## QPL
DESIGNLIGHTS CONSORTIUM (DLC) |  |  |  | Language/Langue:
QUALIFED PRODUCTS LIST (QPL) |  |  |  | English
**This list is for the use of sponsors of the DesignLights Consortium (DLC) in operation of their commercial lighting programs. The QPL is updated regularly. Please refer to the date last updated, below, and check www.designlights.org to ensure you are using the most current version.
NOTES: (1) White rows represent product models that actual test reports were evaluated. Gray rows represent the corresponding family models, of a particular model number, which test reports were not evaluated. (2) "X" in the model number represents wildcard characters for multiple product variations. In these cases, all variations are considered approved. This is done to save space on the QPL.
Last Updated: | 2017-03-31 | By: www.designlights.org
DLC Product Code | Manufacturer Name | Brand Name | Model Number | Category | General Application | Primary Use | Classification | Parent Product | Tested Light Output (lm) | Tested Efficacy (lm/W) | Tested Wattage (W) | Tested Total Harmonic Distortion (THD) | Tested Power Factor | Tested CCT (K) | Tested CRI | Warranty (years) | Rated Lifetime (hours) | Date Qualified | Dimming Status | Dimming Type | Has Intergated Controls | Notes | Technical Requirements Version Number | Reported Light Output (lm) | Reported Luminaire Efficacy (lm/W) | Reported Wattage (W) | Reported Total Harmonic Distortion (THD) | Reported Power Factor | Reported CCT (K) | Reported CRI
PFS3Q54Z | ITC Inc. | Elio | 690451.72.30.24.00x [120V Only] | Indoor Luminaires | Case Lighting | Horizontal Refrigerated Case Luminaires | Standard | TRUE | 1421 | 85.7 | 16.58 | 10.5 | 0.959 | 3044 | 91.6 | 5 | 50000 | 42809 | Not Dimmable | Not Dimmable | NotYetVerified |  | 4.1 | 1496 | 91.5 | 16.35 | 12.09 | 0.99 | 3074 | 91.8
PVG838ZP | ITC Inc. | Elio | 690451.30.40.24.00x [120V Only] | Indoor Luminaires | Case Lighting | Horizontal Refrigerated Case Luminaires | Standard | FALSE | [9 empty] | 42809 | Not Dimmable | Not Dimmable | NotYetVerified |  | 4.1 | 710.92 | 94.17 | 7.55 | 19.33 | 0.96 | 4068 | 92.2
PTV9HW2E | ITC Inc. | Elio | 690451.60.40.24.00x [120V Only] | Indoor Luminaires | Case Lighting | Horizontal Refrigerated Case Luminaires | Standard | FALSE | [9 empty] | 42809 | Not Dimmable | Not Dimmable | NotYetVerified |  | 4.1 | 1456.8 | 109.21 | 13.34 | 13.73 | 0.98 | 4065 | 92.2
P15HFND7 | ITC Inc. | Elio | 690451.36.40.24.00x [120V Only] | Indoor Luminaires | Case Lighting | Horizontal Refrigerated Case Luminaires | Standard | FALSE | [9 empty] | 42809 | Not Dimmable | Not Dimmable | NotYetVerified |  | 4.1 | 813.1 | 95.69 | 8.5 | 18.29 | 0.97 | 4055 | 92.1
P7JKXAAM | ITC Inc. | Elio | 690451.48.40.24.00x [120V Only] | Indoor Luminaires | Case Lighting | Horizontal Refrigerated Case Luminaires | Standard | FALSE | [9 empty] | 42809 | Not Dimmable | Not Dimmable | NotYetVerified |  | 4.1 | 1245.9 | 109.1 | 11.42 | 15.33 | 0.98 | 4048 | 92.2
P3Y5FXC9 | ITC Inc. | Elio | 690451.24.40.24.00x [120V Only] | Indoor Luminaires | Case Lighting | Horizontal Refrigerated Case Luminaires | Standard | FALSE | [9 empty] | 42809 | Not Dimmable | Not Dimmable | NotYetVerified |  | 4.1 | 542.27 | 82.31 | 6.59 | 19.7 | 0.95 | 4048 | 92
PWVDBVGE | ITC Inc. | Elio | 690451.42.40.24.00x [120V Only] | Indoor Luminaires | Case Lighting | Horizontal Refrigerated Case Luminaires | Standard | FALSE | [9 empty] | 42809 | Not Dimmable | Not Dimmable | NotYetVerified |  | 4.1 | 1125.7 | 107.93 | 10.43 | 16.14 | 0.98 | 4046 | 92.2
P18H8V6C | ITC Inc. | Elio | 690451.72.40.24.00x [120V Only] | Indoor Luminaires | Case Lighting | Horizontal Refrigerated Case Luminaires | Standard | FALSE | [9 empty] | 42809 | Not Dimmable | Not Dimmable | NotYetVerified |  | 4.1 | 1622 | 99.27 | 16.34 | 12.09 | 0.99 | 4010 | 92.2
PBDJ8PUB | ITC Inc. | Elio | 690451.48.30.24.00x [120V Only] | Indoor Luminaires | Case Lighting | Horizontal Refrigerated Case Luminaires | Standard | FALSE | [9 empty] | 42809 | Not Dimmable | Not Dimmable | NotYetVerified |  | 4.1 | 1192.6 | 105.45 | 11.31 | 15.33 | 0.98 | 3093 | 91.3
P333MGPV | ITC Inc. | Elio | 690451.60.30.24.00x [120V Only] | Indoor Luminaires | Case Lighting | Horizontal Refrigerated Case Luminaires | Standard | FALSE | [9 empty] | 42809 | Not Dimmable | Not Dimmable | NotYetVerified |  | 4.1 | 1374.9 | 104 | 13.22 | 13.73 | 0.98 | 3090 | 91.3
PAYN4ZCX | ITC Inc. | Elio | 690451.42.30.24.00x [120V Only] | Indoor Luminaires | Case Lighting | Horizontal Refrigerated Case Luminaires | Standard | FALSE | [9 empty] | 42809 | Not Dimmable | Not Dimmable | NotYetVerified |  | 4.1 | 1087.2 | 105.15 | 10.34 | 16.14 | 0.97 | 3080 | 91.3
P11V5AB8 | ITC Inc. | Elio | 690451.36.30.24.00x [120V Only] | Indoor Luminaires | Case Lighting | Horizontal Refrigerated Case Luminaires | Standard | FALSE | [9 empty] | 42809 | Not Dimmable | Not Dimmable | NotYetVerified |  | 4.1 | 775.38 | 92.04 | 8.42 | 18.29 | 0.97 | 3077 | 91.3
PCYA9ZMK | ITC Inc. | Elio | 690451.30.30.24.00x [120V Only] | Indoor Luminaires | Case Lighting | Horizontal Refrigerated Case Luminaires | Standard | FALSE | [9 empty] | 42809 | Not Dimmable | Not Dimmable | NotYetVerified |  | 4.1 | 702.25 | 94.31 | 7.45 | 19.33 | 0.96 | 3074 | 91.1
P1HCB6C8 | ITC Inc. | Elio | 690451.24.30.24.00x [120V Only] | Indoor Luminaires | Case Lighting | Horizontal Refrigerated Case Luminaires | Standard | FALSE | [9 empty] | 42809 | Not Dimmable | Not Dimmable | NotYetVerified |  | 4.1 | 527.67 | 81.43 | 6.48 | 19.7 | 0.95 | 3058 | 91.1
PD836EJ8 | International Light Technologies | Caselight | ILT36-BAO-W30CE | Indoor Luminaires | Case Lighting | Vertical Refrigerated Case Luminaires | Standard | TRUE | 932.6 | 93.6 | 9.96 | 15.9 | 0.89 | 3010 | 81.8 | 5 | 50000 | 42795 | Not Dimmable | Not Dimmable | No |  | 4.1 | 926.6 | 93.6 | 9.9 | 6.24 | 0.99 | 3000 | 81.6
PRBD9DQJ | International Light Technologies | Caselight | ILT36-BAO-W30LE | Indoor Luminaires | Case Lighting | Vertical Refrigerated Case Luminaires | Standard | TRUE | 458.4 | 93.6 | 4.9 | 15.9 | 0.89 | 3010 | 81.8 | 5 | 50000 | 42795 | Not Dimmable | Not Dimmable | No |  | 4.1 | 458.6 | 93.6 | 4.9 | 6.24 | 0.99 | 3000 | 81.6
PBXXHW5D | International Light Technologies | Caselight | ILT36-BAO-W50CE | Indoor Luminaires | Case Lighting | Vertical Refrigerated Case Luminaires | Standard | FALSE | [9 empty] | 42795 | Not Dimmable | Not Dimmable | No |  | 4.1 | 926.6 | 93.6 | 9.9 | 6.24 | 0.99 | 5000 | 81.6
PZRFPAR7 | International Light Technologies | Caselight | ILT36-BAO-W50RE | Indoor Luminaires | Case Lighting | Vertical Refrigerated Case Luminaires | Standard | FALSE | [9 empty] | 42795 | Not Dimmable | Not Dimmable | No |  | 4.1 | 458.6 | 93.6 | 4.9 | 6.24 | 0.99 | 5000 | 81.6
PDXM1296 | International Light Technologies | Caselight | ILT36-BAO-W50LE | Indoor Luminaires | Case Lighting | Vertical Refrigerated Case Luminaires | Standard | FALSE | [9 empty] | 42795 | Not Dimmable | Not Dimmable | No |  | 4.1 | 458.6 | 93.6 | 4.9 | 6.24 | 0.99 | 5000 | 81.6
PW9X4AAH | International Light Technologies | Caselight | ILT36-BAO-W40CE | Indoor Luminaires | Case Lighting | Vertical Refrigerated Case Luminaires | Standard | FALSE | [9 empty] | 42795 | Not Dimmable | Not Dimmable | No |  | 4.1 | 926.6 | 93.6 | 9.9 | 6.24 | 0.99 | 4000 | 81.6
PJZ51GJW | International Light Technologies | Caselight | ILT36-BAO-W40RE | Indoor Luminaires | Case Lighting | Vertical Refrigerated Case Luminaires | Standard | FALSE | [9 empty] | 42795 | Not Dimmable | Not Dimmable | No |  | 4.1 | 458.6 | 93.6 | 4.9 | 6.24 | 0.99 | 4000 | 81.6
P71B7TMX | International Light Technologies | Caselight | ILT36-BAO-W40LE | Indoor Luminaires | Case Lighting | Vertical Refrigerated Case Luminaires | Standard | FALSE | [9 empty] | 42795 | Not Dimmable | Not Dimmable | No |  | 4.1 | 458.6 | 93.6 | 4.9 | 6.24 | 0.99 | 4000 | 81.6
PSZDAQBY | International Light Technologies | Caselight | ILT36-BAO-W35CE | Indoor Luminaires | Case Lighting | Vertical Refrigerated Case Luminaires | Standard | FALSE | [9 empty] | 42795 | Not Dimmable | Not Dimmable | No |  | 4.1 | 926.6 | 93.6 | 9.9 | 6.24 | 0.99 | 3500 | 81.6
P9K2QXFV | International Light Technologies | Caselight | ILT36-BAO-W35RE | Indoor Luminaires | Case Lighting | Vertical Refrigerated Case Luminaires | Standard | FALSE | [9 empty] | 42795 | Not Dimmable | Not Dimmable | No |  | 4.1 | 458.6 | 93.6 | 4.9 | 6.24 | 0.99 | 3500 | 81.6
P4ARN63P | International Light Technologies | Caselight | ILT36-BAO-W35LE | Indoor Luminaires | Case Lighting | Vertical Refrigerated Case Luminaires | Standard | FALSE | [9 empty] | 42795 | Not Dimmable | Not Dimmable | No |  | 4.1 | 458.6 | 93.6 | 4.9 | 6.24 | 0.99 | 3500 | 81.6
PZWK49KP | International Light Technologies | Caselight | ILT70-BAO-W30CE | Indoor Luminaires | Case Lighting | Vertical Refrigerated Case Luminaires | Standard | FALSE | [9 empty] | 42795 | Not Dimmable | Not Dimmable | No |  | 4.1 | 2311.9 | 93.6 | 24.7 | 6.24 | 0.99 | 3000 | 81.6
PD1G2N2U | International Light Technologies | Caselight | ILT60-BAO-W30CE | Indoor Luminaires | Case Lighting | Vertical Refrigerated Case Luminaires | Standard | FALSE | [9 empty] | 42795 | Not Dimmable | Not Dimmable | No |  | 4.1 | 1853.3 | 93.6 | 19.8 | 6.24 | 0.99 | 3000 | 81.6
PKPQPR21 | International Light Technologies | Caselight | ILT48-BAO-W30CE | Indoor Luminaires | Case Lighting | Vertical Refrigerated Case Luminaires | Standard | FALSE | [9 empty] | 42795 | Not Dimmable | Not Dimmable | No |  | 4.1 | 1385.3 | 93.6 | 14.8 | 6.24 | 0.99 | 3000 | 81.6
PXHXD9GP | International Light Technologies | Caselight | ILT70-BAO-W30RE | Indoor Luminaires | Case Lighting | Vertical Refrigerated Case Luminaires | Standard | FALSE | [9 empty] | 42795 | Not Dimmable | Not Dimmable | No |  | 4.1 | 1160.6 | 93.6 | 12.4 | 6.24 | 0.99 | 3000 | 81.6
PRUA5MEG | International Light Technologies | Caselight | ILT70-BAO-W30LE | Indoor Luminaires | Case Lighting | Vertical Refrigerated Case Luminaires | Standard | FALSE | [9 empty] | 42795 | Not Dimmable | Not Dimmable | No |  | 4.1 | 1160.6 | 93.6 | 12.4 | 6.24 | 0.99 | 3000 | 81.6
PJG4FDNT | International Light Technologies | Caselight | ILT60-BAO-W30RE | Indoor Luminaires | Case Lighting | Vertical Refrigerated Case Luminaires | Standard | FALSE | [9 empty] | 42795 | Not Dimmable | Not Dimmable | No |  | 4.1 | 926.6 | 93.6 | 9.9 | 6.24 | 0.99 | 3000 | 81.6
PHYMF4Z1 | International Light Technologies | Caselight | ILT60-BAO-W30LE | Indoor Luminaires | Case Lighting | Vertical Refrigerated Case Luminaires | Standard | FALSE | [9 empty] | 42795 | Not Dimmable | Not Dimmable | No |  | 4.1 | 926.6 | 93.6 | 9.9 | 6.24 | 0.99 | 3000 | 81.6
PW7ZQ79V | International Light Technologies | Caselight | ILT48-BAO-W30LE | Indoor Luminaires | Case Lighting | Vertical Refrigerated Case Luminaires | Standard | FALSE | [9 empty] | 42795 | Not Dimmable | Not Dimmable | No |  | 4.1 | 692.6 | 93.6 | 7.4 | 6.24 | 0.99 | 3000 | 81.6
PMAWPFD3 | International Light Technologies | Caselight | ILT48-BAO-W30RE | Indoor Luminaires | Case Lighting | Vertical Refrigerated Case Luminaires | Standard | FALSE | [9 empty] | 42795 | Not Dimmable | Not Dimmable | No |  | 4.1 | 692.6 | 93.6 | 7.4 | 6.24 | 0.99 | 3000 | 81.6
PDQP1N8V | International Light Technologies | Caselight | ILT36-BAO-W30RE | Indoor Luminaires | Case Lighting | Vertical Refrigerated Case Luminaires | Standard | FALSE | [9 empty] | 42795 | Not Dimmable | Not Dimmable | No |  | 4.1 | 458.6 | 93.6 | 4.9 | 6.24 | 0.99 | 3000 | 81.6
PMACJA3P | GE Lighting Solutions | Immersion | GEMT301250CAN-SY (84050) | Indoor Luminaires | Case Lighting | Horizontal Refrigerated Case Luminaires | Standard | FALSE | [9 empty] | 42717 |  |  | No |  | 4.1 | 546.5 | 89.48 | 6.11 | 9.33 | 0.99 | 5099 | 81
PF9GMM85 | GE Lighting Solutions | Immersion | GEMT301240CAN-SY (84046) | Indoor Luminaires | Case Lighting | Horizontal Refrigerated Case Luminaires | Standard | FALSE | [9 empty] | 42717 |  |  | No |  | 4.1 | 521.6 | 85.4 | 6.11 | 9.33 | 0.99 | 3932 | 84
PZBKQF2T | GE Lighting Solutions | Immersion | GEMT301230CAN-SY (84048) | Indoor Luminaires | Case Lighting | Horizontal Refrigerated Case Luminaires | Standard | FALSE | [9 empty] | 42717 |  |  | No |  | 4.1 | 498.7 | 81.65 | 6.11 | 9.33 | 0.99 | 3032 | 82
P00000SIL | GE Lighting Solutions | Immersion | GEMT304850CAN-SB (69645) | Indoor Luminaires | Case Lighting | Horizontal Refrigerated Case Luminaires | Standard | FALSE | [9 empty] | 42717 |  |  | No |  | 4.1 | 2146.2 | 85.73 | 25.04 | 8.98 | 0.99 | 5051 | 81
P00000SIK | GE Lighting Solutions | Immersion | GEMT304850CAN-SY (69644) | Indoor Luminaires | Case Lighting | Horizontal Refrigerated Case Luminaires | Standard | TRUE | 2146.2 | 95.2 | 22.533 | 8.124 | 0.9363 | 5051 | 81 | 5 | 50000 | 42717 |  |  | No |  | 4.1 | 2146.2 | 85.73 | 25.04 | 8.98 | 0.99 | 5051 | 81
P00000SIP | GE Lighting Solutions | Immersion | GEMT303650CAN-SB (69643) | Indoor Luminaires | Case Lighting | Horizontal Refrigerated Case Luminaires | Standard | FALSE | [9 empty] | 42717 |  |  | No |  | 4.1 | 1592 | 85.87 | 18.54 | 8.42 | 1 | 5061 | 81
P00000SIO | GE Lighting Solutions | Immersion | GEMT303650CAN-SY (69642) | Indoor Luminaires | Case Lighting | Horizontal Refrigerated Case Luminaires | Standard | FALSE | [9 empty] | 42717 |  |  | No |  | 4.1 | 1592 | 85.87 | 18.54 | 8.42 | 1 | 5061 | 81
P00000SJ5 | GE Lighting Solutions | Immersion | GEMT302450CAN-SB (69641) | Indoor Luminaires | Case Lighting | Horizontal Refrigerated Case Luminaires | Standard | FALSE | [9 empty] | 42717 |  |  | No |  | 4.1 | 1082.6 | 88.11 | 12.29 | 9.2 | 0.99 | 5089 | 81
P00000SJ4 | GE Lighting Solutions | Immersion | GEMT302450CAN-SY (69640) | Indoor Luminaires | Case Lighting | Horizontal Refrigerated Case Luminaires | Standard | FALSE | [9 empty] | 42717 |  |  | No |  | 4.1 | 1082.6 | 88.11 | 12.29 | 9.2 | 0.99 | 5089 | 81
P00000SDA | GE Lighting Solutions | Immersion | GEMT304840CAN-SB (69663) | Indoor Luminaires | Case Lighting | Horizontal Refrigerated Case Luminaires | Standard | FALSE | [9 empty] | 42717 |  |  | No |  | 4.1 | 2045.5 | 81.71 | 25.04 | 8.98 | 0.99 | 3932 | 84
P00000SD9 | GE Lighting Solutions | Immersion | GEMT304840CAN-SY (69662) | Indoor Luminaires | Case Lighting | Horizontal Refrigerated Case Luminaires | Standard | FALSE | [9 empty] | 42717 |  |  | No |  | 4.1 | 2045.5 | 81.71 | 25.04 | 8.98 | 0.99 | 3932 | 84
P00000SDC | GE Lighting Solutions | Immersion | GEMT303640CAN-SY (69660) | Indoor Luminaires | Case Lighting | Horizontal Refrigerated Case Luminaires | Standard | FALSE | [9 empty] | 42717 |  |  | No |  | 4.1 | 1518.1 | 81.88 | 18.54 | 8.42 | 1 | 3928 | 84
P00000SD0 | GE Lighting Solutions | Immersion | GEMT303640CAN-SB (69661) | Indoor Luminaires | Case Lighting | Horizontal Refrigerated Case Luminaires | Standard | FALSE | [9 empty] | 42717 |  |  | No |  | 4.1 | 1518.1 | 81.88 | 18.54 | 8.42 | 1 | 3928 | 84
P00000SJ1 | GE Lighting Solutions | Immersion | GEMT302440CAN-SB (69653) | Indoor Luminaires | Case Lighting | Horizontal Refrigerated Case Luminaires | Standard | FALSE | [9 empty] | 42717 |  |  | No |  | 4.1 | 1049.9 | 85.44 | 12.29 | 9.2 | 0.99 | 3935 | 84
P00000SJ0 | GE Lighting Solutions | Immersion | GEMT302440CAN-SY (69652) | Indoor Luminaires | Case Lighting | Horizontal Refrigerated Case Luminaires | Standard | FALSE | [9 empty] | 42717 |  |  | No |  | 4.1 | 1049.9 | 85.44 | 12.29 | 9.2 | 0.99 | 3935 | 84
P00000SD7 | GE Lighting Solutions | Immersion | GEMT304835CAN-SB (69714) | Indoor Luminaires | Case Lighting | Horizontal Refrigerated Case Luminaires | Standard | FALSE | [9 empty] | 42717 |  |  | No |  | 4.1 | 2089.9 | 83.48 | 25.04 | 8.98 | 0.99 | 3494 | 81
P00000SD5 | GE Lighting Solutions | Immersion | GEMT304835CAN-SY (69713) | Indoor Luminaires | Case Lighting | Horizontal Refrigerated Case Luminaires | Standard | FALSE | [9 empty] | 42717 |  |  | No |  | 4.1 | 2089.9 | 83.48 | 25.04 | 8.98 | 0.99 | 3494 | 81
P00000SCX | GE Lighting Solutions | Immersion | GEMT303635CAN-SB (69712) | Indoor Luminaires | Case Lighting | Horizontal Refrigerated Case Luminaires | Standard | FALSE | [9 empty] | 42717 |  |  | No |  | 4.1 | 1534 | 82.74 | 18.54 | 8.42 | 1 | 3490 | 81
P00000SCV | GE Lighting Solutions | Immersion | GEMT303635CAN-SY (69711) | Indoor Luminaires | Case Lighting | Horizontal Refrigerated Case Luminaires | Standard | FALSE | [9 empty] | 42717 |  |  | No |  | 4.1 | 1534 | 82.74 | 18.54 | 8.42 | 1 | 3490 | 81
P00000SIX | GE Lighting Solutions | Immersion | GEMT302435CAN-SB (69710) | Indoor Luminaires | Case Lighting | Horizontal Refrigerated Case Luminaires | Standard | FALSE | [9 empty] | 42717 |  |  | No |  | 4.1 | 1043.9 | 84.96 | 12.29 | 9.2 | 0.99 | 3489 | 82
P00000SIW | GE Lighting Solutions | Immersion | GEMT302435CAN-SY (69709) | Indoor Luminaires | Case Lighting | Horizontal Refrigerated Case Luminaires | Standard | FALSE | [9 empty] | 42717 |  |  | No |  | 4.1 | 1043.9 | 84.96 | 12.29 | 9.2 | 0.99 | 3489 | 82
P00000SD3 | GE Lighting Solutions | Immersion | GEMT304830CAN-SB (69688) | Indoor Luminaires | Case Lighting | Horizontal Refrigerated Case Luminaires | Standard | FALSE | [9 empty] | 42717 |  |  | No |  | 4.1 | 1993.8 | 79.64 | 25.04 | 8.98 | 0.99 | 3029 | 82
P00000SD2 | GE Lighting Solutions | Immersion | GEMT304830CAN-SY (69687) | Indoor Luminaires | Case Lighting | Horizontal Refrigerated Case Luminaires | Standard | TRUE | 1993.8 | 88.7 | 22.467 | 8.124 | 0.9363 | 3029 | 82 | 5 | 50000 | 42717 |  |  | No |  | 4.1 | 1993.8 | 79.64 | 25.04 | 8.98 | 0.99 | 3029 | 82
P00000SCU | GE Lighting Solutions | Immersion | GEMT303630CAN-SB (69686) | Indoor Luminaires | Case Lighting | Horizontal Refrigerated Case Luminaires | Standard | FALSE | [9 empty] | 42717 |  |  | No |  | 4.1 | 1489.9 | 80.36 | 18.54 | 8.42 | 1 | 3031 | 82
P00000SCT | GE Lighting Solutions | Immersion | GEMT303630CAN-SY (69685) | Indoor Luminaires | Case Lighting | Horizontal Refrigerated Case Luminaires | Standard | TRUE | 1489.9 | 89.8 | 16.6 | 7.387 | 0.9467 | 3031 | 82 | 5 | 50000 | 42717 |  |  | No |  | 4.1 | 1489.9 | 80.36 | 18.54 | 8.42 | 1 | 3031 | 82
P00000SIV | GE Lighting Solutions | Immersion | GEMT302430CAN-SB (69684) | Indoor Luminaires | Case Lighting | Horizontal Refrigerated Case Luminaires | Standard | FALSE | [9 empty] | 42717 |  |  | No |  | 4.1 | 1001.6 | 81.51 | 12.29 | 9.2 | 0.99 | 3031 | 82
P00000SIU | GE Lighting Solutions | Immersion | GEMT302430CAN-SY (69682) | Indoor Luminaires | Case Lighting | Horizontal Refrigerated Case Luminaires | Standard | FALSE | [9 empty] | 42717 |  |  | No |  | 4.1 | 1001.6 | 81.51 | 12.29 | 9.2 | 0.99 | 3031 | 82
P00000SCR | GE Lighting Solutions | Immersion | GEMT304830USL-SY (69695) | Indoor Luminaires | Case Lighting | Horizontal Refrigerated Case Luminaires | Standard | TRUE | 634.3 | 99.1 | 6.4 | 12.166 | 0.9218 | 3067 | 82 | 5 | 50000 | 42716 |  |  | No | Qualified with GEPS24-100UGL-IP GEPS24-60UGL-IP GEPS6100NCCON-SY and GEPS6500NCMUL-SY (120V only) Power Supplies | 4.1 | 634.3 | 86.56 | 7.33 | 9.72 | 0.99 | 3067 | 82
P00000SCQ | GE Lighting Solutions | Immersion | GEMT303630USL-SY (69691) | Indoor Luminaires | Case Lighting | Horizontal Refrigerated Case Luminaires | Standard | TRUE | 481.3 | 100.3 | 4.8 | 8.612 | 0.9226 | 3060 | 82 | 5 | 50000 | 42716 |  |  | No | Qualified with GEPS24-100UGL-IP GEPS24-60UGL-IP GEPS6100NCCON-SY and GEPS6500NCMUL-SY (120V only) Power Supplies | 4.1 | 481.3 | 86.77 | 5.55 | 10.12 | 0.99 | 3060 | 82
P00000SIS | GE Lighting Solutions | Immersion | GEMT302430USL-SY (69689) | Indoor Luminaires | Case Lighting | Horizontal Refrigerated Case Luminaires | Standard | FALSE | [9 empty] | 42716 |  |  | No | Qualified with GEPS24-100UGL-IP GEPS24-60UGL-IP GEPS6100NCCON-SY and GEPS6500NCMUL-SY (120V only) Power Supplies | 3 | 328.4 | 89.5 | 3.67 | 10.05 | 0.99 | 3053 | 82
P00000SIN | GE Lighting Solutions | Immersion | GEMT304850USL-SB (69651) | Indoor Luminaires | Case Lighting | Horizontal Refrigerated Case Luminaires | Standard | FALSE | [9 empty] | 42716 |  |  | No | Qualified with GEPS24-100UGL-IP GEPS24-60UGL-IP GEPS6100NCCON-SY and GEPS6500NCMUL-SY (120V only) Power Supplies | 3 | 664.9 | 90.73 | 7.33 | 9.72 | 0.99 | 5067 | 82
P00000SIM | GE Lighting Solutions | Immersion | GEMT304850USL-SY (69650) | Indoor Luminaires | Case Lighting | Horizontal Refrigerated Case Luminaires | Standard | TRUE | 664.9 | 103.9 | 6.4 | 12.166 | 0.9218 | 5067 | 82 | 5 | 50000 | 42716 |  |  | No | Qualified with GEPS24-100UGL-IP GEPS24-60UGL-IP GEPS6100NCCON-SY and GEPS6500NCMUL-SY (120V only) Power Supplies | 3 | 664.9 | 90.73 | 7.33 | 9.72 | 0.99 | 5067 | 82
P00000SIR | GE Lighting Solutions | Immersion | GEMT303650USL-SB (69649) | Indoor Luminaires | Case Lighting | Horizontal Refrigerated Case Luminaires | Standard | FALSE | [9 empty] | 42716 |  |  | No | Qualified with GEPS24-100UGL-IP GEPS24-60UGL-IP GEPS6100NCCON-SY and GEPS6500NCMUL-SY (120V only) Power Supplies | 3 | 499.7 | 90.1 | 5.55 | 10.12 | 0.99 | 5056 | 82
P00000SIQ | GE Lighting Solutions | Immersion | GEMT303650USL-SY (69648) | Indoor Luminaires | Case Lighting | Horizontal Refrigerated Case Luminaires | Standard | FALSE | [9 empty] | 42716 |  |  | No | Qualified with GEPS24-100UGL-IP GEPS24-60UGL-IP GEPS6100NCCON-SY and GEPS6500NCMUL-SY (120V only) Power Supplies | 3 | 499.7 | 90.1 | 5.55 | 10.12 | 0.99 | 5056 | 82
P00000SJ7 | GE Lighting Solutions | Immersion | GEMT302450USL-SB (69647) | Indoor Luminaires | Case Lighting | Horizontal Refrigerated Case Luminaires | Standard | FALSE | [9 empty] | 42716 |  |  | No | Qualified with GEPS24-100UGL-IP GEPS24-60UGL-IP GEPS6100NCCON-SY and GEPS6500NCMUL-SY (120V only) Power Supplies | 3 | 343.8 | 93.7 | 3.67 | 10.05 | 0.99 | 5055 | 83
P00000SJ6 | GE Lighting Solutions | Immersion | GEMT302450USL-SY (69646) | Indoor Luminaires | Case Lighting | Horizontal Refrigerated Case Luminaires | Standard | FALSE | [9 empty] | 42716 |  |  | No | Qualified with GEPS24-100UGL-IP GEPS24-60UGL-IP GEPS6100NCCON-SY and GEPS6500NCMUL-SY (120V only) Power Supplies | 3 | 343.8 | 93.7 | 3.67 | 10.05 | 0.99 | 5055 | 83
P00000SDD | GE Lighting Solutions | Immersion | GEMT304840USL-SY (69668) | Indoor Luminaires | Case Lighting | Horizontal Refrigerated Case Luminaires | Standard | FALSE | [9 empty] | 42716 |  |  | No | Qualified with GEPS24-100UGL-IP GEPS24-60UGL-IP GEPS6100NCCON-SY and GEPS6500NCMUL-SY (120V only) Power Supplies | 3 | 663.7 | 90.57 | 7.33 | 9.72 | 0.99 | 4033 | 82
P00000SDB | GE Lighting Solutions | Immersion | GEMT304840USL-SB (69669) | Indoor Luminaires | Case Lighting | Horizontal Refrigerated Case Luminaires | Standard | FALSE | [9 empty] | 42716 |  |  | No | Qualified with GEPS24-100UGL-IP GEPS24-60UGL-IP GEPS6100NCCON-SY and GEPS6500NCMUL-SY (120V only) Power Supplies | 3 | 663.7 | 90.57 | 7.33 | 9.72 | 0.99 | 4033 | 82
P00000SD1 | GE Lighting Solutions | Immersion | GEMT303640USL-SB (69667) | Indoor Luminaires | Case Lighting | Horizontal Refrigerated Case Luminaires | Standard | FALSE | [9 empty] | 42716 |  |  | No | Qualified with GEPS24-100UGL-IP GEPS24-60UGL-IP GEPS6100NCCON-SY and GEPS6500NCMUL-SY (120V only) Power Supplies | 3 | 497.3 | 89.66 | 5.55 | 10.12 | 0.99 | 4023 | 92
P00000SCZ | GE Lighting Solutions | Immersion | GEMT303640USL-SY (69666) | Indoor Luminaires | Case Lighting | Horizontal Refrigerated Case Luminaires | Standard | FALSE | [9 empty] | 42716 |  |  | No | Qualified with GEPS24-100UGL-IP GEPS24-60UGL-IP GEPS6100NCCON-SY and GEPS6500NCMUL-SY (120V only) Power Supplies | 3 | 497.3 | 89.66 | 5.55 | 10.12 | 0.99 | 4023 | 92
P00000SJ3 | GE Lighting Solutions | Immersion | GEMT302440USL-SB (69665) | Indoor Luminaires | Case Lighting | Horizontal Refrigerated Case Luminaires | Standard | FALSE | [9 empty] | 42716 |  |  | No | Qualified with GEPS24-100UGL-IP GEPS24-60UGL-IP GEPS6100NCCON-SY and GEPS6500NCMUL-SY (120V only) Power Supplies | 3 | 335.1 | 91.33 | 3.67 | 10.05 | 0.99 | 4015 | 83
P00000SJ2 | GE Lighting Solutions | Immersion | GEMT302440USL-SY (69664) | Indoor Luminaires | Case Lighting | Horizontal Refrigerated Case Luminaires | Standard | FALSE | [9 empty] | 42716 |  |  | No | Qualified with GEPS24-100UGL-IP GEPS24-60UGL-IP GEPS6100NCCON-SY and GEPS6500NCMUL-SY (120V only) Power Supplies | 3 | 335.1 | 91.33 | 3.67 | 10.05 | 0.99 | 4015 | 83
P00000SD8 | GE Lighting Solutions | Immersion | GEMT304835USL-SB (69720) | Indoor Luminaires | Case Lighting | Horizontal Refrigerated Case Luminaires | Standard | FALSE | [9 empty] | 42716 |  |  | No | Qualified with GEPS24-100UGL-IP GEPS24-60UGL-IP GEPS6100NCCON-SY and GEPS6500NCMUL-SY (120V only) Power Supplies | 3 | 642 | 87.61 | 7.33 | 9.72 | 0.99 | 3451 | 83
P00000SD6 | GE Lighting Solutions | Immersion | GEMT304835USL-SY (69719) | Indoor Luminaires | Case Lighting | Horizontal Refrigerated Case Luminaires | Standard | FALSE | [9 empty] | 42716 |  |  | No | Qualified with GEPS24-100UGL-IP GEPS24-60UGL-IP GEPS6100NCCON-SY and GEPS6500NCMUL-SY (120V only) Power Supplies | 3 | 642 | 87.61 | 7.33 | 9.72 | 0.99 | 3451 | 83
P00000SCY | GE Lighting Solutions | Immersion | GEMT303635USL-SB (69718) | Indoor Luminaires | Case Lighting | Horizontal Refrigerated Case Luminaires | Standard | FALSE | [9 empty] | 42716 |  |  | No | Qualified with GEPS24-100UGL-IP GEPS24-60UGL-IP GEPS6100NCCON-SY and GEPS6500NCMUL-SY (120V only) Power Supplies | 3 | 486.4 | 87.7 | 5.55 | 10.12 | 0.99 | 3434 | 83
P00000SCW | GE Lighting Solutions | Immersion | GEMT303635USL-SY (69717) | Indoor Luminaires | Case Lighting | Horizontal Refrigerated Case Luminaires | Standard | FALSE | [9 empty] | 42716 |  |  | No | Qualified with GEPS24-100UGL-IP GEPS24-60UGL-IP GEPS6100NCCON-SY and GEPS6500NCMUL-SY (120V only) Power Supplies | 3 | 486.4 | 87.7 | 5.55 | 10.12 | 0.99 | 3434 | 83
P00000SIZ | GE Lighting Solutions | Immersion | GEMT302435USL-SB (69716) | Indoor Luminaires | Case Lighting | Horizontal Refrigerated Case Luminaires | Standard | FALSE | [9 empty] | 42716 |  |  | No | Qualified with GEPS24-100UGL-IP GEPS24-60UGL-IP GEPS6100NCCON-SY and GEPS6500NCMUL-SY (120V only) Power Supplies | 3 | 332.4 | 90.59 | 3.67 | 10.05 | 0.99 | 3430 | 83
P00000SIY | GE Lighting Solutions | Immersion | GEMT302435USL-SY (69715) | Indoor Luminaires | Case Lighting | Horizontal Refrigerated Case Luminaires | Standard | FALSE | [9 empty] | 42716 |  |  | No | Qualified with GEPS24-100UGL-IP GEPS24-60UGL-IP GEPS6100NCCON-SY and GEPS6500NCMUL-SY (120V only) Power Supplies | 3 | 332.4 | 90.59 | 3.67 | 10.05 | 0.99 | 3430 | 83
P00000SD4 | GE Lighting Solutions | Immersion | GEMT304830USL-SB (69696) | Indoor Luminaires | Case Lighting | Horizontal Refrigerated Case Luminaires | Standard | FALSE | [9 empty] | 42716 |  |  | No | Qualified with GEPS24-100UGL-IP GEPS24-60UGL-IP GEPS6100NCCON-SY and GEPS6500NCMUL-SY (120V only) Power Supplies | 3 | 634.3 | 86.56 | 7.33 | 9.72 | 0.99 | 3067 | 82
P00000SCS | GE Lighting Solutions | Immersion | GEMT303630USL-SB (69694) | Indoor Luminaires | Case Lighting | Horizontal Refrigerated Case Luminaires | Standard | FALSE | [9 empty] | 42716 |  |  | No | Qualified with GEPS24-100UGL-IP GEPS24-60UGL-IP GEPS6100NCCON-SY and GEPS6500NCMUL-SY (120V only) Power Supplies | 3 | 481.3 | 86.78 | 5.55 | 10.12 | 0.99 | 3060 | 82
PY5FV9RB | GE Lighting Solutions | Immersion | GEMT302430USL-SB (69690) | Indoor Luminaires | Case Lighting | Horizontal Refrigerated Case Luminaires | Standard | FALSE | [9 empty] | 42716 | Not Dimmable | Not Dimmable | No | Qualified with GEPS24-100UGL-IP GEPS24-60UGL-IP GEPS6100NCCON-SY and GEPS6500NCMUL-SY (120V only) Power Supplies | 3 | 328.4 | 89.5 | 3.67 | 10.05 | 0.99 | 3053 | 82
P1D9KW2K | GE Lighting Solutions | Immersion | GEMT301250USL-SY (84052) | Indoor Luminaires | Case Lighting | Horizontal Refrigerated Case Luminaires | Standard | FALSE | [9 empty] | 42716 | Not Dimmable | Not Dimmable | No | Qualified with GEPS24-100UGL-IP GEPS24-60UGL-IP GEPS6100NCCON-SY and GEPS6500NCMUL-SY (120V only) Power Supplies | 3 | 170.1 | 92.13 | 1.85 | 10.05 | 0.99 | 3053 | 82
P9VJX9SG | GE Lighting Solutions | Immersion | GEMT301240USL-SY (84047) | Indoor Luminaires | Case Lighting | Horizontal Refrigerated Case Luminaires | Standard | FALSE | [9 empty] | 42716 | Not Dimmable | Not Dimmable | No | Qualified with GEPS24-100UGL-IP GEPS24-60UGL-IP GEPS6100NCCON-SY and GEPS6500NCMUL-SY (120V only) Power Supplies | 3 | 168 | 91 | 1.85 | 10.05 | 0.99 | 3053 | 82
P8ZY21AB | GE Lighting Solutions | Immersion | GEMT301230USL-SY (84049) | Indoor Luminaires | Case Lighting | Horizontal Refrigerated Case Luminaires | Standard | FALSE | [9 empty] | 42716 | Not Dimmable | Not Dimmable | No | Qualified with GEPS24-100UGL-IP GEPS24-60UGL-IP GEPS6100NCCON-SY and GEPS6500NCMUL-SY (120V only) Power Supplies | 3 | 161.5 | 87.47 | 1.85 | 10.05 | 0.99 | 3053 | 82
PU83SGQE | Lighting & Supplies Inc. dba Sunshine Lighting Co. | Sunlite | LFX/22W/MV/30K/5' | Indoor Luminaires | Case Lighting | Horizontal Refrigerated Case Luminaires | Standard | TRUE | 1757.3 | 79.95 | 21.83 | 11.27 | 0.9438 | 2957 | 82 | 5 | 50000 | 42696 |  |  | No |  | 4 | 1754.9 | 80.39 | 21.83 | 11.27 | 0.94 | 3000 | 82
PJ4QF4YC | Lighting & Supplies Inc. dba Sunshine Lighting Co. | Sunlite | LFX/22W/MV/50K/5' | Indoor Luminaires | Case Lighting | Horizontal Refrigerated Case Luminaires | Standard | FALSE | [9 empty] | 42696 |  |  | No |  | 4 | 1869 | 83.62 | 22.35 | 11.04 | 0.94 | 5000 | 82.4
PKWWM8HQ | Lighting & Supplies Inc. dba Sunshine Lighting Co. | Sunlite | LFX/22W/MV/45K/5' | Indoor Luminaires | Case Lighting | Horizontal Refrigerated Case Luminaires | Standard | FALSE | [9 empty] | 42696 |  |  | No |  | 4 | 1840.5 | 83.32 | 22.09 | 11.27 | 0.94 | 4500 | 82
PRMS4FUK | Lighting & Supplies Inc. dba Sunshine Lighting Co. | Sunlite | LFX/22W/MV/40K/5' | Indoor Luminaires | Case Lighting | Horizontal Refrigerated Case Luminaires | Standard | FALSE | [9 empty] | 42696 |  |  | No |  | 4 | 1812 | 82.03 | 22.09 | 11.27 | 0.94 | 4000 | 82
PSAQGM78 | Lighting & Supplies Inc. dba Sunshine Lighting Co. | Sunlite | LFX/22W/MV/35K/5' | Indoor Luminaires | Case Lighting | Horizontal Refrigerated Case Luminaires | Standard | FALSE | [9 empty] | 42696 |  |  | No |  | 4 | 1783.4 | 80.73 | 22.09 | 11.27 | 0.94 | 3500 | 82
PHACR49P | PowerSecure Inc | EfficientLights | EFL-500-16CM-120 | Indoor Luminaires | Case Lighting | Horizontal Refrigerated Case Luminaires | Standard | TRUE | 6083.7 | 109.4 | 55.6 | 14.08 | 0.89 | 4101 | 81.3 | 5 | 50000 | 42681 |  |  | No |  | 4 | 6083.7 | 109.4 | 55.6 | 14.08 | 0.89 | 4104 | 81.3
PQ8C76NA | PowerSecure Inc | EfficientLights | EFL-262-8CM-120 | Indoor Luminaires | Case Lighting | Horizontal Refrigerated Case Luminaires | Standard | TRUE | 2735.4 | 101.1 | 27.06 | 14.95 | 0.872 | 3825 | 81.3 | 5 | 50000 | 42681 |  |  | No |  | 4 | 2735.4 | 101.1 | 27.06 | 15 | 0.87 | 3825 | 81.3
PR5NBQQ3 | Sleeklighting Corp | Sleeklighting | RC-6-50K-C | Indoor Luminaires | Case Lighting | Horizontal Refrigerated Case Luminaires | Standard | TRUE | 3392.8 | 145.057 | 23.39 | 13.9 | 0.914 | 5008 | 84.4 | 5 | 50000 | 42678 |  |  | No |  | 4 | 3392.8 | 145 | 23.39 | 13.9 | 0.91 | 5008 | 84.4
PCMRZCQK | Sleeklighting Corp | Sleeklighting | RC-5-50K-C | Indoor Luminaires | Case Lighting | Horizontal Refrigerated Case Luminaires | Standard | TRUE | 2634.22 | 135.575 | 19.43 | 13.4 | 0.907 | 4978 | 84.1 | 5 | 50000 | 42677 |  |  | No |  | 4 | 2634.2 | 135.5 | 19.43 | 13.4 | 0.91 | 4978 | 84.1
PFJAKD29 | Shenzhen sunpzone lighting electronic co. ltd | Sunpzone | SPZT8F25B(3000K) | Indoor Luminaires | Case Lighting | Vertical Refrigerated Case Luminaires | Standard | TRUE | 2592.09 | 108.5 | 23.89 | 5.7 | 0.95 | 2957 | 83.4 | 5 | 50000 | 42667 |  |  | No |  | 4 | 3000 | 120 | 25 | 20 | 0.9 | 3000 | 80
PAD73T25 | Shenzhen sunpzone lighting electronic co. ltd | Sunpzone | SPZT8F25B(5000K) | Indoor Luminaires | Case Lighting | Vertical Refrigerated Case Luminaires | Standard | FALSE | [9 empty] | 42667 | Not Dimmable | Not Dimmable | No |  | 4 | 3000 | 120 | 25 | 20 | 0.9 | 5000 | 80
PHVRUDEE | Shenzhen sunpzone lighting electronic co. ltd | Sunpzone | SPZT8F25B(4500K) | Indoor Luminaires | Case Lighting | Vertical Refrigerated Case Luminaires | Standard | FALSE | [9 empty] | 42667 | Not Dimmable | Not Dimmable | No |  | 4 | 3000 | 120 | 25 | 20 | 0.9 | 4500 | 80
PF8MDSWS | Shenzhen sunpzone lighting electronic co. ltd | Sunpzone | SPZT8F25B(4000K) | Indoor Luminaires | Case Lighting | Vertical Refrigerated Case Luminaires | Standard | FALSE | [9 empty] | 42667 | Not Dimmable | Not Dimmable | No |  | 4 | 3000 | 120 | 25 | 20 | 0.9 | 4000 | 80
P9U5ADEG | Shenzhen sunpzone lighting electronic co. ltd | Sunpzone | SPZT8F25B(3500K) | Indoor Luminaires | Case Lighting | Vertical Refrigerated Case Luminaires | Standard | FALSE | [9 empty] | 42667 | Not Dimmable | Not Dimmable | No |  | 4 | 3000 | 120 | 25 | 20 | 0.9 | 3500 | 80
P94E94Q5 | ITC Inc. | Elio | 690560.72.40.24.00Z [LPF-25-24 Driver 110-120VAC Only] | Indoor Luminaires | Case Lighting | Vertical Refrigerated Case Luminaires | Standard | TRUE | 1815 | 84.1 | 21.57 | 8.48 | 0.993 | 4063 | 92 | 5 | 50000 | 42648 |  |  | No | Product updated on 11/15/2016 | 4 | 1728.46 | 82.31 | 21 | 9 | 0.99 | 4092 | 96.3
PE6UMC24 | ITC Inc. | Elio | 690561.60.40.24.[LR]0Z [LPF-25-24 Driver 110-120VAC Only] | Indoor Luminaires | Case Lighting | Vertical Refrigerated Case Luminaires | Standard | TRUE | 773.5 | 81.3 | 9.514 | 15.9 | 0.971 | 4095 | 95.4 | 5 | 50000 | 42648 |  |  | No | Product updated on 11/15/2016 | 4 | 840.95 | 86.67 | 9.7 | 16 | 0.97 | 4116 | 94.8
PFKUM5GD | ITC Inc. | Elio | 690561.48.40.24.[LR]0Z [LPF-25-24 Driver 110-120VAC Only] | Indoor Luminaires | Case Lighting | Vertical Refrigerated Case Luminaires | Standard | TRUE | 653 | 79.6 | 8.2 | 17.6 | 0.963 | 4060 | 94.6 | 5 | 50000 | 42648 |  |  | No | Product updated on 11/15/2016 | 4 | 682.99 | 83.85 | 8.15 | 16 | 0.96 | 4098 | 94.6
P9VESJTN | ITC Inc. | Elio | 690561.72.40.24.[LR]0Z [LPF-25-24 Driver 110-120VAC Only] | Indoor Luminaires | Case Lighting | Vertical Refrigerated Case Luminaires | Standard | FALSE | [9 empty] | 42648 | Not Dimmable | Not Dimmable | No | Product updated on 11/15/2016 | 4 | 1112.64 | 99.34 | 11.2 | 14 | 0.98 | 4183 | 95.7
P9DQRY5W | ITC Inc. | Elio | 690561.72.40.24.[LR]0Z [LPF-90-24 Driver 110-120VAC Only] | Indoor Luminaires | Case Lighting | Vertical Refrigerated Case Luminaires | Standard | FALSE | [9 empty] | 42648 | Not Dimmable | Not Dimmable | No | Product updated on 11/15/2016 | 4 | 1112.64 | 93.34 | 11.92 | 11.82 | 0.99 | 4183 | 95.7
PCFP6W4X | ITC Inc. | Elio | 690561.72.40.24.[LR]0Z [LPF-60-24 Driver 110-120VAC Only] | Indoor Luminaires | Case Lighting | Vertical Refrigerated Case Luminaires | Standard | FALSE | [9 empty] | 42648 | Not Dimmable | Not Dimmable | No | Product updated on 11/15/2016 | 4 | 1112.64 | 93.95 | 11.84 | 7 | 0.99 | 4183 | 95.7
PQA524W2 | ITC Inc. | Elio | 690561.60.40.24.[LR]0Z [LPF-90-24 Driver 110-120VAC Only] | Indoor Luminaires | Case Lighting | Vertical Refrigerated Case Luminaires | Standard | FALSE | [9 empty] | 42648 | Not Dimmable | Not Dimmable | No | Product updated on 11/15/2016 | 4 | 840.95 | 88.88 | 9.46 | 11 | 0.99 | 4116 | 94.8
PAZPPT4N | ITC Inc. | Elio | 690561.60.40.24.[LR]0Z [LPF-60-24 Driver 110-120VAC Only] | Indoor Luminaires | Case Lighting | Vertical Refrigerated Case Luminaires | Standard | FALSE | [9 empty] | 42648 | Not Dimmable | Not Dimmable | No | Product updated on 11/15/2016 | 4 | 840.95 | 87.29 | 9.63 | 11 | 0.99 | 4116 | 94.8
PZF696Z9 | ITC Inc. | Elio | 690561.48.40.24.[LR]0Z [LPF-60-24 Driver 110-120VAC Only] | Indoor Luminaires | Case Lighting | Vertical Refrigerated Case Luminaires | Standard | FALSE | [9 empty] | 42648 | Not Dimmable | Not Dimmable | No | Product updated on 11/15/2016 | 4 | 682.99 | 94.1 | 7.32 | 13.25 | 0.97 | 4098 | 94.6
P1TW4TUK | ITC Inc. | Elio | 690561.48.40.24.[LR]0Z [LPF-90-24 Driver 110-120VAC Only] | Indoor Luminaires | Case Lighting | Vertical Refrigerated Case Luminaires | Standard | FALSE | [9 empty] | 42648 | Not Dimmable | Not Dimmable | No | Product updated on 11/15/2016 | 4 | 682.99 | 93.19 | 7.33 | 9 | 0.99 | 4098 | 94.6
PBRAFRCH | ITC Inc. | Elio | 690560.72.40.24.00Z [LPF-90-24 Driver 110-120VAC Only] | Indoor Luminaires | Case Lighting | Vertical Refrigerated Case Luminaires | Standard | FALSE | [9 empty] | 42648 | Not Dimmable | Not Dimmable | No | Product updated on 11/15/2016 | 4 | 1728.46 | 93.34 | 18.52 | 11.82 | 0.99 | 4092 | 96.3
PWDXCY6D | ITC Inc. | Elio | 690560.72.40.24.00Z [LPF-60-24 Driver 110-120VAC Only] | Indoor Luminaires | Case Lighting | Vertical Refrigerated Case Luminaires | Standard | FALSE | [9 empty] | 42648 | Not Dimmable | Not Dimmable | No | Product updated on 11/15/2016 | 4 | 1728.46 | 93.95 | 18.4 | 7 | 0.99 | 4092 | 96.3
P5QDKF29 | ITC Inc. | Elio | 690560.60.40.24.00Z [LPF-25-24 Driver 110-120VAC Only] | Indoor Luminaires | Case Lighting | Vertical Refrigerated Case Luminaires | Standard | FALSE | [9 empty] | 42648 | Not Dimmable | Not Dimmable | No | Product updated on 11/15/2016 | 4 | 1446.4 | 82.87 | 17.45 | 10 | 0.99 | 4085 | 94.5
PTRR49F1 | ITC Inc. | Elio | 690560.60.40.24.00Z [LPF-90-24 Driver 110-120VAC Only] | Indoor Luminaires | Case Lighting | Vertical Refrigerated Case Luminaires | Standard | FALSE | [9 empty] | 42648 | Not Dimmable | Not Dimmable | No | Product updated on 11/15/2016 | 4 | 1446.4 | 88.88 | 16.27 | 9 | 0.99 | 4085 | 94.5
P8KBJN1H | ITC Inc. | Elio | 690560.60.40.24.00Z [LPF-60-24 Driver 110-120VAC Only] | Indoor Luminaires | Case Lighting | Vertical Refrigerated Case Luminaires | Standard | FALSE | [9 empty] | 42648 | Not Dimmable | Not Dimmable | No | Product updated on 11/15/2016 | 4 | 1446.4 | 87.29 | 16.57 | 9 | 1 | 4085 | 94.5
PXBHCXV9 | ITC Inc. | Elio | 690560.48.40.24.00Z [LPF-60-24 Driver 110-120VAC Only] | Indoor Luminaires | Case Lighting | Vertical Refrigerated Case Luminaires | Standard | FALSE | [9 empty] | 42648 | Not Dimmable | Not Dimmable | No | Product updated on 11/15/2016 | 4 | 1222.6 | 93.65 | 13.05 | 13.25 | 0.97 | 4082 | 94.6
PPDZ7BFD | ITC Inc. | Elio | 690560.48.40.24.00Z [LPF-25-24 Driver 110-120VAC Only] | Indoor Luminaires | Case Lighting | Vertical Refrigerated Case Luminaires | Standard | FALSE | [9 empty] | 42648 | Not Dimmable | Not Dimmable | No | Product updated on 11/15/2016 | 4 | 1222.6 | 83.09 | 14.71 | 12 | 0.99 | 4082 | 94.6
PK34QZ5N | ITC Inc. | Elio | 690560.48.40.24.00Z [LPF-90-24 Driver 110-120VAC Only] | Indoor Luminaires | Case Lighting | Vertical Refrigerated Case Luminaires | Standard | FALSE | [9 empty] | 42648 | Not Dimmable | Not Dimmable | No | Product updated on 11/15/2016 | 4 | 1222.6 | 93.19 | 13.12 | 9 | 0.99 | 4082 | 94.6
PS6R6WD8 | ITC Inc. | Elio | 690561.72.30.24.[LR]0Z [LPF-25-24 Driver 110-120VAC Only] | Indoor Luminaires | Case Lighting | Vertical Refrigerated Case Luminaires | Standard | FALSE | [9 empty] | 42648 | Not Dimmable | Not Dimmable | No | Product updated on 11/15/2016 | 4 | 1242.57 | 108.05 | 11.5 | 14 | 0.98 | 3154 | 93.2
P99EBWZ7 | ITC Inc. | Elio | 690561.72.30.24.[LR]0Z [LPF-90-24 Driver 110-120VAC Only] | Indoor Luminaires | Case Lighting | Vertical Refrigerated Case Luminaires | Standard | FALSE | [9 empty] | 42648 | Not Dimmable | Not Dimmable | No | Product updated on 11/15/2016 | 4 | 1242.57 | 92.64 | 13.41 | 11.82 | 0.99 | 3154 | 93.2
PQVY3MYY | ITC Inc. | Elio | 690561.72.30.24.[LR]0Z [LPF-60-24 Driver 110-120VAC Only] | Indoor Luminaires | Case Lighting | Vertical Refrigerated Case Luminaires | Standard | FALSE | [9 empty] | 42648 | Not Dimmable | Not Dimmable | No | Product updated on 11/15/2016 | 4 | 1242.57 | 93.85 | 13.24 | 7 | 0.99 | 3154 | 93.2
PFEFBQ88 | ITC Inc. | Elio | 690560.72.30.24.00Z [LPF-90-24 Driver 110-120VAC Only] | Indoor Luminaires | Case Lighting | Vertical Refrigerated Case Luminaires | Standard | FALSE | [9 empty] | 42648 | Not Dimmable | Not Dimmable | No | Product updated on 11/15/2016 | 4 | 1810.48 | 92.64 | 19.54 | 11.82 | 0.99 | 3118 | 92.9
P1NYKAM7 | ITC Inc. | Elio | 690560.72.30.24.00Z [LPF-25-24 Driver 110-120VAC Only] | Indoor Luminaires | Case Lighting | Vertical Refrigerated Case Luminaires | Standard | FALSE | [9 empty] | 42648 | Not Dimmable | Not Dimmable | No | Product updated on 11/15/2016 | 4 | 1810.48 | 84.73 | 20.9 | 9 | 0.99 | 3118 | 92.9
P1J8XA1M | ITC Inc. | Elio | 690560.72.30.24.00Z [LPF-60-24 Driver 110-120VAC Only] | Indoor Luminaires | Case Lighting | Vertical Refrigerated Case Luminaires | Standard | FALSE | [9 empty] | 42648 | Not Dimmable | Not Dimmable | No | Product updated on 11/15/2016 | 4 | 1810.48 | 93.85 | 19.29 | 7 | 0.99 | 3118 | 92.9
PACXN97M | ITC Inc. | Elio | 690561.48.30.24.[LR]0Z [LPF-25-24 Driver 110-120VAC Only] | Indoor Luminaires | Case Lighting | Vertical Refrigerated Case Luminaires | Standard | FALSE | [9 empty] | 42648 | Not Dimmable | Not Dimmable | No | Product updated on 11/15/2016 | 4 | 696.81 | 84.96 | 8.2 | 16 | 0.96 | 3109 | 94.1
PMK2UG21 | ITC Inc. | Elio | 690561.48.30.24.[LR]0Z [LPF-60-24 Driver 110-120VAC Only] | Indoor Luminaires | Case Lighting | Vertical Refrigerated Case Luminaires | Standard | FALSE | [9 empty] | 42648 | Not Dimmable | Not Dimmable | No | Product updated on 11/15/2016 | 4 | 696.81 | 92.88 | 7.5 | 13.25 | 0.97 | 3109 | 94.1
PUTMG7BD | ITC Inc. | Elio | 690561.48.30.24.[LR]0Z [LPF-90-24 Driver 110-120VAC Only] | Indoor Luminaires | Case Lighting | Vertical Refrigerated Case Luminaires | Standard | FALSE | [9 empty] | 42648 | Not Dimmable | Not Dimmable | No | Product updated on 11/15/2016 | 4 | 696.81 | 92.08 | 7.57 | 9 | 0.99 | 3109 | 94.1
PH7XG822 | ITC Inc. | Elio | 690560.48.30.24.00Z [LPF-60-24 Driver 110-120VAC Only] | Indoor Luminaires | Case Lighting | Vertical Refrigerated Case Luminaires | Standard | FALSE | [9 empty] | 42648 | Not Dimmable | Not Dimmable | No | Product updated on 11/15/2016 | 4 | 1198.1 | 92.88 | 12.9 | 13.25 | 0.97 | 3109 | 93.2
PBR2STH8 | ITC Inc. | Elio | 690560.48.30.24.00Z [LPF-25-24 Driver 110-120VAC Only] | Indoor Luminaires | Case Lighting | Vertical Refrigerated Case Luminaires | Standard | FALSE | [9 empty] | 42648 | Not Dimmable | Not Dimmable | No | Product updated on 11/15/2016 | 4 | 1198.1 | 84.73 | 14.14 | 12 | 0.99 | 3109 | 93.2
PK2ES9GD | ITC Inc. | Elio | 690560.48.30.24.00Z [LPF-90-24 Driver 110-120VAC Only] | Indoor Luminaires | Case Lighting | Vertical Refrigerated Case Luminaires | Standard | FALSE | [9 empty] | 42648 | Not Dimmable | Not Dimmable | No | Product updated on 11/15/2016 | 4 | 1198.1 | 92.08 | 13.01 | 9 | 0.99 | 3109 | 93.2
PFVHRHG8 | ITC Inc. | Elio | 690560.60.30.24.00Z [LPF-25-24 Driver 110-120VAC Only] | Indoor Luminaires | Case Lighting | Vertical Refrigerated Case Luminaires | Standard | FALSE | [9 empty] | 42648 | Not Dimmable | Not Dimmable | No | Product updated on 11/15/2016 | 4 | 1456.5 | 84.73 | 17.39 | 10 | 0.99 | 3105 | 93.2
PNCVSB4W | ITC Inc. | Elio | 690560.60.30.24.00Z [LPF-90-24 Driver 110-120VAC Only] | Indoor Luminaires | Case Lighting | Vertical Refrigerated Case Luminaires | Standard | FALSE | [9 empty] | 42648 | Not Dimmable | Not Dimmable | No | Product updated on 11/15/2016 | 4 | 1456.5 | 91.34 | 15.95 | 9 | 0.99 | 3105 | 93.2
P7K5QNUX | ITC Inc. | Elio | 690560.60.30.24.00Z [LPF-60-24 Driver 110-120VAC Only] | Indoor Luminaires | Case Lighting | Vertical Refrigerated Case Luminaires | Standard | FALSE | [9 empty] | 42648 | Not Dimmable | Not Dimmable | No | Product updated on 11/15/2016 | 4 | 1456.5 | 89.96 | 16.26 | 9 | 1 | 3105 | 93.2
P46USDPT | ITC Inc. | Elio | 690561.60.30.24.[LR]0Z [LPF-25-24 Driver 110-120VAC Only] | Indoor Luminaires | Case Lighting | Vertical Refrigerated Case Luminaires | Standard | FALSE | [9 empty] | 42648 | Not Dimmable | Not Dimmable | No | Product updated on 11/15/2016 | 4 | 850.51 | 90.01 | 9.45 | 16 | 0.97 | 3099 | 93.2
P7Y9UAD5 | ITC Inc. | Elio | 690561.60.30.24.[LR]0Z [LPF-60-24 Driver 110-120VAC Only] | Indoor Luminaires | Case Lighting | Vertical Refrigerated Case Luminaires | Standard | FALSE | [9 empty] | 42648 | Not Dimmable | Not Dimmable | No | Product updated on 11/15/2016 | 4 | 850.51 | 89.96 | 9.45 | 11 | 0.99 | 3099 | 93.2
P3CAEZGW | ITC Inc. | Elio | 690561.60.30.24.[LR]0Z [LPF-90-24 Driver 110-120VAC Only] | Indoor Luminaires | Case Lighting | Vertical Refrigerated Case Luminaires | Standard | FALSE | [9 empty] | 42648 | Not Dimmable | Not Dimmable | No | Product updated on 11/15/2016 | 4 | 850.51 | 91.34 | 9.31 | 11 | 0.99 | 3099 | 93.2
PCATJGHA | Self Electronics Co.Ltd | Self | FRIO4-C6930KH | Indoor Luminaires | Case Lighting | Vertical Refrigerated Case Luminaires | Standard | TRUE | 3312.91 | 82.82 | 40.001 | 2.03 | 0.9757 | 3126 | 85.2 | 5 | 50000 | 42634 |  |  | No |  | 4 | 3380 | 85 | 38.4 | 2.03 | 0.98 | 3000 | 80
P5ZQPJYY | Self Electronics Co.Ltd | Self | FRIO4-L6930KH | Indoor Luminaires | Case Lighting | Vertical Refrigerated Case Luminaires | Standard | TRUE | 1119.2 | 79.49 | 14.079 | 2.82 | 0.9192 | 3126 | 85.3 | 5 | 50000 | 42634 |  |  | No |  | 4 | 1690 | 88 | 19.2 | 2.82 | 0.92 | 3000 | 80
PY6XV2W8 | Self Electronics Co.Ltd | Self | FRIO4-L6950KH | Indoor Luminaires | Case Lighting | Vertical Refrigerated Case Luminaires | Standard | FALSE | [9 empty] | 42634 |  |  | No |  | 4 | 1690 | 88 | 19.2 | 2.82 | 0.92 | 5000 | 80
P84GF4XG | Self Electronics Co.Ltd | Self | FRIO4-R6950KH | Indoor Luminaires | Case Lighting | Vertical Refrigerated Case Luminaires | Standard | FALSE | [9 empty] | 42634 |  |  | No |  | 4 | 1690 | 88 | 19.2 | 2.82 | 0.92 | 5000 | 80
PX1G2YKD | Self Electronics Co.Ltd | Self | FRIO4-C6950KH | Indoor Luminaires | Case Lighting | Vertical Refrigerated Case Luminaires | Standard | FALSE | [9 empty] | 42634 |  |  | No |  | 4 | 3380 | 85 | 38.4 | 2.03 | 0.98 | 5000 | 80
P7YGJ4AN | Self Electronics Co.Ltd | Self | FRIO4-L6940KH | Indoor Luminaires | Case Lighting | Vertical Refrigerated Case Luminaires | Standard | FALSE | [9 empty] | 42634 |  |  | No |  | 4 | 1690 | 88 | 19.2 | 2.82 | 0.92 | 4000 | 80
P7A35X6A | Self Electronics Co.Ltd | Self | FRIO4-R6940KH | Indoor Luminaires | Case Lighting | Vertical Refrigerated Case Luminaires | Standard | FALSE | [9 empty] | 42634 |  |  | No |  | 4 | 1690 | 88 | 19.2 | 2.82 | 0.92 | 4000 | 80
PB94SZU7 | Self Electronics Co.Ltd | Self | FRIO4-C6940KH | Indoor Luminaires | Case Lighting | Vertical Refrigerated Case Luminaires | Standard | FALSE | [9 empty] | 42634 |  |  | No |  | 4 | 3380 | 85 | 38.4 | 2.03 | 0.98 | 4000 | 80
P6JHKGMW | Self Electronics Co.Ltd | Self | FRIO4-R6935KH | Indoor Luminaires | Case Lighting | Vertical Refrigerated Case Luminaires | Standard | FALSE | [9 empty] | 42634 |  |  | No |  | 4 | 1690 | 88 | 19.2 | 2.82 | 0.92 | 3500 | 80
P1K6FUAR | Self Electronics Co.Ltd | Self | FRIO4-L6935KH | Indoor Luminaires | Case Lighting | Vertical Refrigerated Case Luminaires | Standard | FALSE | [9 empty] | 42634 |  |  | No |  | 4 | 1690 | 88 | 19.2 | 2.82 | 0.92 | 3500 | 80
PKUNT3PV | Self Electronics Co.Ltd | Self | FRIO4-C6935KH | Indoor Luminaires | Case Lighting | Vertical Refrigerated Case Luminaires | Standard | FALSE | [9 empty] | 42634 |  |  | No |  | 4 | 3380 | 85 | 38.4 | 2.03 | 0.98 | 3500 | 80
PMAK5EKG | Self Electronics Co.Ltd | Self | FRIO4-R6930KH | Indoor Luminaires | Case Lighting | Vertical Refrigerated Case Luminaires | Standard | FALSE | [9 empty] | 42634 |  |  | No |  | 4 | 1690 | 88 | 19.2 | 2.82 | 0.92 | 3000 | 80
PANB242X | Shenzhen sunpzone lighting electronic co. ltd | Sunpzone | SPZT8F28B(3000K) | Indoor Luminaires | Case Lighting | Vertical Refrigerated Case Luminaires | Standard | TRUE | 2888.88 | 111.03 | 26.02 | 6.17 | 0.958 | 2945 | 83.5 | 5 | 50000 | 42628 |  |  | No |  | 4 | 3300 | 118 | 28 | 20 | 0.9 | 3000 | 80
PBM19HEE | ATG Electronics Corp. | ATG Electronics Corp. | FZL-5K-6FT-HL | Indoor Luminaires | Case Lighting | Horizontal Refrigerated Case Luminaires | Standard | TRUE | 3624.9 | 112.85 | 32.12 | 12.97 | 0.9287 | 4942 | 82.9 | 5 | 94000 | 42628 |  |  | No |  | 4 | 3600 | 112 | 32 | 13 | 0.93 | 5000 | 83
P94Z38WP | Shenzhen sunpzone lighting electronic co. ltd | Sunpzone | SPZT8F28B(5000K) | Indoor Luminaires | Case Lighting | Vertical Refrigerated Case Luminaires | Standard | FALSE | [9 empty] | 42628 | Not Dimmable | Not Dimmable | No |  | 4 | 3300 | 118 | 28 | 20 | 0.9 | 5000 | 80
PY16A5JR | Shenzhen sunpzone lighting electronic co. ltd | Sunpzone | SPZT8F28B(4500K) | Indoor Luminaires | Case Lighting | Vertical Refrigerated Case Luminaires | Standard | FALSE | [9 empty] | 42628 | Not Dimmable | Not Dimmable | No |  | 4 | 3300 | 118 | 28 | 20 | 0.9 | 4500 | 80
PCTAMP9X | Shenzhen sunpzone lighting electronic co. ltd | Sunpzone | SPZT8F28B(4000K) | Indoor Luminaires | Case Lighting | Vertical Refrigerated Case Luminaires | Standard | FALSE | [9 empty] | 42628 | Not Dimmable | Not Dimmable | No |  | 4 | 3300 | 118 | 28 | 20 | 0.9 | 4000 | 80
PP8GBH5M | Shenzhen sunpzone lighting electronic co. ltd | Sunpzone | SPZT8F28B(3500K) | Indoor Luminaires | Case Lighting | Vertical Refrigerated Case Luminaires | Standard | FALSE | [9 empty] | 42628 | Not Dimmable | Not Dimmable | No |  | 4 | 3300 | 118 | 28 | 20 | 0.9 | 3500 | 80
PJ1Y9R42 | Sarin Energy Inc. | SES | SES-CL6FT-3000-40 | Indoor Luminaires | Case Lighting | Vertical Refrigerated Case Luminaires | Standard | TRUE | 3315.7 | 98.28 | 33.74 | 12.1 | 0.9064 | 3109 | 83.1 | 5 | 50000 | 42620 |  |  | No | Center and End-mounted | 3 | 4506 | 113.01 | 39.87 | 15.1 | 0.9012 | 3000 | 83.3
PXPZA9ZN | Sarin Energy Inc. | SES | SES-CL5FT-3000-32 | Indoor Luminaires | Case Lighting | Vertical Refrigerated Case Luminaires | Standard | TRUE | 3315.7 | 98.28 | 33.74 | 12.1 | 0.9064 | 3109 | 83.1 | 5 | 50000 | 42620 |  |  | No | Center and End-Mounted | 3 | 3315.7 | 98.28 | 33.74 | 12.1 | 0.9064 | 3000 | 83.1
PPECAZ8Q | Shenzhen Syhdee Co.Ltd. | SYHDEE | SYH-FL08-S1826(3000K) | Indoor Luminaires | Case Lighting | Vertical Refrigerated Case Luminaires | Standard | TRUE | 2117.1 | 82.12 | 25.78 | 10.82 | 0.9054 | 2954 | 81.9 | 5 | 50000 | 42620 |  |  | No |  | 4 | 2114.1 | 82.55 | 25.61 | 10.82 | 0.91 | 3000 | 81.9
P3671V4H | Shenzhen Syhdee Co.Ltd. | SYHDEE | SYH-FL08-S1826(3000K) | Indoor Luminaires | Case Lighting | Horizontal Refrigerated Case Luminaires | Standard | TRUE | 2117.1 | 82.12 | 25.78 | 10.82 | 0.9054 | 2954 | 81.9 | 5 | 50000 | 42620 |  |  | No |  | 4 | 2114.1 | 82.55 | 25.61 | 10.82 | 0.91 | 3000 | 81.9
PMMDC9RW | Sarin Energy Inc. | SES | SES-CL6FT-5000-40 | Indoor Luminaires | Case Lighting | Vertical Refrigerated Case Luminaires | Standard | FALSE | [9 empty] | 42620 |  |  | No | Center and End-mounted | 3 | 4783 | 123.66 | 38.68 | 15 | 0.9033 | 5000 | 84.4
PMGMK8U7 | Sarin Energy Inc. | SES | SES-CL5FT-5000-32 | Indoor Luminaires | Case Lighting | Vertical Refrigerated Case Luminaires | Standard | FALSE | [9 empty] | 42620 |  |  | No | Center and End-Mounted | 3 | 4196 | 125.47 | 33.44 | 14.6 | 0.9102 | 5000 | 84.4
PJ8KW8YK | Sarin Energy Inc. | SES | SES-CL6FT-4000-40 | Indoor Luminaires | Case Lighting | Vertical Refrigerated Case Luminaires | Standard | FALSE | [9 empty] | 42620 |  |  | No | Center and End-mounted | 3 | 4506 | 113.01 | 39.87 | 15.1 | 0.9012 | 4000 | 83.3
PPN8Y214 | Sarin Energy Inc. | SES | SES-CL5FT-4000-32 | Indoor Luminaires | Case Lighting | Vertical Refrigerated Case Luminaires | Standard | FALSE | [9 empty] | 42620 |  |  | No | Center and End-Mounted | 3 | 3315.7 | 98.28 | 33.74 | 12.1 | 0.9064 | 4000 | 83.1
PKSZ8AT5 | Shenzhen Syhdee Co.Ltd. | SYHDEE | SYH-FL08-S1826(5000K) | Indoor Luminaires | Case Lighting | Horizontal Refrigerated Case Luminaires | Standard | FALSE | [9 empty] | 42620 |  |  | No |  | 4 | 2235 | 86.49 | 25.84 | 10.67 | 0.91 | 5000 | 82.6
PF775WKW | Shenzhen Syhdee Co.Ltd. | SYHDEE | SYH-FL08-S1826(5000K) | Indoor Luminaires | Case Lighting | Vertical Refrigerated Case Luminaires | Standard | FALSE | [9 empty] | 42620 |  |  | No |  | 4 | 2235 | 86.49 | 25.84 | 10.67 | 0.91 | 5000 | 82.6
PME331H5 | Shenzhen Syhdee Co.Ltd. | SYHDEE | SYH-FL08-S1826(4500K) | Indoor Luminaires | Case Lighting | Vertical Refrigerated Case Luminaires | Standard | FALSE | [9 empty] | 42620 |  |  | No |  | 4 | 2204.8 | 85.71 | 25.73 | 10.82 | 0.91 | 4500 | 81.9
P8U372D9 | Shenzhen Syhdee Co.Ltd. | SYHDEE | SYH-FL08-S1826(4500K) | Indoor Luminaires | Case Lighting | Horizontal Refrigerated Case Luminaires | Standard | FALSE | [9 empty] | 42620 |  |  | No |  | 4 | 2204.8 | 85.71 | 25.73 | 10.82 | 0.91 | 4500 | 81.9
PGYH6634 | Shenzhen Syhdee Co.Ltd. | SYHDEE | SYH-FL08-S1826(4000K) | Indoor Luminaires | Case Lighting | Vertical Refrigerated Case Luminaires | Standard | FALSE | [9 empty] | 42620 |  |  | No |  | 4 | 2174.6 | 84.53 | 25.73 | 10.82 | 0.91 | 4000 | 81.9
P9MSJWJ2 | Shenzhen Syhdee Co.Ltd. | SYHDEE | SYH-FL08-S1826(4000K) | Indoor Luminaires | Case Lighting | Horizontal Refrigerated Case Luminaires | Standard | FALSE | [9 empty] | 42620 |  |  | No |  | 4 | 2174.6 | 84.53 | 25.73 | 10.82 | 0.91 | 4000 | 81.9
PEYW66EF | Shenzhen Syhdee Co.Ltd. | SYHDEE | SYH-FL08-S1826(3500K) | Indoor Luminaires | Case Lighting | Horizontal Refrigerated Case Luminaires | Standard | FALSE | [9 empty] | 42620 |  |  | No |  | 4 | 2144.3 | 83.36 | 25.73 | 10.82 | 0.91 | 3500 | 81.9
P9W83SGM | Shenzhen Syhdee Co.Ltd. | SYHDEE | SYH-FL08-S1826(3500K) | Indoor Luminaires | Case Lighting | Vertical Refrigerated Case Luminaires | Standard | FALSE | [9 empty] | 42620 |  |  | No |  | 4 | 2144.3 | 83.36 | 25.73 | 10.82 | 0.91 | 3500 | 81.9
PG7USJSV | Shenzhen Syhdee Co.Ltd. | SYHDEE | SYH-FL08-S1522(3000K) | Indoor Luminaires | Case Lighting | Vertical Refrigerated Case Luminaires | Standard | TRUE | 1757.3 | 79.95 | 21.83 | 11.27 | 0.9438 | 2957 | 82 | 5 | 50000 | 42619 |  |  | No |  | 4 | 1754.9 | 80.39 | 21.83 | 11.27 | 0.94 | 3000 | 82
PEMZ8YMB | Shenzhen Syhdee Co.Ltd. | SYHDEE | SYH-FL08-S1522(3000K) | Indoor Luminaires | Case Lighting | Horizontal Refrigerated Case Luminaires | Standard | TRUE | 1757.3 | 79.95 | 21.83 | 11.27 | 0.9438 | 2957 | 82 | 5 | 50000 | 42619 |  |  | No |  | 4 | 1754.9 | 80.39 | 21.83 | 11.27 | 0.94 | 3000 | 82
PQ3RMY4J | Shenzhen Syhdee Co.Ltd. | SYHDEE | SYH-FL08-S1218(3000K) | Indoor Luminaires | Case Lighting | Vertical Refrigerated Case Luminaires | Standard | TRUE | 1394 | 84.38 | 16.52 | 12.46 | 0.9159 | 2952 | 82 | 5 | 50000 | 42619 |  |  | No |  | 4 | 1394 | 84.38 | 16.52 | 12.46 | 0.9159 | 3000 | 82
P7FU4J4J | Shenzhen Syhdee Co.Ltd. | SYHDEE | SYH-FL08-S1218(3000K) | Indoor Luminaires | Case Lighting | Horizontal Refrigerated Case Luminaires | Standard | TRUE | 1394 | 84.38 | 16.52 | 12.46 | 0.9159 | 2952 | 82 | 5 | 50000 | 42619 |  |  | No |  | 4 | 1394 | 84.38 | 16.52 | 12.46 | 0.9159 | 3000 | 82
PKZ6VKVN | Leader Lighting Co. Ltd. | Leader | LD-RCL-5 (3000K) | Indoor Luminaires | Case Lighting | Vertical Refrigerated Case Luminaires | Standard | TRUE | 1949.5 | 105.38 | 18.5 | 11.66 | 0.9007 | 3035 | 83 | 5 | 50000 | 42619 |  |  | No |  | 4 | 1949.5 | 105.38 | 18.5 | 11.66 | 0.9 | 3000 | 83
PB6DYGXZ | Leader Lighting Co. Ltd. | Leader | LD-RCL-5 (5000K) | Indoor Luminaires | Case Lighting | Vertical Refrigerated Case Luminaires | Standard | FALSE | [9 empty] | 42619 |  |  | No |  | 4 | 2125 | 108.7 | 19.55 | 12.47 | 0.9 | 5000 | 81.3
PZ96UNTR | Leader Lighting Co. Ltd. | Leader | LD-RCL-5 (4500K) | Indoor Luminaires | Case Lighting | Vertical Refrigerated Case Luminaires | Standard | FALSE | [9 empty] | 42619 |  |  | No |  | 4 | 1949.5 | 105.38 | 18.5 | 11.66 | 0.9 | 4500 | 83
P47ZGKHU | Leader Lighting Co. Ltd. | Leader | LD-RCL-5 (4000K) | Indoor Luminaires | Case Lighting | Vertical Refrigerated Case Luminaires | Standard | FALSE | [9 empty] | 42619 |  |  | No |  | 4 | 1949.5 | 105.38 | 18.5 | 11.66 | 0.9 | 4000 | 83
P58QS8F8 | Leader Lighting Co. Ltd. | Leader | LD-RCL-5 (3500K) | Indoor Luminaires | Case Lighting | Vertical Refrigerated Case Luminaires | Standard | FALSE | [9 empty] | 42619 |  |  | No |  | 4 | 1949.5 | 105.38 | 18.5 | 11.66 | 0.9 | 3500 | 83
PDN2H938 | Shenzhen Syhdee Co.Ltd. | SYHDEE | SYH-FL08-S1218(5000K) | Indoor Luminaires | Case Lighting | Vertical Refrigerated Case Luminaires | Standard | FALSE | [9 empty] | 42619 |  |  | No |  | 4 | 1491 | 87.45 | 17.05 | 12.13 | 0.9142 | 5000 | 82.5
P4QH3812 | Shenzhen Syhdee Co.Ltd. | SYHDEE | SYH-FL08-S1218(5000K) | Indoor Luminaires | Case Lighting | Horizontal Refrigerated Case Luminaires | Standard | FALSE | [9 empty] | 42619 |  |  | No |  | 4 | 1491 | 87.45 | 17.05 | 12.13 | 0.9142 | 5000 | 82.5
PEXDZRR1 | Shenzhen Syhdee Co.Ltd. | SYHDEE | SYH-FL08-S1522(5000K) | Indoor Luminaires | Case Lighting | Vertical Refrigerated Case Luminaires | Standard | FALSE | [9 empty] | 42619 |  |  | No |  | 4 | 1869 | 83.62 | 22.35 | 11.04 | 0.94 | 5000 | 82.4
P63YU65W | Shenzhen Syhdee Co.Ltd. | SYHDEE | SYH-FL08-S1522(5000K) | Indoor Luminaires | Case Lighting | Horizontal Refrigerated Case Luminaires | Standard | FALSE | [9 empty] | 42619 |  |  | No |  | 4 | 1869 | 83.62 | 22.35 | 11.04 | 0.94 | 5000 | 82.4
PQQSHEJF | Shenzhen Syhdee Co.Ltd. | SYHDEE | SYH-FL08-S1218(4500K) | Indoor Luminaires | Case Lighting | Horizontal Refrigerated Case Luminaires | Standard | FALSE | [9 empty] | 42619 |  |  | No |  | 4 | 1466.8 | 87.38 | 16.79 | 12.46 | 0.9159 | 4500 | 82
P1BWEUD8 | Shenzhen Syhdee Co.Ltd. | SYHDEE | SYH-FL08-S1218(4500K) | Indoor Luminaires | Case Lighting | Vertical Refrigerated Case Luminaires | Standard | FALSE | [9 empty] | 42619 |  |  | No |  | 4 | 1466.8 | 87.38 | 16.79 | 12.46 | 0.9159 | 4500 | 82
PRT59A2J | Shenzhen Syhdee Co.Ltd. | SYHDEE | SYH-FL08-S1522(4500K) | Indoor Luminaires | Case Lighting | Vertical Refrigerated Case Luminaires | Standard | FALSE | [9 empty] | 42619 |  |  | No |  | 4 | 1840.5 | 83.32 | 22.09 | 11.27 | 0.94 | 4500 | 82
P15GDZKK | Shenzhen Syhdee Co.Ltd. | SYHDEE | SYH-FL08-S1522(4500K) | Indoor Luminaires | Case Lighting | Horizontal Refrigerated Case Luminaires | Standard | FALSE | [9 empty] | 42619 |  |  | No |  | 4 | 1840.5 | 83.32 | 22.09 | 11.27 | 0.94 | 4500 | 82
PN73AXTV | Shenzhen Syhdee Co.Ltd. | SYHDEE | SYH-FL08-S1218(4000K) | Indoor Luminaires | Case Lighting | Horizontal Refrigerated Case Luminaires | Standard | FALSE | [9 empty] | 42619 |  |  | No |  | 4 | 1442.5 | 85.94 | 16.79 | 12.46 | 0.9159 | 4000 | 82
P1TXTFVT | Shenzhen Syhdee Co.Ltd. | SYHDEE | SYH-FL08-S1218(4000K) | Indoor Luminaires | Case Lighting | Vertical Refrigerated Case Luminaires | Standard | FALSE | [9 empty] | 42619 |  |  | No |  | 4 | 1442.5 | 85.94 | 16.79 | 12.46 | 0.9159 | 4000 | 82
P7WJ3FJY | Shenzhen Syhdee Co.Ltd. | SYHDEE | SYH-FL08-S1522(4000K) | Indoor Luminaires | Case Lighting | Horizontal Refrigerated Case Luminaires | Standard | FALSE | [9 empty] | 42619 |  |  | No |  | 4 | 1812 | 82.03 | 22.09 | 11.27 | 0.94 | 4000 | 82
P2SR4TKQ | Shenzhen Syhdee Co.Ltd. | SYHDEE | SYH-FL08-S1522(4000K) | Indoor Luminaires | Case Lighting | Vertical Refrigerated Case Luminaires | Standard | FALSE | [9 empty] | 42619 |  |  | No |  | 4 | 1812 | 82.03 | 22.09 | 11.27 | 0.94 | 4000 | 82
PPJU7TZ4 | Shenzhen Syhdee Co.Ltd. | SYHDEE | SYH-FL08-S1218(3500K) | Indoor Luminaires | Case Lighting | Vertical Refrigerated Case Luminaires | Standard | FALSE | [9 empty] | 42619 |  |  | No |  | 4 | 1418.3 | 84.5 | 16.79 | 12.46 | 0.9159 | 3500 | 82
P2TWUFZV | Shenzhen Syhdee Co.Ltd. | SYHDEE | SYH-FL08-S1218(3500K) | Indoor Luminaires | Case Lighting | Horizontal Refrigerated Case Luminaires | Standard | FALSE | [9 empty] | 42619 |  |  | No |  | 4 | 1418.3 | 84.5 | 16.79 | 12.46 | 0.9159 | 3500 | 82
PF7MXVMC | Shenzhen Syhdee Co.Ltd. | SYHDEE | SYH-FL08-S1522(3500K) | Indoor Luminaires | Case Lighting | Horizontal Refrigerated Case Luminaires | Standard | FALSE | [9 empty] | 42619 |  |  | No |  | 4 | 1783.4 | 80.73 | 22.09 | 11.27 | 0.94 | 3500 | 82
PEJS826F | Shenzhen Syhdee Co.Ltd. | SYHDEE | SYH-FL08-S1522(3500K) | Indoor Luminaires | Case Lighting | Vertical Refrigerated Case Luminaires | Standard | FALSE | [9 empty] | 42619 |  |  | No |  | 4 | 1783.4 | 80.73 | 22.09 | 11.27 | 0.94 | 3500 | 82
P9DYSFY7 | Leader Lighting Co. Ltd. | Leader | LD-RCL-6 (3000K) | Indoor Luminaires | Case Lighting | Vertical Refrigerated Case Luminaires | Standard | TRUE | 1854.2 | 85.33 | 21.73 | 16.27 | 0.9498 | 3025 | 83.2 | 5 | 50000 | 42613 |  |  | No |  | 4 | 1888.8 | 87.4 | 21.61 | 16.27 | 0.95 | 3000 | 83.2
P8NGDNJQ | Leader Lighting Co. Ltd. | Leader | LD-RCL-6 (5000K) | Indoor Luminaires | Case Lighting | Vertical Refrigerated Case Luminaires | Standard | FALSE | [9 empty] | 42613 |  |  | No |  | 4 | 1951 | 88.2 | 22.12 | 17.53 | 0.9 | 5000 | 81.4
P2N8U9RK | Leader Lighting Co. Ltd. | Leader | LD-RCL-6 (4500K) | Indoor Luminaires | Case Lighting | Vertical Refrigerated Case Luminaires | Standard | FALSE | [9 empty] | 42613 |  |  | No |  | 4 | 1888.8 | 87.4 | 21.61 | 16.27 | 0.95 | 4500 | 83.2
PD3DGEYZ | Leader Lighting Co. Ltd. | Leader | LD-RCL-6 (4000K) | Indoor Luminaires | Case Lighting | Vertical Refrigerated Case Luminaires | Standard | FALSE | [9 empty] | 42613 |  |  | No |  | 4 | 1888.8 | 87.4 | 21.61 | 16.27 | 0.95 | 4000 | 83.2
PXK6C8UG | Leader Lighting Co. Ltd. | Leader | LD-RCL-6 (3500K) | Indoor Luminaires | Case Lighting | Vertical Refrigerated Case Luminaires | Standard | FALSE | [9 empty] | 42613 |  |  | No |  | 4 | 1888.8 | 87.4 | 21.61 | 16.27 | 0.95 | 3500 | 83.2
PARCR47Z | ELEDLIGHTS | ELEDLIGHTS.COM | 5FREXDS022UD30F | Indoor Luminaires | Case Lighting | Vertical Refrigerated Case Luminaires | Standard | TRUE | 1636.7 | 75.01 | 21.82 | 13.9 | 0.9392 | 2898 | 83.6 | 5 | 50000 | 42608 |  |  | NotYetVerified |  | 3 | 1600 | 75 | 22 |  | 0.9 | 3000 | 80
PZG1UAAA | ELEDLIGHTS | ELEDLIGHTS.COM | 6FREXDS026UD50C | Indoor Luminaires | Case Lighting | Vertical Refrigerated Case Luminaires | Standard | FALSE | [9 empty] | 42608 |  |  | NotYetVerified |  | 3 | 3200 | 120 | 26 |  | 0.9 | 5000 | 80
PX4FREJD | ELEDLIGHTS | ELEDLIGHTS.COM | 5FREXDS022UD50C | Indoor Luminaires | Case Lighting | Vertical Refrigerated Case Luminaires | Standard | FALSE | [9 empty] | 42608 |  |  | NotYetVerified |  | 3 | 2400 | 100 | 22 |  | 0.9 | 5000 | 80
P317CXJS | ELEDLIGHTS | ELEDLIGHTS.COM | 6FREXDS026UD30C | Indoor Luminaires | Case Lighting | Vertical Refrigerated Case Luminaires | Standard | FALSE | [9 empty] | 42608 |  |  | NotYetVerified |  | 3 | 3200 | 120 | 26 |  | 0.9 | 3000 | 80
P7SS5YS7 | ELEDLIGHTS | ELEDLIGHTS.COM | 5FREXDS022UD30C | Indoor Luminaires | Case Lighting | Vertical Refrigerated Case Luminaires | Standard | FALSE | [9 empty] | 42608 |  |  | NotYetVerified |  | 3 | 2400 | 100 | 22 |  | 0.9 | 3000 | 80
P645Y8MT | Self Electronics Co.Ltd | Self | FRIO4-C4750K [120VAC Only] | Indoor Luminaires | Case Lighting | Vertical Refrigerated Case Luminaires | Standard | TRUE | 1266.85 | 89.85 | 14.099 | 3 | 0.99 | 5045 | 82.49 | 5 | 50000 | 42601 |  |  | No |  | 4 | 1280 | 88 | 12.8 | 3 | 0.9 | 5000 | 80
PN6RP6ZN | Self Electronics Co.Ltd | Self | FRIO4-C4730K [120VAC Only] | Indoor Luminaires | Case Lighting | Vertical Refrigerated Case Luminaires | Standard | TRUE | 1217.73 | 85.97 | 14.165 | 3 | 0.99 | 3131 | 84.48 | 5 | 50000 | 42601 |  |  | No |  | 4 | 1280 | 88 | 12.8 | 3 | 0.9 | 3000 | 80
P434SQ5B | Self Electronics Co.Ltd | Self | FRIO4-L6930K [120VAC Only] | Indoor Luminaires | Case Lighting | Vertical Refrigerated Case Luminaires | Standard | TRUE | 857.567 | 82.59 | 10.384 | 3.98 | 0.985 | 3102 | 84.7 | 5 | 50000 | 42601 |  |  | No |  | 4 | 860 | 85 | 9.6 | 3.98 | 0.9 | 3000 | 80
P9G9AJPA | Self Electronics Co.Ltd | Self | FRIO4-L4750K [120VAC Only] | Indoor Luminaires | Case Lighting | Vertical Refrigerated Case Luminaires | Standard | TRUE | 670.63 | 89.24 | 7.515 | 2.4 | 0.98 | 5014 | 82.26 | 5 | 50000 | 42601 |  |  | No |  | 4 | 640 | 85 | 6.4 | 2.4 | 0.9 | 5000 | 80
P6B35145 | Self Electronics Co.Ltd | Self | FRIO4-L4730K [120VAC Only] | Indoor Luminaires | Case Lighting | Vertical Refrigerated Case Luminaires | Standard | TRUE | 634.695 | 84.19 | 7.539 | 2.4 | 0.98 | 3122 | 84.38 | 5 | 50000 | 42601 |  |  | No |  | 4 | 640 | 85 | 6.4 | 2.4 | 0.9 | 3000 | 80
PPFQP2VK | Leader Lighting Co. Ltd. | Leader | LD-CL-6 (3000K) | Indoor Luminaires | Case Lighting | Vertical Refrigerated Case Luminaires | Standard | TRUE | 2029.4 | 91.09 | 22.28 | 13.57 | 0.9663 | 3028 | 83.1 | 5 | 50000 | 42601 |  |  | No |  | 4 | 2012.7 | 92.03 | 21.87 | 13.57 | 0.97 | 3000 | 83.1
PXJVWVRA | Self Electronics Co.Ltd | Self | FRIO4-R6950K [120VAC Only] | Indoor Luminaires | Case Lighting | Vertical Refrigerated Case Luminaires | Standard | FALSE | [9 empty] | 42601 |  |  | No |  | 4 | 860 | 85 | 9.6 | 3.98 | 0.9 | 5000 | 80
PVZJ3WU8 | Self Electronics Co.Ltd | Self | FRIO4-R5750K [120VAC Only] | Indoor Luminaires | Case Lighting | Vertical Refrigerated Case Luminaires | Standard | FALSE | [9 empty] | 42601 |  |  | No |  | 4 | 800 | 85 | 8 | 2.7 | 0.9 | 5000 | 80
P4SAJ3XN | Self Electronics Co.Ltd | Self | FRIO4-R4750K [120VAC Only] | Indoor Luminaires | Case Lighting | Vertical Refrigerated Case Luminaires | Standard | FALSE | [9 empty] | 42601 |  |  | No |  | 4 | 640 | 85 | 6.4 | 2.4 | 0.9 | 5000 | 80
PV23H5EB | Self Electronics Co.Ltd | Self | FRIO4-C6950K [120VAC Only] | Indoor Luminaires | Case Lighting | Vertical Refrigerated Case Luminaires | Standard | FALSE | [9 empty] | 42601 |  |  | No |  | 4 | 1720 | 88 | 19.2 | 4.12 | 0.9 | 5000 | 80
PSG3KG4W | Self Electronics Co.Ltd | Self | FRIO4-L6950K [120VAC Only] | Indoor Luminaires | Case Lighting | Vertical Refrigerated Case Luminaires | Standard | FALSE | [9 empty] | 42601 |  |  | No |  | 4 | 860 | 85 | 9.6 | 3.98 | 0.9 | 5000 | 80
PQY6BWXR | Self Electronics Co.Ltd | Self | FRIO4-C5750K [120VAC Only] | Indoor Luminaires | Case Lighting | Vertical Refrigerated Case Luminaires | Standard | FALSE | [9 empty] | 42601 |  |  | No |  | 4 | 1600 | 88 | 16 | 3.6 | 0.9 | 5000 | 80
P1EC5Z67 | Self Electronics Co.Ltd | Self | FRIO4-L5750K [120VAC Only] | Indoor Luminaires | Case Lighting | Vertical Refrigerated Case Luminaires | Standard | FALSE | [9 empty] | 42601 |  |  | No |  | 4 | 800 | 85 | 8 | 2.7 | 0.9 | 5000 | 80
PH3Q77VX | Self Electronics Co.Ltd | Self | FRIO4-R6940K [120VAC Only] | Indoor Luminaires | Case Lighting | Vertical Refrigerated Case Luminaires | Standard | FALSE | [9 empty] | 42601 |  |  | No |  | 4 | 860 | 85 | 9.6 | 3.98 | 0.9 | 4000 | 80
PPYJ3NBA | Self Electronics Co.Ltd | Self | FRIO4-L4740K [120VAC Only] | Indoor Luminaires | Case Lighting | Vertical Refrigerated Case Luminaires | Standard | FALSE | [9 empty] | 42601 |  |  | No |  | 4 | 640 | 85 | 6.4 | 2.4 | 0.9 | 4000 | 80
PQVFZD33 | Self Electronics Co.Ltd | Self | FRIO4-C6940K [120VAC Only] | Indoor Luminaires | Case Lighting | Vertical Refrigerated Case Luminaires | Standard | FALSE | [9 empty] | 42601 |  |  | No |  | 4 | 1720 | 88 | 19.2 | 4.12 | 0.9 | 4000 | 80
PYMV4QCJ | Self Electronics Co.Ltd | Self | FRIO4-L6940K [120VAC Only] | Indoor Luminaires | Case Lighting | Vertical Refrigerated Case Luminaires | Standard | FALSE | [9 empty] | 42601 |  |  | No |  | 4 | 860 | 85 | 9.6 | 3.98 | 0.9 | 4000 | 80
PDJD61RN | Self Electronics Co.Ltd | Self | FRIO4-C5740K [120VAC Only] | Indoor Luminaires | Case Lighting | Vertical Refrigerated Case Luminaires | Standard | FALSE | [9 empty] | 42601 |  |  | No |  | 4 | 1600 | 88 | 16 | 3.6 | 0.9 | 4000 | 80
PJ571U4N | Self Electronics Co.Ltd | Self | FRIO4-C4740K [120VAC Only] | Indoor Luminaires | Case Lighting | Vertical Refrigerated Case Luminaires | Standard | FALSE | [9 empty] | 42601 |  |  | No |  | 4 | 1280 | 88 | 12.8 | 3 | 0.9 | 4000 | 80
PZ13G8GF | Self Electronics Co.Ltd | Self | FRIO4-L5740K [120VAC Only] | Indoor Luminaires | Case Lighting | Vertical Refrigerated Case Luminaires | Standard | FALSE | [9 empty] | 42601 |  |  | No |  | 4 | 800 | 85 | 8 | 2.7 | 0.9 | 4000 | 80
PG51YFC6 | Self Electronics Co.Ltd | Self | FRIO4-R5740K [120VAC Only] | Indoor Luminaires | Case Lighting | Vertical Refrigerated Case Luminaires | Standard | FALSE | [9 empty] | 42601 |  |  | No |  | 4 | 800 | 85 | 8 | 2.7 | 0.9 | 4000 | 80
PVWCBQHC | Self Electronics Co.Ltd | Self | FRIO4-R4740K [120VAC Only] | Indoor Luminaires | Case Lighting | Vertical Refrigerated Case Luminaires | Standard | FALSE | [9 empty] | 42601 |  |  | No |  | 4 | 640 | 85 | 6.4 | 2.4 | 0.9 | 4000 | 80
PSEFE637 | Self Electronics Co.Ltd | Self | FRIO4-L6935K [120VAC Only] | Indoor Luminaires | Case Lighting | Vertical Refrigerated Case Luminaires | Standard | FALSE | [9 empty] | 42601 |  |  | No |  | 4 | 860 | 85 | 9.6 | 3.98 | 0.9 | 3500 | 80
PTPKWSKS | Self Electronics Co.Ltd | Self | FRIO4-R5735K [120VAC Only] | Indoor Luminaires | Case Lighting | Vertical Refrigerated Case Luminaires | Standard | FALSE | [9 empty] | 42601 |  |  | No |  | 4 | 800 | 85 | 8 | 2.7 | 0.9 | 3500 | 80
PR98GTW8 | Self Electronics Co.Ltd | Self | FRIO4-L5735K [120VAC Only] | Indoor Luminaires | Case Lighting | Vertical Refrigerated Case Luminaires | Standard | FALSE | [9 empty] | 42601 |  |  | No |  | 4 | 800 | 85 | 8 | 2.7 | 0.9 | 3500 | 80
PGD1D26G | Self Electronics Co.Ltd | Self | FRIO4-R4735K [120VAC Only] | Indoor Luminaires | Case Lighting | Vertical Refrigerated Case Luminaires | Standard | FALSE | [9 empty] | 42601 |  |  | No |  | 4 | 640 | 85 | 6.4 | 2.4 | 0.9 | 3500 | 80
PZK2HJRW | Self Electronics Co.Ltd | Self | FRIO4-C6935K [120VAC Only] | Indoor Luminaires | Case Lighting | Vertical Refrigerated Case Luminaires | Standard | FALSE | [9 empty] | 42601 |  |  | No |  | 4 | 1720 | 88 | 19.2 | 4.12 | 0.9 | 3500 | 80
PBV62RUC | Self Electronics Co.Ltd | Self | FRIO4-R6935K [120VAC Only] | Indoor Luminaires | Case Lighting | Vertical Refrigerated Case Luminaires | Standard | FALSE | [9 empty] | 42601 |  |  | No |  | 4 | 860 | 85 | 9.6 | 3.98 | 0.9 | 3500 | 80
PYRNU4ZV | Self Electronics Co.Ltd | Self | FRIO4-C5735K [120VAC Only] | Indoor Luminaires | Case Lighting | Vertical Refrigerated Case Luminaires | Standard | FALSE | [9 empty] | 42601 |  |  | No |  | 4 | 1600 | 88 | 16 | 3.6 | 0.9 | 3500 | 80
PXZE4B5F | Self Electronics Co.Ltd | Self | FRIO4-C4735K [120VAC Only] | Indoor Luminaires | Case Lighting | Vertical Refrigerated Case Luminaires | Standard | FALSE | [9 empty] | 42601 |  |  | No |  | 4 | 1280 | 88 | 12.8 | 3 | 0.9 | 3500 | 80
PPR53YBA | Self Electronics Co.Ltd | Self | FRIO4-L4735K [120VAC Only] | Indoor Luminaires | Case Lighting | Vertical Refrigerated Case Luminaires | Standard | FALSE | [9 empty] | 42601 |  |  | No |  | 4 | 640 | 85 | 6.4 | 2.4 | 0.9 | 3500 | 80
PE2VSXJW | Self Electronics Co.Ltd | Self | FRIO4-R6930K [120VAC Only] | Indoor Luminaires | Case Lighting | Vertical Refrigerated Case Luminaires | Standard | FALSE | [9 empty] | 42601 |  |  | No |  | 4 | 860 | 85 | 9.6 | 3.98 | 0.9 | 3000 | 80
PWBFHARY | Self Electronics Co.Ltd | Self | FRIO4-R5730K [120VAC Only] | Indoor Luminaires | Case Lighting | Vertical Refrigerated Case Luminaires | Standard | FALSE | [9 empty] | 42601 |  |  | No |  | 4 | 800 | 85 | 8 | 2.7 | 0.9 | 3000 | 80
PM8ZWUEH | Self Electronics Co.Ltd | Self | FRIO4-L5730K [120VAC Only] | Indoor Luminaires | Case Lighting | Vertical Refrigerated Case Luminaires | Standard | FALSE | [9 empty] | 42601 |  |  | No |  | 4 | 800 | 85 | 8 | 2.7 | 0.9 | 3000 | 80
P3X25JKX | Self Electronics Co.Ltd | Self | FRIO4-R4730K [120VAC Only] | Indoor Luminaires | Case Lighting | Vertical Refrigerated Case Luminaires | Standard | FALSE | [9 empty] | 42601 |  |  | No |  | 4 | 640 | 85 | 6.4 | 2.4 | 0.9 | 3000 | 80
PBV18P5F | Self Electronics Co.Ltd | Self | FRIO4-C6930K [120VAC Only] | Indoor Luminaires | Case Lighting | Vertical Refrigerated Case Luminaires | Standard | FALSE | [9 empty] | 42601 |  |  | No |  | 4 | 1720 | 88 | 19.2 | 4.12 | 0.9 | 3000 | 80
PSA5C4WZ | Self Electronics Co.Ltd | Self | FRIO4-C5730K [120VAC Only] | Indoor Luminaires | Case Lighting | Vertical Refrigerated Case Luminaires | Standard | FALSE | [9 empty] | 42601 |  |  | No |  | 4 | 1600 | 88 | 16 | 3.6 | 0.9 | 3000 | 80
PQ3ZVMC9 | Leader Lighting Co. Ltd. | Leader | LD-CL-6 (5000K) | Indoor Luminaires | Case Lighting | Vertical Refrigerated Case Luminaires | Standard | FALSE | [9 empty] | 42601 |  |  | No |  | 4 | 2096.5 | 93.62 | 22.58 | 14.27 | 0.97 | 5000 | 81.6
PBZQJR5Q | Leader Lighting Co. Ltd. | Leader | LD-CL-6 (4500K) | Indoor Luminaires | Case Lighting | Vertical Refrigerated Case Luminaires | Standard | FALSE | [9 empty] | 42601 |  |  | No |  | 4 | 2012.7 | 92.03 | 21.87 | 13.57 | 0.97 | 4500 | 83.1
P659FDTS | Leader Lighting Co. Ltd. | Leader | LD-CL-6 (4000K) | Indoor Luminaires | Case Lighting | Vertical Refrigerated Case Luminaires | Standard | FALSE | [9 empty] | 42601 |  |  | No |  | 4 | 2012.7 | 92.03 | 21.87 | 13.57 | 0.97 | 4000 | 83.1
P5JWJKX8 | Leader Lighting Co. Ltd. | Leader | LD-CL-6 (3500K) | Indoor Luminaires | Case Lighting | Vertical Refrigerated Case Luminaires | Standard | FALSE | [9 empty] | 42601 |  |  | No |  | 4 | 2012.7 | 92.03 | 21.87 | 13.57 | 0.97 | 3500 | 83.1
P8FX3W96 | GE Lighting Solutions | Immersion | ELFD1S4850LS | Indoor Luminaires | Case Lighting | Vertical Refrigerated Case Luminaires | Standard | TRUE | 1118.9 | 88.5 | 13 | 9.152 | 0.918 | 5095 | 89 | 5 | 50000 | 42599 |  |  | No | Qualified with GEPS6500NCMUL-SY driver. | 3.1 | 1317.8 | 95.77 | 13.76 | 8.14 | 0.98 | 5095 | 89
PKCA6XDF | GE Lighting Solutions | Immersion | ELFD1S4835LS | Indoor Luminaires | Case Lighting | Vertical Refrigerated Case Luminaires | Standard | TRUE | 1245.2 | 89 | 14 | 9.152 | 0.918 | 3504 | 90 | 5 | 50000 | 42599 |  |  | No | Qualified with GEPS6500NCMUL-SY driver. | 3.1 | 1250.5 | 89.4 | 14 | 7.95 | 0.98 | 3504 | 90
PZXF8NB7 | GE Lighting Solutions | Immersion | ELFD1S6750CS | Indoor Luminaires | Case Lighting | Vertical Refrigerated Case Luminaires | Standard | FALSE | [9 empty] | 42599 |  |  | No | Qualified with GEPS6500NCMUL-SY driver. | 3.1 | 3424.9 | 118.5497 | 28.89 | 6.987 | 0.983 | 5169 | 89
PNFS7Z48 | GE Lighting Solutions | Immersion | ELFD1S6750CB | Indoor Luminaires | Case Lighting | Vertical Refrigerated Case Luminaires | Standard | FALSE | [9 empty] | 42599 |  |  | No | Qualified with GEPS6500NCMUL-SY driver. | 3.1 | 3424.9 | 118.5497 | 28.89 | 6.987 | 0.983 | 5169 | 89
PK7H9FNR | GE Lighting Solutions | Immersion | ELFD1S6750CB | Indoor Luminaires | Case Lighting | Vertical Refrigerated Case Luminaires | Standard | FALSE | [9 empty] | 42599 |  |  | No | Qualified with GEPS6100NCCON-SY driver. | 3.1 | 3424.9 | 109 | 31.4 | 6.24 | 1 | 5169 | 89
P8NC34KC | GE Lighting Solutions | Immersion | ELFD1S6750CS | Indoor Luminaires | Case Lighting | Vertical Refrigerated Case Luminaires | Standard | FALSE | [9 empty] | 42599 |  |  | No | Qualified with GEPS6100NCCON-SY driver. | 3.1 | 3424.9 | 109 | 31.4 | 6.24 | 1 | 5169 | 89
PEE62BSS | GE Lighting Solutions | Immersion | ELFD1S6750RS | Indoor Luminaires | Case Lighting | Vertical Refrigerated Case Luminaires | Standard | FALSE | [9 empty] | 42599 |  |  | No | Qualified with GEPS6100NCCON-SY driver. | 3.1 | 2138.5 | 100.1 | 21.4 | 7.68 | 0.99 | 5157 | 89
PCW5ZZQY | GE Lighting Solutions | Immersion | ELFD1S6750RB | Indoor Luminaires | Case Lighting | Vertical Refrigerated Case Luminaires | Standard | FALSE | [9 empty] | 42599 |  |  | No | Qualified with GEPS6100NCCON-SY driver. | 3.1 | 2138.5 | 100.1 | 21.4 | 7.68 | 0.99 | 5157 | 89
PCKE12H5 | GE Lighting Solutions | Immersion | ELFD1S6750LB | Indoor Luminaires | Case Lighting | Vertical Refrigerated Case Luminaires | Standard | FALSE | [9 empty] | 42599 |  |  | No | Qualified with GEPS6100NCCON-SY driver. | 3.1 | 2138.5 | 100.1 | 21.4 | 7.68 | 0.99 | 5157 | 89
P6C82SUP | GE Lighting Solutions | Immersion | ELFD1S6750LS | Indoor Luminaires | Case Lighting | Vertical Refrigerated Case Luminaires | Standard | FALSE | [9 empty] | 42599 |  |  | No | Qualified with GEPS6100NCCON-SY driver. | 3.1 | 2138.5 | 100.1 | 21.4 | 7.68 | 0.99 | 5157 | 89
PSNZFESZ | GE Lighting Solutions | Immersion | ELFD1S6750RS | Indoor Luminaires | Case Lighting | Vertical Refrigerated Case Luminaires | Standard | FALSE | [9 empty] | 42599 |  |  | No | Qualified with GEPS6500NCMUL-SY driver. | 3.1 | 2138.5 | 104.8284 | 20.4 | 7.021 | 0.987 | 5157 | 89
PFDWTV7K | GE Lighting Solutions | Immersion | ELFD1S6750LB | Indoor Luminaires | Case Lighting | Vertical Refrigerated Case Luminaires | Standard | FALSE | [9 empty] | 42599 |  |  | No | Qualified with GEPS6500NCMUL-SY driver. | 3.1 | 2138.5 | 104.8284 | 20.4 | 7.021 | 0.987 | 5157 | 89
PE3CST9E | GE Lighting Solutions | Immersion | ELFD1S6750RB | Indoor Luminaires | Case Lighting | Vertical Refrigerated Case Luminaires | Standard | FALSE | [9 empty] | 42599 |  |  | No | Qualified with GEPS6500NCMUL-SY driver. | 3.1 | 2138.5 | 104.8284 | 20.4 | 7.021 | 0.987 | 5157 | 89
P45GGR6F | GE Lighting Solutions | Immersion | ELFD1S6750LS | Indoor Luminaires | Case Lighting | Vertical Refrigerated Case Luminaires | Standard | FALSE | [9 empty] | 42599 |  |  | No | Qualified with GEPS6500NCMUL-SY driver. | 3.1 | 2138.5 | 104.8284 | 20.4 | 7.021 | 0.987 | 5157 | 89
PM62XP36 | GE Lighting Solutions | Immersion | ELFD1S6050CB | Indoor Luminaires | Case Lighting | Vertical Refrigerated Case Luminaires | Standard | FALSE | [9 empty] | 42599 |  |  | No | Qualified with GEPS6100NCCON-SY driver. | 3.1 | 2900.8 | 106 | 27.4 | 8.57 | 0.99 | 5151 | 89
P4ZTRNJR | GE Lighting Solutions | Immersion | ELFD1S6050CS | Indoor Luminaires | Case Lighting | Vertical Refrigerated Case Luminaires | Standard | FALSE | [9 empty] | 42599 |  |  | No | Qualified with GEPS6100NCCON-SY driver. | 3.1 | 2900.8 | 106 | 27.4 | 8.57 | 0.99 | 5151 | 89
PVY5GC8B | GE Lighting Solutions | Immersion | ELFD1S6050CB | Indoor Luminaires | Case Lighting | Vertical Refrigerated Case Luminaires | Standard | FALSE | [9 empty] | 42599 |  |  | No | Qualified with GEPS6500NCMUL-SY driver. | 3.1 | 2900.8 | 104.0832 | 27.87 | 6.939 | 0.976 | 5151 | 89
P4XT2VHQ | GE Lighting Solutions | Immersion | ELFD1S6050CS | Indoor Luminaires | Case Lighting | Vertical Refrigerated Case Luminaires | Standard | FALSE | [9 empty] | 42599 |  |  | No | Qualified with GEPS6500NCMUL-SY driver. | 3.1 | 2900.8 | 104.0832 | 27.87 | 6.939 | 0.976 | 5151 | 89
PYGU6QK6 | GE Lighting Solutions | Immersion | ELFD1S4850CS | Indoor Luminaires | Case Lighting | Vertical Refrigerated Case Luminaires | Standard | FALSE | [9 empty] | 42599 |  |  | No | Qualified with GEPS6500NCMUL-SY driver. | 3.1 | 2186.6 | 105.6 | 20.7 | 7.84 | 0.99 | 5150 | 89
PSYYV53D | GE Lighting Solutions | Immersion | ELFD1S4850CB | Indoor Luminaires | Case Lighting | Vertical Refrigerated Case Luminaires | Standard | FALSE | [9 empty] | 42599 |  |  | No | Qualified with GEPS6500NCMUL-SY driver. | 3.1 | 2186.6 | 105.6 | 20.7 | 7.84 | 0.99 | 5150 | 89
PXFCK16Y | GE Lighting Solutions | Immersion | ELFD1S4850CB | Indoor Luminaires | Case Lighting | Vertical Refrigerated Case Luminaires | Standard | FALSE | [9 empty] | 42599 |  |  | No | Qualified with GEPS6100NCCON-SY driver. | 3.1 | 2186.6 | 104.6721 | 20.89 | 4.71 | 0.997 | 5150 | 89
P9QY5M4W | GE Lighting Solutions | Immersion | ELFD1S4850CS | Indoor Luminaires | Case Lighting | Vertical Refrigerated Case Luminaires | Standard | FALSE | [9 empty] | 42599 |  |  | No | Qualified with GEPS6100NCCON-SY driver. | 3.1 | 2186.6 | 104.6721 | 20.89 | 4.71 | 0.997 | 5150 | 89
PZ77RN9M | GE Lighting Solutions | Immersion | ELFD1S6050LB | Indoor Luminaires | Case Lighting | Vertical Refrigerated Case Luminaires | Standard | FALSE | [9 empty] | 42599 |  |  | No | Qualified with GEPS6100NCCON-SY driver. | 3.1 | 1698.4 | 98.1 | 17.3 | 7.65 | 0.99 | 5127 | 89
PKZP9NDW | GE Lighting Solutions | Immersion | ELFD1S6050RS | Indoor Luminaires | Case Lighting | Vertical Refrigerated Case Luminaires | Standard | FALSE | [9 empty] | 42599 |  |  | No | Qualified with GEPS6100NCCON-SY driver. | 3.1 | 1698.4 | 98.1 | 17.3 | 7.65 | 0.99 | 5127 | 89
P58GNQNR | GE Lighting Solutions | Immersion | ELFD1S6050LS | Indoor Luminaires | Case Lighting | Vertical Refrigerated Case Luminaires | Standard | FALSE | [9 empty] | 42599 |  |  | No | Qualified with GEPS6100NCCON-SY driver. | 3.1 | 1698.4 | 98.1 | 17.3 | 7.65 | 0.99 | 5127 | 89
P2CEM7FF | GE Lighting Solutions | Immersion | ELFD1S6050RB | Indoor Luminaires | Case Lighting | Vertical Refrigerated Case Luminaires | Standard | FALSE | [9 empty] | 42599 |  |  | No | Qualified with GEPS6100NCCON-SY driver. | 3.1 | 1698.4 | 98.1 | 17.3 | 7.65 | 0.99 | 5127 | 89
PHCKFPJZ | GE Lighting Solutions | Immersion | ELFD1S6050RS | Indoor Luminaires | Case Lighting | Vertical Refrigerated Case Luminaires | Standard | FALSE | [9 empty] | 42599 |  |  | No | Qualified with GEPS6500NCMUL-SY driver. | 3.1 | 1698.4 | 121.8364 | 13.94 | 6.939 | 0.976 | 5127 | 89
PBA1C1Z2 | GE Lighting Solutions | Immersion | ELFD1S6050LB | Indoor Luminaires | Case Lighting | Vertical Refrigerated Case Luminaires | Standard | FALSE | [9 empty] | 42599 |  |  | No | Qualified with GEPS6500NCMUL-SY driver. | 3.1 | 1698.4 | 121.8364 | 13.94 | 6.939 | 0.976 | 5127 | 89
P8YT5XF7 | GE Lighting Solutions | Immersion | ELFD1S6050LS | Indoor Luminaires | Case Lighting | Vertical Refrigerated Case Luminaires | Standard | FALSE | [9 empty] | 42599 |  |  | No | Qualified with GEPS6500NCMUL-SY driver. | 3.1 | 1698.4 | 121.8364 | 13.94 | 6.939 | 0.976 | 5127 | 89
P2NR41T4 | GE Lighting Solutions | Immersion | ELFD1S6050RB | Indoor Luminaires | Case Lighting | Vertical Refrigerated Case Luminaires | Standard | FALSE | [9 empty] | 42599 |  |  | No | Qualified with GEPS6500NCMUL-SY driver. | 3.1 | 1698.4 | 121.8364 | 13.94 | 6.939 | 0.976 | 5127 | 89
PPT6DE7P | GE Lighting Solutions | Immersion | ELFD1S4850RB | Indoor Luminaires | Case Lighting | Vertical Refrigerated Case Luminaires | Standard | FALSE | [9 empty] | 42599 |  |  | No | Qualified with GEPS6500NCMUL-SY driver. | 3.1 | 1317.8 | 95.77 | 13.76 | 8.14 | 0.98 | 5095 | 89
PF6PDD5N | GE Lighting Solutions | Immersion | ELFD1S4850RS | Indoor Luminaires | Case Lighting | Vertical Refrigerated Case Luminaires | Standard | FALSE | [9 empty] | 42599 |  |  | No | Qualified with GEPS6500NCMUL-SY driver. | 3.1 | 1317.8 | 95.77 | 13.76 | 8.14 | 0.98 | 5095 | 89
P7A4RNRZ | GE Lighting Solutions | Immersion | ELFD1S4850LB | Indoor Luminaires | Case Lighting | Vertical Refrigerated Case Luminaires | Standard | FALSE | [9 empty] | 42599 |  |  | No | Qualified with GEPS6500NCMUL-SY driver. | 3.1 | 1317.8 | 95.77 | 13.76 | 8.14 | 0.98 | 5095 | 89
PB6TPKJU | GE Lighting Solutions | Immersion | ELFD1S4850RB | Indoor Luminaires | Case Lighting | Vertical Refrigerated Case Luminaires | Standard | FALSE | [9 empty] | 42599 |  |  | No | Qualified with GEPS6100NCCON-SY driver. | 3.1 | 1317.8 | 95.77 | 13.76 | 5.019 | 0.996 | 5095 | 89
P4U1DWG4 | GE Lighting Solutions | Immersion | ELFD1S4850LS | Indoor Luminaires | Case Lighting | Vertical Refrigerated Case Luminaires | Standard | FALSE | [9 empty] | 42599 |  |  | No | Qualified with GEPS6100NCCON-SY driver. | 3.1 | 1317.8 | 95.77 | 13.76 | 5.019 | 0.996 | 5095 | 89
P4AJX6VB | GE Lighting Solutions | Immersion | ELFD1S4850RS | Indoor Luminaires | Case Lighting | Vertical Refrigerated Case Luminaires | Standard | FALSE | [9 empty] | 42599 |  |  | No | Qualified with GEPS6100NCCON-SY driver. | 3.1 | 1317.8 | 95.77 | 13.76 | 5.019 | 0.996 | 5095 | 89
P44GSE1D | GE Lighting Solutions | Immersion | ELFD1S4850LB | Indoor Luminaires | Case Lighting | Vertical Refrigerated Case Luminaires | Standard | FALSE | [9 empty] | 42599 |  |  | No | Qualified with GEPS6100NCCON-SY driver. | 3.1 | 1317.8 | 95.77 | 13.76 | 5.019 | 0.996 | 5095 | 89
P537H1QN | GE Lighting Solutions | Immersion | ELFD1S6040CB | Indoor Luminaires | Case Lighting | Vertical Refrigerated Case Luminaires | Standard | FALSE | [9 empty] | 42599 |  |  | No | Qualified with GEPS6100NCCON-SY driver. | 3.1 | 2803.1 | 102.2 | 27.4 | 8.59 | 0.99 | 3991 | 91
P4QZ72PX | GE Lighting Solutions | Immersion | ELFD1S6040CS | Indoor Luminaires | Case Lighting | Vertical Refrigerated Case Luminaires | Standard | FALSE | [9 empty] | 42599 |  |  | No | Qualified with GEPS6100NCCON-SY driver. | 3.1 | 2803.1 | 102.2 | 27.4 | 8.59 | 0.99 | 3991 | 91
PWH1TRK3 | GE Lighting Solutions | Immersion | ELFD1S6040CB | Indoor Luminaires | Case Lighting | Vertical Refrigerated Case Luminaires | Standard | FALSE | [9 empty] | 42599 |  |  | No | Qualified with GEPS6500NCMUL-SY driver. | 3.1 | 2803.1 | 100.5777 | 27.87 | 6.939 | 0.976 | 3991 | 91
P189GYR1 | GE Lighting Solutions | Immersion | ELFD1S6040CS | Indoor Luminaires | Case Lighting | Vertical Refrigerated Case Luminaires | Standard | FALSE | [9 empty] | 42599 |  |  | No | Qualified with GEPS6500NCMUL-SY driver. | 3.1 | 2803.1 | 100.5777 | 27.87 | 6.939 | 0.976 | 3991 | 91
PRKPXZ6G | GE Lighting Solutions | Immersion | ELFD1S6740CS | Indoor Luminaires | Case Lighting | Vertical Refrigerated Case Luminaires | Standard | FALSE | [9 empty] | 42599 |  |  | No | Qualified with GEPS6500NCMUL-SY driver. | 3.1 | 3287.8 | 113.8041 | 28.89 | 6.987 | 0.983 | 3984 | 90
PN3ZWR7R | GE Lighting Solutions | Immersion | ELFD1S6740CB | Indoor Luminaires | Case Lighting | Vertical Refrigerated Case Luminaires | Standard | FALSE | [9 empty] | 42599 |  |  | No | Qualified with GEPS6500NCMUL-SY driver. | 3.1 | 3287.8 | 113.8041 | 28.89 | 6.987 | 0.983 | 3984 | 90
PB4VN22V | GE Lighting Solutions | Immersion | ELFD1S6740CS | Indoor Luminaires | Case Lighting | Vertical Refrigerated Case Luminaires | Standard | FALSE | [9 empty] | 42599 |  |  | No | Qualified with GEPS6100NCCON-SY driver. | 3.1 | 3287.8 | 105.4 | 31.2 | 6.26 | 1 | 3984 | 90
P9Y3PT15 | GE Lighting Solutions | Immersion | ELFD1S6740CB | Indoor Luminaires | Case Lighting | Vertical Refrigerated Case Luminaires | Standard | FALSE | [9 empty] | 42599 |  |  | No | Qualified with GEPS6100NCCON-SY driver. | 3.1 | 3287.8 | 105.4 | 31.2 | 6.26 | 1 | 3984 | 90
PX6KAWJG | GE Lighting Solutions | Immersion | ELFD1S4840CB | Indoor Luminaires | Case Lighting | Vertical Refrigerated Case Luminaires | Standard | FALSE | [9 empty] | 42599 |  |  | No | Qualified with GEPS6500NCMUL-SY driver. | 3.1 | 2096.3 | 101.4 | 20.7 | 7.84 | 0.99 | 3981 | 90
P11DGRTR | GE Lighting Solutions | Immersion | ELFD1S4840CS | Indoor Luminaires | Case Lighting | Vertical Refrigerated Case Luminaires | Standard | FALSE | [9 empty] | 42599 |  |  | No | Qualified with GEPS6500NCMUL-SY driver. | 3.1 | 2096.3 | 101.4 | 20.7 | 7.84 | 0.99 | 3981 | 90
PS2VK5GW | GE Lighting Solutions | Immersion | ELFD1S4840CS | Indoor Luminaires | Case Lighting | Vertical Refrigerated Case Luminaires | Standard | FALSE | [9 empty] | 42599 |  |  | No | Qualified with GEPS6100NCCON-SY driver. | 3.1 | 2096.3 | 100.3495 | 20.89 | 4.71 | 0.997 | 3981 | 90
PBB87G4A | GE Lighting Solutions | Immersion | ELFD1S4840CB | Indoor Luminaires | Case Lighting | Vertical Refrigerated Case Luminaires | Standard | FALSE | [9 empty] | 42599 |  |  | No | Qualified with GEPS6100NCCON-SY driver. | 3.1 | 2096.3 | 100.3495 | 20.89 | 4.71 | 0.997 | 3981 | 90
PG7SMGXQ | GE Lighting Solutions | Immersion | ELFD1S6740LB | Indoor Luminaires | Case Lighting | Vertical Refrigerated Case Luminaires | Standard | FALSE | [9 empty] | 42599 |  |  | No | Qualified with GEPS6100NCCON-SY driver. | 3.1 | 2066.2 | 96.5 | 21.4 | 8.03 | 0.99 | 3977 | 90
PDMN9VYY | GE Lighting Solutions | Immersion | ELFD1S6740LS | Indoor Luminaires | Case Lighting | Vertical Refrigerated Case Luminaires | Standard | FALSE | [9 empty] | 42599 |  |  | No | Qualified with GEPS6100NCCON-SY driver. | 3.1 | 2066.2 | 96.5 | 21.4 | 8.03 | 0.99 | 3977 | 90
PBH1QM82 | GE Lighting Solutions | Immersion | ELFD1S6740RS | Indoor Luminaires | Case Lighting | Vertical Refrigerated Case Luminaires | Standard | FALSE | [9 empty] | 42599 |  |  | No | Qualified with GEPS6100NCCON-SY driver. | 3.1 | 2066.2 | 96.5 | 21.4 | 8.03 | 0.99 | 3977 | 90
P8QKB4GD | GE Lighting Solutions | Immersion | ELFD1S6740RB | Indoor Luminaires | Case Lighting | Vertical Refrigerated Case Luminaires | Standard | FALSE | [9 empty] | 42599 |  |  | No | Qualified with GEPS6100NCCON-SY driver. | 3.1 | 2066.2 | 96.5 | 21.4 | 8.03 | 0.99 | 3977 | 90
PSP5BN27 | GE Lighting Solutions | Immersion | ELFD1S6740RS | Indoor Luminaires | Case Lighting | Vertical Refrigerated Case Luminaires | Standard | FALSE | [9 empty] | 42599 |  |  | No | Qualified with GEPS6500NCMUL-SY driver. | 3.1 | 2066.2 | 101.2843 | 20.4 | 7.021 | 0.987 | 3977 | 90
PJTRWDJV | GE Lighting Solutions | Immersion | ELFD1S6740LB | Indoor Luminaires | Case Lighting | Vertical Refrigerated Case Luminaires | Standard | FALSE | [9 empty] | 42599 |  |  | No | Qualified with GEPS6500NCMUL-SY driver. | 3.1 | 2066.2 | 101.2843 | 20.4 | 7.021 | 0.987 | 3977 | 90
P5GPYA8X | GE Lighting Solutions | Immersion | ELFD1S6740LS | Indoor Luminaires | Case Lighting | Vertical Refrigerated Case Luminaires | Standard | FALSE | [9 empty] | 42599 |  |  | No | Qualified with GEPS6500NCMUL-SY driver. | 3.1 | 2066.2 | 101.2843 | 20.4 | 7.021 | 0.987 | 3977 | 90
P1PUS4S2 | GE Lighting Solutions | Immersion | ELFD1S6740RB | Indoor Luminaires | Case Lighting | Vertical Refrigerated Case Luminaires | Standard | FALSE | [9 empty] | 42599 |  |  | No | Qualified with GEPS6500NCMUL-SY driver. | 3.1 | 2066.2 | 101.2843 | 20.4 | 7.021 | 0.987 | 3977 | 90
PXZMTCXG | GE Lighting Solutions | Immersion | ELFD1S6040LS | Indoor Luminaires | Case Lighting | Vertical Refrigerated Case Luminaires | Standard | FALSE | [9 empty] | 42599 |  |  | No | Qualified with GEPS6100NCCON-SY driver. | 3.1 | 1642.5 | 94.9 | 17.3 | 7.65 | 0.99 | 3975 | 91
PPPR2DT7 | GE Lighting Solutions | Immersion | ELFD1S6040LB | Indoor Luminaires | Case Lighting | Vertical Refrigerated Case Luminaires | Standard | FALSE | [9 empty] | 42599 |  |  | No | Qualified with GEPS6100NCCON-SY driver. | 3.1 | 1642.5 | 94.9 | 17.3 | 7.65 | 0.99 | 3975 | 91
PPKQRZC6 | GE Lighting Solutions | Immersion | ELFD1S6040RS | Indoor Luminaires | Case Lighting | Vertical Refrigerated Case Luminaires | Standard | FALSE | [9 empty] | 42599 |  |  | No | Qualified with GEPS6100NCCON-SY driver. | 3.1 | 1642.5 | 94.9 | 17.3 | 7.65 | 0.99 | 3975 | 91
P44NM1G5 | GE Lighting Solutions | Immersion | ELFD1S6040RB | Indoor Luminaires | Case Lighting | Vertical Refrigerated Case Luminaires | Standard | FALSE | [9 empty] | 42599 |  |  | No | Qualified with GEPS6100NCCON-SY driver. | 3.1 | 1642.5 | 94.9 | 17.3 | 7.65 | 0.99 | 3975 | 91
PV1MJEN7 | GE Lighting Solutions | Immersion | ELFD1S6040LB | Indoor Luminaires | Case Lighting | Vertical Refrigerated Case Luminaires | Standard | FALSE | [9 empty] | 42599 |  |  | No | Qualified with GEPS6500NCMUL-SY driver. | 3.1 | 1642.5 | 117.8264 | 13.94 | 6.939 | 0.976 | 3975 | 91
PFWTCJ7F | GE Lighting Solutions | Immersion | ELFD1S6040RS | Indoor Luminaires | Case Lighting | Vertical Refrigerated Case Luminaires | Standard | FALSE | [9 empty] | 42599 |  |  | No | Qualified with GEPS6500NCMUL-SY driver. | 3.1 | 1642.5 | 117.8264 | 13.94 | 6.939 | 0.976 | 3975 | 91
PCC36U4Q | GE Lighting Solutions | Immersion | ELFD1S6040RB | Indoor Luminaires | Case Lighting | Vertical Refrigerated Case Luminaires | Standard | FALSE | [9 empty] | 42599 |  |  | No | Qualified with GEPS6500NCMUL-SY driver. | 3.1 | 1642.5 | 117.8264 | 13.94 | 6.939 | 0.976 | 3975 | 91
P8ARQPSV | GE Lighting Solutions | Immersion | ELFD1S6040LS | Indoor Luminaires | Case Lighting | Vertical Refrigerated Case Luminaires | Standard | FALSE | [9 empty] | 42599 |  |  | No | Qualified with GEPS6500NCMUL-SY driver. | 3.1 | 1642.5 | 117.8264 | 13.94 | 6.939 | 0.976 | 3975 | 91
PTY4FBDK | GE Lighting Solutions | Immersion | ELFD1S4840LB | Indoor Luminaires | Case Lighting | Vertical Refrigerated Case Luminaires | Standard | FALSE | [9 empty] | 42599 |  |  | No | Qualified with GEPS6500NCMUL-SY driver. | 3.1 | 1136 | 95 | 12 | 7.94 | 0.98 | 3956 | 90
PRGNPFGT | GE Lighting Solutions | Immersion | ELFD1S4840RS | Indoor Luminaires | Case Lighting | Vertical Refrigerated Case Luminaires | Standard | FALSE | [9 empty] | 42599 |  |  | No | Qualified with GEPS6500NCMUL-SY driver. | 3.1 | 1136 | 95 | 12 | 7.94 | 0.98 | 3956 | 90
PPGNWDSF | GE Lighting Solutions | Immersion | ELFD1S4840RB | Indoor Luminaires | Case Lighting | Vertical Refrigerated Case Luminaires | Standard | FALSE | [9 empty] | 42599 |  |  | No | Qualified with GEPS6500NCMUL-SY driver. | 3.1 | 1136 | 95 | 12 | 7.94 | 0.98 | 3956 | 90
PAEUJ6CE | GE Lighting Solutions | Immersion | ELFD1S4840LS | Indoor Luminaires | Case Lighting | Vertical Refrigerated Case Luminaires | Standard | FALSE | [9 empty] | 42599 |  |  | No | Qualified with GEPS6500NCMUL-SY driver. | 3.1 | 1136 | 95 | 12 | 7.94 | 0.98 | 3956 | 90
PW24NW14 | GE Lighting Solutions | Immersion | ELFD1S4840LS | Indoor Luminaires | Case Lighting | Vertical Refrigerated Case Luminaires | Standard | FALSE | [9 empty] | 42599 |  |  | No | Qualified with GEPS6100NCCON-SY driver. | 3.1 | 1259.5 | 91.5334 | 13.76 | 5.019 | 0.996 | 3956 | 90
PH7JXSEX | GE Lighting Solutions | Immersion | ELFD1S4840RB | Indoor Luminaires | Case Lighting | Vertical Refrigerated Case Luminaires | Standard | FALSE | [9 empty] | 42599 |  |  | No | Qualified with GEPS6100NCCON-SY driver. | 3.1 | 1259.5 | 91.5334 | 13.76 | 5.019 | 0.996 | 3956 | 90
PA4419MJ | GE Lighting Solutions | Immersion | ELFD1S4840RS | Indoor Luminaires | Case Lighting | Vertical Refrigerated Case Luminaires | Standard | FALSE | [9 empty] | 42599 |  |  | No | Qualified with GEPS6100NCCON-SY driver. | 3.1 | 1259.5 | 91.5334 | 13.76 | 5.019 | 0.996 | 3956 | 90
P2AR9CDX | GE Lighting Solutions | Immersion | ELFD1S4840LB | Indoor Luminaires | Case Lighting | Vertical Refrigerated Case Luminaires | Standard | FALSE | [9 empty] | 42599 |  |  | No | Qualified with GEPS6100NCCON-SY driver. | 3.1 | 1259.5 | 91.5334 | 13.76 | 5.019 | 0.996 | 3956 | 90
PNYUEXWB | GE Lighting Solutions | Immersion | ELFD1S6735CB | Indoor Luminaires | Case Lighting | Vertical Refrigerated Case Luminaires | Standard | FALSE | [9 empty] | 42599 |  |  | No | Qualified with GEPS6500NCMUL-SY driver. | 3.1 | 3224.3 | 111.6061 | 28.89 | 6.987 | 0.983 | 3532 | 91
P84E3YKA | GE Lighting Solutions | Immersion | ELFD1S6735CS | Indoor Luminaires | Case Lighting | Vertical Refrigerated Case Luminaires | Standard | FALSE | [9 empty] | 42599 |  |  | No | Qualified with GEPS6500NCMUL-SY driver. | 3.1 | 3224.3 | 111.6061 | 28.89 | 6.987 | 0.983 | 3532 | 91
PM1CYH12 | GE Lighting Solutions | Immersion | ELFD1S6735CS | Indoor Luminaires | Case Lighting | Vertical Refrigerated Case Luminaires | Standard | FALSE | [9 empty] | 42599 |  |  | No | Qualified with GEPS6100NCCON-SY driver. | 3.1 | 3224.3 | 102.6 | 31.4 | 6.28 | 1 | 3532 | 91
PDDSW178 | GE Lighting Solutions | Immersion | ELFD1S6735CB | Indoor Luminaires | Case Lighting | Vertical Refrigerated Case Luminaires | Standard | FALSE | [9 empty] | 42599 |  |  | No | Qualified with GEPS6100NCCON-SY driver. | 3.1 | 3224.3 | 102.6 | 31.4 | 6.28 | 1 | 3532 | 91
PXCQB7XB | GE Lighting Solutions | Immersion | ELFD1S6035CS | Indoor Luminaires | Case Lighting | Vertical Refrigerated Case Luminaires | Standard | FALSE | [9 empty] | 42599 |  |  | No | Qualified with GEPS6100NCCON-SY driver. | 3.1 | 2782.4 | 101.4 | 27.45 | 8.59 | 0.99 | 3530 | 90
PK1WZQ3Q | GE Lighting Solutions | Immersion | ELFD1S6035CB | Indoor Luminaires | Case Lighting | Vertical Refrigerated Case Luminaires | Standard | FALSE | [9 empty] | 42599 |  |  | No | Qualified with GEPS6100NCCON-SY driver. | 3.1 | 2782.4 | 101.4 | 27.45 | 8.59 | 0.99 | 3530 | 90
PXVJGFNY | GE Lighting Solutions | Immersion | ELFD1S6035CS | Indoor Luminaires | Case Lighting | Vertical Refrigerated Case Luminaires | Standard | FALSE | [9 empty] | 42599 |  |  | No | Qualified with GEPS6500NCMUL-SY driver. | 3.1 | 2782.4 | 99.8349 | 27.87 | 6.939 | 0.976 | 3530 | 90
PETXC6UY | GE Lighting Solutions | Immersion | ELFD1S6035CB | Indoor Luminaires | Case Lighting | Vertical Refrigerated Case Luminaires | Standard | FALSE | [9 empty] | 42599 |  |  | No | Qualified with GEPS6500NCMUL-SY driver. | 3.1 | 2782.4 | 99.8349 | 27.87 | 6.939 | 0.976 | 3530 | 90
PWH26BPJ | GE Lighting Solutions | Immersion | ELFD1S4835CB | Indoor Luminaires | Case Lighting | Vertical Refrigerated Case Luminaires | Standard | FALSE | [9 empty] | 42599 |  |  | No | Qualified with GEPS6500NCMUL-SY driver. | 3.1 | 2087.9 | 101 | 20.65 | 7.84 | 0.99 | 3526 | 90
PEB97BN2 | GE Lighting Solutions | Immersion | ELFD1S4835CS | Indoor Luminaires | Case Lighting | Vertical Refrigerated Case Luminaires | Standard | FALSE | [9 empty] | 42599 |  |  | No | Qualified with GEPS6500NCMUL-SY driver. | 3.1 | 2087.9 | 101 | 20.65 | 7.84 | 0.99 | 3526 | 90
PDP2PF7S | GE Lighting Solutions | Immersion | ELFD1S4835CB | Indoor Luminaires | Case Lighting | Vertical Refrigerated Case Luminaires | Standard | FALSE | [9 empty] | 42599 |  |  | No | Qualified with GEPS6100NCCON-SY driver. | 3.1 | 2087.9 | 99.9473 | 20.89 | 4.71 | 0.997 | 3526 | 90
P15ZZRVB | GE Lighting Solutions | Immersion | ELFD1S4835CS | Indoor Luminaires | Case Lighting | Vertical Refrigerated Case Luminaires | Standard | FALSE | [9 empty] | 42599 |  |  | No | Qualified with GEPS6100NCCON-SY driver. | 3.1 | 2087.9 | 99.9473 | 20.89 | 4.71 | 0.997 | 3526 | 90
PZUZMTWU | GE Lighting Solutions | Immersion | ELFD1S6735RS | Indoor Luminaires | Case Lighting | Vertical Refrigerated Case Luminaires | Standard | FALSE | [9 empty] | 42599 |  |  | No | Qualified with GEPS6100NCCON-SY driver. | 3.1 | 2066.3 | 96.8 | 21.4 | 7.83 | 0.99 | 3521 | 91
PTQMFNEK | GE Lighting Solutions | Immersion | ELFD1S6735LB | Indoor Luminaires | Case Lighting | Vertical Refrigerated Case Luminaires | Standard | FALSE | [9 empty] | 42599 |  |  | No | Qualified with GEPS6100NCCON-SY driver. | 3.1 | 2066.3 | 96.8 | 21.4 | 7.83 | 0.99 | 3521 | 91
PJNJMPWD | GE Lighting Solutions | Immersion | ELFD1S6735RB | Indoor Luminaires | Case Lighting | Vertical Refrigerated Case Luminaires | Standard | FALSE | [9 empty] | 42599 |  |  | No | Qualified with GEPS6100NCCON-SY driver. | 3.1 | 2066.3 | 96.8 | 21.4 | 7.83 | 0.99 | 3521 | 91
PARWZPG2 | GE Lighting Solutions | Immersion | ELFD1S6735LS | Indoor Luminaires | Case Lighting | Vertical Refrigerated Case Luminaires | Standard | FALSE | [9 empty] | 42599 |  |  | No | Qualified with GEPS6100NCCON-SY driver. | 3.1 | 2066.3 | 96.8 | 21.4 | 7.83 | 0.99 | 3521 | 91
PZEJJYQ8 | GE Lighting Solutions | Immersion | ELFD1S6735LS | Indoor Luminaires | Case Lighting | Vertical Refrigerated Case Luminaires | Standard | FALSE | [9 empty] | 42599 |  |  | No | Qualified with GEPS6500NCMUL-SY driver. | 3.1 | 2066.3 | 101.2892 | 20.4 | 7.021 | 0.987 | 3521 | 91
PY1DF9MA | GE Lighting Solutions | Immersion | ELFD1S6735LB | Indoor Luminaires | Case Lighting | Vertical Refrigerated Case Luminaires | Standard | FALSE | [9 empty] | 42599 |  |  | No | Qualified with GEPS6500NCMUL-SY driver. | 3.1 | 2066.3 | 101.2892 | 20.4 | 7.021 | 0.987 | 3521 | 91
PWKC6AQA | GE Lighting Solutions | Immersion | ELFD1S6735RB | Indoor Luminaires | Case Lighting | Vertical Refrigerated Case Luminaires | Standard | FALSE | [9 empty] | 42599 |  |  | No | Qualified with GEPS6500NCMUL-SY driver. | 3.1 | 2066.3 | 101.2892 | 20.4 | 7.021 | 0.987 | 3521 | 91
PD71APSC | GE Lighting Solutions | Immersion | ELFD1S6735RS | Indoor Luminaires | Case Lighting | Vertical Refrigerated Case Luminaires | Standard | FALSE | [9 empty] | 42599 |  |  | No | Qualified with GEPS6500NCMUL-SY driver. | 3.1 | 2066.3 | 101.2892 | 20.4 | 7.021 | 0.987 | 3521 | 91
PSDXZWC9 | GE Lighting Solutions | Immersion | ELFD1S6035RS | Indoor Luminaires | Case Lighting | Vertical Refrigerated Case Luminaires | Standard | FALSE | [9 empty] | 42599 |  |  | No | Qualified with GEPS6100NCCON-SY driver. | 3.1 | 1613.1 | 94.4 | 17.1 | 7.68 | 0.99 | 3513 | 90
PRCB2D1A | GE Lighting Solutions | Immersion | ELFD1S6035LS | Indoor Luminaires | Case Lighting | Vertical Refrigerated Case Luminaires | Standard | FALSE | [9 empty] | 42599 |  |  | No | Qualified with GEPS6100NCCON-SY driver. | 3.1 | 1613.1 | 94.4 | 17.1 | 7.68 | 0.99 | 3513 | 90
PEP45FVD | GE Lighting Solutions | Immersion | ELFD1S6035LB | Indoor Luminaires | Case Lighting | Vertical Refrigerated Case Luminaires | Standard | FALSE | [9 empty] | 42599 |  |  | No | Qualified with GEPS6100NCCON-SY driver. | 3.1 | 1613.1 | 94.4 | 17.1 | 7.68 | 0.99 | 3513 | 90
PBRNRWXP | GE Lighting Solutions | Immersion | ELFD1S6035RB | Indoor Luminaires | Case Lighting | Vertical Refrigerated Case Luminaires | Standard | FALSE | [9 empty] | 42599 |  |  | No | Qualified with GEPS6100NCCON-SY driver. | 3.1 | 1613.1 | 94.4 | 17.1 | 7.68 | 0.99 | 3513 | 90
PYFZSSX4 | GE Lighting Solutions | Immersion | ELFD1S6035RB | Indoor Luminaires | Case Lighting | Vertical Refrigerated Case Luminaires | Standard | FALSE | [9 empty] | 42599 |  |  | No | Qualified with GEPS6500NCMUL-SY driver. | 3.1 | 1613.1 | 115.7174 | 13.94 | 6.939 | 0.976 | 3513 | 90
PCUQNJ4A | GE Lighting Solutions | Immersion | ELFD1S6035RS | Indoor Luminaires | Case Lighting | Vertical Refrigerated Case Luminaires | Standard | FALSE | [9 empty] | 42599 |  |  | No | Qualified with GEPS6500NCMUL-SY driver. | 3.1 | 1613.1 | 115.7174 | 13.94 | 6.939 | 0.976 | 3513 | 90
PBX2DN6P | GE Lighting Solutions | Immersion | ELFD1S6035LB | Indoor Luminaires | Case Lighting | Vertical Refrigerated Case Luminaires | Standard | FALSE | [9 empty] | 42599 |  |  | No | Qualified with GEPS6500NCMUL-SY driver. | 3.1 | 1613.1 | 115.7174 | 13.94 | 6.939 | 0.976 | 3513 | 90
PBE176BK | GE Lighting Solutions | Immersion | ELFD1S6035LS | Indoor Luminaires | Case Lighting | Vertical Refrigerated Case Luminaires | Standard | FALSE | [9 empty] | 42599 |  |  | No | Qualified with GEPS6500NCMUL-SY driver. | 3.1 | 1613.1 | 115.7174 | 13.94 | 6.939 | 0.976 | 3513 | 90
PXB5NPGD | GE Lighting Solutions | Immersion | ELFD1S4835RB | Indoor Luminaires | Case Lighting | Vertical Refrigerated Case Luminaires | Standard | FALSE | [9 empty] | 42599 |  |  | No | Qualified with GEPS6500NCMUL-SY driver. | 3.1 | 1250.5 | 89.4 | 14 | 7.95 | 0.98 | 3504 | 90
PEN1BJNS | GE Lighting Solutions | Immersion | ELFD1S4835RS | Indoor Luminaires | Case Lighting | Vertical Refrigerated Case Luminaires | Standard | FALSE | [9 empty] | 42599 |  |  | No | Qualified with GEPS6500NCMUL-SY driver. | 3.1 | 1250.5 | 89.4 | 14 | 7.95 | 0.98 | 3504 | 90
PBUZMNMT | GE Lighting Solutions | Immersion | ELFD1S4835LB | Indoor Luminaires | Case Lighting | Vertical Refrigerated Case Luminaires | Standard | FALSE | [9 empty] | 42599 |  |  | No | Qualified with GEPS6500NCMUL-SY driver. | 3.1 | 1250.5 | 89.4 | 14 | 7.95 | 0.98 | 3504 | 90
PZQJY4YY | GE Lighting Solutions | Immersion | ELFD1S4835RB | Indoor Luminaires | Case Lighting | Vertical Refrigerated Case Luminaires | Standard | FALSE | [9 empty] | 42599 |  |  | No | Qualified with GEPS6100NCCON-SY driver. | 3.1 | 1250.5 | 90.8794 | 13.76 | 5.019 | 0.996 | 3504 | 90
PEYXA2DW | GE Lighting Solutions | Immersion | ELFD1S4835RS | Indoor Luminaires | Case Lighting | Vertical Refrigerated Case Luminaires | Standard | FALSE | [9 empty] | 42599 |  |  | No | Qualified with GEPS6100NCCON-SY driver. | 3.1 | 1250.5 | 90.8794 | 13.76 | 5.019 | 0.996 | 3504 | 90
P6BBSFJP | GE Lighting Solutions | Immersion | ELFD1S4835LS | Indoor Luminaires | Case Lighting | Vertical Refrigerated Case Luminaires | Standard | FALSE | [9 empty] | 42599 |  |  | No | Qualified with GEPS6100NCCON-SY driver. | 3.1 | 1250.5 | 90.8794 | 13.76 | 5.019 | 0.996 | 3504 | 90
P57UZ6FJ | GE Lighting Solutions | Immersion | ELFD1S4835LB | Indoor Luminaires | Case Lighting | Vertical Refrigerated Case Luminaires | Standard | FALSE | [9 empty] | 42599 |  |  | No | Qualified with GEPS6100NCCON-SY driver. | 3.1 | 1250.5 | 90.8794 | 13.76 | 5.019 | 0.996 | 3504 | 90
PHNQUP2M | 1 Source LED | 1 Source LED | 3LB-3C-L080-3000K-HP | Indoor Luminaires | Case Lighting | Horizontal Refrigerated Case Luminaires | Standard | TRUE | 1329.8 | 81 | 16.51 | 15 | 0.92 | 3119 | 86 | 5 | 88000 | 42587 |  |  | No |  | 4 | 1329.8 | 81 | 16.51 | 15 | 0.92 | 3119 | 86
PKVQMY7N | 1 Source LED | 1 Source LED | 3LB-3C-L080-4100K-HP | Indoor Luminaires | Case Lighting | Horizontal Refrigerated Case Luminaires | Standard | TRUE | 1403.15 | 85 | 16.47 | 15 | 0.92 | 4026 | 85 | 5 | 88000 | 42587 |  |  | No |  | 4 | 1403.15 | 85 | 16.47 | 15 | 0.92 | 4026 | 85
P1H57YRU | 1 Source LED | 1 Source LED | 3LB-4C-L080-3000K-HP | Indoor Luminaires | Case Lighting | Horizontal Refrigerated Case Luminaires | Standard | FALSE | [9 empty] | 42587 | Not Dimmable | Not Dimmable | No |  | 4 | 1751.19 | 82 | 21.48 | 7 | 0.96 | 3000 | 86
P9P3GCQP | Self Electronics Co.Ltd | Self | COOPLEN-5250K | Indoor Luminaires | Case Lighting | Horizontal Refrigerated Case Luminaires | Standard | TRUE | 1246 | 80.7 | 15.4 | 17 | 0.969 | 5090 | 83 | 5 | 50000 | 42578 |  |  | No |  | 4 | 1300 | 100 | 13.5 | 17 | 0.9 | 5000 | 80
PESF4S8U | Self Electronics Co.Ltd | Self | COOPLEN-4650K | Indoor Luminaires | Case Lighting | Horizontal Refrigerated Case Luminaires | Standard | TRUE | 1035.5 | 79.15 | 13.082 | 18.6 | 0.9624 | 5021 | 84.57 | 5 | 50000 | 42578 |  |  | No |  | 4 | 1100 | 100 | 11 | 18.6 | 0.9 | 5000 | 80
PEDK7QKQ | Wen Lighting | WEN | WEN-T8V6FT40T(3000K) | Indoor Luminaires | Case Lighting | Vertical Refrigerated Case Luminaires | Standard | TRUE | 3315.7 | 98.28 | 33.74 | 12.1 | 0.9064 | 3109 | 83.1 | 5 | 50000 | 42578 |  |  | No | Center and End-mounted | 3 | 4506 | 113.01 | 39.87 | 15.1 | 0.9012 | 3000 | 83.3
PPFQFVJM | Wen Lighting | WEN | WEN-T8V5FT32T(3000K) | Indoor Luminaires | Case Lighting | Vertical Refrigerated Case Luminaires | Standard | TRUE | 3315.7 | 98.28 | 33.74 | 12.1 | 0.9064 | 3109 | 83.1 | 5 | 50000 | 42578 |  |  | No | Center and End-Mounted | 3 | 3315.7 | 98.28 | 33.74 | 12.1 | 0.9064 | 3000 | 83.1
PQY3UWA6 | Self Electronics Co.Ltd | Self | COOPLEN-7550K | Indoor Luminaires | Case Lighting | Horizontal Refrigerated Case Luminaires | Standard | FALSE | [9 empty] | 42578 |  |  | No |  | 4 | 2000 | 100 | 20 | 12.2 | 0.9 | 5000 | 80
P7F6ABXH | Self Electronics Co.Ltd | Self | COOPLEN-8650K | Indoor Luminaires | Case Lighting | Horizontal Refrigerated Case Luminaires | Standard | FALSE | [9 empty] | 42578 |  |  | No |  | 4 | 2200 | 100 | 22.5 | 12 | 0.9 | 5000 | 80
P4GAKJHC | Wen Lighting | WEN | WEN-T8V6FT40T(5000K) | Indoor Luminaires | Case Lighting | Vertical Refrigerated Case Luminaires | Standard | FALSE | [9 empty] | 42578 | Not Dimmable | Not Dimmable | No | Center and End-mounted | 3 | 4783 | 123.66 | 38.68 | 15 | 0.9033 | 5000 | 84.4
PF4UY917 | Wen Lighting | WEN | WEN-T8V5FT32T(5000K) | Indoor Luminaires | Case Lighting | Vertical Refrigerated Case Luminaires | Standard | FALSE | [9 empty] | 42578 | Not Dimmable | Not Dimmable | No | Center and End-Mounted | 3 | 4196 | 125.47 | 33.44 | 14.6 | 0.9102 | 5000 | 84.4
PYMHWGJZ | ATG Electronics Corp. | ATG Electronics Corp. | FZL-5K-5FT-HL | Indoor Luminaires | Case Lighting | Horizontal Refrigerated Case Luminaires | Standard | TRUE | 3266.8 | 127.2 | 25.68 | 17.78 | 0.8899 | 5098 | 82.9 | 5 | 50000 | 42577 |  |  | No |  | 3.1 | 3200 | 127 | 26 | 17.78 | 0.9 | 5000 | 83
PCGTY6WM | Leader Lighting Co. Ltd. | Leader | LD-CL-5 (3000K) | Indoor Luminaires | Case Lighting | Vertical Refrigerated Case Luminaires | Standard | TRUE | 2064.3 | 103.55 | 19.94 | 13.34 | 0.9287 | 3039 | 82.9 | 5 | 50000 | 42576 |  |  | No |  | 4 | 2043.8 | 105.73 | 19.33 | 13.34 | 0.93 | 3000 | 82.9
P279EWR4 | Self Electronics Co.Ltd | Self | COOLED-4945K | Indoor Luminaires | Case Lighting | Horizontal Refrigerated Case Luminaires | Standard | FALSE | [9 empty] | 42576 |  |  | No | Qualified with 35 degree beam angle ONLY | 4 | 1800 | 85 | 20 | 10 | 0.9 | 4500 | 90
PYCVFZAP | Self Electronics Co.Ltd | Self | COOLED-4940K | Indoor Luminaires | Case Lighting | Horizontal Refrigerated Case Luminaires | Standard | FALSE | [9 empty] | 42576 |  |  | No | Qualified with 35 degree beam angle ONLY | 4 | 1800 | 85 | 20 | 10 | 0.9 | 4000 | 90
PKD5HN1K | Self Electronics Co.Ltd | Self | COOLED-4935K | Indoor Luminaires | Case Lighting | Horizontal Refrigerated Case Luminaires | Standard | FALSE | [9 empty] | 42576 |  |  | No | Qualified with 35 degree beam angle ONLY | 4 | 1800 | 85 | 20 | 10 | 0.9 | 3500 | 90
PV3M4WUS | Self Electronics Co.Ltd | Self | COOLED-4930K | Indoor Luminaires | Case Lighting | Horizontal Refrigerated Case Luminaires | Standard | FALSE | [9 empty] | 42576 |  |  | No | Qualified with 35 degree beam angle ONLY | 4 | 1800 | 85 | 20 | 10 | 0.9 | 3000 | 90
P8DQ4ACR | Leader Lighting Co. Ltd. | Leader | LD-CL-5 (5000K) | Indoor Luminaires | Case Lighting | Vertical Refrigerated Case Luminaires | Standard | FALSE | [9 empty] | 42576 |  |  | No |  | 4 | 2151 | 109.08 | 19.72 | 16.69 | 0.93 | 5000 | 81.4
PX6YSZES | Leader Lighting Co. Ltd. | Leader | LD-CL-5 (4500K) | Indoor Luminaires | Case Lighting | Vertical Refrigerated Case Luminaires | Standard | FALSE | [9 empty] | 42576 |  |  | No |  | 4 | 2043.8 | 105.73 | 19.33 | 13.34 | 0.93 | 4500 | 82.9
PXPGGJHN | Leader Lighting Co. Ltd. | Leader | LD-CL-5 (4000K) | Indoor Luminaires | Case Lighting | Vertical Refrigerated Case Luminaires | Standard | FALSE | [9 empty] | 42576 |  |  | No |  | 4 | 2043.8 | 105.73 | 19.33 | 13.34 | 0.93 | 4000 | 82.9
P9XWP6EF | Leader Lighting Co. Ltd. | Leader | LD-CL-5 (3500K) | Indoor Luminaires | Case Lighting | Vertical Refrigerated Case Luminaires | Standard | FALSE | [9 empty] | 42576 |  |  | No |  | 4 | 2043.8 | 105.73 | 19.33 | 13.34 | 0.93 | 3500 | 82.9
P5M7RU3R | Self Electronics Co.Ltd | Self | COOLED-4927K | Indoor Luminaires | Case Lighting | Horizontal Refrigerated Case Luminaires | Standard | TRUE | 1783.4 | 84.36 | 21.141 | 10.08 | 0.988 | 2801 | 91.7 | 5 | 50000 | 42573 |  |  | No | Qualified with 35 degree beam angle ONLY | 4 | 1800 | 85 | 20 | 10 | 0.9 | 2700 | 90
P414ZDKN | Self Electronics Co.Ltd | Self | COOLED-4950K | Indoor Luminaires | Case Lighting | Horizontal Refrigerated Case Luminaires | Standard | FALSE | [9 empty] | 42573 |  |  | No | Qualified with 35 degree beam angle ONLY | 4 | 2100 | 100 | 20 | 10 | 0.9 | 5000 | 80
PKDATF4A | Vital Construction and Electric LLC | VCE LED | VCE-T8-1500EF(L30K288ND240) | Indoor Luminaires | Case Lighting | Vertical Refrigerated Case Luminaires | Standard | TRUE | 1636.7 | 75.01 | 21.82 | 13.9 | 0.9392 | 2898 | 83.6 | 5 | 50000 | 42572 |  |  | NotYetVerified |  | 3 | 1600 | 75 | 22 |  | 0.9 | 3000 | 80
PMHRYNJR | Vital Construction and Electric LLC | VCE LED | VCE-T8-1200EF(L30K288CD180) | Indoor Luminaires | Case Lighting | Vertical Refrigerated Case Luminaires | Standard | TRUE | 1136.6 | 65.4 | 17.38 | 10.02 | 0.9216 | 2995 | 84.2 | 5 |  | 42572 |  |  | NotYetVerified |  | 3 | [5 empty] | 3000
PQDG5PJF | Vital Construction and Electric LLC | VCE LED | VCE-T8-1200EF(L50K288CD180) | Indoor Luminaires | Case Lighting | Vertical Refrigerated Case Luminaires | Standard | FALSE | [9 empty] | 42572 |  |  | NotYetVerified |  | 3 | 1482 | 84.11 | 17.62 | 9.94 | 0.9204 | 5000 | 85.8
PMXWBB7E | Vital Construction and Electric LLC | VCE LED | VCE-T8-1800EF(L50K288ND240) | Indoor Luminaires | Case Lighting | Vertical Refrigerated Case Luminaires | Standard | FALSE | [9 empty] | 42572 |  |  | NotYetVerified |  | 3 | 3200 | 120 | 26 |  | 0.9 | 5000 | 80
PTQCJQWP | Vital Construction and Electric LLC | VCE LED | VCE-T8-1500EF(L50K288ND240) | Indoor Luminaires | Case Lighting | Vertical Refrigerated Case Luminaires | Standard | FALSE | [9 empty] | 42572 |  |  | NotYetVerified |  | 3 | 1600 | 75 | 22 |  | 0.9 | 5000 | 80
PQTVY5QJ | Vital Construction and Electric LLC | VCE LED | VCE-T8-1200EF(L45K288CD180) | Indoor Luminaires | Case Lighting | Vertical Refrigerated Case Luminaires | Standard | FALSE | [9 empty] | 42572 |  |  | NotYetVerified |  | 3 | 1136.6 | 65.36 | 17.39 |  | 0.9216 | 4500 | 84.2
PZEST2JD | Vital Construction and Electric LLC | VCE LED | VCE-T8-1800EF(L45K288ND240) | Indoor Luminaires | Case Lighting | Vertical Refrigerated Case Luminaires | Standard | FALSE | [9 empty] | 42572 |  |  | NotYetVerified |  | 3 | 3200 | 120 | 26 |  | 0.9 | 4500 | 80
P1EFZRAJ | Vital Construction and Electric LLC | VCE LED | VCE-T8-1500EF(L45K288ND240) | Indoor Luminaires | Case Lighting | Vertical Refrigerated Case Luminaires | Standard | FALSE | [9 empty] | 42572 |  |  | NotYetVerified |  | 3 | 1600 | 75 | 22 |  | 0.9 | 4500 | 80
PT116RXK | Vital Construction and Electric LLC | VCE LED | VCE-T8-1200EF(L40K288CD180) | Indoor Luminaires | Case Lighting | Vertical Refrigerated Case Luminaires | Standard | FALSE | [9 empty] | 42572 |  |  | NotYetVerified |  | 3 | 1136.6 | 65.36 | 17.39 | 10.02 | 0.9216 | 4000 | 84.2
PSM4486J | Vital Construction and Electric LLC | VCE LED | VCE-T8-1800EF(L40K288ND240) | Indoor Luminaires | Case Lighting | Vertical Refrigerated Case Luminaires | Standard | FALSE | [9 empty] | 42572 |  |  | NotYetVerified |  | 3 | 3200 | 120 | 26 |  | 0.9 | 4000 | 80
PG1D4TMU | Vital Construction and Electric LLC | VCE LED | VCE-T8-1500EF(L40K288ND240) | Indoor Luminaires | Case Lighting | Vertical Refrigerated Case Luminaires | Standard | FALSE | [9 empty] | 42572 |  |  | NotYetVerified |  | 3 | 1600 | 75 | 22 |  | 0.9 | 4000 | 80
P55KF92U | Vital Construction and Electric LLC | VCE LED | VCE-T8-1200EF(L35K288CD180) | Indoor Luminaires | Case Lighting | Vertical Refrigerated Case Luminaires | Standard | FALSE | [9 empty] | 42572 |  |  | NotYetVerified |  | 3 | 1136.6 | 65.36 | 17.39 | 10.02 | 0.9216 | 3500 | 84.2
PTP579KR | Vital Construction and Electric LLC | VCE LED | VCE-T8-1800EF(L35K288ND240) | Indoor Luminaires | Case Lighting | Vertical Refrigerated Case Luminaires | Standard | FALSE | [9 empty] | 42572 |  |  | NotYetVerified |  | 3 | 3200 | 120 | 26 |  | 0.9 | 3500 | 80
PH7ZPSXC | Vital Construction and Electric LLC | VCE LED | VCE-T8-1500EF(L35K288ND240) | Indoor Luminaires | Case Lighting | Vertical Refrigerated Case Luminaires | Standard | FALSE | [9 empty] | 42572 |  |  | NotYetVerified |  | 3 | 1600 | 75 | 22 |  | 0.9 | 3500 | 80
PBEGKFJ6 | Vital Construction and Electric LLC | VCE LED | VCE-T8-1800EF(L30K288ND240) | Indoor Luminaires | Case Lighting | Vertical Refrigerated Case Luminaires | Standard | FALSE | [9 empty] | 42572 |  |  | NotYetVerified |  | 3 | 3200 | 120 | 26 |  | 0.9 | 3000 | 80
P9Q4FATE | Self Electronics Co.Ltd | Self | FORGE-L4730K [120VAC Only] | Indoor Luminaires | Case Lighting | Horizontal Refrigerated Case Luminaires | Standard | TRUE | 2580.49 | 88.3 | 29.224 | 2.9 | 1 | 3049 | 82.17 | 5 | 50000 | 42571 |  |  | No | Updated 7/29/2016 | 4 | 2800 | 100 | 28 | 2.9 | 0.9 | 3000 | 84
PJMPVQ7Q | Self Electronics Co.Ltd | Self | FORGE-L3530K [120VAC Only] | Indoor Luminaires | Case Lighting | Horizontal Refrigerated Case Luminaires | Standard | TRUE | 2022.95 | 88.33 | 22.901 | 3.1 | 0.99 | 3064 | 82.25 | 5 | 50000 | 42571 |  |  | No | Updated 7/29/2016 | 4 | 2100 | 100 | 21 | 3.1 | 0.9 | 3000 | 84
PTNYS9JA | 1 Source LED | 1 Source LED | 3LB-4C-L080-4100K-HP (120V Only) | Indoor Luminaires | Case Lighting | Horizontal Refrigerated Case Luminaires | Standard | TRUE | 1931.96 | 87 | 22.29 | 6 | 0.96 | 3934 | 85 | 5 | 50000 | 42571 |  |  | No |  | 4 | 1931.96 | 87 | 22.29 | 6 | 0.96 | 3934 | 85
PB2M1HC2 | Self Electronics Co.Ltd | Self | FORGE-L3550K [120VAC Only] | Indoor Luminaires | Case Lighting | Horizontal Refrigerated Case Luminaires | Standard | FALSE | [9 empty] | 42571 |  |  | No | Updated 7/29/2016 | 4 | 2100 | 100 | 21 | 3.1 | 0.9 | 5000 | 84
PGVB4F4X | Self Electronics Co.Ltd | Self | FORGE-L4750K [120VAC Only] | Indoor Luminaires | Case Lighting | Horizontal Refrigerated Case Luminaires | Standard | FALSE | [9 empty] | 42571 |  |  | No | Updated 7/29/2016 | 4 | 2800 | 100 | 28 | 2.9 | 0.9 | 5000 | 84
PSXRZA6Y | Self Electronics Co.Ltd | Self | FORGE-L3540K [120VAC Only] | Indoor Luminaires | Case Lighting | Horizontal Refrigerated Case Luminaires | Standard | FALSE | [9 empty] | 42571 |  |  | No | Updated 7/29/2016 | 4 | 2100 | 100 | 21 | 3.1 | 0.9 | 4000 | 84
PCDMU2VG | Self Electronics Co.Ltd | Self | FORGE-L4740K [120VAC Only] | Indoor Luminaires | Case Lighting | Horizontal Refrigerated Case Luminaires | Standard | FALSE | [9 empty] | 42571 |  |  | No | Updated 7/29/2016 | 4 | 2800 | 100 | 28 | 2.9 | 0.9 | 4000 | 84
PB17VKPP | Self Electronics Co.Ltd | Self | FORGE-L3535K [120VAC Only] | Indoor Luminaires | Case Lighting | Horizontal Refrigerated Case Luminaires | Standard | FALSE | [9 empty] | 42571 |  |  | No | Updated 7/29/2016 | 4 | 2100 | 100 | 21 | 3.1 | 0.9 | 3500 | 84
PA46CNCY | Self Electronics Co.Ltd | Self | FORGE-L4735K [120VAC Only] | Indoor Luminaires | Case Lighting | Horizontal Refrigerated Case Luminaires | Standard | FALSE | [9 empty] | 42571 |  |  | No | Updated 7/29/2016 | 4 | 2800 | 100 | 28 | 2.9 | 0.9 | 3500 | 84
PGURFSWE | Arneg Canada | ARNEG | 34311775 | Indoor Luminaires | Case Lighting | Horizontal Refrigerated Case Luminaires | Standard | TRUE | 1525.96 | 81.32 | 19.01 | 18.3 | 0.97 | 2995 | 81.4 | 5 | 50000 | 42564 |  |  | No |  | 4 | 1600 | 80 | 20 | 20 | 0.95 | 3000 | 80
PDYMCU8V | Arneg Canada | ARNEG | 34311774 | Indoor Luminaires | Case Lighting | Horizontal Refrigerated Case Luminaires | Standard | TRUE | 1305.1 | 79.29 | 16.46 | 24.9 | 0.961 | 2999 | 81.6 | 5 | 50000 | 42564 |  |  | No |  | 4 | 1360 | 80 | 17 | 20 | 0.95 | 3000 | 80
PBDVGZ63 | Arneg Canada | ARNEG | 34311905 | Indoor Luminaires | Case Lighting | Horizontal Refrigerated Case Luminaires | Standard | FALSE | [9 empty] | 42564 | Not Dimmable | Not Dimmable | No |  | 4 | 1600 | 80 | 20 | 20 | 0.95 | 5000 | 80
PR583ZNK | Arneg Canada | ARNEG | 34311904 | Indoor Luminaires | Case Lighting | Horizontal Refrigerated Case Luminaires | Standard | FALSE | [9 empty] | 42564 | Not Dimmable | Not Dimmable | No |  | 4 | 1360 | 80 | 17 | 20 | 0.95 | 5000 | 80
PWW5V6GV | Arneg Canada | ARNEG | 34311795 | Indoor Luminaires | Case Lighting | Horizontal Refrigerated Case Luminaires | Standard | FALSE | [9 empty] | 42564 | Not Dimmable | Not Dimmable | No |  | 4 | 1600 | 80 | 20 | 20 | 0.95 | 4000 | 80
P9ZCNHUE | Arneg Canada | ARNEG | 34311794 | Indoor Luminaires | Case Lighting | Horizontal Refrigerated Case Luminaires | Standard | FALSE | [9 empty] | 42564 | Not Dimmable | Not Dimmable | No |  | 4 | 1360 | 80 | 17 | 20 | 0.95 | 4000 | 80
PHRRMY9V | Arneg Canada | ARNEG | 34311885 | Indoor Luminaires | Case Lighting | Horizontal Refrigerated Case Luminaires | Standard | FALSE | [9 empty] | 42564 | Not Dimmable | Not Dimmable | No |  | 4 | 1600 | 80 | 20 | 20 | 0.95 | 3500 | 80
PWAGJXG8 | Arneg Canada | ARNEG | 34311884 | Indoor Luminaires | Case Lighting | Horizontal Refrigerated Case Luminaires | Standard | FALSE | [9 empty] | 42564 | Not Dimmable | Not Dimmable | No |  | 4 | 1360 | 80 | 17 | 20 | 0.95 | 3500 | 80
PAUTHJFB | Self Electronics Co.Ltd | Self | FROZEN-4630K [120V Only] | Indoor Luminaires | Case Lighting | Horizontal Refrigerated Case Luminaires | Standard | TRUE | 936.8 | 85.91 | 10.904 | 3.9 | 0.9876 | 2985 | 91.82 | 5 | 50000 | 42563 |  |  | No |  | 4 | 960 | 90 | 10 | 3.9 | 0.9 | 3000 | 92
P5W5CP76 | Arneg Canada | ARNEG | 34311777 | Indoor Luminaires | Case Lighting | Horizontal Refrigerated Case Luminaires | Standard | TRUE | 2512.54 | 85.11 | 29.5 | 13.1 | 0.984 | 3000 | 81.6 | 5 | 50000 | 42563 |  |  | No |  | 4 | 2850 | 95 | 30 | 20 | 0.95 | 3000 | 80
P7RDRRD8 | Self Electronics Co.Ltd | Self | FROZEN-3430K [120V] | Indoor Luminaires | Case Lighting | Horizontal Refrigerated Case Luminaires | Standard | TRUE | 660.5 | 84.15 | 7.849 | 3.1 | 0.9784 | 3000 | 91.95 | 5 | 50000 | 42563 |  |  | No |  | 4 | 680 | 90 | 7.5 | 3.1 | 0.9 | 3000 | 92
PE2X1289 | Arneg Canada | ARNEG | 34311776 | Indoor Luminaires | Case Lighting | Horizontal Refrigerated Case Luminaires | Standard | TRUE | 1931.99 | 80 | 24.15 | 15.3 | 0.978 | 2999 | 81.5 | 5 | 50000 | 42563 |  |  | No |  | 4 | 2000 | 80 | 25 | 20 | 0.95 | 3000 | 80
PVW7Y1DJ | Self Electronics Co.Ltd | Self | FROZEN-4650K [120V Only] | Indoor Luminaires | Case Lighting | Horizontal Refrigerated Case Luminaires | Standard | FALSE | [9 empty] | 42563 |  |  | No |  | 4 | 960 | 90 | 10 | 3.9 | 0.9 | 5000 | 85
PTQKU42E | Self Electronics Co.Ltd | Self | FROZEN-3450K [120V] | Indoor Luminaires | Case Lighting | Horizontal Refrigerated Case Luminaires | Standard | FALSE | [9 empty] | 42563 |  |  | No |  | 4 | 680 | 90 | 7.5 | 3.1 | 0.9 | 5000 | 85
PTCVCTME | Self Electronics Co.Ltd | Self | FROZEN-4640K [120V Only] | Indoor Luminaires | Case Lighting | Horizontal Refrigerated Case Luminaires | Standard | FALSE | [9 empty] | 42563 |  |  | No |  | 4 | 960 | 90 | 10 | 3.9 | 0.9 | 4000 | 92
PDNYMASF | Self Electronics Co.Ltd | Self | FROZEN-3440K [120V] | Indoor Luminaires | Case Lighting | Horizontal Refrigerated Case Luminaires | Standard | FALSE | [9 empty] | 42563 |  |  | No |  | 4 | 680 | 90 | 7.5 | 3.1 | 0.9 | 4000 | 92
PERJ4F86 | Self Electronics Co.Ltd | Self | FROZEN-4635K [120V Only] | Indoor Luminaires | Case Lighting | Horizontal Refrigerated Case Luminaires | Standard | FALSE | [9 empty] | 42563 |  |  | No |  | 4 | 960 | 90 | 10 | 3.9 | 0.9 | 3500 | 92
P1HM8THC | Self Electronics Co.Ltd | Self | FROZEN-3435K [120V] | Indoor Luminaires | Case Lighting | Horizontal Refrigerated Case Luminaires | Standard | FALSE | [9 empty] | 42563 |  |  | No |  | 4 | 680 | 90 | 7.5 | 3.1 | 0.9 | 3500 | 92
P67TZNEC | Arneg Canada | ARNEG | 34311907 | Indoor Luminaires | Case Lighting | Horizontal Refrigerated Case Luminaires | Standard | FALSE | [9 empty] | 42563 | Not Dimmable | Not Dimmable | No |  | 4 | 2850 | 95 | 30 | 20 | 0.95 | 5000 | 80
PW18ZAR8 | Arneg Canada | ARNEG | 34311906 | Indoor Luminaires | Case Lighting | Horizontal Refrigerated Case Luminaires | Standard | FALSE | [9 empty] | 42563 | Not Dimmable | Not Dimmable | No |  | 4 | 2000 | 80 | 25 | 20 | 0.95 | 5000 | 80
PKEJXRBQ | Arneg Canada | ARNEG | 34311831 | Indoor Luminaires | Case Lighting | Horizontal Refrigerated Case Luminaires | Standard | FALSE | [9 empty] | 42563 | Not Dimmable | Not Dimmable | No |  | 4 | 2850 | 95 | 30 | 20 | 0.95 | 4000 | 80
P6D4ZD8D | Arneg Canada | ARNEG | 34311796 | Indoor Luminaires | Case Lighting | Horizontal Refrigerated Case Luminaires | Standard | FALSE | [9 empty] | 42563 | Not Dimmable | Not Dimmable | No |  | 4 | 2000 | 80 | 25 | 20 | 0.95 | 4000 | 80
PQPE6P31 | Arneg Canada | ARNEG | 34311887 | Indoor Luminaires | Case Lighting | Horizontal Refrigerated Case Luminaires | Standard | FALSE | [9 empty] | 42563 | Not Dimmable | Not Dimmable | No |  | 4 | 2850 | 95 | 30 | 20 | 0.95 | 3500 | 80
PSDH7NV9 | Arneg Canada | ARNEG | 34311886 | Indoor Luminaires | Case Lighting | Horizontal Refrigerated Case Luminaires | Standard | FALSE | [9 empty] | 42563 | Not Dimmable | Not Dimmable | No |  | 4 | 2000 | 80 | 25 | 20 | 0.95 | 3500 | 80
PY178WQ1 | iGlo LLC | IGLO | GL40WT8ZNH3000KUDX1.8MC | Indoor Luminaires | Case Lighting | Vertical Refrigerated Case Luminaires | Standard | TRUE | 3315.7 | 98.28 | 33.74 | 12.1 | 0.9064 | 3109 | 83.1 | 5 | 50000 | 42559 |  |  | No | Center and End-mounted | 3 | 4506 | 113.01 | 39.87 | 15.1 | 0.9012 | 3000 | 83.3
P1FVQSKJ | iGlo LLC | IGLO | GL32WT8ZNH3000KUDX1.5MC | Indoor Luminaires | Case Lighting | Vertical Refrigerated Case Luminaires | Standard | TRUE | 3315.7 | 98.28 | 33.74 | 12.1 | 0.9064 | 3109 | 83.1 | 5 | 50000 | 42559 |  |  | No | Center and End-Mounted | 3 | 3315.7 | 98.28 | 33.74 | 12.1 | 0.9064 | 3000 | 83.1
PEA4DM3T | iGlo LLC | IGLO | GL18WT8ZNH3000KUDX1.2MT | Indoor Luminaires | Case Lighting | Vertical Refrigerated Case Luminaires | Standard | TRUE | 2233.3 | 113.71 | 19.64 | 18.65 | 0.9024 | 3073 | 83.9 | 5 | 50000 | 42559 |  |  | No | End-mounted only | 3 | 2233.3 | 113.71 | 19.64 | 18.65 | 0.9024 | 3000 | 83.9
P4JZ4TJ6 | iGlo LLC | IGLO | GL40WT8ZNH5700KUDX1.8MC(5000K) | Indoor Luminaires | Case Lighting | Vertical Refrigerated Case Luminaires | Standard | FALSE | [9 empty] | 42559 |  |  | No | Center and End-mounted | 3 | 4783 | 123.66 | 38.68 | 15 | 0.9033 | 5000 | 84.4
P94F1E2Z | iGlo LLC | IGLO | GL32WT8ZNH5700KUDX1.5MC(5000K) | Indoor Luminaires | Case Lighting | Vertical Refrigerated Case Luminaires | Standard | FALSE | [9 empty] | 42559 |  |  | No | Center and End-Mounted | 3 | 4196 | 125.47 | 33.44 | 14.6 | 0.9102 | 5000 | 84.4
PHU899SF | iGlo LLC | IGLO | GL18WT8ZNH5700KUDX1.2MT(5000K) | Indoor Luminaires | Case Lighting | Vertical Refrigerated Case Luminaires | Standard | FALSE | [9 empty] | 42559 |  |  | No |  | 3 | 2344.9 | 118.85 | 19.73 | 18.65 | 0.9032 | 5000 | 84
PN6JKKKC | iGlo LLC | IGLO | GL18WT8ZNH4100KUDX1.2MT | Indoor Luminaires | Case Lighting | Vertical Refrigerated Case Luminaires | Standard | FALSE | [9 empty] | 42559 |  |  | No |  | 3 | 2233.3 | 113.71 | 19.64 | 18.65 | 0.9024 | 4000 | 83.9
PTEV4C8P | iGlo LLC | IGLO | GL40WT8ZNH4100KUDX1.8MC | Indoor Luminaires | Case Lighting | Vertical Refrigerated Case Luminaires | Standard | FALSE | [9 empty] | 42559 |  |  | No | Center and End-mounted | 3 | 4506 | 113.01 | 39.87 | 15.1 | 0.9012 | 4000 | 83.3
PSR6NDHR | iGlo LLC | IGLO | GL32WT8ZNH4100KUDX1.5MC | Indoor Luminaires | Case Lighting | Vertical Refrigerated Case Luminaires | Standard | FALSE | [9 empty] | 42559 |  |  | No | Center and End-Mounted | 3 | 3315.7 | 98.28 | 33.74 | 12.1 | 0.9064 | 4000 | 83.1
PZ627VZ3 | Arneg Canada | ARNEG | 34311897 | Indoor Luminaires | Case Lighting | Horizontal Refrigerated Case Luminaires | Standard | TRUE | 1447.8 | 87.75 | 16.5 | 20.4 | 0.962 | 5043 | 81.8 | 5 | 50000 | 42558 |  |  | No |  | 3.1 | 1445 | 85 | 17 | 20 | 0.95 | 5000 | 80
PQY6GZ5U | Arneg Canada | ARNEG | 34311762 | Indoor Luminaires | Case Lighting | Horizontal Refrigerated Case Luminaires | Standard | TRUE | 383.05 | 50 | 7 | 24.2 | 0.896 | 2982 | 81.6 | 5 | 50000 | 42558 |  |  | No |  | 3.1 | 400 | 50 | 8 | 20 | 0.95 | 3000 | 80
PBXRHZ2F | Q-Technology Inc. | Quanta ProStar | 4175-24-L (R )-Q-50 | Indoor Luminaires | Case Lighting | Vertical Refrigerated Case Luminaires | Standard | TRUE | 730.4 | 61.4 | 11.9 | 7.41 | 0.875 | 4819 | 86.1 | 5 | 50000 | 42558 |  |  | No |  | 3.1 | 716.73 | 59.82 | 11.98 | 7.41 | 0.875 | 4850 | 86
PYFM8ZV8 | Q-Technology Inc. | Quanta ProStar | 6175-24-C-Q-50 | Indoor Luminaires | Case Lighting | Vertical Refrigerated Case Luminaires | Standard | FALSE | [9 empty] | 42558 |  |  | No |  | 3.1 | 1893 | 60.4213 | 31.33 | 7.41 | 0.875 | 4850 | 86
PZY4G9T6 | Q-Technology Inc. | Quanta ProStar | 5175-24-C-Q-50 | Indoor Luminaires | Case Lighting | Vertical Refrigerated Case Luminaires | Standard | FALSE | [9 empty] | 42558 |  |  | No |  | 3.1 | 1668 | 61.9614 | 26.92 | 7.41 | 0.875 | 4850 | 86
P2WTJENF | Q-Technology Inc. | Quanta ProStar | 4175-24-C-Q-50 | Indoor Luminaires | Case Lighting | Vertical Refrigerated Case Luminaires | Standard | FALSE | [9 empty] | 42558 |  |  | No |  | 3.1 | 1354 | 60.0443 | 22.55 | 7.41 | 0.875 | 4850 | 86
P4FT4WNK | Q-Technology Inc. | Quanta ProStar | 6175-24-L (R )-Q-50 | Indoor Luminaires | Case Lighting | Vertical Refrigerated Case Luminaires | Standard | FALSE | [9 empty] | 42558 |  |  | No |  | 3.1 | 988.4 | 60.5266 | 16.33 | 7.41 | 0.875 | 4850 | 86
P22VUDVA | Q-Technology Inc. | Quanta ProStar | 5175-24-L (R )-Q-50 | Indoor Luminaires | Case Lighting | Vertical Refrigerated Case Luminaires | Standard | FALSE | [9 empty] | 42558 |  |  | No |  | 3.1 | 862.9 | 60.8963 | 14.17 | 7.41 | 0.875 | 4850 | 86
P99P7ZP4 | Arneg Canada | ARNEG | 34311896 | Indoor Luminaires | Case Lighting | Horizontal Refrigerated Case Luminaires | Standard | FALSE | [9 empty] | 42558 | Not Dimmable | Not Dimmable | No |  | 3.1 | 1200 | 80 | 15 | 20 | 0.95 | 5000 | 80
PEDAY62M | Arneg Canada | ARNEG | 34311895 | Indoor Luminaires | Case Lighting | Horizontal Refrigerated Case Luminaires | Standard | FALSE | [9 empty] | 42558 | Not Dimmable | Not Dimmable | No |  | 3.1 | 960 | 80 | 12 | 20 | 0.95 | 5000 | 80
P7VXSTW6 | Arneg Canada | ARNEG | 34311894 | Indoor Luminaires | Case Lighting | Horizontal Refrigerated Case Luminaires | Standard | FALSE | [9 empty] | 42558 | Not Dimmable | Not Dimmable | No |  | 3.1 | 880 | 80 | 11 | 20 | 0.95 | 5000 | 80
PAKSSHW4 | Arneg Canada | ARNEG | 34311893 | Indoor Luminaires | Case Lighting | Horizontal Refrigerated Case Luminaires | Standard | FALSE | [9 empty] | 42558 | Not Dimmable | Not Dimmable | No |  | 3.1 | 700 | 80 | 10 | 20 | 0.95 | 5000 | 80
PVPT9QZT | Arneg Canada | ARNEG | 34311892 | Indoor Luminaires | Case Lighting | Horizontal Refrigerated Case Luminaires | Standard | FALSE | [9 empty] | 42558 | Not Dimmable | Not Dimmable | No |  | 3.1 | 400 | 50 | 8 | 20 | 0.95 | 5000 | 80
PW7H6ZWN | Arneg Canada | ARNEG | 34311787 | Indoor Luminaires | Case Lighting | Horizontal Refrigerated Case Luminaires | Standard | FALSE | [9 empty] | 42558 | Not Dimmable | Not Dimmable | No |  | 3.1 | 1445 | 85 | 17 | 20 | 0.95 | 4000 | 80
P3QD68FX | Arneg Canada | ARNEG | 34311786 | Indoor Luminaires | Case Lighting | Horizontal Refrigerated Case Luminaires | Standard | FALSE | [9 empty] | 42558 | Not Dimmable | Not Dimmable | No |  | 3.1 | 1200 | 80 | 15 | 20 | 0.95 | 4000 | 80
PKWYDW6S | Arneg Canada | ARNEG | 34311785 | Indoor Luminaires | Case Lighting | Horizontal Refrigerated Case Luminaires | Standard | FALSE | [9 empty] | 42558 | Not Dimmable | Not Dimmable | No |  | 3.1 | 960 | 80 | 12 | 20 | 0.95 | 4000 | 80
PUFNRV1C | Arneg Canada | ARNEG | 34311784 | Indoor Luminaires | Case Lighting | Horizontal Refrigerated Case Luminaires | Standard | FALSE | [9 empty] | 42558 | Not Dimmable | Not Dimmable | No |  | 3.1 | 880 | 80 | 11 | 20 | 0.95 | 4000 | 80
PSS7M8G6 | Arneg Canada | ARNEG | 34311783 | Indoor Luminaires | Case Lighting | Horizontal Refrigerated Case Luminaires | Standard | FALSE | [9 empty] | 42558 | Not Dimmable | Not Dimmable | No |  | 3.1 | 700 | 80 | 10 | 20 | 0.95 | 4000 | 80
PBU1W8KS | Arneg Canada | ARNEG | 34311782 | Indoor Luminaires | Case Lighting | Horizontal Refrigerated Case Luminaires | Standard | FALSE | [9 empty] | 42558 | Not Dimmable | Not Dimmable | No |  | 3.1 | 400 | 50 | 8 | 20 | 0.95 | 4000 | 80
P3FZJZHC | Arneg Canada | ARNEG | 34311878 | Indoor Luminaires | Case Lighting | Horizontal Refrigerated Case Luminaires | Standard | FALSE | [9 empty] | 42558 | Not Dimmable | Not Dimmable | No |  | 3.1 | 1445 | 85 | 17 | 20 | 0.95 | 3500 | 80
PH925ZG6 | Arneg Canada | ARNEG | 34311877 | Indoor Luminaires | Case Lighting | Horizontal Refrigerated Case Luminaires | Standard | FALSE | [9 empty] | 42558 | Not Dimmable | Not Dimmable | No |  | 3.1 | 1200 | 80 | 15 | 20 | 0.95 | 3500 | 80
PXN8MY26 | Arneg Canada | ARNEG | 34311876 | Indoor Luminaires | Case Lighting | Horizontal Refrigerated Case Luminaires | Standard | FALSE | [9 empty] | 42558 | Not Dimmable | Not Dimmable | No |  | 3.1 | 960 | 80 | 12 | 20 | 0.95 | 3500 | 80
PWGMY4VA | Arneg Canada | ARNEG | 34311875 | Indoor Luminaires | Case Lighting | Horizontal Refrigerated Case Luminaires | Standard | FALSE | [9 empty] | 42558 | Not Dimmable | Not Dimmable | No |  | 3.1 | 880 | 80 | 11 | 20 | 0.95 | 3500 | 80
PBAVHS12 | Arneg Canada | ARNEG | 34311874 | Indoor Luminaires | Case Lighting | Horizontal Refrigerated Case Luminaires | Standard | FALSE | [9 empty] | 42558 | Not Dimmable | Not Dimmable | No |  | 3.1 | 700 | 80 | 10 | 20 | 0.95 | 3500 | 80
P65XE4PK | Arneg Canada | ARNEG | 34311873 | Indoor Luminaires | Case Lighting | Horizontal Refrigerated Case Luminaires | Standard | FALSE | [9 empty] | 42558 | Not Dimmable | Not Dimmable | No |  | 3.1 | 400 | 50 | 8 | 20 | 0.95 | 3500 | 80
P5MHCDR5 | Arneg Canada | ARNEG | 34311767 | Indoor Luminaires | Case Lighting | Horizontal Refrigerated Case Luminaires | Standard | FALSE | [9 empty] | 42558 | Not Dimmable | Not Dimmable | No |  | 3.1 | 1445 | 85 | 17 | 20 | 0.95 | 3000 | 80
P3V2XQCY | Arneg Canada | ARNEG | 34311766 | Indoor Luminaires | Case Lighting | Horizontal Refrigerated Case Luminaires | Standard | FALSE | [9 empty] | 42558 | Not Dimmable | Not Dimmable | No |  | 3.1 | 1200 | 80 | 15 | 20 | 0.95 | 3000 | 80
P89N7853 | Arneg Canada | ARNEG | 34311765 | Indoor Luminaires | Case Lighting | Horizontal Refrigerated Case Luminaires | Standard | FALSE | [9 empty] | 42558 | Not Dimmable | Not Dimmable | No |  | 3.1 | 960 | 80 | 12 | 20 | 0.95 | 3000 | 80
PJNGJFB9 | Arneg Canada | ARNEG | 34311764 | Indoor Luminaires | Case Lighting | Horizontal Refrigerated Case Luminaires | Standard | FALSE | [9 empty] | 42558 | Not Dimmable | Not Dimmable | No |  | 3.1 | 880 | 80 | 11 | 20 | 0.95 | 3000 | 80
P7JR4EVZ | Arneg Canada | ARNEG | 34311763 | Indoor Luminaires | Case Lighting | Horizontal Refrigerated Case Luminaires | Standard | FALSE | [9 empty] | 42558 | Not Dimmable | Not Dimmable | No |  | 3.1 | 700 | 80 | 10 | 20 | 0.95 | 3000 | 80
PYNEQWHQ | GE Lighting Solutions | GE | ELV1E6050C-1 with GEPS6500NCMUL-SY (120V only) | Indoor Luminaires | Case Lighting | Vertical Refrigerated Case Luminaires | Standard | FALSE | [9 empty] | 42556 |  |  | No |  | 3.1 | 1332.2 | 112.9 | 11.8 | 8.6 | 0.976 | 5065 | 81.6
PA22UEZY | GE Lighting Solutions | GE | ELV1E6050C-2 with GEPS6500NCMUL-SY (120V only) | Indoor Luminaires | Case Lighting | Vertical Refrigerated Case Luminaires | Standard | FALSE | [9 empty] | 42556 |  |  | No |  | 3.1 | 1332.2 | 112.9 | 11.8 | 8.6 | 0.976 | 5065 | 81.6
PV3GK77A | GE Lighting Solutions | GE | ELV1E6050C-2 with GEPS6100NCCON-SY | Indoor Luminaires | Case Lighting | Vertical Refrigerated Case Luminaires | Standard | FALSE | [9 empty] | 42556 |  |  | No |  | 3.1 | 1332.2 | 116.9622 | 11.39 | 7.364 | 0.95 | 5065 | 81.6
PTRCEHDY | GE Lighting Solutions | GE | ELV1E6050C-1 with GEPS6100NCCON-SY | Indoor Luminaires | Case Lighting | Vertical Refrigerated Case Luminaires | Standard | FALSE | [9 empty] | 42556 |  |  | No |  | 3.1 | 1332.2 | 116.9622 | 11.39 | 7.364 | 0.95 | 5065 | 81.6
PZ6WQ3XQ | GE Lighting Solutions | GE | ELV1E6050C-1 with GEPS6100NCCON-SY (120V only) | Indoor Luminaires | Case Lighting | Vertical Refrigerated Case Luminaires | Standard | FALSE | [9 empty] | 42556 |  |  | No |  | 3.1 | 1332.2 | 115.9443 | 11.49 | 4.973 | 0.997 | 5065 | 81.6
P9N7K7MM | GE Lighting Solutions | GE | ELV1E6050C-2 with GEPS6100NCCON-SY (120V only) | Indoor Luminaires | Case Lighting | Vertical Refrigerated Case Luminaires | Standard | FALSE | [9 empty] | 42556 |  |  | No |  | 3.1 | 1332.2 | 115.9443 | 11.49 | 4.973 | 0.997 | 5065 | 81.6
PR39B1SZ | GE Lighting Solutions | GE | ELV1S6040C-2 with GEPS6500NCMUL-SY (120V only) | Indoor Luminaires | Case Lighting | Vertical Refrigerated Case Luminaires | Standard | FALSE | [9 empty] | 42556 |  |  | No |  | 3.1 | 1911.8 | 99.4 | 19.2 | 7.5 | 0.99 | 3960 | 91.6
PAX4GM99 | GE Lighting Solutions | GE | ELV1S6040C-1 with GEPS6500NCMUL-SY (120V only) | Indoor Luminaires | Case Lighting | Vertical Refrigerated Case Luminaires | Standard | FALSE | [9 empty] | 42556 |  |  | No |  | 3.1 | 1911.8 | 99.4 | 19.2 | 7.5 | 0.99 | 3960 | 91.6
PA4XERVN | GE Lighting Solutions | GE | ELV1S6040C-1 with GEPS6100NCCON-SY | Indoor Luminaires | Case Lighting | Vertical Refrigerated Case Luminaires | Standard | FALSE | [9 empty] | 42556 |  |  | No |  | 3.1 | 1911.8 | 100.3043 | 19.06 | 7.323 | 0.95 | 3960 | 91.6
P392ZUSC | GE Lighting Solutions | GE | ELV1S6040C-2 with GEPS6100NCCON-SY | Indoor Luminaires | Case Lighting | Vertical Refrigerated Case Luminaires | Standard | FALSE | [9 empty] | 42556 |  |  | No |  | 3.1 | 1911.8 | 100.3043 | 19.06 | 7.323 | 0.95 | 3960 | 91.6
PM87W7FM | GE Lighting Solutions | GE | ELV1S6040C-2 with GEPS6100NCCON-SY (120V only) | Indoor Luminaires | Case Lighting | Vertical Refrigerated Case Luminaires | Standard | FALSE | [9 empty] | 42556 |  |  | No |  | 3.1 | 1911.8 | 99.3143 | 19.25 | 4.904 | 0.997 | 3960 | 91.6
PDTG3Y1G | GE Lighting Solutions | GE | ELV1S6040C-1 with GEPS6100NCCON-SY (120V only) | Indoor Luminaires | Case Lighting | Vertical Refrigerated Case Luminaires | Standard | FALSE | [9 empty] | 42556 |  |  | No |  | 3.1 | 1911.8 | 99.3143 | 19.25 | 4.904 | 0.997 | 3960 | 91.6
PHSWE1C2 | Self Electronics Co.Ltd | Self | FRIO3-3540K-30 | Indoor Luminaires | Case Lighting | Vertical Refrigerated Case Luminaires | Standard | TRUE | 455.8 | 54.23 | 8.405 | 11.8 | 0.9852 | 4126 | 84.8 | 5 | 50000 | 42550 |  |  | No | The rated data is for a system of 3 lamps | 3.1 | 1330 | 68.5 | 19.5 | 11.8 | 0.9852 | 4000 | 80
P5VPF77E | Self Electronics Co.Ltd | Self | FRIO3-5140K-48 | Indoor Luminaires | Case Lighting | Vertical Refrigerated Case Luminaires | Standard | TRUE | 719.2 | 57.4 | 12.529 | 13.8 | 0.984 | 4185 | 85.66 | 5 | 50000 | 42550 |  |  | No | The rated data is for a system of 2 lamps | 3.1 | 1440 | 66.7 | 21.6 | 13.8 | 0.984 | 4000 | 80
P58DFH4V | Self Electronics Co.Ltd | Self | FRIO3-4740K-42 | Indoor Luminaires | Case Lighting | Vertical Refrigerated Case Luminaires | Standard | TRUE | 579.8 | 54.81 | 10.579 | 12.7 | 0.9822 | 4203 | 85.75 | 5 | 50000 | 42550 |  |  | No | Rated data is for the system of 2 lamps | 3.1 | 1190 | 62.6 | 19 | 12.7 | 0.9822 | 4000 | 80
P5NZ1PSF | Self Electronics Co.Ltd | Self | FRIO3-2840K-24 | Indoor Luminaires | Case Lighting | Vertical Refrigerated Case Luminaires | Standard | TRUE | 359.7 | 52.53 | 6.808 | 16.2 | 0.9748 | 4154 | 82.6 | 5 | 50000 | 42550 |  |  | No |  | 3.1 | 1164 | 70.5 | 16.5 | 16.2 | 0.9748 | 4000 | 80
PDX465Z5 | Self Electronics Co.Ltd | Self | FRIO3-6740K-60 | Indoor Luminaires | Case Lighting | Vertical Refrigerated Case Luminaires | Standard | TRUE | 808.5 | 53.54 | 15.1 | 23.3 | 0.959 | 4131 | 86 | 5 | 50000 | 42550 |  |  | No |  | 3.1 | 866 | 64.1 | 13.5 | 23.3 | 0.959 | 4000 | 80
PAMHMGBV | Self Electronics Co.Ltd | Self | FRIO3-6750K-60 | Indoor Luminaires | Case Lighting | Vertical Refrigerated Case Luminaires | Standard | FALSE | [9 empty] | 42550 |  |  | No |  | 3.1 | 866 | 64.1 | 13.5 | 23.3 | 0.959 | 5000 | 80
PCHJG51D | Self Electronics Co.Ltd | Self | FRIO3-2850K-24 | Indoor Luminaires | Case Lighting | Vertical Refrigerated Case Luminaires | Standard | FALSE | [9 empty] | 42550 |  |  | No |  | 3.1 | 1164 | 70.5 | 16.5 | 16.2 | 0.9748 | 5000 | 80
PTFGBGV9 | Self Electronics Co.Ltd | Self | FRIO3-5150K-48 | Indoor Luminaires | Case Lighting | Vertical Refrigerated Case Luminaires | Standard | FALSE | [9 empty] | 42550 |  |  | No | The rated data is for a system of 2 lamps | 3.1 | 1440 | 66.7 | 21.6 | 13.8 | 0.984 | 5000 | 80
P2RMPEYA | Self Electronics Co.Ltd | Self | FRIO3-4750K-42 | Indoor Luminaires | Case Lighting | Vertical Refrigerated Case Luminaires | Standard | FALSE | [9 empty] | 42550 |  |  | No | Rated data is for the system of 2 lamps | 3.1 | 1190 | 62.6 | 19 | 12.7 | 0.9822 | 5000 | 80
PDP6GY64 | Self Electronics Co.Ltd | Self | FRIO3-3550K-30 | Indoor Luminaires | Case Lighting | Vertical Refrigerated Case Luminaires | Standard | FALSE | [9 empty] | 42550 |  |  | No | The rated data is for a system of 3 lamps | 3.1 | 1330 | 68.5 | 19.5 | 11.8 | 0.9852 | 5000 | 80
PKHUZRU4 | Titan LED Inc. | Titan | 16-CL-6FT-40K | Indoor Luminaires | Case Lighting | Horizontal Refrigerated Case Luminaires | Standard | TRUE | 2048.5 | 114.79 | 17.85 | 15.05 | 0.9817 | 4102 | 84.3 | 5 | 50000 | 42548 |  |  | No |  | 3 | 2050 | 115 | 18 | 10 | 0.95 | 4000 | 85
P1BYGPDF | Titan LED Inc. | Titan | 16-CL-6FT-50K | Indoor Luminaires | Case Lighting | Horizontal Refrigerated Case Luminaires | Standard | FALSE | [9 empty] | 42548 |  |  | No |  | 3 | 2100 | 118 | 18 | 10 | 0.95 | 5000 | 85
PHDXDXE5 | Digilite LED | Digilite | ZY-22W1800 LED VERTICAL REFRIGERATOR LIGHT (FROSTED COVER)(3000K) | Indoor Luminaires | Case Lighting | Vertical Refrigerated Case Luminaires | Standard | TRUE | 1938.4 | 87.16 | 22.24 | 14.98 | 0.9283 | 2913 | 81.4 | 5 | 50000 | 42531 |  |  | NotYetVerified |  | 3 | 1938 | 87 | 22 |  | 0.9 | 3000 | 80
PB4WRTFH | Digilite LED | Digilite | ZY-22W1800 LED VERTICAL REFRIGERATOR LIGHT (CLEAR COVER)(3000K) | Indoor Luminaires | Case Lighting | Vertical Refrigerated Case Luminaires | Standard | TRUE | 2652.2 | 116.17 | 22.83 | 13.85 | 0.9144 | 2857 | 80.9 | 5 | 50000 | 42531 |  |  | NotYetVerified |  | 3 | 2552 | 116 | 22 |  | 0.9 | 3000 | 80
PR7ZE6VV | Digilite LED | Digilite | ZY-22W1800 LED VERTICAL REFRIGERATOR LIGHT (CLEAR COVER)(5000K) | Indoor Luminaires | Case Lighting | Vertical Refrigerated Case Luminaires | Standard | FALSE | [9 empty] | 42531 |  |  | NotYetVerified |  | 3 | 2552 | 116 | 22 |  | 0.9 | 5000 | 80
P3FWQ2DF | Digilite LED | Digilite | ZY-22W1800 LED VERTICAL REFRIGERATOR LIGHT (FROSTED COVER)(5000K) | Indoor Luminaires | Case Lighting | Vertical Refrigerated Case Luminaires | Standard | FALSE | [9 empty] | 42531 |  |  | NotYetVerified |  | 3 | 1938 | 87 | 22 |  | 0.9 | 5000 | 80
PBABY5BT | Digilite LED | Digilite | ZY-22W1800 LED VERTICAL REFRIGERATOR LIGHT (CLEAR COVER)(4500K) | Indoor Luminaires | Case Lighting | Vertical Refrigerated Case Luminaires | Standard | FALSE | [9 empty] | 42531 |  |  | NotYetVerified |  | 3 | 2552 | 116 | 22 |  | 0.9 | 4500 | 80
PK2D2JUJ | Digilite LED | Digilite | ZY-22W1800 LED VERTICAL REFRIGERATOR LIGHT (FROSTED COVER)(4500K) | Indoor Luminaires | Case Lighting | Vertical Refrigerated Case Luminaires | Standard | FALSE | [9 empty] | 42531 |  |  | NotYetVerified |  | 3 | 1938 | 87 | 22 |  | 0.9 | 4500 | 80
PQTXSU61 | Digilite LED | Digilite | ZY-22W1800 LED VERTICAL REFRIGERATOR LIGHT (CLEAR COVER)(4000K) | Indoor Luminaires | Case Lighting | Vertical Refrigerated Case Luminaires | Standard | FALSE | [9 empty] | 42531 |  |  | NotYetVerified |  | 3 | 2552 | 116 | 22 |  | 0.9 | 4000 | 80
PXBXB8J3 | Digilite LED | Digilite | ZY-22W1800 LED VERTICAL REFRIGERATOR LIGHT (FROSTED COVER)(4000K) | Indoor Luminaires | Case Lighting | Vertical Refrigerated Case Luminaires | Standard | FALSE | [9 empty] | 42531 |  |  | NotYetVerified |  | 3 | 1938 | 87 | 22 |  | 0.9 | 4000 | 80
P63EAYU3 | Digilite LED | Digilite | ZY-22W1800 LED VERTICAL REFRIGERATOR LIGHT (CLEAR COVER)(3500K) | Indoor Luminaires | Case Lighting | Vertical Refrigerated Case Luminaires | Standard | FALSE | [9 empty] | 42531 |  |  | NotYetVerified |  | 3 | 2552 | 116 | 22 |  | 0.9 | 3500 | 80
P2TNBXHJ | Digilite LED | Digilite | ZY-22W1800 LED VERTICAL REFRIGERATOR LIGHT (FROSTED COVER)(3500K) | Indoor Luminaires | Case Lighting | Vertical Refrigerated Case Luminaires | Standard | FALSE | [9 empty] | 42531 |  |  | NotYetVerified |  | 3 | 1938 | 87 | 22 |  | 0.9 | 3500 | 80
P1KQ1M7X | MAVERICK ENERGY SOLUTIONS INTERNATIONAL | Maverick Energy Solutions International | MES-VCL640W/30 | Indoor Luminaires | Case Lighting | Vertical Refrigerated Case Luminaires | Standard | TRUE | 3315.7 | 98.28 | 33.74 | 12.1 | 0.9064 | 3109 | 83.1 | 5 | 50000 | 42530 |  |  | No | Center and End-mounted | 3 | 4506 | 113.01 | 39.87 | 15.1 | 0.9012 | 3000 | 83.3
PWNDSB18 | MAVERICK ENERGY SOLUTIONS INTERNATIONAL | Maverick Energy Solutions International | MES-VCL532W/30 | Indoor Luminaires | Case Lighting | Vertical Refrigerated Case Luminaires | Standard | TRUE | 3315.7 | 98.28 | 33.74 | 12.1 | 0.9064 | 3109 | 83.1 | 5 | 50000 | 42530 |  |  | No | Center and End-Mounted | 3 | 3315.7 | 98.28 | 33.74 | 12.1 | 0.9064 | 3000 | 83.1
PSM32EYF | MAVERICK ENERGY SOLUTIONS INTERNATIONAL | Maverick Energy Solutions International | MES-VCL418W/30 | Indoor Luminaires | Case Lighting | Vertical Refrigerated Case Luminaires | Standard | TRUE | 2233.3 | 113.71 | 19.64 | 18.65 | 0.9024 | 3073 | 83.9 | 5 | 50000 | 42530 |  |  | No | End-mounted only | 3 | 2233.3 | 113.71 | 19.64 | 18.65 | 0.9024 | 3000 | 83.9
PEF3Y66K | MAVERICK ENERGY SOLUTIONS INTERNATIONAL | Maverick Energy Solutions International | MES-VCL640W/50 | Indoor Luminaires | Case Lighting | Vertical Refrigerated Case Luminaires | Standard | FALSE | [9 empty] | 42530 | Not Dimmable | Not Dimmable | No | Center and End-mounted | 3 | 4783 | 123.66 | 38.68 | 15 | 0.9033 | 5000 | 84.4
PCDYF7PF | MAVERICK ENERGY SOLUTIONS INTERNATIONAL | Maverick Energy Solutions International | MES-VCL532W/50 | Indoor Luminaires | Case Lighting | Vertical Refrigerated Case Luminaires | Standard | FALSE | [9 empty] | 42530 | Not Dimmable | Not Dimmable | No | Center and End-Mounted | 3 | 4196 | 125.47 | 33.44 | 14.6 | 0.9102 | 5000 | 84.4
P2GUV93C | MAVERICK ENERGY SOLUTIONS INTERNATIONAL | Maverick Energy Solutions International | MES-VCL418W/50 | Indoor Luminaires | Case Lighting | Vertical Refrigerated Case Luminaires | Standard | FALSE | [9 empty] | 42530 | Not Dimmable | Not Dimmable | No |  | 3 | 2344.9 | 118.85 | 19.73 | 18.65 | 0.9032 | 5000 | 84
PRHWR713 | Self Electronics Co.Ltd | Self | FROST2-4640K-84 [120V ONLY] | Indoor Luminaires | Case Lighting | Horizontal Refrigerated Case Luminaires | Standard | TRUE | 1328.7 | 67.11 | 19.887 | 14.1 | 0.9795 | 4150 | 86.18 | 5 | 50000 | 42528 |  |  | No |  | 3.1 | 1530 | 87 | 17.5 | 14.1 | 0.98 | 4000 | 80
PFPPTZAW | Self Electronics Co.Ltd | Self | FROST2-3840K-66 [120V ONLY] | Indoor Luminaires | Case Lighting | Horizontal Refrigerated Case Luminaires | Standard | TRUE | 999.5 | 66.63 | 15.016 | 22.8 | 0.9598 | 4138 | 86.3 | 5 | 50000 | 42528 |  |  | No |  | 3.1 | 1234 | 88 | 14 | 22.8 | 0.96 | 4000 | 80
PTVEANMC | Self Electronics Co.Ltd | Self | FROST2-3850K-66 [120V ONLY] | Indoor Luminaires | Case Lighting | Horizontal Refrigerated Case Luminaires | Standard | FALSE | [9 empty] | 42528 |  |  | No |  | 3.1 | 1234 | 88 | 14 | 22.8 | 0.96 | 5000 | 80
PGQXNE4T | Self Electronics Co.Ltd | Self | FROST2-4650K-84 [120V ONLY] | Indoor Luminaires | Case Lighting | Horizontal Refrigerated Case Luminaires | Standard | FALSE | [9 empty] | 42528 |  |  | No |  | 3.1 | 1530 | 87 | 17.5 | 14.1 | 0.98 | 5000 | 80
P77F9QP2 | GE Lighting Solutions | GE | ELV1P4835C-S with GEPS6500NCMUL-SY (120V only) | Indoor Luminaires | Case Lighting | Vertical Refrigerated Case Luminaires | Standard | TRUE | 1698 | 89 | 19.1 | 7.69 | 0.99 | 3487 | 95 | 5 | 50000 | 42522 |  |  | No |  | 4 | 1703 | 89 | 19.1 | 7.69 | 0.99 | 3487 | 95
P1K9S9GY | GE Lighting Solutions | GE | ELV1P6050C-S with GEPS6500NCMUL-SY (120V only) | Indoor Luminaires | Case Lighting | Vertical Refrigerated Case Luminaires | Standard | TRUE | 2164 | 92 | 23.66 | 8.4 | 0.98 | 5061 | 96 | 5 | 50000 | 42522 |  |  | No |  | 3.1 | 2164 | 92 | 23.66 | 8.4 | 0.98 | 5061 | 96
P7YTG2RY | GE Lighting Solutions | GE | ELV1P6735C-S with GEPS6500NCMUL-SY (120V only) | Indoor Luminaires | Case Lighting | Vertical Refrigerated Case Luminaires | Standard | TRUE | 2341.9 | 86.2 | 27.3 | 8.567 | 0.93 | 3477 | 94.6 | 5 | 50000 | 42522 |  |  | No |  | 3.1 | 2350.5 | 86.5 | 27.2 | 8 | 0.98 | 3475 | 94.7
P4U9TK6K | GE Lighting Solutions | GE | ELV1P4835C-B with GEPS6500NCMUL-SY (120V only) | Indoor Luminaires | Case Lighting | Vertical Refrigerated Case Luminaires | Standard | FALSE | [9 empty] | 42522 |  |  | No |  | 3.1 | 1703 | 89 | 19.1 | 7.69 | 0.99 | 3487 | 95
P2RRNG4U | GE Lighting Solutions | GE | ELV1P4835C-S with GEPS6100NCCON-SY | Indoor Luminaires | Case Lighting | Vertical Refrigerated Case Luminaires | Standard | FALSE | [9 empty] | 42522 |  |  | No |  | 3.1 | 1703 | 89.5411 | 19.0192 | 5.741 | 0.996 | 3487 | 95
P8ZFAWQ4 | GE Lighting Solutions | GE | ELV1P6050C-B with GEPS6500NCMUL-SY (120V only) | Indoor Luminaires | Case Lighting | Vertical Refrigerated Case Luminaires | Standard | FALSE | [9 empty] | 42522 |  |  | No |  | 3.1 | 2164 | 92 | 23.66 | 8.4 | 0.98 | 5061 | 96
PVJN6MCF | GE Lighting Solutions | GE | ELV1P6750C-B with GEPS6500NCMUL-SY (120V only) | Indoor Luminaires | Case Lighting | Vertical Refrigerated Case Luminaires | Standard | FALSE | [9 empty] | 42522 |  |  | No |  | 3.1 | 2471.5657 | 90.9244 | 27.2 | 8 | 0.98 | 5061 | 96
PJ8W8AKR | GE Lighting Solutions | GE | ELV1P6750C-S with GEPS6500NCMUL-SY (120V only) | Indoor Luminaires | Case Lighting | Vertical Refrigerated Case Luminaires | Standard | FALSE | [9 empty] | 42522 |  |  | No |  | 3.1 | 2471.5657 | 90.8664 | 27.2 | 8 | 0.98 | 5061 | 96
PX8YUZ9U | GE Lighting Solutions | GE | ELV1P4850C-S with GEPS6500NCMUL-SY (120V only) | Indoor Luminaires | Case Lighting | Vertical Refrigerated Case Luminaires | Standard | FALSE | [9 empty] | 42522 |  |  | No |  | 3.1 | 1790.7152 | 89 | 19.1 | 7.69 | 0.99 | 5061 | 96
PW7NCBMJ | GE Lighting Solutions | GE | ELV1P4850C-S with GEPS6100NCCON-SY | Indoor Luminaires | Case Lighting | Vertical Refrigerated Case Luminaires | Standard | FALSE | [9 empty] | 42522 |  |  | No |  | 3.1 | 1790.7152 | 94.153 | 19.0192 | 7.69 | 0.99 | 5061 | 96
PW123QHS | GE Lighting Solutions | GE | ELV1P4850C-B with GEPS6100NCCON-SY | Indoor Luminaires | Case Lighting | Vertical Refrigerated Case Luminaires | Standard | FALSE | [9 empty] | 42522 |  |  | No |  | 3.1 | 1790.7152 | 94.153 | 19.0192 | 7.69 | 0.99 | 5061 | 96
PHP91PW6 | GE Lighting Solutions | GE | ELV1P4850C-B with GEPS6500NCMUL-SY (120V only) | Indoor Luminaires | Case Lighting | Vertical Refrigerated Case Luminaires | Standard | FALSE | [9 empty] | 42522 |  |  | No |  | 3.1 | 1790.7152 | 89 | 19.1 | 7.69 | 0.99 | 5061 | 96
PN1BP7J6 | GE Lighting Solutions | GE | ELV1P6750C-B with GEPS6100NCCON-SY | Indoor Luminaires | Case Lighting | Vertical Refrigerated Case Luminaires | Standard | FALSE | [9 empty] | 42522 |  |  | No |  | 3.1 | 2471.5657 | 91.2524 | 27.0849 | 5.741 | 0.996 | 5061 | 96
P4NF7NRP | GE Lighting Solutions | GE | ELV1P6750C-S with GEPS6100NCCON-SY | Indoor Luminaires | Case Lighting | Vertical Refrigerated Case Luminaires | Standard | FALSE | [9 empty] | 42522 |  |  | No |  | 3.1 | 2471.5657 | 91.2524 | 27.0849 | 5.741 | 0.996 | 5061 | 96
PM7UF6X8 | GE Lighting Solutions | GE | ELV1P6050C-B with GEPS6100NCCON-SY | Indoor Luminaires | Case Lighting | Vertical Refrigerated Case Luminaires | Standard | FALSE | [9 empty] | 42522 |  |  | No |  | 3.1 | 2164 | 91.9286 | 23.54 | 5.741 | 0.996 | 5061 | 96
PM3XH9SW | GE Lighting Solutions | GE | ELV1P6050C-S with GEPS6100NCCON-SY | Indoor Luminaires | Case Lighting | Vertical Refrigerated Case Luminaires | Standard | FALSE | [9 empty] | 42522 |  |  | No |  | 3.1 | 2164 | 91.9286 | 23.54 | 5.741 | 0.996 | 5061 | 96
PNQKCUZB | GE Lighting Solutions | GE | ELV1P6740C-S with GEPS6500NCMUL-SY (120V only) | Indoor Luminaires | Case Lighting | Vertical Refrigerated Case Luminaires | Standard | FALSE | [9 empty] | 42522 |  |  | No |  | 3.1 | 2403.0378 | 88.347 | 27.2 | 8 | 0.98 | 4028 | 97
PAX459FT | GE Lighting Solutions | GE | ELV1P6740C-B with GEPS6500NCMUL-SY (120V only) | Indoor Luminaires | Case Lighting | Vertical Refrigerated Case Luminaires | Standard | FALSE | [9 empty] | 42522 |  |  | No |  | 3.1 | 2403.0378 | 88.5483 | 27.2 | 8 | 0.98 | 4028 | 97
PRME9D9Z | GE Lighting Solutions | GE | ELV1P6740C-B with GEPS6100NCCON-SY | Indoor Luminaires | Case Lighting | Vertical Refrigerated Case Luminaires | Standard | FALSE | [9 empty] | 42522 |  |  | No |  | 3.1 | 2403.0378 | 88.7223 | 27.0849 | 5.741 | 0.996 | 4028 | 97
P3C4UQSE | GE Lighting Solutions | GE | ELV1P6740C-S with GEPS6100NCCON-SY | Indoor Luminaires | Case Lighting | Vertical Refrigerated Case Luminaires | Standard | FALSE | [9 empty] | 42522 |  |  | No |  | 3.1 | 2403.0378 | 88.7223 | 27.0849 | 5.741 | 0.996 | 4028 | 97
PQE9BPXZ | GE Lighting Solutions | GE | ELV1P6040C-B with GEPS6500NCMUL-SY (120V only) | Indoor Luminaires | Case Lighting | Vertical Refrigerated Case Luminaires | Standard | FALSE | [9 empty] | 42522 |  |  | No |  | 3.1 | 2104 | 89 | 23.64 | 8.36 | 0.98 | 4027 | 97
PH72J2BT | GE Lighting Solutions | GE | ELV1P6040C-S with GEPS6500NCMUL-SY (120V only) | Indoor Luminaires | Case Lighting | Vertical Refrigerated Case Luminaires | Standard | FALSE | [9 empty] | 42522 |  |  | No |  | 3.1 | 2104 | 89 | 23.64 | 8.36 | 0.98 | 4027 | 97
PKMWTVTZ | GE Lighting Solutions | GE | ELV1P4840C-S with GEPS6500NCMUL-SY (120V only) | Indoor Luminaires | Case Lighting | Vertical Refrigerated Case Luminaires | Standard | FALSE | [9 empty] | 42522 |  |  | No |  | 3.1 | 1741.0651 | 89 | 19.1 | 7.69 | 0.99 | 4027 | 97
PFXRTDJU | GE Lighting Solutions | GE | ELV1P4840C-S with GEPS6100NCCON-SY | Indoor Luminaires | Case Lighting | Vertical Refrigerated Case Luminaires | Standard | FALSE | [9 empty] | 42522 |  |  | No |  | 3.1 | 1741.0651 | 91.5425 | 19.0192 | 7.69 | 0.99 | 4027 | 97
P65U9E3G | GE Lighting Solutions | GE | ELV1P4840C-B with GEPS6500NCMUL-SY (120V only) | Indoor Luminaires | Case Lighting | Vertical Refrigerated Case Luminaires | Standard | FALSE | [9 empty] | 42522 |  |  | No |  | 3.1 | 1741.0651 | 89 | 19.1 | 7.69 | 0.99 | 4027 | 97
P3VWX4FS | GE Lighting Solutions | GE | ELV1P4840C-B with GEPS6100NCCON-SY | Indoor Luminaires | Case Lighting | Vertical Refrigerated Case Luminaires | Standard | FALSE | [9 empty] | 42522 |  |  | No |  | 3.1 | 1741.0651 | 91.5425 | 19.0192 | 7.69 | 0.99 | 4027 | 97
PJ9C2VKB | GE Lighting Solutions | GE | ELV1P6040C-B with GEPS6100NCCON-SY | Indoor Luminaires | Case Lighting | Vertical Refrigerated Case Luminaires | Standard | FALSE | [9 empty] | 42522 |  |  | No |  | 3.1 | 2104 | 89.3798 | 23.54 | 5.741 | 0.996 | 4027 | 97
PB7XHYMN | GE Lighting Solutions | GE | ELV1P6040C-S with GEPS6100NCCON-SY | Indoor Luminaires | Case Lighting | Vertical Refrigerated Case Luminaires | Standard | FALSE | [9 empty] | 42522 |  |  | No |  | 3.1 | 2104 | 89.3798 | 23.54 | 5.741 | 0.996 | 4027 | 97
PYH785BH | GE Lighting Solutions | GE | ELV1S6040C-1 with GEPS6100NCCON-SY | Indoor Luminaires | Case Lighting | Vertical Refrigerated Case Luminaires | Standard | FALSE | [9 empty] | 42522 |  |  | No |  | 3.1 | 1741.0651 | 91.5425 | 19.0192 | 7.69 | 0.99 | 3931 | 90
PDECQ1M2 | GE Lighting Solutions | GE | ELV1S6040C-1 with GEPS6500NCMUL-SY (120V only) | Indoor Luminaires | Case Lighting | Vertical Refrigerated Case Luminaires | Standard | FALSE | [9 empty] | 42522 |  |  | No |  | 3.1 | 1741.0651 | 89 | 19.1 | 7.69 | 0.99 | 3931 | 90
P65RQ3Y7 | GE Lighting Solutions | GE | ELV1P6035C-B with GEPS6500NCMUL-SY (120V only) | Indoor Luminaires | Case Lighting | Vertical Refrigerated Case Luminaires | Standard | FALSE | [9 empty] | 42522 |  |  | No |  | 3.1 | 2058 | 87 | 23.677 | 8.38 | 0.98 | 3488 | 95
P1952MGH | GE Lighting Solutions | GE | ELV1P6035C-S with GEPS6500NCMUL-SY (120V only) | Indoor Luminaires | Case Lighting | Vertical Refrigerated Case Luminaires | Standard | FALSE | [9 empty] | 42522 |  |  | No |  | 3.1 | 2058 | 87 | 23.677 | 8.38 | 0.98 | 3488 | 95
PYJV35HA | GE Lighting Solutions | GE | ELV1P6035C-B with GEPS6100NCCON-SY | Indoor Luminaires | Case Lighting | Vertical Refrigerated Case Luminaires | Standard | FALSE | [9 empty] | 42522 |  |  | No |  | 3.1 | 2058 | 87.4257 | 23.54 | 5.741 | 0.996 | 3488 | 95
PJR2ZXXG | GE Lighting Solutions | GE | ELV1P6035C-S with GEPS6100NCCON-SY | Indoor Luminaires | Case Lighting | Vertical Refrigerated Case Luminaires | Standard | FALSE | [9 empty] | 42522 |  |  | No |  | 3.1 | 2058 | 87.4257 | 23.54 | 5.741 | 0.996 | 3488 | 95
PQJGK6Y2 | GE Lighting Solutions | GE | ELV1P4835C-B with GEPS6100NCCON-SY | Indoor Luminaires | Case Lighting | Vertical Refrigerated Case Luminaires | Standard | FALSE | [9 empty] | 42522 |  |  | No |  | 3.1 | 1703 | 89.5411 | 19.0192 | 5.741 | 0.996 | 3487 | 95
P4AVQRBD | GE Lighting Solutions | GE | ELV1P6735C-B with GEPS6500NCMUL-SY (120V only) | Indoor Luminaires | Case Lighting | Vertical Refrigerated Case Luminaires | Standard | FALSE | [9 empty] | 42522 |  |  | No |  | 3.1 | 2350.5 | 86.5 | 27.2 | 8 | 0.98 | 3475 | 94.7
PGSGB6T8 | GE Lighting Solutions | GE | ELV1P6735C-S with GEPS6100NCCON-SY | Indoor Luminaires | Case Lighting | Vertical Refrigerated Case Luminaires | Standard | FALSE | [9 empty] | 42522 |  |  | No |  | 3.1 | 2350.5 | 86.7825 | 27.0849 | 5.741 | 0.996 | 3475 | 94.7
PGQUV3QP | GE Lighting Solutions | GE | ELV1P6735C-B with GEPS6100NCCON-SY | Indoor Luminaires | Case Lighting | Vertical Refrigerated Case Luminaires | Standard | FALSE | [9 empty] | 42522 |  |  | No |  | 3.1 | 2350.5 | 86.7825 | 27.0849 | 5.741 | 0.996 | 3475 | 94.7
PDGY2RMU | Titan LED Inc. | Titan | 16-CL-5FT-40K | Indoor Luminaires | Case Lighting | Horizontal Refrigerated Case Luminaires | Standard | TRUE | 1914.7 | 129.96 | 14.73 | 7.98 | 0.9803 | 4119 | 84.5 | 5 |  | 42521 |  |  | No |  | 3.1 | 1900 | 130 | 15 | 10 | 0.95 | 4000 | 85
PP4M19QB | Titan LED Inc. | Titan | 16-CL-5FT-50K | Indoor Luminaires | Case Lighting | Horizontal Refrigerated Case Luminaires | Standard | FALSE | [9 empty] | 42521 |  |  | No |  | 3.1 | 2000 | 137 | 15 | 10 | 0.95 | 5000 | 85
P8SF1864 | ATG Electronics Corp. | ATG Electronics Corp. | FZL-4K-6FT | Indoor Luminaires | Case Lighting | Horizontal Refrigerated Case Luminaires | Standard | TRUE | 2048.5 | 114.79 | 17.85 | 15.05 | 0.9817 | 4102 | 84.3 | 5 | 50000 | 42507 |  |  | No |  | 3 | 2050 | 115 | 18 | 10 | 0.95 | 4000 | 85
PDDB8B39 | ATG Electronics Corp. | ATG Electronics Corp. | FZL-5K-6FT | Indoor Luminaires | Case Lighting | Horizontal Refrigerated Case Luminaires | Standard | FALSE | [9 empty] | 42507 | Not Dimmable | Not Dimmable | No |  | 3 | 2100 | 118 | 18 | 10 | 0.95 | 5000 | 85
PP2DCJXZ | GE Lighting Solutions | GE | ELV1E6050R-2 [Qualified at 120V Only] | Indoor Luminaires | Case Lighting | Vertical Refrigerated Case Luminaires | Standard | TRUE | 605.8 | 97.9 | 6.2 | 8.39 | 0.98 | 4978 | 81.2 | 5 | 50000 | 42500 |  |  | No | Qualified with GEPS6500NCMUL-SY Driver | 3.1 | 605.8 | 97.9 | 6.2 | 8.5 | 0.978 | 4978 | 81.2
PR5WYA8N | GE Lighting Solutions | GE | ELV1P6035L-S [Qualified at 120V Only] | Indoor Luminaires | Case Lighting | Vertical Refrigerated Case Luminaires | Standard | TRUE | 1170 | 76 | 15.42 | 7.71 | 0.98 | 3467 | 95 | 5 | 50000 | 42500 |  |  | No | Qualified with GEPS6500NCMUL-SY Driver | 3.1 | 1180 | 77 | 15.4 | 7.71 | 0.98 | 3467 | 95
P5MRSTRY | GE Lighting Solutions | GE | ELV1P6035L-S | Indoor Luminaires | Case Lighting | Vertical Refrigerated Case Luminaires | Standard | TRUE | 1122.9 | 71.4 | 15.7 | 11 | 0.876 | 3451 | 94.9 | 5 | 50000 | 42500 |  |  | No | Qualified with GEPS6100NCCON-SY Driver | 3.1 | 1123.5 | 71.4 | 15.7 | 6.4 | 0.996 | 3451 | 94.9
PRQES2K2 | GE Lighting Solutions | GE | ELV1P6050L-S [Qualified at 120V Only] | Indoor Luminaires | Case Lighting | Vertical Refrigerated Case Luminaires | Standard | FALSE | [9 empty] | 42500 |  |  | No | Qualified with GEPS6500NCMUL-SY Driver | 3.1 | 1254 | 81 | 15.42 | 7.71 | 0.98 | 5020 | 96
PNJTP4CW | GE Lighting Solutions | GE | ELV1P6050R-B [Qualified at 120V Only] | Indoor Luminaires | Case Lighting | Vertical Refrigerated Case Luminaires | Standard | FALSE | [9 empty] | 42500 |  |  | No | Qualified with GEPS6500NCMUL-SY Driver | 3.1 | 1254 | 81 | 15.42 | 7.71 | 0.98 | 5020 | 96
PN9FZME1 | GE Lighting Solutions | GE | ELV1P6050R-S [Qualified at 120V Only] | Indoor Luminaires | Case Lighting | Vertical Refrigerated Case Luminaires | Standard | FALSE | [9 empty] | 42500 |  |  | No | Qualified with GEPS6500NCMUL-SY Driver | 3.1 | 1254 | 81 | 15.42 | 7.71 | 0.98 | 5020 | 96
P3685T78 | GE Lighting Solutions | GE | ELV1P6050L-B [Qualified at 120V Only] | Indoor Luminaires | Case Lighting | Vertical Refrigerated Case Luminaires | Standard | FALSE | [9 empty] | 42500 |  |  | No | Qualified with GEPS6500NCMUL-SY Driver | 3.1 | 1254 | 81 | 15.42 | 7.71 | 0.98 | 5020 | 96
PWM3TMQ4 | GE Lighting Solutions | GE | ELV1P6050L-B | Indoor Luminaires | Case Lighting | Vertical Refrigerated Case Luminaires | Standard | FALSE | [9 empty] | 42500 |  |  | No | Qualified with GEPS6100NCCON-SY Driver | 3.1 | 1254 | 79.6 | 15.7 | 6.4 | 0.996 | 5020 | 96
PGCRSJPD | GE Lighting Solutions | GE | ELV1P6050R-S | Indoor Luminaires | Case Lighting | Vertical Refrigerated Case Luminaires | Standard | FALSE | [9 empty] | 42500 |  |  | No | Qualified with GEPS6100NCCON-SY Driver | 3.1 | 1254 | 79.6 | 15.7 | 6.4 | 0.996 | 5020 | 96
P99BJ6PA | GE Lighting Solutions | GE | ELV1P6050L-S | Indoor Luminaires | Case Lighting | Vertical Refrigerated Case Luminaires | Standard | FALSE | [9 empty] | 42500 |  |  | No | Qualified with GEPS6100NCCON-SY Driver | 3.1 | 1254 | 79.6 | 15.7 | 6.4 | 0.996 | 5020 | 96
P1CPZV69 | GE Lighting Solutions | GE | ELV1P6050R-B | Indoor Luminaires | Case Lighting | Vertical Refrigerated Case Luminaires | Standard | FALSE | [9 empty] | 42500 |  |  | No | Qualified with GEPS6100NCCON-SY Driver | 3.1 | 1254 | 79.6 | 15.7 | 6.4 | 0.996 | 5020 | 96
PJXP983R | GE Lighting Solutions | GE | ELV1P6750R-B | Indoor Luminaires | Case Lighting | Vertical Refrigerated Case Luminaires | Standard | FALSE | [9 empty] | 42500 |  |  | No | Qualified with GEPS6100NCCON-SY Driver | 3.1 | 1295.8 | 82.3 | 15.7 | 8.363 | 0.99 | 4996 | 95.9
PAAGJWPX | GE Lighting Solutions | GE | ELV1P6750L-S | Indoor Luminaires | Case Lighting | Vertical Refrigerated Case Luminaires | Standard | FALSE | [9 empty] | 42500 |  |  | No | Qualified with GEPS6100NCCON-SY Driver | 3.1 | 1295.8 | 82.3 | 15.7 | 8.363 | 0.99 | 4996 | 95.9
P3F3JMUD | GE Lighting Solutions | GE | ELV1P6750R-S | Indoor Luminaires | Case Lighting | Vertical Refrigerated Case Luminaires | Standard | FALSE | [9 empty] | 42500 |  |  | No | Qualified with GEPS6100NCCON-SY Driver | 3.1 | 1295.8 | 82.3 | 15.7 | 8.363 | 0.99 | 4996 | 95.9
P1G5GZB8 | GE Lighting Solutions | GE | ELV1P6750L-B | Indoor Luminaires | Case Lighting | Vertical Refrigerated Case Luminaires | Standard | FALSE | [9 empty] | 42500 |  |  | No | Qualified with GEPS6100NCCON-SY Driver | 3.1 | 1295.8 | 82.3 | 15.7 | 8.363 | 0.99 | 4996 | 95.9
PPNSVQ66 | GE Lighting Solutions | GE | ELV1P6750R-B [Qualified at 120V Only] | Indoor Luminaires | Case Lighting | Vertical Refrigerated Case Luminaires | Standard | FALSE | [9 empty] | 42500 |  |  | No | Qualified with GEPS6500NCMUL-SY Driver | 3.1 | 1295.8 | 83.9 | 15.4 | 7.9 | 0.98 | 4996 | 95.9
PE2HYTEU | GE Lighting Solutions | GE | ELV1P6750L-S [Qualified at 120V Only] | Indoor Luminaires | Case Lighting | Vertical Refrigerated Case Luminaires | Standard | FALSE | [9 empty] | 42500 |  |  | No | Qualified with GEPS6500NCMUL-SY Driver | 3.1 | 1295.8 | 83.9 | 15.4 | 7.9 | 0.98 | 4996 | 95.9
PBXVUMH6 | GE Lighting Solutions | GE | ELV1P6750R-S [Qualified at 120V Only] | Indoor Luminaires | Case Lighting | Vertical Refrigerated Case Luminaires | Standard | FALSE | [9 empty] | 42500 |  |  | No | Qualified with GEPS6500NCMUL-SY Driver | 3.1 | 1295.8 | 83.9 | 15.4 | 7.9 | 0.98 | 4996 | 95.9
PAU6T1DN | GE Lighting Solutions | GE | ELV1P6750L-B [Qualified at 120V Only] | Indoor Luminaires | Case Lighting | Vertical Refrigerated Case Luminaires | Standard | FALSE | [9 empty] | 42500 |  |  | No | Qualified with GEPS6500NCMUL-SY Driver | 3.1 | 1295.8 | 83.9 | 15.4 | 7.9 | 0.98 | 4996 | 95.9
PZVKYFPJ | GE Lighting Solutions | GE | ELV1P4850L-S [Qualified at 120V Only] | Indoor Luminaires | Case Lighting | Vertical Refrigerated Case Luminaires | Standard | FALSE | [9 empty] | 42500 |  |  | No | Qualified with GEPS6500NCMUL-SY Driver | 3.1 | 1000 | 85 | 11.82 | 8.39 | 0.98 | 4987 | 96
PYV2SDTN | GE Lighting Solutions | GE | ELV1P4850L-B [Qualified at 120V Only] | Indoor Luminaires | Case Lighting | Vertical Refrigerated Case Luminaires | Standard | FALSE | [9 empty] | 42500 |  |  | No | Qualified with GEPS6500NCMUL-SY Driver | 3.1 | 1000 | 85 | 11.82 | 8.39 | 0.98 | 4987 | 96
PX17QGZ3 | GE Lighting Solutions | GE | ELV1P4850R-B [Qualified at 120V Only] | Indoor Luminaires | Case Lighting | Vertical Refrigerated Case Luminaires | Standard | FALSE | [9 empty] | 42500 |  |  | No | Qualified with GEPS6500NCMUL-SY Driver | 3.1 | 1000 | 85 | 11.82 | 8.39 | 0.98 | 4987 | 96
PKYF4VDT | GE Lighting Solutions | GE | ELV1P4850R-S [Qualified at 120V Only] | Indoor Luminaires | Case Lighting | Vertical Refrigerated Case Luminaires | Standard | FALSE | [9 empty] | 42500 |  |  | No | Qualified with GEPS6500NCMUL-SY Driver | 3.1 | 1000 | 85 | 11.82 | 8.39 | 0.98 | 4987 | 96
PX887VS2 | GE Lighting Solutions | GE | ELV1P4850L-B | Indoor Luminaires | Case Lighting | Vertical Refrigerated Case Luminaires | Standard | FALSE | [9 empty] | 42500 |  |  | No | Qualified with GEPS6100NCCON-SY Driver | 3.1 | 1000 | 82.7 | 12 | 8.363 | 0.99 | 4987 | 96
PE1MV73F | GE Lighting Solutions | GE | ELV1P4850R-S | Indoor Luminaires | Case Lighting | Vertical Refrigerated Case Luminaires | Standard | FALSE | [9 empty] | 42500 |  |  | No | Qualified with GEPS6100NCCON-SY Driver | 3.1 | 1000 | 82.7 | 12 | 8.363 | 0.99 | 4987 | 96
PCSPMP7B | GE Lighting Solutions | GE | ELV1P4850L-S | Indoor Luminaires | Case Lighting | Vertical Refrigerated Case Luminaires | Standard | FALSE | [9 empty] | 42500 |  |  | No | Qualified with GEPS6100NCCON-SY Driver | 3.1 | 1000 | 82.7 | 12 | 8.363 | 0.99 | 4987 | 96
P4DP69VF | GE Lighting Solutions | GE | ELV1P4850R-B | Indoor Luminaires | Case Lighting | Vertical Refrigerated Case Luminaires | Standard | FALSE | [9 empty] | 42500 |  |  | No | Qualified with GEPS6100NCCON-SY Driver | 3.1 | 1000 | 82.7 | 12 | 8.363 | 0.99 | 4987 | 96
PNQBSBYX | GE Lighting Solutions | GE | ELV1E6050L-1 [Qualified at 120V Only] | Indoor Luminaires | Case Lighting | Vertical Refrigerated Case Luminaires | Standard | FALSE | [9 empty] | 42500 |  |  | No | Qualified with GEPS6500NCMUL-SY Driver | 3.1 | 605.8 | 97.9 | 6.2 | 8.5 | 0.978 | 4978 | 81.2
PMGF2EWQ | GE Lighting Solutions | GE | ELV1E6050L-2 [Qualified at 120V Only] | Indoor Luminaires | Case Lighting | Vertical Refrigerated Case Luminaires | Standard | FALSE | [9 empty] | 42500 |  |  | No | Qualified with GEPS6500NCMUL-SY Driver | 3.1 | 605.8 | 97.9 | 6.2 | 8.5 | 0.978 | 4978 | 81.2
PJMQMUZ5 | GE Lighting Solutions | GE | ELV1E6050R-1 [Qualified at 120V Only] | Indoor Luminaires | Case Lighting | Vertical Refrigerated Case Luminaires | Standard | FALSE | [9 empty] | 42500 |  |  | No | Qualified with GEPS6500NCMUL-SY Driver | 3.1 | 605.8 | 97.9 | 6.2 | 8.5 | 0.978 | 4978 | 81.2
PYY3AJH1 | GE Lighting Solutions | GE | ELV1E6050R-1 | Indoor Luminaires | Case Lighting | Vertical Refrigerated Case Luminaires | Standard | FALSE | [9 empty] | 42500 |  |  | No | Qualified with GEPS6100NCCON-SY Driver | 3.1 | 605.8 | 95.5 | 6 | 6.4 | 0.996 | 4978 | 81.2
PSSN8USY | GE Lighting Solutions | GE | ELV1E6050R-2 | Indoor Luminaires | Case Lighting | Vertical Refrigerated Case Luminaires | Standard | FALSE | [9 empty] | 42500 |  |  | No | Qualified with GEPS6100NCCON-SY Driver | 3.1 | 605.8 | 95.5 | 6 | 6.4 | 0.996 | 4978 | 81.2
PP4KYVF7 | GE Lighting Solutions | GE | ELV1E6050L-2 | Indoor Luminaires | Case Lighting | Vertical Refrigerated Case Luminaires | Standard | FALSE | [9 empty] | 42500 |  |  | No | Qualified with GEPS6100NCCON-SY Driver | 3.1 | 605.8 | 95.5 | 6 | 6.4 | 0.996 | 4978 | 81.2
PDVBT7YA | GE Lighting Solutions | GE | ELV1E6050L-1 | Indoor Luminaires | Case Lighting | Vertical Refrigerated Case Luminaires | Standard | FALSE | [9 empty] | 42500 |  |  | No | Qualified with GEPS6100NCCON-SY Driver | 3.1 | 605.8 | 95.5 | 6 | 6.4 | 0.996 | 4978 | 81.2
PYYMUYVR | GE Lighting Solutions | GE | ELV1P6740R-S | Indoor Luminaires | Case Lighting | Vertical Refrigerated Case Luminaires | Standard | FALSE | [9 empty] | 42500 |  |  | No | Qualified with GEPS6100NCCON-SY Driver | 3.1 | 1292.3573 | 81.5 | 15.9 | 8.363 | 0.99 | 4012 | 97
PS4SBN3N | GE Lighting Solutions | GE | ELV1P6740R-B | Indoor Luminaires | Case Lighting | Vertical Refrigerated Case Luminaires | Standard | FALSE | [9 empty] | 42500 |  |  | No | Qualified with GEPS6100NCCON-SY Driver | 3.1 | 1292.3573 | 81.5 | 15.9 | 8.363 | 0.99 | 4012 | 97
PM3NRKGX | GE Lighting Solutions | GE | ELV1P6740L-B | Indoor Luminaires | Case Lighting | Vertical Refrigerated Case Luminaires | Standard | FALSE | [9 empty] | 42500 |  |  | No | Qualified with GEPS6100NCCON-SY Driver | 3.1 | 1292.3573 | 81.5 | 15.9 | 8.363 | 0.99 | 4012 | 97
P7XVKTAS | GE Lighting Solutions | GE | ELV1P6740L-S | Indoor Luminaires | Case Lighting | Vertical Refrigerated Case Luminaires | Standard | FALSE | [9 empty] | 42500 |  |  | No | Qualified with GEPS6100NCCON-SY Driver | 3.1 | 1292.3573 | 81.5 | 15.9 | 8.363 | 0.99 | 4012 | 97
PKU6VJBG | GE Lighting Solutions | GE | ELV1P6740R-S [Qualified at 120V Only] | Indoor Luminaires | Case Lighting | Vertical Refrigerated Case Luminaires | Standard | FALSE | [9 empty] | 42500 |  |  | No | Qualified with GEPS6500NCMUL-SY Driver | 3.1 | 1292.3573 | 83.4 | 15.5 | 7.9 | 0.98 | 4012 | 97
PJM3NC1B | GE Lighting Solutions | GE | ELV1P6740R-B [Qualified at 120V Only] | Indoor Luminaires | Case Lighting | Vertical Refrigerated Case Luminaires | Standard | FALSE | [9 empty] | 42500 |  |  | No | Qualified with GEPS6500NCMUL-SY Driver | 3.1 | 1292.3573 | 83.4 | 15.5 | 7.9 | 0.98 | 4012 | 97
PFXC7GEV | GE Lighting Solutions | GE | ELV1P6740L-S [Qualified at 120V Only] | Indoor Luminaires | Case Lighting | Vertical Refrigerated Case Luminaires | Standard | FALSE | [9 empty] | 42500 |  |  | No | Qualified with GEPS6500NCMUL-SY Driver | 3.1 | 1292.3573 | 83.4 | 15.5 | 7.9 | 0.98 | 4012 | 97
P37UA6ZX | GE Lighting Solutions | GE | ELV1P6740L-B [Qualified at 120V Only] | Indoor Luminaires | Case Lighting | Vertical Refrigerated Case Luminaires | Standard | FALSE | [9 empty] | 42500 |  |  | No | Qualified with GEPS6500NCMUL-SY Driver | 3.1 | 1292.3573 | 83.4 | 15.5 | 7.9 | 0.98 | 4012 | 97
PZE3DVAY | GE Lighting Solutions | GE | ELV1P6040L-B [Qualified at 120V Only] | Indoor Luminaires | Case Lighting | Vertical Refrigerated Case Luminaires | Standard | FALSE | [9 empty] | 42500 |  |  | No | Qualified with GEPS6500NCMUL-SY Driver | 3.1 | 1224 | 79 | 15.47 | 7.71 | 0.98 | 4012 | 97
PSB7BEN9 | GE Lighting Solutions | GE | ELV1P6040R-S [Qualified at 120V Only] | Indoor Luminaires | Case Lighting | Vertical Refrigerated Case Luminaires | Standard | FALSE | [9 empty] | 42500 |  |  | No | Qualified with GEPS6500NCMUL-SY Driver | 3.1 | 1224 | 79 | 15.47 | 7.71 | 0.98 | 4012 | 97
PHEE8P9H | GE Lighting Solutions | GE | ELV1P6040R-B [Qualified at 120V Only] | Indoor Luminaires | Case Lighting | Vertical Refrigerated Case Luminaires | Standard | FALSE | [9 empty] | 42500 |  |  | No | Qualified with GEPS6500NCMUL-SY Driver | 3.1 | 1224 | 79 | 15.47 | 7.71 | 0.98 | 4012 | 97
P5NH8ZRH | GE Lighting Solutions | GE | ELV1P6040L-S [Qualified at 120V Only] | Indoor Luminaires | Case Lighting | Vertical Refrigerated Case Luminaires | Standard | FALSE | [9 empty] | 42500 |  |  | No | Qualified with GEPS6500NCMUL-SY Driver | 3.1 | 1224 | 79 | 15.47 | 7.71 | 0.98 | 4012 | 97
PWTQBBD2 | GE Lighting Solutions | GE | ELV1P6040L-B | Indoor Luminaires | Case Lighting | Vertical Refrigerated Case Luminaires | Standard | FALSE | [9 empty] | 42500 |  |  | No | Qualified with GEPS6100NCCON-SY Driver | 3.1 | 1224 | 77.7 | 15.7 | 6.4 | 0.996 | 4012 | 97
PP9QQN62 | GE Lighting Solutions | GE | ELV1P6040L-S | Indoor Luminaires | Case Lighting | Vertical Refrigerated Case Luminaires | Standard | FALSE | [9 empty] | 42500 |  |  | No | Qualified with GEPS6100NCCON-SY Driver | 3.1 | 1224 | 77.7 | 15.7 | 6.4 | 0.996 | 4012 | 97
PP5QQGAX | GE Lighting Solutions | GE | ELV1P6040R-B | Indoor Luminaires | Case Lighting | Vertical Refrigerated Case Luminaires | Standard | FALSE | [9 empty] | 42500 |  |  | No | Qualified with GEPS6100NCCON-SY Driver | 3.1 | 1224 | 77.7 | 15.7 | 6.4 | 0.996 | 4012 | 97
PEWPBU9N | GE Lighting Solutions | GE | ELV1P6040R-S | Indoor Luminaires | Case Lighting | Vertical Refrigerated Case Luminaires | Standard | FALSE | [9 empty] | 42500 |  |  | No | Qualified with GEPS6100NCCON-SY Driver | 3.1 | 1224 | 77.7 | 15.7 | 6.4 | 0.996 | 4012 | 97
PD6VAEXZ | GE Lighting Solutions | GE | ELV1P4840R-B [Qualified at 120V Only] | Indoor Luminaires | Case Lighting | Vertical Refrigerated Case Luminaires | Standard | FALSE | [9 empty] | 42500 |  |  | No | Qualified with GEPS6500NCMUL-SY Driver | 3.1 | 978 | 83 | 11.82 | 8.4 | 0.98 | 4008 | 97
PCGS2C8J | GE Lighting Solutions | GE | ELV1P4840L-B [Qualified at 120V Only] | Indoor Luminaires | Case Lighting | Vertical Refrigerated Case Luminaires | Standard | FALSE | [9 empty] | 42500 |  |  | No | Qualified with GEPS6500NCMUL-SY Driver | 3.1 | 978 | 83 | 11.82 | 8.4 | 0.98 | 4008 | 97
P6MRX4XX | GE Lighting Solutions | GE | ELV1P4840L-S [Qualified at 120V Only] | Indoor Luminaires | Case Lighting | Vertical Refrigerated Case Luminaires | Standard | FALSE | [9 empty] | 42500 |  |  | No | Qualified with GEPS6500NCMUL-SY Driver | 3.1 | 978 | 83 | 11.82 | 8.4 | 0.98 | 4008 | 97
P4JJKQ2Y | GE Lighting Solutions | GE | ELV1P4840R-S [Qualified at 120V Only] | Indoor Luminaires | Case Lighting | Vertical Refrigerated Case Luminaires | Standard | FALSE | [9 empty] | 42500 |  |  | No | Qualified with GEPS6500NCMUL-SY Driver | 3.1 | 978 | 83 | 11.82 | 8.4 | 0.98 | 4008 | 97
PR4AS4VG | GE Lighting Solutions | GE | ELV1P4840L-S | Indoor Luminaires | Case Lighting | Vertical Refrigerated Case Luminaires | Standard | FALSE | [9 empty] | 42500 |  |  | No | Qualified with GEPS6100NCCON-SY Driver | 3.1 | 978 | 80.9 | 12 | 8.363 | 0.99 | 4008 | 97
PK9YBNB1 | GE Lighting Solutions | GE | ELV1P4840R-B | Indoor Luminaires | Case Lighting | Vertical Refrigerated Case Luminaires | Standard | FALSE | [9 empty] | 42500 |  |  | No | Qualified with GEPS6100NCCON-SY Driver | 3.1 | 978 | 80.9 | 12 | 8.363 | 0.99 | 4008 | 97
P5PYQBBE | GE Lighting Solutions | GE | ELV1P4840R-S | Indoor Luminaires | Case Lighting | Vertical Refrigerated Case Luminaires | Standard | FALSE | [9 empty] | 42500 |  |  | No | Qualified with GEPS6100NCCON-SY Driver | 3.1 | 978 | 80.9 | 12 | 8.363 | 0.99 | 4008 | 97
P169BV2K | GE Lighting Solutions | GE | ELV1P4840L-B | Indoor Luminaires | Case Lighting | Vertical Refrigerated Case Luminaires | Standard | FALSE | [9 empty] | 42500 |  |  | No | Qualified with GEPS6100NCCON-SY Driver | 3.1 | 978 | 80.9 | 12 | 8.363 | 0.99 | 4008 | 97
PYH42SF1 | GE Lighting Solutions | GE | ELV1S6040L-2 [Qualified at 120V Only] | Indoor Luminaires | Case Lighting | Vertical Refrigerated Case Luminaires | Standard | FALSE | [9 empty] | 42500 |  |  | No | Qualified with GEPS6500NCMUL-SY Driver | 3.1 | 1084.7 | 87.3 | 12.4 | 8.5 | 0.98 | 3934 | 91.7
PMKUDQUX | GE Lighting Solutions | GE | ELV1S6040R-1 [Qualified at 120V Only] | Indoor Luminaires | Case Lighting | Vertical Refrigerated Case Luminaires | Standard | FALSE | [9 empty] | 42500 |  |  | No | Qualified with GEPS6500NCMUL-SY Driver | 3.1 | 1084.7 | 87.3 | 12.4 | 8.5 | 0.98 | 3934 | 91.7
PFKNPUDJ | GE Lighting Solutions | GE | ELV1S6040R-2 [Qualified at 120V Only] | Indoor Luminaires | Case Lighting | Vertical Refrigerated Case Luminaires | Standard | FALSE | [9 empty] | 42500 |  |  | No | Qualified with GEPS6500NCMUL-SY Driver | 3.1 | 1084.7 | 87.3 | 12.4 | 8.5 | 0.98 | 3934 | 91.7
P9ACT85H | GE Lighting Solutions | GE | ELV1S6040L-1 [Qualified at 120V Only] | Indoor Luminaires | Case Lighting | Vertical Refrigerated Case Luminaires | Standard | FALSE | [9 empty] | 42500 |  |  | No | Qualified with GEPS6500NCMUL-SY Driver | 3.1 | 1084.7 | 87.3 | 12.4 | 8.5 | 0.98 | 3934 | 91.7
P4DJFGEK | GE Lighting Solutions | GE | ELV1S6040R-1 | Indoor Luminaires | Case Lighting | Vertical Refrigerated Case Luminaires | Standard | FALSE | [9 empty] | 42500 |  |  | No | Qualified with GEPS6100NCCON-SY Driver | 3.1 | 1084.7 | 85.5 | 12.7 | 6.4 | 0.996 | 3934 | 91.7
P2EFY3A7 | GE Lighting Solutions | GE | ELV1S6040L-1 | Indoor Luminaires | Case Lighting | Vertical Refrigerated Case Luminaires | Standard | FALSE | [9 empty] | 42500 |  |  | No | Qualified with GEPS6100NCCON-SY Driver | 3.1 | 1084.7 | 85.5 | 12.7 | 6.4 | 0.996 | 3934 | 91.7
PYS3KJM4 | GE Lighting Solutions | GE | ELV1P6035R-S [Qualified at 120V Only] | Indoor Luminaires | Case Lighting | Vertical Refrigerated Case Luminaires | Standard | FALSE | [9 empty] | 42500 |  |  | No | Qualified with GEPS6500NCMUL-SY Driver | 3.1 | 1180 | 77 | 15.4 | 7.71 | 0.98 | 3467 | 95
PWFD6U9E | GE Lighting Solutions | GE | ELV1P6035L-B [Qualified at 120V Only] | Indoor Luminaires | Case Lighting | Vertical Refrigerated Case Luminaires | Standard | FALSE | [9 empty] | 42500 |  |  | No | Qualified with GEPS6500NCMUL-SY Driver | 3.1 | 1180 | 77 | 15.4 | 7.71 | 0.98 | 3467 | 95
PHQGUTGC | GE Lighting Solutions | GE | ELV1P6035R-B [Qualified at 120V Only] | Indoor Luminaires | Case Lighting | Vertical Refrigerated Case Luminaires | Standard | FALSE | [9 empty] | 42500 |  |  | No | Qualified with GEPS6500NCMUL-SY Driver | 3.1 | 1180 | 77 | 15.4 | 7.71 | 0.98 | 3467 | 95
PQSE76UN | GE Lighting Solutions | GE | ELV1P4835R-S [Qualified at 120V Only] | Indoor Luminaires | Case Lighting | Vertical Refrigerated Case Luminaires | Standard | FALSE | [9 empty] | 42500 |  |  | No | Qualified with GEPS6500NCMUL-SY Driver | 3.1 | 964 | 81 | 11.8 | 8.39 | 0.98 | 3464 | 95
PM6AG59P | GE Lighting Solutions | GE | ELV1P4835R-B [Qualified at 120V Only] | Indoor Luminaires | Case Lighting | Vertical Refrigerated Case Luminaires | Standard | FALSE | [9 empty] | 42500 |  |  | No | Qualified with GEPS6500NCMUL-SY Driver | 3.1 | 964 | 81 | 11.8 | 8.39 | 0.98 | 3464 | 95
PEAAPK2E | GE Lighting Solutions | GE | ELV1P4835L-B [Qualified at 120V Only] | Indoor Luminaires | Case Lighting | Vertical Refrigerated Case Luminaires | Standard | FALSE | [9 empty] | 42500 |  |  | No | Qualified with GEPS6500NCMUL-SY Driver | 3.1 | 964 | 81 | 11.8 | 8.39 | 0.98 | 3464 | 95
PAWVTTF3 | GE Lighting Solutions | GE | ELV1P4835L-S [Qualified at 120V Only] | Indoor Luminaires | Case Lighting | Vertical Refrigerated Case Luminaires | Standard | FALSE | [9 empty] | 42500 |  |  | No | Qualified with GEPS6500NCMUL-SY Driver | 3.1 | 964 | 81 | 11.8 | 8.39 | 0.98 | 3464 | 95
PTS8R1EZ | GE Lighting Solutions | GE | ELV1P4835L-B | Indoor Luminaires | Case Lighting | Vertical Refrigerated Case Luminaires | Standard | FALSE | [9 empty] | 42500 |  |  | No | Qualified with GEPS6100NCCON-SY Driver | 3.1 | 964 | 79.9 | 12 | 8.363 | 0.99 | 3464 | 95
PTAZPFZC | GE Lighting Solutions | GE | ELV1P4835R-S | Indoor Luminaires | Case Lighting | Vertical Refrigerated Case Luminaires | Standard | FALSE | [9 empty] | 42500 |  |  | No | Qualified with GEPS6100NCCON-SY Driver | 3.1 | 964 | 79.9 | 12 | 8.363 | 0.99 | 3464 | 95
PBG248AZ | GE Lighting Solutions | GE | ELV1P4835R-B | Indoor Luminaires | Case Lighting | Vertical Refrigerated Case Luminaires | Standard | FALSE | [9 empty] | 42500 |  |  | No | Qualified with GEPS6100NCCON-SY Driver | 3.1 | 964 | 79.9 | 12 | 8.363 | 0.99 | 3464 | 95
P3KJGJPW | GE Lighting Solutions | GE | ELV1P4835L-S | Indoor Luminaires | Case Lighting | Vertical Refrigerated Case Luminaires | Standard | FALSE | [9 empty] | 42500 |  |  | No | Qualified with GEPS6100NCCON-SY Driver | 3.1 | 964 | 79.9 | 12 | 8.363 | 0.99 | 3464 | 95
PUP2FZ1T | GE Lighting Solutions | GE | ELV1P6735L-B | Indoor Luminaires | Case Lighting | Vertical Refrigerated Case Luminaires | Standard | FALSE | [9 empty] | 42500 |  |  | No | Qualified with GEPS6100NCCON-SY Driver | 3.1 | 1245.9 | 78.6 | 15.9 | 8.363 | 0.99 | 3459 | 94.8
PKWUHUUG | GE Lighting Solutions | GE | ELV1P6735R-S | Indoor Luminaires | Case Lighting | Vertical Refrigerated Case Luminaires | Standard | FALSE | [9 empty] | 42500 |  |  | No | Qualified with GEPS6100NCCON-SY Driver | 3.1 | 1245.9 | 78.6 | 15.9 | 8.363 | 0.99 | 3459 | 94.8
PE99E6EX | GE Lighting Solutions | GE | ELV1P6735L-S | Indoor Luminaires | Case Lighting | Vertical Refrigerated Case Luminaires | Standard | FALSE | [9 empty] | 42500 |  |  | No | Qualified with GEPS6100NCCON-SY Driver | 3.1 | 1245.9 | 78.6 | 15.9 | 8.363 | 0.99 | 3459 | 94.8
P3888XTH | GE Lighting Solutions | GE | ELV1P6735R-B | Indoor Luminaires | Case Lighting | Vertical Refrigerated Case Luminaires | Standard | FALSE | [9 empty] | 42500 |  |  | No | Qualified with GEPS6100NCCON-SY Driver | 3.1 | 1245.9 | 78.6 | 15.9 | 8.363 | 0.99 | 3459 | 94.8
PZYX316Y | GE Lighting Solutions | GE | ELV1P6735L-B [Qualified at 120V Only] | Indoor Luminaires | Case Lighting | Vertical Refrigerated Case Luminaires | Standard | FALSE | [9 empty] | 42500 |  |  | No | Qualified with GEPS6500NCMUL-SY Driver | 3.1 | 1245.9 | 80.6 | 15.5 | 7.9 | 0.98 | 3459 | 94.8
PHDAKSAJ | GE Lighting Solutions | GE | ELV1P6735L-S [Qualified at 120V Only] | Indoor Luminaires | Case Lighting | Vertical Refrigerated Case Luminaires | Standard | FALSE | [9 empty] | 42500 |  |  | No | Qualified with GEPS6500NCMUL-SY Driver | 3.1 | 1245.9 | 80.6 | 15.5 | 7.9 | 0.98 | 3459 | 94.8
PF8HC4SD | GE Lighting Solutions | GE | ELV1P6735R-B [Qualified at 120V Only] | Indoor Luminaires | Case Lighting | Vertical Refrigerated Case Luminaires | Standard | FALSE | [9 empty] | 42500 |  |  | No | Qualified with GEPS6500NCMUL-SY Driver | 3.1 | 1245.9 | 80.6 | 15.5 | 7.9 | 0.98 | 3459 | 94.8
PE9FWRA6 | GE Lighting Solutions | GE | ELV1P6735R-S [Qualified at 120V Only] | Indoor Luminaires | Case Lighting | Vertical Refrigerated Case Luminaires | Standard | FALSE | [9 empty] | 42500 |  |  | No | Qualified with GEPS6500NCMUL-SY Driver | 3.1 | 1245.9 | 80.6 | 15.5 | 7.9 | 0.98 | 3459 | 94.8
PRZTSUNE | GE Lighting Solutions | GE | ELV1P6035R-S | Indoor Luminaires | Case Lighting | Vertical Refrigerated Case Luminaires | Standard | FALSE | [9 empty] | 42500 |  |  | No | Qualified with GEPS6100NCCON-SY Driver | 3.1 | 1123.5 | 71.4 | 15.7 | 6.4 | 0.996 | 3451 | 94.9
PPW1G5HG | GE Lighting Solutions | GE | ELV1P6035L-B | Indoor Luminaires | Case Lighting | Vertical Refrigerated Case Luminaires | Standard | FALSE | [9 empty] | 42500 |  |  | No | Qualified with GEPS6100NCCON-SY Driver | 3.1 | 1123.5 | 71.4 | 15.7 | 6.4 | 0.996 | 3451 | 94.9
PHMRRJUJ | GE Lighting Solutions | GE | ELV1P6035R-B | Indoor Luminaires | Case Lighting | Vertical Refrigerated Case Luminaires | Standard | FALSE | [9 empty] | 42500 |  |  | No | Qualified with GEPS6100NCCON-SY Driver | 3.1 | 1123.5 | 71.4 | 15.7 | 6.4 | 0.996 | 3451 | 94.9
PE6RUV1Q | GE Lighting Solutions | Immersion | ELV1S6035C-S with GEPS6100NCCON-SY | Indoor Luminaires | Case Lighting | Vertical Refrigerated Case Luminaires | Standard | TRUE | 1905.1 | 97.8 | 19.523 | 10 | 0.919 | 3529 | 90 | 5 | 50000 | 42493 |  |  | No |  | 3.1 | 1909.2 | 97.8 | 19.523 | 5.2 | 0.997 | 3529 | 90
PSF92HT1 | GE Lighting Solutions | Immersion | ELV1S6035L-S with GEPS6100NCCON-SY | Indoor Luminaires | Case Lighting | Vertical Refrigerated Case Luminaires | Standard | TRUE | 1073.4 | 86.7 | 12.4 | 10.7 | 0.895 | 3506 | 90 | 5 | 50000 | 42493 |  |  | No |  | 3.1 | 1076.3 | 86.8 | 12.4 | 6 | 0.996 | 3506 | 90
P5NP6Y5F | GE Lighting Solutions | Immersion | ELV1S6750C-B with GEPS6100NCCON-SY | Indoor Luminaires | Case Lighting | Vertical Refrigerated Case Luminaires | Standard | FALSE | [9 empty] | 42493 |  |  | No |  | 3.1 | 1987.9 | 98.2 | 20.2 | 5.906 | 0.996 | 4949 | 89.5
P3B6HN15 | GE Lighting Solutions | Immersion | ELV1S6750C-S with GEPS6100NCCON-SY | Indoor Luminaires | Case Lighting | Vertical Refrigerated Case Luminaires | Standard | FALSE | [9 empty] | 42493 |  |  | No |  | 3.1 | 1987.9 | 98.2 | 20.2 | 5.906 | 0.996 | 4949 | 89.5
PM2HHNEY | GE Lighting Solutions | Immersion | ELV1S4850C-B with GEPS6100NCCON-SY | Indoor Luminaires | Case Lighting | Vertical Refrigerated Case Luminaires | Standard | FALSE | [9 empty] | 42493 |  |  | No |  | 3.1 | 1608.234 | 102.6 | 15.67 | 5.906 | 0.996 | 4940 | 89
PBD8J1T1 | GE Lighting Solutions | Immersion | ELV1S4850C-S with GEPS6100NCCON-SY | Indoor Luminaires | Case Lighting | Vertical Refrigerated Case Luminaires | Standard | FALSE | [9 empty] | 42493 |  |  | No |  | 3.1 | 1608.234 | 102.6 | 15.67 | 5.906 | 0.996 | 4940 | 89
PZ82UZ9B | GE Lighting Solutions | Immersion | ELV1S6050C-S with GEPS6100NCCON-SY | Indoor Luminaires | Case Lighting | Vertical Refrigerated Case Luminaires | Standard | FALSE | [9 empty] | 42493 |  |  | No |  | 3.1 | 1985.8 | 101.7 | 19.523 | 5.2 | 0.997 | 4940 | 89
PARRA4DQ | GE Lighting Solutions | Immersion | ELV1S6050C-B with GEPS6100NCCON-SY | Indoor Luminaires | Case Lighting | Vertical Refrigerated Case Luminaires | Standard | FALSE | [9 empty] | 42493 |  |  | No |  | 3.1 | 1985.8 | 101.7 | 19.523 | 5.2 | 0.997 | 4940 | 89
PU4VT9H7 | GE Lighting Solutions | Immersion | ELV1S6750L-B with GEPS6100NCCON-SY | Indoor Luminaires | Case Lighting | Vertical Refrigerated Case Luminaires | Standard | FALSE | [9 empty] | 42493 |  |  | No |  | 3.1 | 1192.6 | 97.2 | 12.3 | 5.641 | 0.996 | 4893 | 89.5
PMPX3EPS | GE Lighting Solutions | Immersion | ELV1S6750R-S with GEPS6100NCCON-SY | Indoor Luminaires | Case Lighting | Vertical Refrigerated Case Luminaires | Standard | FALSE | [9 empty] | 42493 |  |  | No |  | 3.1 | 1192.6 | 97.2 | 12.3 | 5.641 | 0.996 | 4893 | 89.5
PKS66QF9 | GE Lighting Solutions | Immersion | ELV1S6750R-B with GEPS6100NCCON-SY | Indoor Luminaires | Case Lighting | Vertical Refrigerated Case Luminaires | Standard | FALSE | [9 empty] | 42493 |  |  | No |  | 3.1 | 1192.6 | 97.2 | 12.3 | 5.641 | 0.996 | 4893 | 89.5
P4HVKVV9 | GE Lighting Solutions | Immersion | ELV1S6750L-S with GEPS6100NCCON-SY | Indoor Luminaires | Case Lighting | Vertical Refrigerated Case Luminaires | Standard | FALSE | [9 empty] | 42493 |  |  | No |  | 3.1 | 1192.6 | 97.2 | 12.3 | 5.641 | 0.996 | 4893 | 89.5
PPWQ1Q61 | GE Lighting Solutions | Immersion | ELV1S6050L-S with GEPS6100NCCON-SY | Indoor Luminaires | Case Lighting | Vertical Refrigerated Case Luminaires | Standard | FALSE | [9 empty] | 42493 |  |  | No |  | 3.1 | 1146 | 92.3 | 12.4 | 6 | 0.996 | 4885 | 89
PNCWBT56 | GE Lighting Solutions | Immersion | ELV1S6050R-B with GEPS6100NCCON-SY | Indoor Luminaires | Case Lighting | Vertical Refrigerated Case Luminaires | Standard | FALSE | [9 empty] | 42493 |  |  | No |  | 3.1 | 1146 | 92.3 | 12.4 | 6 | 0.996 | 4885 | 89
PE817621 | GE Lighting Solutions | Immersion | ELV1S6050L-B with GEPS6100NCCON-SY | Indoor Luminaires | Case Lighting | Vertical Refrigerated Case Luminaires | Standard | FALSE | [9 empty] | 42493 |  |  | No |  | 3.1 | 1146 | 92.3 | 12.4 | 6 | 0.996 | 4885 | 89
PCT3JWVM | GE Lighting Solutions | Immersion | ELV1S6050R-S with GEPS6100NCCON-SY | Indoor Luminaires | Case Lighting | Vertical Refrigerated Case Luminaires | Standard | FALSE | [9 empty] | 42493 |  |  | No |  | 3.1 | 1146 | 92.3 | 12.4 | 6 | 0.996 | 4885 | 89
PZFCTSPF | GE Lighting Solutions | Immersion | ELV1S4850L-B with GEPS6100NCCON-SY | Indoor Luminaires | Case Lighting | Vertical Refrigerated Case Luminaires | Standard | FALSE | [9 empty] | 42493 |  |  | No |  | 3.1 | 915.1165 | 100 | 9.2 | 5.641 | 0.996 | 4885 | 89
PYJSRXWP | GE Lighting Solutions | Immersion | ELV1S4850R-B with GEPS6100NCCON-SY | Indoor Luminaires | Case Lighting | Vertical Refrigerated Case Luminaires | Standard | FALSE | [9 empty] | 42493 |  |  | No |  | 3.1 | 915.1165 | 100 | 9.2 | 5.641 | 0.996 | 4885 | 89
PTGQJYZV | GE Lighting Solutions | Immersion | ELV1S4850L-S with GEPS6100NCCON-SY | Indoor Luminaires | Case Lighting | Vertical Refrigerated Case Luminaires | Standard | FALSE | [9 empty] | 42493 |  |  | No |  | 3.1 | 915.1165 | 100 | 9.2 | 5.641 | 0.996 | 4885 | 89
PJ3GB2VU | GE Lighting Solutions | Immersion | ELV1S4850R-S with GEPS6100NCCON-SY | Indoor Luminaires | Case Lighting | Vertical Refrigerated Case Luminaires | Standard | FALSE | [9 empty] | 42493 |  |  | No |  | 3.1 | 915.1165 | 100 | 9.2 | 5.641 | 0.996 | 4885 | 89
PTE3VDGM | GE Lighting Solutions | Immersion | ELV1E6750C-S with GEPS6100NCCON-SY | Indoor Luminaires | Case Lighting | Vertical Refrigerated Case Luminaires | Standard | FALSE | [9 empty] | 42493 |  |  | No |  | 3.1 | 1378.9 | 114.8 | 12 | 5.906 | 0.996 | 4844 | 80.7
P9QPTEAV | GE Lighting Solutions | Immersion | ELV1E6750C-B with GEPS6100NCCON-SY | Indoor Luminaires | Case Lighting | Vertical Refrigerated Case Luminaires | Standard | FALSE | [9 empty] | 42493 |  |  | No |  | 3.1 | 1378.9 | 114.8 | 12 | 5.906 | 0.996 | 4844 | 80.7
P6VW7QTU | GE Lighting Solutions | Immersion | ELV1E6050C-B with GEPS6100NCCON-SY | Indoor Luminaires | Case Lighting | Vertical Refrigerated Case Luminaires | Standard | FALSE | [9 empty] | 42493 |  |  | No |  | 3.1 | 1402 | 116.5 | 12 | 5.906 | 0.996 | 4842 | 80
P4PYV22G | GE Lighting Solutions | Immersion | ELV1E6050C-S with GEPS6100NCCON-SY | Indoor Luminaires | Case Lighting | Vertical Refrigerated Case Luminaires | Standard | FALSE | [9 empty] | 42493 |  |  | No |  | 3.1 | 1402 | 116.5 | 12 | 5.906 | 0.996 | 4842 | 80
PHCFPN1C | GE Lighting Solutions | Immersion | ELV1E4850C-B with GEPS6100NCCON-SY | Indoor Luminaires | Case Lighting | Vertical Refrigerated Case Luminaires | Standard | FALSE | [9 empty] | 42493 |  |  | No |  | 3.1 | 1054 | 111.6 | 9.4 | 5.906 | 0.996 | 4825 | 80
P1NGVU4V | GE Lighting Solutions | Immersion | ELV1E4850C-S with GEPS6100NCCON-SY | Indoor Luminaires | Case Lighting | Vertical Refrigerated Case Luminaires | Standard | FALSE | [9 empty] | 42493 |  |  | No |  | 3.1 | 1054 | 111.6 | 9.4 | 5.906 | 0.996 | 4825 | 80
PUQ5RM1P | GE Lighting Solutions | Immersion | ELV1E6750R-S with GEPS6100NCCON-SY | Indoor Luminaires | Case Lighting | Vertical Refrigerated Case Luminaires | Standard | FALSE | [9 empty] | 42493 |  |  | No |  | 3.1 | 819.2609 | 106.1 | 7.7 | 5.641 | 0.996 | 4780 | 80
PT11134E | GE Lighting Solutions | Immersion | ELV1E6750L-S with GEPS6100NCCON-SY | Indoor Luminaires | Case Lighting | Vertical Refrigerated Case Luminaires | Standard | FALSE | [9 empty] | 42493 |  |  | No |  | 3.1 | 819.2609 | 106.1 | 7.7 | 5.641 | 0.996 | 4780 | 80
PH4MUECJ | GE Lighting Solutions | Immersion | ELV1E6750L-B with GEPS6100NCCON-SY | Indoor Luminaires | Case Lighting | Vertical Refrigerated Case Luminaires | Standard | FALSE | [9 empty] | 42493 |  |  | No |  | 3.1 | 819.2609 | 106.1 | 7.7 | 5.641 | 0.996 | 4780 | 80
P3DKKEMM | GE Lighting Solutions | Immersion | ELV1E6750R-B with GEPS6100NCCON-SY | Indoor Luminaires | Case Lighting | Vertical Refrigerated Case Luminaires | Standard | FALSE | [9 empty] | 42493 |  |  | No |  | 3.1 | 819.2609 | 106.1 | 7.7 | 5.641 | 0.996 | 4780 | 80
PXFAU61F | GE Lighting Solutions | Immersion | ELV1E4850R-S with GEPS6100NCCON-SY | Indoor Luminaires | Case Lighting | Vertical Refrigerated Case Luminaires | Standard | FALSE | [9 empty] | 42493 |  |  | No |  | 3.1 | 696.028 | 110.1 | 6.3 | 5.641 | 0.996 | 4780 | 80
PM3ZX9V7 | GE Lighting Solutions | Immersion | ELV1E4850L-S with GEPS6100NCCON-SY | Indoor Luminaires | Case Lighting | Vertical Refrigerated Case Luminaires | Standard | FALSE | [9 empty] | 42493 |  |  | No |  | 3.1 | 696.028 | 110.1 | 6.3 | 5.641 | 0.996 | 4780 | 80
PCF817PF | GE Lighting Solutions | Immersion | ELV1E4850R-B with GEPS6100NCCON-SY | Indoor Luminaires | Case Lighting | Vertical Refrigerated Case Luminaires | Standard | FALSE | [9 empty] | 42493 |  |  | No |  | 3.1 | 696.028 | 110.1 | 6.3 | 5.641 | 0.996 | 4780 | 80
P3BSP96Q | GE Lighting Solutions | Immersion | ELV1E4850L-B with GEPS6100NCCON-SY | Indoor Luminaires | Case Lighting | Vertical Refrigerated Case Luminaires | Standard | FALSE | [9 empty] | 42493 |  |  | No |  | 3.1 | 696.028 | 110.1 | 6.3 | 5.641 | 0.996 | 4780 | 80
PYUCH7UM | GE Lighting Solutions | Immersion | ELV1E6050R-B with GEPS6100NCCON-SY | Indoor Luminaires | Case Lighting | Vertical Refrigerated Case Luminaires | Standard | FALSE | [9 empty] | 42493 |  |  | No |  | 3.1 | 604 | 95.8 | 6.3 | 5.641 | 0.996 | 4780 | 80
PTNPPMPW | GE Lighting Solutions | Immersion | ELV1E6050L-S with GEPS6100NCCON-SY | Indoor Luminaires | Case Lighting | Vertical Refrigerated Case Luminaires | Standard | FALSE | [9 empty] | 42493 |  |  | No |  | 3.1 | 604 | 95.8 | 6.3 | 5.641 | 0.996 | 4780 | 80
PCYH2FNB | GE Lighting Solutions | Immersion | ELV1E6050R-S with GEPS6100NCCON-SY | Indoor Luminaires | Case Lighting | Vertical Refrigerated Case Luminaires | Standard | FALSE | [9 empty] | 42493 |  |  | No |  | 3.1 | 604 | 95.8 | 6.3 | 5.641 | 0.996 | 4780 | 80
P8MYGNKJ | GE Lighting Solutions | Immersion | ELV1E6050L-B with GEPS6100NCCON-SY | Indoor Luminaires | Case Lighting | Vertical Refrigerated Case Luminaires | Standard | FALSE | [9 empty] | 42493 |  |  | No |  | 3.1 | 604 | 95.8 | 6.3 | 5.641 | 0.996 | 4780 | 80
PRK4XQ5N | GE Lighting Solutions | Immersion | ELV1S6740C-B with GEPS6100NCCON-SY | Indoor Luminaires | Case Lighting | Vertical Refrigerated Case Luminaires | Standard | FALSE | [9 empty] | 42493 |  |  | No |  | 3.1 | 1924.0325 | 95 | 20.2 | 5.906 | 0.996 | 3931 | 90
PFG2VJX7 | GE Lighting Solutions | Immersion | ELV1S6740C-S with GEPS6100NCCON-SY | Indoor Luminaires | Case Lighting | Vertical Refrigerated Case Luminaires | Standard | FALSE | [9 empty] | 42493 |  |  | No |  | 3.1 | 1924.0325 | 95 | 20.2 | 5.906 | 0.996 | 3931 | 90
PF76AVVU | GE Lighting Solutions | Immersion | ELV1S4840C-B with GEPS6100NCCON-SY | Indoor Luminaires | Case Lighting | Vertical Refrigerated Case Luminaires | Standard | FALSE | [9 empty] | 42493 |  |  | No |  | 3.1 | 1556.5645 | 99.3 | 15.67 | 5.906 | 0.996 | 3931 | 90
PESGA64Y | GE Lighting Solutions | Immersion | ELV1S4840C-S with GEPS6100NCCON-SY | Indoor Luminaires | Case Lighting | Vertical Refrigerated Case Luminaires | Standard | FALSE | [9 empty] | 42493 |  |  | No |  | 3.1 | 1556.5645 | 99.3 | 15.67 | 5.906 | 0.996 | 3931 | 90
PU1J3AS3 | GE Lighting Solutions | Immersion | ELV1S6040C-B with GEPS6100NCCON-SY | Indoor Luminaires | Case Lighting | Vertical Refrigerated Case Luminaires | Standard | FALSE | [9 empty] | 42493 |  |  | No |  | 3.1 | 1922 | 98.4 | 19.523 | 5.2 | 0.997 | 3931 | 90
PNHT6BSE | GE Lighting Solutions | Immersion | ELV1S6040C-S with GEPS6100NCCON-SY | Indoor Luminaires | Case Lighting | Vertical Refrigerated Case Luminaires | Standard | FALSE | [9 empty] | 42493 |  |  | No |  | 3.1 | 1922 | 98.4 | 19.523 | 5.2 | 0.997 | 3931 | 90
PUHP8ADV | GE Lighting Solutions | Immersion | ELV1S6740L-B with GEPS6100NCCON-SY | Indoor Luminaires | Case Lighting | Vertical Refrigerated Case Luminaires | Standard | FALSE | [9 empty] | 42493 |  |  | No |  | 3.1 | 1121.835 | 91.4 | 12.3 | 5.641 | 0.996 | 3897 | 90
PT4Z6A4N | GE Lighting Solutions | Immersion | ELV1S6740L-S with GEPS6100NCCON-SY | Indoor Luminaires | Case Lighting | Vertical Refrigerated Case Luminaires | Standard | FALSE | [9 empty] | 42493 |  |  | No |  | 3.1 | 1121.835 | 91.4 | 12.3 | 5.641 | 0.996 | 3897 | 90
PT3RZX7D | GE Lighting Solutions | Immersion | ELV1S6740R-B with GEPS6100NCCON-SY | Indoor Luminaires | Case Lighting | Vertical Refrigerated Case Luminaires | Standard | FALSE | [9 empty] | 42493 |  |  | No |  | 3.1 | 1121.835 | 91.4 | 12.3 | 5.641 | 0.996 | 3897 | 90
PFJ2B215 | GE Lighting Solutions | Immersion | ELV1S6740R-S with GEPS6100NCCON-SY | Indoor Luminaires | Case Lighting | Vertical Refrigerated Case Luminaires | Standard | FALSE | [9 empty] | 42493 |  |  | No |  | 3.1 | 1121.835 | 91.4 | 12.3 | 5.641 | 0.996 | 3897 | 90
PZQK1RV8 | GE Lighting Solutions | Immersion | ELV1S6040R-S with GEPS6100NCCON-SY | Indoor Luminaires | Case Lighting | Vertical Refrigerated Case Luminaires | Standard | FALSE | [9 empty] | 42493 |  |  | No |  | 3.1 | 1078 | 88 | 12.25 | 5.641 | 0.996 | 3897 | 90
PBFPTUHS | GE Lighting Solutions | Immersion | ELV1S6040R-B with GEPS6100NCCON-SY | Indoor Luminaires | Case Lighting | Vertical Refrigerated Case Luminaires | Standard | FALSE | [9 empty] | 42493 |  |  | No |  | 3.1 | 1078 | 88 | 12.25 | 5.641 | 0.996 | 3897 | 90
PAD2J6RV | GE Lighting Solutions | Immersion | ELV1S6040L-B with GEPS6100NCCON-SY | Indoor Luminaires | Case Lighting | Vertical Refrigerated Case Luminaires | Standard | FALSE | [9 empty] | 42493 |  |  | No |  | 3.1 | 1078 | 88 | 12.25 | 5.641 | 0.996 | 3897 | 90
P883ACGG | GE Lighting Solutions | Immersion | ELV1S6040L-S with GEPS6100NCCON-SY | Indoor Luminaires | Case Lighting | Vertical Refrigerated Case Luminaires | Standard | FALSE | [9 empty] | 42493 |  |  | No |  | 3.1 | 1078 | 88 | 12.25 | 5.641 | 0.996 | 3897 | 90
PY6K4VTH | GE Lighting Solutions | Immersion | ELV1S4840R-S with GEPS6100NCCON-SY | Indoor Luminaires | Case Lighting | Vertical Refrigerated Case Luminaires | Standard | FALSE | [9 empty] | 42493 |  |  | No |  | 3.1 | 860.8164 | 94 | 9.2 | 5.641 | 0.996 | 3897 | 90
PP39QCCX | GE Lighting Solutions | Immersion | ELV1S4840R-B with GEPS6100NCCON-SY | Indoor Luminaires | Case Lighting | Vertical Refrigerated Case Luminaires | Standard | FALSE | [9 empty] | 42493 |  |  | No |  | 3.1 | 860.8164 | 94 | 9.2 | 5.641 | 0.996 | 3897 | 90
PH6TBRZY | GE Lighting Solutions | Immersion | ELV1S4840L-B with GEPS6100NCCON-SY | Indoor Luminaires | Case Lighting | Vertical Refrigerated Case Luminaires | Standard | FALSE | [9 empty] | 42493 |  |  | No |  | 3.1 | 860.8164 | 94 | 9.2 | 5.641 | 0.996 | 3897 | 90
P3KEP4KE | GE Lighting Solutions | Immersion | ELV1S4840L-S with GEPS6100NCCON-SY | Indoor Luminaires | Case Lighting | Vertical Refrigerated Case Luminaires | Standard | FALSE | [9 empty] | 42493 |  |  | No |  | 3.1 | 860.8164 | 94 | 9.2 | 5.641 | 0.996 | 3897 | 90
PM19Z1AY | GE Lighting Solutions | Immersion | ELV1E6740C-B with GEPS6100NCCON-SY | Indoor Luminaires | Case Lighting | Vertical Refrigerated Case Luminaires | Standard | FALSE | [9 empty] | 42493 |  |  | No |  | 3.1 | 1306.2102 | 108.8 | 12 | 5.906 | 0.996 | 3831 | 81
P8E2ZZUP | GE Lighting Solutions | Immersion | ELV1E6740C-S with GEPS6100NCCON-SY | Indoor Luminaires | Case Lighting | Vertical Refrigerated Case Luminaires | Standard | FALSE | [9 empty] | 42493 |  |  | No |  | 3.1 | 1306.2102 | 108.8 | 12 | 5.906 | 0.996 | 3831 | 81
PYRCK21K | GE Lighting Solutions | Immersion | ELV1E6040C-B with GEPS6100NCCON-SY | Indoor Luminaires | Case Lighting | Vertical Refrigerated Case Luminaires | Standard | FALSE | [9 empty] | 42493 |  |  | No |  | 3.1 | 1281 | 106.7 | 12 | 5.906 | 0.996 | 3831 | 81
PVC2Z9W1 | GE Lighting Solutions | Immersion | ELV1E6040C-S with GEPS6100NCCON-SY | Indoor Luminaires | Case Lighting | Vertical Refrigerated Case Luminaires | Standard | FALSE | [9 empty] | 42493 |  |  | No |  | 3.1 | 1281 | 106.7 | 12 | 5.906 | 0.996 | 3831 | 81
PZYFUVW2 | GE Lighting Solutions | Immersion | ELV1E4840C-S with GEPS6100NCCON-SY | Indoor Luminaires | Case Lighting | Vertical Refrigerated Case Luminaires | Standard | FALSE | [9 empty] | 42493 |  |  | No |  | 3.1 | 966 | 102.5 | 9.4 | 5.906 | 0.996 | 3818 | 81
PSPDEHH8 | GE Lighting Solutions | Immersion | ELV1E4840C-B with GEPS6100NCCON-SY | Indoor Luminaires | Case Lighting | Vertical Refrigerated Case Luminaires | Standard | FALSE | [9 empty] | 42493 |  |  | No |  | 3.1 | 966 | 102.5 | 9.4 | 5.906 | 0.996 | 3818 | 81
PWAEH6YF | GE Lighting Solutions | Immersion | ELV1E6740L-S with GEPS6100NCCON-SY | Indoor Luminaires | Case Lighting | Vertical Refrigerated Case Luminaires | Standard | FALSE | [9 empty] | 42493 |  |  | No |  | 3.1 | 756.8669 | 98.1 | 7.7 | 5.641 | 0.996 | 3803 | 81
PK2M81P3 | GE Lighting Solutions | Immersion | ELV1E6740R-B with GEPS6100NCCON-SY | Indoor Luminaires | Case Lighting | Vertical Refrigerated Case Luminaires | Standard | FALSE | [9 empty] | 42493 |  |  | No |  | 3.1 | 756.8669 | 98.1 | 7.7 | 5.641 | 0.996 | 3803 | 81
PDHADAME | GE Lighting Solutions | Immersion | ELV1E6740R-S with GEPS6100NCCON-SY | Indoor Luminaires | Case Lighting | Vertical Refrigerated Case Luminaires | Standard | FALSE | [9 empty] | 42493 |  |  | No |  | 3.1 | 756.8669 | 98.1 | 7.7 | 5.641 | 0.996 | 3803 | 81
P4H9G8Y9 | GE Lighting Solutions | Immersion | ELV1E6740L-B with GEPS6100NCCON-SY | Indoor Luminaires | Case Lighting | Vertical Refrigerated Case Luminaires | Standard | FALSE | [9 empty] | 42493 |  |  | No |  | 3.1 | 756.8669 | 98.1 | 7.7 | 5.641 | 0.996 | 3803 | 81
PWRQXS49 | GE Lighting Solutions | Immersion | ELV1E4840L-S with GEPS6100NCCON-SY | Indoor Luminaires | Case Lighting | Vertical Refrigerated Case Luminaires | Standard | FALSE | [9 empty] | 42493 |  |  | No |  | 3.1 | 643.0193 | 101.7 | 6.3 | 5.641 | 0.996 | 3803 | 81
PQZR7SV6 | GE Lighting Solutions | Immersion | ELV1E4840R-B with GEPS6100NCCON-SY | Indoor Luminaires | Case Lighting | Vertical Refrigerated Case Luminaires | Standard | FALSE | [9 empty] | 42493 |  |  | No |  | 3.1 | 643.0193 | 101.7 | 6.3 | 5.641 | 0.996 | 3803 | 81
PFPMR7TN | GE Lighting Solutions | Immersion | ELV1E4840R-S with GEPS6100NCCON-SY | Indoor Luminaires | Case Lighting | Vertical Refrigerated Case Luminaires | Standard | FALSE | [9 empty] | 42493 |  |  | No |  | 3.1 | 643.0193 | 101.7 | 6.3 | 5.641 | 0.996 | 3803 | 81
PABP5Z8A | GE Lighting Solutions | Immersion | ELV1E4840L-B with GEPS6100NCCON-SY | Indoor Luminaires | Case Lighting | Vertical Refrigerated Case Luminaires | Standard | FALSE | [9 empty] | 42493 |  |  | No |  | 3.1 | 643.0193 | 101.7 | 6.3 | 5.641 | 0.996 | 3803 | 81
PX16CF1C | GE Lighting Solutions | Immersion | ELV1E6040L-S with GEPS6100NCCON-SY | Indoor Luminaires | Case Lighting | Vertical Refrigerated Case Luminaires | Standard | FALSE | [9 empty] | 42493 |  |  | No |  | 3.1 | 558 | 88.7 | 6.3 | 5.641 | 0.996 | 3803 | 81
PS24TW31 | GE Lighting Solutions | Immersion | ELV1E6040R-S with GEPS6100NCCON-SY | Indoor Luminaires | Case Lighting | Vertical Refrigerated Case Luminaires | Standard | FALSE | [9 empty] | 42493 |  |  | No |  | 3.1 | 558 | 88.7 | 6.3 | 5.641 | 0.996 | 3803 | 81
PM63KRQG | GE Lighting Solutions | Immersion | ELV1E6040R-B with GEPS6100NCCON-SY | Indoor Luminaires | Case Lighting | Vertical Refrigerated Case Luminaires | Standard | FALSE | [9 empty] | 42493 |  |  | No |  | 3.1 | 558 | 88.7 | 6.3 | 5.641 | 0.996 | 3803 | 81
PC2P142P | GE Lighting Solutions | Immersion | ELV1E6040L-B with GEPS6100NCCON-SY | Indoor Luminaires | Case Lighting | Vertical Refrigerated Case Luminaires | Standard | FALSE | [9 empty] | 42493 |  |  | No |  | 3.1 | 558 | 88.7 | 6.3 | 5.641 | 0.996 | 3803 | 81
PNRX6JWK | GE Lighting Solutions | Immersion | ELV1E6735C-S with GEPS6100NCCON-SY | Indoor Luminaires | Case Lighting | Vertical Refrigerated Case Luminaires | Standard | FALSE | [9 empty] | 42493 |  |  | No |  | 3.1 | 1293.4 | 107.7 | 12 | 5.906 | 0.996 | 3575 | 82.1
PJXFYHQU | GE Lighting Solutions | Immersion | ELV1E6735C-B with GEPS6100NCCON-SY | Indoor Luminaires | Case Lighting | Vertical Refrigerated Case Luminaires | Standard | FALSE | [9 empty] | 42493 |  |  | No |  | 3.1 | 1293.4 | 107.7 | 12 | 5.906 | 0.996 | 3575 | 82.1
PHZQVSSH | GE Lighting Solutions | Immersion | ELV1E6035C-B with GEPS6100NCCON-SY | Indoor Luminaires | Case Lighting | Vertical Refrigerated Case Luminaires | Standard | FALSE | [9 empty] | 42493 |  |  | No |  | 3.1 | 1225 | 101.9 | 12 | 5.906 | 0.996 | 3574 | 82
PHQHBSR5 | GE Lighting Solutions | Immersion | ELV1E6035C-S with GEPS6100NCCON-SY | Indoor Luminaires | Case Lighting | Vertical Refrigerated Case Luminaires | Standard | FALSE | [9 empty] | 42493 |  |  | No |  | 3.1 | 1225 | 101.9 | 12 | 5.906 | 0.996 | 3574 | 82
PQ5HZ8EB | GE Lighting Solutions | Immersion | ELV1E4835C-B with GEPS6100NCCON-SY | Indoor Luminaires | Case Lighting | Vertical Refrigerated Case Luminaires | Standard | FALSE | [9 empty] | 42493 |  |  | No |  | 3.1 | 1067 | 112.9 | 9.5 | 5.906 | 0.996 | 3569 | 82
P1T6UMY8 | GE Lighting Solutions | Immersion | ELV1E4835C-S with GEPS6100NCCON-SY | Indoor Luminaires | Case Lighting | Vertical Refrigerated Case Luminaires | Standard | FALSE | [9 empty] | 42493 |  |  | No |  | 3.1 | 1067 | 112.9 | 9.5 | 5.906 | 0.996 | 3569 | 82
PTAEQMSS | GE Lighting Solutions | Immersion | ELV1E6735R-B with GEPS6100NCCON-SY | Indoor Luminaires | Case Lighting | Vertical Refrigerated Case Luminaires | Standard | FALSE | [9 empty] | 42493 |  |  | No |  | 3.1 | 774.5 | 100.3 | 7.7 | 5.641 | 0.996 | 3548 | 82.1
PKU5EBJK | GE Lighting Solutions | Immersion | ELV1E6735L-S with GEPS6100NCCON-SY | Indoor Luminaires | Case Lighting | Vertical Refrigerated Case Luminaires | Standard | FALSE | [9 empty] | 42493 |  |  | No |  | 3.1 | 774.5 | 100.3 | 7.7 | 5.641 | 0.996 | 3548 | 82.1
PD3PCQ9Z | GE Lighting Solutions | Immersion | ELV1E6735R-S with GEPS6100NCCON-SY | Indoor Luminaires | Case Lighting | Vertical Refrigerated Case Luminaires | Standard | FALSE | [9 empty] | 42493 |  |  | No |  | 3.1 | 774.5 | 100.3 | 7.7 | 5.641 | 0.996 | 3548 | 82.1
P2H8UQ4J | GE Lighting Solutions | Immersion | ELV1E6735L-B with GEPS6100NCCON-SY | Indoor Luminaires | Case Lighting | Vertical Refrigerated Case Luminaires | Standard | FALSE | [9 empty] | 42493 |  |  | No |  | 3.1 | 774.5 | 100.3 | 7.7 | 5.641 | 0.996 | 3548 | 82.1
PTRPV51J | GE Lighting Solutions | Immersion | ELV1E6035R-B with GEPS6100NCCON-SY | Indoor Luminaires | Case Lighting | Vertical Refrigerated Case Luminaires | Standard | FALSE | [9 empty] | 42493 |  |  | No |  | 3.1 | 571 | 90.4 | 6.3 | 5.641 | 0.996 | 3548 | 82
PM4C8W72 | GE Lighting Solutions | Immersion | ELV1E6035R-S with GEPS6100NCCON-SY | Indoor Luminaires | Case Lighting | Vertical Refrigerated Case Luminaires | Standard | FALSE | [9 empty] | 42493 |  |  | No |  | 3.1 | 571 | 90.4 | 6.3 | 5.641 | 0.996 | 3548 | 82
PHZH1PDN | GE Lighting Solutions | Immersion | ELV1E6035L-B with GEPS6100NCCON-SY | Indoor Luminaires | Case Lighting | Vertical Refrigerated Case Luminaires | Standard | FALSE | [9 empty] | 42493 |  |  | No |  | 3.1 | 571 | 90.4 | 6.3 | 5.641 | 0.996 | 3548 | 82
P1919JCY | GE Lighting Solutions | Immersion | ELV1E6035L-S with GEPS6100NCCON-SY | Indoor Luminaires | Case Lighting | Vertical Refrigerated Case Luminaires | Standard | FALSE | [9 empty] | 42493 |  |  | No |  | 3.1 | 571 | 90.4 | 6.3 | 5.641 | 0.996 | 3548 | 82
PTHSE546 | GE Lighting Solutions | Immersion | ELV1E4835L-B with GEPS6100NCCON-SY | Indoor Luminaires | Case Lighting | Vertical Refrigerated Case Luminaires | Standard | FALSE | [9 empty] | 42493 |  |  | No |  | 3.1 | 658 | 104.1 | 6.3 | 5.641 | 0.996 | 3544 | 82
PQZV5H51 | GE Lighting Solutions | Immersion | ELV1E4835R-S with GEPS6100NCCON-SY | Indoor Luminaires | Case Lighting | Vertical Refrigerated Case Luminaires | Standard | FALSE | [9 empty] | 42493 |  |  | No |  | 3.1 | 658 | 104.1 | 6.3 | 5.641 | 0.996 | 3544 | 82
PMRSQXQ1 | GE Lighting Solutions | Immersion | ELV1E4835R-B with GEPS6100NCCON-SY | Indoor Luminaires | Case Lighting | Vertical Refrigerated Case Luminaires | Standard | FALSE | [9 empty] | 42493 |  |  | No |  | 3.1 | 658 | 104.1 | 6.3 | 5.641 | 0.996 | 3544 | 82
PH3JEKPM | GE Lighting Solutions | Immersion | ELV1E4835L-S with GEPS6100NCCON-SY | Indoor Luminaires | Case Lighting | Vertical Refrigerated Case Luminaires | Standard | FALSE | [9 empty] | 42493 |  |  | No |  | 3.1 | 658 | 104.1 | 6.3 | 5.641 | 0.996 | 3544 | 82
PXQCNMP6 | GE Lighting Solutions | Immersion | ELV1S6035C-B with GEPS6100NCCON-SY | Indoor Luminaires | Case Lighting | Vertical Refrigerated Case Luminaires | Standard | FALSE | [9 empty] | 42493 |  |  | No |  | 3.1 | 1909.2 | 97.8 | 19.523 | 5.2 | 0.997 | 3529 | 90
PGXYTTUG | GE Lighting Solutions | Immersion | ELV1S4835C-B with GEPS6100NCCON-SY | Indoor Luminaires | Case Lighting | Vertical Refrigerated Case Luminaires | Standard | FALSE | [9 empty] | 42493 |  |  | No |  | 3.1 | 1519 | 96.9 | 15.67 | 5.906 | 0.996 | 3524 | 90
PBKETSXB | GE Lighting Solutions | Immersion | ELV1S4835C-S with GEPS6100NCCON-SY | Indoor Luminaires | Case Lighting | Vertical Refrigerated Case Luminaires | Standard | FALSE | [9 empty] | 42493 |  |  | No |  | 3.1 | 1519 | 96.9 | 15.67 | 5.906 | 0.996 | 3524 | 90
PY56PD48 | GE Lighting Solutions | Immersion | ELV1S6735C-S with GEPS6100NCCON-SY | Indoor Luminaires | Case Lighting | Vertical Refrigerated Case Luminaires | Standard | FALSE | [9 empty] | 42493 |  |  | No |  | 3.1 | 1877.6 | 93.2 | 20.1 | 5.906 | 0.996 | 3520 | 90.3
PU1NKYTV | GE Lighting Solutions | Immersion | ELV1S6735C-B with GEPS6100NCCON-SY | Indoor Luminaires | Case Lighting | Vertical Refrigerated Case Luminaires | Standard | FALSE | [9 empty] | 42493 |  |  | No |  | 3.1 | 1877.6 | 93.2 | 20.1 | 5.906 | 0.996 | 3520 | 90.3
PZC22AD8 | GE Lighting Solutions | Immersion | ELV1S6035L-B with GEPS6100NCCON-SY | Indoor Luminaires | Case Lighting | Vertical Refrigerated Case Luminaires | Standard | FALSE | [9 empty] | 42493 |  |  | No |  | 3.1 | 1076.3 | 86.8 | 12.4 | 6 | 0.996 | 3506 | 90
PA2NMTC4 | GE Lighting Solutions | Immersion | ELV1S6035R-B with GEPS6100NCCON-SY | Indoor Luminaires | Case Lighting | Vertical Refrigerated Case Luminaires | Standard | FALSE | [9 empty] | 42493 |  |  | No |  | 3.1 | 1076.3 | 86.8 | 12.4 | 6 | 0.996 | 3506 | 90
P1GKCEBE | GE Lighting Solutions | Immersion | ELV1S6035R-S with GEPS6100NCCON-SY | Indoor Luminaires | Case Lighting | Vertical Refrigerated Case Luminaires | Standard | FALSE | [9 empty] | 42493 |  |  | No |  | 3.1 | 1076.3 | 86.8 | 12.4 | 6 | 0.996 | 3506 | 90
PQEKJTRH | GE Lighting Solutions | Immersion | ELV1S4835R-S with GEPS6100NCCON-SY | Indoor Luminaires | Case Lighting | Vertical Refrigerated Case Luminaires | Standard | FALSE | [9 empty] | 42493 |  |  | No |  | 3.1 | 869 | 94.9 | 9.2 | 5.641 | 0.996 | 3494 | 90
PPAMSN3T | GE Lighting Solutions | Immersion | ELV1S4835L-B with GEPS6100NCCON-SY | Indoor Luminaires | Case Lighting | Vertical Refrigerated Case Luminaires | Standard | FALSE | [9 empty] | 42493 |  |  | No |  | 3.1 | 869 | 94.9 | 9.2 | 5.641 | 0.996 | 3494 | 90
PGVUKBF5 | GE Lighting Solutions | Immersion | ELV1S4835R-B with GEPS6100NCCON-SY | Indoor Luminaires | Case Lighting | Vertical Refrigerated Case Luminaires | Standard | FALSE | [9 empty] | 42493 |  |  | No |  | 3.1 | 869 | 94.9 | 9.2 | 5.641 | 0.996 | 3494 | 90
P4D2ZM5U | GE Lighting Solutions | Immersion | ELV1S4835L-S with GEPS6100NCCON-SY | Indoor Luminaires | Case Lighting | Vertical Refrigerated Case Luminaires | Standard | FALSE | [9 empty] | 42493 |  |  | No |  | 3.1 | 869 | 94.9 | 9.2 | 5.641 | 0.996 | 3494 | 90
PYVJ8XEB | GE Lighting Solutions | Immersion | ELV1S6735R-B with GEPS6100NCCON-SY | Indoor Luminaires | Case Lighting | Vertical Refrigerated Case Luminaires | Standard | FALSE | [9 empty] | 42493 |  |  | No |  | 3.1 | 1132.5 | 92.3 | 12.3 | 5.641 | 0.996 | 3489 | 90.3
PTNUSU4V | GE Lighting Solutions | Immersion | ELV1S6735L-B with GEPS6100NCCON-SY | Indoor Luminaires | Case Lighting | Vertical Refrigerated Case Luminaires | Standard | FALSE | [9 empty] | 42493 |  |  | No |  | 3.1 | 1132.5 | 92.3 | 12.3 | 5.641 | 0.996 | 3489 | 90.3
PSU3V4H9 | GE Lighting Solutions | Immersion | ELV1S6735R-S with GEPS6100NCCON-SY | Indoor Luminaires | Case Lighting | Vertical Refrigerated Case Luminaires | Standard | FALSE | [9 empty] | 42493 |  |  | No |  | 3.1 | 1132.5 | 92.3 | 12.3 | 5.641 | 0.996 | 3489 | 90.3
P2QTT81W | GE Lighting Solutions | Immersion | ELV1S6735L-S with GEPS6100NCCON-SY | Indoor Luminaires | Case Lighting | Vertical Refrigerated Case Luminaires | Standard | FALSE | [9 empty] | 42493 |  |  | No |  | 3.1 | 1132.5 | 92.3 | 12.3 | 5.641 | 0.996 | 3489 | 90.3
PH8YRSJD | ITC Inc. | Elio | 690553.36.40.24-WX-CL | Indoor Luminaires | Case Lighting | Vertical Refrigerated Case Luminaires | Standard | TRUE | 608.3 | 48.52 | 12.54 | 14.23 | 0.934 | 4046 | 86.7 | 5 | 50000 | 42492 |  |  | No |  | 3.1 | 608.3 | 48.52 | 12.54 | 14.23 | 0.934 | 4046 | 94.6
PCGFNM5D | ITC Inc. | Elio | 690553.36.40.24-WX-CL | Indoor Luminaires | Case Lighting | Horizontal Refrigerated Case Luminaires | Standard | TRUE | 608.3 | 48.52 | 12.54 | 14.23 | 0.934 | 4046 | 86.7 | 5 | 50000 | 42492 |  |  | No |  | 3.1 | 608.3 | 48.52 | 12.54 | 14.23 | 0.934 | 4046 | 94.6
PEHFW4YZ | ITC Inc. | Elio | 690471.36.40.24 | Indoor Luminaires | Case Lighting | Horizontal Refrigerated Case Luminaires | Standard | FALSE | [9 empty] | 42492 | Not Dimmable | Not Dimmable | No |  | 3.1 | 1107 | 48.86 | 22.66 | 9.87 | 0.976 | 4060 | 96.5
PCB7CWMN | ITC Inc. | Elio | 690471.36.40.24 | Indoor Luminaires | Case Lighting | Vertical Refrigerated Case Luminaires | Standard | FALSE | [9 empty] | 42492 | Not Dimmable | Not Dimmable | No |  | 3.1 | 1107 | 48.86 | 22.66 | 9.87 | 0.976 | 4060 | 96.5
PZF3YR6E | ITC Inc. | Elio | 690553.72.40.24-WX-CL | Indoor Luminaires | Case Lighting | Horizontal Refrigerated Case Luminaires | Standard | FALSE | [9 empty] | 42492 | Not Dimmable | Not Dimmable | No |  | 3.1 | 1499 | 51.77 | 27.99 | 8.68 | 0.982 | 4045 | 94.3
P4PB7B34 | ITC Inc. | Elio | 690553.72.40.24-WX-CL | Indoor Luminaires | Case Lighting | Vertical Refrigerated Case Luminaires | Standard | FALSE | [9 empty] | 42492 | Not Dimmable | Not Dimmable | No |  | 3.1 | 1499 | 51.77 | 27.99 | 8.68 | 0.982 | 4045 | 94.3
PUKVXE3W | ITC Inc. | Elio | 690451.36.40.24 | Indoor Luminaires | Case Lighting | Horizontal Refrigerated Case Luminaires | Standard | FALSE | [9 empty] | 42492 | Not Dimmable | Not Dimmable | No |  | 3.1 | 833.2 | 51.81 | 16.08 | 12.29 | 0.958 | 4043 | 95.7
P5NC2ZTE | ITC Inc. | Elio | 690451.36.40.24 | Indoor Luminaires | Case Lighting | Vertical Refrigerated Case Luminaires | Standard | FALSE | [9 empty] | 42492 | Not Dimmable | Not Dimmable | No |  | 3.1 | 833.2 | 51.81 | 16.08 | 12.29 | 0.958 | 4043 | 95.7
PJH7WUDG | ITC Inc. | Elio | 690451.48.40.24 | Indoor Luminaires | Case Lighting | Horizontal Refrigerated Case Luminaires | Standard | FALSE | [9 empty] | 42492 | Not Dimmable | Not Dimmable | No |  | 3.1 | 1190 | 51.74 | 23 | 9.81 | 0.976 | 4043 | 95.7
P7HYSQH3 | ITC Inc. | Elio | 690451.48.40.24 | Indoor Luminaires | Case Lighting | Vertical Refrigerated Case Luminaires | Standard | FALSE | [9 empty] | 42492 | Not Dimmable | Not Dimmable | No |  | 3.1 | 1190 | 51.74 | 23 | 9.81 | 0.976 | 4043 | 95.7
PQ6NU5T7 | ITC Inc. | Elio | 690451.60.40.24 | Indoor Luminaires | Case Lighting | Horizontal Refrigerated Case Luminaires | Standard | FALSE | [9 empty] | 42492 | Not Dimmable | Not Dimmable | No |  | 3.1 | 1428 | 51.74 | 27.6 | 8.74 | 0.98 | 4043 | 95.7
PE9KJS8Y | ITC Inc. | Elio | 690451.60.40.24 | Indoor Luminaires | Case Lighting | Vertical Refrigerated Case Luminaires | Standard | FALSE | [9 empty] | 42492 | Not Dimmable | Not Dimmable | No |  | 3.1 | 1428 | 51.74 | 27.6 | 8.74 | 0.98 | 4043 | 95.7
P5VP4SMZ | ITC Inc. | Elio | 690451.72.40.24 | Indoor Luminaires | Case Lighting | Horizontal Refrigerated Case Luminaires | Standard | FALSE | [9 empty] | 42492 | Not Dimmable | Not Dimmable | No |  | 3.1 | 1785 | 51.74 | 34.5 | 7.72 | 0.986 | 4043 | 95.7
P4TYZ3SM | ITC Inc. | Elio | 690451.72.40.24 | Indoor Luminaires | Case Lighting | Vertical Refrigerated Case Luminaires | Standard | FALSE | [9 empty] | 42492 | Not Dimmable | Not Dimmable | No |  | 3.1 | 1785 | 51.74 | 34.5 | 7.72 | 0.986 | 4043 | 95.7
PYAEJSNG | ITC Inc. | Elio | 690553.48.40.24-WX-CL | Indoor Luminaires | Case Lighting | Horizontal Refrigerated Case Luminaires | Standard | FALSE | [9 empty] | 42492 | Not Dimmable | Not Dimmable | No |  | 3.1 | 943 | 49.6 | 18.99 | 10.72 | 0.966 | 4042 | 94.4
PDAPT15D | ITC Inc. | Elio | 690553.48.40.24-WX-CL | Indoor Luminaires | Case Lighting | Vertical Refrigerated Case Luminaires | Standard | FALSE | [9 empty] | 42492 | Not Dimmable | Not Dimmable | No |  | 3.1 | 943 | 49.6 | 18.99 | 10.72 | 0.966 | 4042 | 94.4
PJBVWQTZ | ITC Inc. | Elio | 690553.60.40.24-WX-CL | Indoor Luminaires | Case Lighting | Horizontal Refrigerated Case Luminaires | Standard | FALSE | [9 empty] | 42492 | Not Dimmable | Not Dimmable | No |  | 3.1 | 1154 | 48.56 | 23.76 | 9.57 | 0.978 | 4042 | 94.4
PFG3Q86B | ITC Inc. | Elio | 690553.60.40.24-WX-CL | Indoor Luminaires | Case Lighting | Vertical Refrigerated Case Luminaires | Standard | FALSE | [9 empty] | 42492 | Not Dimmable | Not Dimmable | No |  | 3.1 | 1154 | 48.56 | 23.76 | 9.57 | 0.978 | 4042 | 94.4
PG1P47R7 | ITC Inc. | Elio | 690651.36.40.24 | Indoor Luminaires | Case Lighting | Vertical Refrigerated Case Luminaires | Standard | FALSE | [9 empty] | 42492 | Not Dimmable | Not Dimmable | No |  | 3.1 | 846.5 | 50.45 | 16.78 | 12.16 | 0.916 | 4027 | 94.7
PA191QSM | ITC Inc. | Elio | 690651.36.40.24 | Indoor Luminaires | Case Lighting | Horizontal Refrigerated Case Luminaires | Standard | FALSE | [9 empty] | 42492 | Not Dimmable | Not Dimmable | No |  | 3.1 | 846.5 | 50.45 | 16.78 | 12.16 | 0.916 | 4027 | 94.7
PZFGUY3F | ITC Inc. | Elio | 690651.48.40.24 | Indoor Luminaires | Case Lighting | Horizontal Refrigerated Case Luminaires | Standard | FALSE | [9 empty] | 42492 | Not Dimmable | Not Dimmable | No |  | 3.1 | 1181 | 50.36 | 23.45 | 9.65 | 0.977 | 4027 | 94.7
PAX39ZUZ | ITC Inc. | Elio | 690651.48.40.24 | Indoor Luminaires | Case Lighting | Vertical Refrigerated Case Luminaires | Standard | FALSE | [9 empty] | 42492 | Not Dimmable | Not Dimmable | No |  | 3.1 | 1181 | 50.36 | 23.45 | 9.65 | 0.977 | 4027 | 94.7
PVHV99S6 | ITC Inc. | Elio | 690651.60.40.24 | Indoor Luminaires | Case Lighting | Horizontal Refrigerated Case Luminaires | Standard | FALSE | [9 empty] | 42492 | Not Dimmable | Not Dimmable | No |  | 3.1 | 1498 | 50.27 | 29.8 | 8.26 | 0.982 | 4027 | 94.7
PTKFBWG7 | ITC Inc. | Elio | 690651.60.40.24 | Indoor Luminaires | Case Lighting | Vertical Refrigerated Case Luminaires | Standard | FALSE | [9 empty] | 42492 | Not Dimmable | Not Dimmable | No |  | 3.1 | 1498 | 50.27 | 29.8 | 8.26 | 0.982 | 4027 | 94.7
PGWAQFAP | ITC Inc. | Elio | 690651.72.40.24 | Indoor Luminaires | Case Lighting | Horizontal Refrigerated Case Luminaires | Standard | FALSE | [9 empty] | 42492 | Not Dimmable | Not Dimmable | No |  | 3.1 | 1701 | 50.32 | 33.82 | 7.79 | 0.986 | 4027 | 94.7
P4EYYRMP | ITC Inc. | Elio | 690651.72.40.24 | Indoor Luminaires | Case Lighting | Vertical Refrigerated Case Luminaires | Standard | FALSE | [9 empty] | 42492 | Not Dimmable | Not Dimmable | No |  | 3.1 | 1701 | 50.32 | 33.82 | 7.79 | 0.986 | 4027 | 94.7
PVWURRK7 | ITC Inc. | Elio | 690671.36.40.24 | Indoor Luminaires | Case Lighting | Vertical Refrigerated Case Luminaires | Standard | FALSE | [9 empty] | 42492 | Not Dimmable | Not Dimmable | No |  | 3.1 | 1190 | 50.72 | 23.74 | 9.75 | 0.976 | 3972 | 94.7
PBNY589Y | ITC Inc. | Elio | 690671.36.40.24 | Indoor Luminaires | Case Lighting | Horizontal Refrigerated Case Luminaires | Standard | FALSE | [9 empty] | 42492 | Not Dimmable | Not Dimmable | No |  | 3.1 | 1190 | 50.72 | 23.74 | 9.75 | 0.976 | 3972 | 94.7
PK9Z4QFE | ITC Inc. | Elio | 690671.72.40.24 | Indoor Luminaires | Case Lighting | Vertical Refrigerated Case Luminaires | Standard | FALSE | [9 empty] | 42492 | Not Dimmable | Not Dimmable | No |  | 3.1 | 2390 | 49.1 | 48.7 | 6.24 | 0.995 | 3960 | 95.8
PJETB66U | ITC Inc. | Elio | 690671.72.40.24 | Indoor Luminaires | Case Lighting | Horizontal Refrigerated Case Luminaires | Standard | FALSE | [9 empty] | 42492 | Not Dimmable | Not Dimmable | No |  | 3.1 | 2390 | 49.1 | 48.7 | 6.24 | 0.995 | 3960 | 95.8
PU986TK7 | GE Lighting Solutions | Immersion | ELV1S6040L-S | Indoor Luminaires | Case Lighting | Vertical Refrigerated Case Luminaires | Standard | TRUE | 1078 | 87 | 12.38 | 8.17 | 0.98 | 3897 | 90 | 5 | 50000 | 42486 |  |  | No | Qualified with GEPS6500NCMUL-SY driver | 3.1 | 1078 | 87 | 12.38 | 8.17 | 0.98 | 3897 | 90
PFMZWP5Y | GE Lighting Solutions | Immersion | ELV1E6040L-S | Indoor Luminaires | Case Lighting | Vertical Refrigerated Case Luminaires | Standard | TRUE | 558 | 88 | 6.36 | 9.28 | 0.97 | 3803 | 81 | 5 | 50000 | 42486 |  |  | No | Qualified with GEPS6500NCMUL-SY driver | 3.1 | 558 | 88 | 6.36 | 9.29 | 0.97 | 3803 | 81
PNQZ4PPJ | GE Lighting Solutions | Immersion | ELV1S6750R-S | Indoor Luminaires | Case Lighting | Vertical Refrigerated Case Luminaires | Standard | FALSE | [9 empty] | 42486 |  |  | No | Qualified with GEPS6500NCMUL-SY driver | 3.1 | 1192.6 | 96.5 | 12.4 | 8.2 | 0.98 | 4893 | 89.5
PHFFVR7Y | GE Lighting Solutions | Immersion | ELV1S6750L-S | Indoor Luminaires | Case Lighting | Vertical Refrigerated Case Luminaires | Standard | FALSE | [9 empty] | 42486 |  |  | No | Qualified with GEPS6500NCMUL-SY driver | 3.1 | 1192.6 | 96.5 | 12.4 | 8.2 | 0.98 | 4893 | 89.5
P7KC9EZY | GE Lighting Solutions | Immersion | ELV1S6750R-B | Indoor Luminaires | Case Lighting | Vertical Refrigerated Case Luminaires | Standard | FALSE | [9 empty] | 42486 |  |  | No | Qualified with GEPS6500NCMUL-SY driver | 3.1 | 1192.6 | 96.5 | 12.4 | 8.2 | 0.98 | 4893 | 89.5
P6F9U8S9 | GE Lighting Solutions | Immersion | ELV1S6750L-B | Indoor Luminaires | Case Lighting | Vertical Refrigerated Case Luminaires | Standard | FALSE | [9 empty] | 42486 |  |  | No | Qualified with GEPS6500NCMUL-SY driver | 3.1 | 1192.6 | 96.5 | 12.4 | 8.2 | 0.98 | 4893 | 89.5
PXN5VQPU | GE Lighting Solutions | Immersion | ELV1S6050L-B | Indoor Luminaires | Case Lighting | Vertical Refrigerated Case Luminaires | Standard | FALSE | [9 empty] | 42486 |  |  | No | Qualified with GEPS6500NCMUL-SY driver | 3.1 | 1146 | 92 | 12.39 | 8.2 | 0.98 | 4885 | 89
PUGMC8TJ | GE Lighting Solutions | Immersion | ELV1S6050R-B | Indoor Luminaires | Case Lighting | Vertical Refrigerated Case Luminaires | Standard | FALSE | [9 empty] | 42486 |  |  | No | Qualified with GEPS6500NCMUL-SY driver | 3.1 | 1146 | 92 | 12.39 | 8.2 | 0.98 | 4885 | 89
PNBTCKUT | GE Lighting Solutions | Immersion | ELV1S6050R-S | Indoor Luminaires | Case Lighting | Vertical Refrigerated Case Luminaires | Standard | FALSE | [9 empty] | 42486 |  |  | No | Qualified with GEPS6500NCMUL-SY driver | 3.1 | 1146 | 92 | 12.39 | 8.2 | 0.98 | 4885 | 89
PKMJ2931 | GE Lighting Solutions | Immersion | ELV1S6050L-S | Indoor Luminaires | Case Lighting | Vertical Refrigerated Case Luminaires | Standard | FALSE | [9 empty] | 42486 |  |  | No | Qualified with GEPS6500NCMUL-SY driver | 3.1 | 1146 | 92 | 12.39 | 8.2 | 0.98 | 4885 | 89
PWMXGPHY | GE Lighting Solutions | Immersion | ELV1S4850L-S | Indoor Luminaires | Case Lighting | Vertical Refrigerated Case Luminaires | Standard | FALSE | [9 empty] | 42486 |  |  | No | Qualified with GEPS6500NCMUL-SY driver | 3.1 | 915.1165 | 98.9315 | 9.25 | 7.86 | 0.98 | 4885 | 89
PS7GN9WR | GE Lighting Solutions | Immersion | ELV1S4850R-S | Indoor Luminaires | Case Lighting | Vertical Refrigerated Case Luminaires | Standard | FALSE | [9 empty] | 42486 |  |  | No | Qualified with GEPS6500NCMUL-SY driver | 3.1 | 915.1165 | 98.9315 | 9.25 | 7.86 | 0.98 | 4885 | 89
PK3YJS1N | GE Lighting Solutions | Immersion | ELV1S4850R-B | Indoor Luminaires | Case Lighting | Vertical Refrigerated Case Luminaires | Standard | FALSE | [9 empty] | 42486 |  |  | No | Qualified with GEPS6500NCMUL-SY driver | 3.1 | 915.1165 | 98.9315 | 9.25 | 7.86 | 0.98 | 4885 | 89
PHYHVNDZ | GE Lighting Solutions | Immersion | ELV1S4850L-B | Indoor Luminaires | Case Lighting | Vertical Refrigerated Case Luminaires | Standard | FALSE | [9 empty] | 42486 |  |  | No | Qualified with GEPS6500NCMUL-SY driver | 3.1 | 915.1165 | 98.9315 | 9.25 | 7.86 | 0.98 | 4885 | 89
PXTZ2KVY | GE Lighting Solutions | Immersion | ELV1E4850R-S | Indoor Luminaires | Case Lighting | Vertical Refrigerated Case Luminaires | Standard | FALSE | [9 empty] | 42486 |  |  | No | Qualified with GEPS6500NCMUL-SY driver | 3.1 | 696.028 | 108.9757 | 6.387 | 9.32 | 0.97 | 4780 | 80
PHRH476F | GE Lighting Solutions | Immersion | ELV1E4850L-B | Indoor Luminaires | Case Lighting | Vertical Refrigerated Case Luminaires | Standard | FALSE | [9 empty] | 42486 |  |  | No | Qualified with GEPS6500NCMUL-SY driver | 3.1 | 696.028 | 108.9757 | 6.387 | 9.32 | 0.97 | 4780 | 80
PCS6QSWX | GE Lighting Solutions | Immersion | ELV1E4850R-B | Indoor Luminaires | Case Lighting | Vertical Refrigerated Case Luminaires | Standard | FALSE | [9 empty] | 42486 |  |  | No | Qualified with GEPS6500NCMUL-SY driver | 3.1 | 696.028 | 108.9757 | 6.387 | 9.32 | 0.97 | 4780 | 80
P3YHEDAS | GE Lighting Solutions | Immersion | ELV1E4850L-S | Indoor Luminaires | Case Lighting | Vertical Refrigerated Case Luminaires | Standard | FALSE | [9 empty] | 42486 |  |  | No | Qualified with GEPS6500NCMUL-SY driver | 3.1 | 696.028 | 108.9757 | 6.387 | 9.32 | 0.97 | 4780 | 80
PX3EH7F8 | GE Lighting Solutions | Immersion | ELV1E6050R-S | Indoor Luminaires | Case Lighting | Vertical Refrigerated Case Luminaires | Standard | FALSE | [9 empty] | 42486 |  |  | No | Qualified with GEPS6500NCMUL-SY driver | 3.1 | 604 | 95 | 6.37 | 9.3 | 0.97 | 4780 | 80
PM9AY8D6 | GE Lighting Solutions | Immersion | ELV1E6050L-S | Indoor Luminaires | Case Lighting | Vertical Refrigerated Case Luminaires | Standard | FALSE | [9 empty] | 42486 |  |  | No | Qualified with GEPS6500NCMUL-SY driver | 3.1 | 604 | 95 | 6.37 | 9.3 | 0.97 | 4780 | 80
PG3SMSH7 | GE Lighting Solutions | Immersion | ELV1E6050L-B | Indoor Luminaires | Case Lighting | Vertical Refrigerated Case Luminaires | Standard | FALSE | [9 empty] | 42486 |  |  | No | Qualified with GEPS6500NCMUL-SY driver | 3.1 | 604 | 95 | 6.37 | 9.3 | 0.97 | 4780 | 80
PAP8NZSV | GE Lighting Solutions | Immersion | ELV1E6050R-B | Indoor Luminaires | Case Lighting | Vertical Refrigerated Case Luminaires | Standard | FALSE | [9 empty] | 42486 |  |  | No | Qualified with GEPS6500NCMUL-SY driver | 3.1 | 604 | 95 | 6.37 | 9.3 | 0.97 | 4780 | 80
PQ2A58R2 | GE Lighting Solutions | Immersion | ELV1E6750L-B | Indoor Luminaires | Case Lighting | Vertical Refrigerated Case Luminaires | Standard | FALSE | [9 empty] | 42486 |  |  | No | Qualified with GEPS6500NCMUL-SY driver | 3.1 | 819.2609 | 105.0335 | 7.8 | 8.4 | 0.98 | 4780 | 80
PMMGDDDA | GE Lighting Solutions | Immersion | ELV1E6750R-S | Indoor Luminaires | Case Lighting | Vertical Refrigerated Case Luminaires | Standard | FALSE | [9 empty] | 42486 |  |  | No | Qualified with GEPS6500NCMUL-SY driver | 3.1 | 819.2609 | 105.0335 | 7.8 | 8.4 | 0.98 | 4780 | 80
PJZZ2UEC | GE Lighting Solutions | Immersion | ELV1E6750L-S | Indoor Luminaires | Case Lighting | Vertical Refrigerated Case Luminaires | Standard | FALSE | [9 empty] | 42486 |  |  | No | Qualified with GEPS6500NCMUL-SY driver | 3.1 | 819.2609 | 105.0335 | 7.8 | 8.4 | 0.98 | 4780 | 80
PH1ZK23W | GE Lighting Solutions | Immersion | ELV1E6750R-B | Indoor Luminaires | Case Lighting | Vertical Refrigerated Case Luminaires | Standard | FALSE | [9 empty] | 42486 |  |  | No | Qualified with GEPS6500NCMUL-SY driver | 3.1 | 819.2609 | 105.0335 | 7.8 | 8.4 | 0.98 | 4780 | 80
PTN5286U | GE Lighting Solutions | Immersion | ELV1S6740L-B | Indoor Luminaires | Case Lighting | Vertical Refrigerated Case Luminaires | Standard | FALSE | [9 empty] | 42486 |  |  | No | Qualified with GEPS6500NCMUL-SY driver | 3.1 | 1121.835 | 90.4706 | 12.4 | 8.3 | 0.98 | 3897 | 90
PRAWEJMA | GE Lighting Solutions | Immersion | ELV1S6740R-B | Indoor Luminaires | Case Lighting | Vertical Refrigerated Case Luminaires | Standard | FALSE | [9 empty] | 42486 |  |  | No | Qualified with GEPS6500NCMUL-SY driver | 3.1 | 1121.835 | 90.4706 | 12.4 | 8.3 | 0.98 | 3897 | 90
PGYBRD5B | GE Lighting Solutions | Immersion | ELV1S6740R-S | Indoor Luminaires | Case Lighting | Vertical Refrigerated Case Luminaires | Standard | FALSE | [9 empty] | 42486 |  |  | No | Qualified with GEPS6500NCMUL-SY driver | 3.1 | 1121.835 | 90.4706 | 12.4 | 8.3 | 0.98 | 3897 | 90
PE8ZBJSF | GE Lighting Solutions | Immersion | ELV1S6740L-S | Indoor Luminaires | Case Lighting | Vertical Refrigerated Case Luminaires | Standard | FALSE | [9 empty] | 42486 |  |  | No | Qualified with GEPS6500NCMUL-SY driver | 3.1 | 1121.835 | 90.4706 | 12.4 | 8.3 | 0.98 | 3897 | 90
PKTDP4XS | GE Lighting Solutions | Immersion | ELV1S6040R-B | Indoor Luminaires | Case Lighting | Vertical Refrigerated Case Luminaires | Standard | FALSE | [9 empty] | 42486 |  |  | No | Qualified with GEPS6500NCMUL-SY driver | 3.1 | 1078 | 87 | 12.38 | 8.17 | 0.98 | 3897 | 90
PK5W66F3 | GE Lighting Solutions | Immersion | ELV1S6040R-S | Indoor Luminaires | Case Lighting | Vertical Refrigerated Case Luminaires | Standard | FALSE | [9 empty] | 42486 |  |  | No | Qualified with GEPS6500NCMUL-SY driver | 3.1 | 1078 | 87 | 12.38 | 8.17 | 0.98 | 3897 | 90
P8EDWAWG | GE Lighting Solutions | Immersion | ELV1S6040L-B | Indoor Luminaires | Case Lighting | Vertical Refrigerated Case Luminaires | Standard | FALSE | [9 empty] | 42486 |  |  | No | Qualified with GEPS6500NCMUL-SY driver | 3.1 | 1078 | 87 | 12.38 | 8.17 | 0.98 | 3897 | 90
PZXJUFNN | GE Lighting Solutions | Immersion | ELV1S4840L-B | Indoor Luminaires | Case Lighting | Vertical Refrigerated Case Luminaires | Standard | FALSE | [9 empty] | 42486 |  |  | No | Qualified with GEPS6500NCMUL-SY driver | 3.1 | 860.8164 | 93.0612 | 9.25 | 7.86 | 0.98 | 3897 | 90
PWBMJXMY | GE Lighting Solutions | Immersion | ELV1S4840L-S | Indoor Luminaires | Case Lighting | Vertical Refrigerated Case Luminaires | Standard | FALSE | [9 empty] | 42486 |  |  | No | Qualified with GEPS6500NCMUL-SY driver | 3.1 | 860.8164 | 93.0612 | 9.25 | 7.86 | 0.98 | 3897 | 90
PTF11SFW | GE Lighting Solutions | Immersion | ELV1S4840R-S | Indoor Luminaires | Case Lighting | Vertical Refrigerated Case Luminaires | Standard | FALSE | [9 empty] | 42486 |  |  | No | Qualified with GEPS6500NCMUL-SY driver | 3.1 | 860.8164 | 93.0612 | 9.25 | 7.86 | 0.98 | 3897 | 90
PH2WFFVV | GE Lighting Solutions | Immersion | ELV1S4840R-B | Indoor Luminaires | Case Lighting | Vertical Refrigerated Case Luminaires | Standard | FALSE | [9 empty] | 42486 |  |  | No | Qualified with GEPS6500NCMUL-SY driver | 3.1 | 860.8164 | 93.0612 | 9.25 | 7.86 | 0.98 | 3897 | 90
PX12XH15 | GE Lighting Solutions | Immersion | ELV1E4840L-B | Indoor Luminaires | Case Lighting | Vertical Refrigerated Case Luminaires | Standard | FALSE | [9 empty] | 42486 |  |  | No | Qualified with GEPS6500NCMUL-SY driver | 3.1 | 643.0193 | 100.6763 | 6.387 | 9.32 | 0.97 | 3803 | 81
PNQ723FD | GE Lighting Solutions | Immersion | ELV1E4840R-B | Indoor Luminaires | Case Lighting | Vertical Refrigerated Case Luminaires | Standard | FALSE | [9 empty] | 42486 |  |  | No | Qualified with GEPS6500NCMUL-SY driver | 3.1 | 643.0193 | 100.6763 | 6.387 | 9.32 | 0.97 | 3803 | 81
PEJD81WQ | GE Lighting Solutions | Immersion | ELV1E4840R-S | Indoor Luminaires | Case Lighting | Vertical Refrigerated Case Luminaires | Standard | FALSE | [9 empty] | 42486 |  |  | No | Qualified with GEPS6500NCMUL-SY driver | 3.1 | 643.0193 | 100.6763 | 6.387 | 9.32 | 0.97 | 3803 | 81
P99S2MRT | GE Lighting Solutions | Immersion | ELV1E4840L-S | Indoor Luminaires | Case Lighting | Vertical Refrigerated Case Luminaires | Standard | FALSE | [9 empty] | 42486 |  |  | No | Qualified with GEPS6500NCMUL-SY driver | 3.1 | 643.0193 | 100.6763 | 6.387 | 9.32 | 0.97 | 3803 | 81
PW3W2M6W | GE Lighting Solutions | Immersion | ELV1E6040R-B | Indoor Luminaires | Case Lighting | Vertical Refrigerated Case Luminaires | Standard | FALSE | [9 empty] | 42486 |  |  | No | Qualified with GEPS6500NCMUL-SY driver | 3.1 | 558 | 88 | 6.36 | 9.29 | 0.97 | 3803 | 81
P9GXUH2H | GE Lighting Solutions | Immersion | ELV1E6040R-S | Indoor Luminaires | Case Lighting | Vertical Refrigerated Case Luminaires | Standard | FALSE | [9 empty] | 42486 |  |  | No | Qualified with GEPS6500NCMUL-SY driver | 3.1 | 558 | 88 | 6.36 | 9.29 | 0.97 | 3803 | 81
P7HKXSMV | GE Lighting Solutions | Immersion | ELV1E6040L-B | Indoor Luminaires | Case Lighting | Vertical Refrigerated Case Luminaires | Standard | FALSE | [9 empty] | 42486 |  |  | No | Qualified with GEPS6500NCMUL-SY driver | 3.1 | 558 | 88 | 6.36 | 9.29 | 0.97 | 3803 | 81
PPBY9CUN | GE Lighting Solutions | Immersion | ELV1E6740L-S | Indoor Luminaires | Case Lighting | Vertical Refrigerated Case Luminaires | Standard | FALSE | [9 empty] | 42486 |  |  | No | Qualified with GEPS6500NCMUL-SY driver | 3.1 | 756.8669 | 97.0342 | 7.8 | 8.4 | 0.98 | 3803 | 81
PKG6ZUKR | GE Lighting Solutions | Immersion | ELV1E6740L-B | Indoor Luminaires | Case Lighting | Vertical Refrigerated Case Luminaires | Standard | FALSE | [9 empty] | 42486 |  |  | No | Qualified with GEPS6500NCMUL-SY driver | 3.1 | 756.8669 | 97.0342 | 7.8 | 8.4 | 0.98 | 3803 | 81
P4VNEMR3 | GE Lighting Solutions | Immersion | ELV1E6740R-S | Indoor Luminaires | Case Lighting | Vertical Refrigerated Case Luminaires | Standard | FALSE | [9 empty] | 42486 |  |  | No | Qualified with GEPS6500NCMUL-SY driver | 3.1 | 756.8669 | 97.0342 | 7.8 | 8.4 | 0.98 | 3803 | 81
P2EU19JE | GE Lighting Solutions | Immersion | ELV1E6740R-B | Indoor Luminaires | Case Lighting | Vertical Refrigerated Case Luminaires | Standard | FALSE | [9 empty] | 42486 |  |  | No | Qualified with GEPS6500NCMUL-SY driver | 3.1 | 756.8669 | 97.0342 | 7.8 | 8.4 | 0.98 | 3803 | 81
PSSRA7S3 | GE Lighting Solutions | Immersion | ELV1E6735L-B | Indoor Luminaires | Case Lighting | Vertical Refrigerated Case Luminaires | Standard | FALSE | [9 empty] | 42486 |  |  | No | Qualified with GEPS6500NCMUL-SY driver | 3.1 | 774.5 | 98.7 | 7.8 | 8.4 | 0.98 | 3548 | 82.1
PBTH6XQU | GE Lighting Solutions | Immersion | ELV1E6735R-S | Indoor Luminaires | Case Lighting | Vertical Refrigerated Case Luminaires | Standard | FALSE | [9 empty] | 42486 |  |  | No | Qualified with GEPS6500NCMUL-SY driver | 3.1 | 774.5 | 98.7 | 7.8 | 8.4 | 0.98 | 3548 | 82.1
P9C3UP11 | GE Lighting Solutions | Immersion | ELV1E6735L-S | Indoor Luminaires | Case Lighting | Vertical Refrigerated Case Luminaires | Standard | FALSE | [9 empty] | 42486 |  |  | No | Qualified with GEPS6500NCMUL-SY driver | 3.1 | 774.5 | 98.7 | 7.8 | 8.4 | 0.98 | 3548 | 82.1
P54C5WGV | GE Lighting Solutions | Immersion | ELV1E6735R-B | Indoor Luminaires | Case Lighting | Vertical Refrigerated Case Luminaires | Standard | FALSE | [9 empty] | 42486 |  |  | No | Qualified with GEPS6500NCMUL-SY driver | 3.1 | 774.5 | 98.7 | 7.8 | 8.4 | 0.98 | 3548 | 82.1
PUU9UJQ5 | GE Lighting Solutions | Immersion | ELV1E6035L-S | Indoor Luminaires | Case Lighting | Vertical Refrigerated Case Luminaires | Standard | FALSE | [9 empty] | 42486 |  |  | No | Qualified with GEPS6500NCMUL-SY driver | 3.1 | 571 | 90 | 6.38 | 9.28 | 0.97 | 3548 | 82
PCUTD1N7 | GE Lighting Solutions | Immersion | ELV1E6035L-B | Indoor Luminaires | Case Lighting | Vertical Refrigerated Case Luminaires | Standard | FALSE | [9 empty] | 42486 |  |  | No | Qualified with GEPS6500NCMUL-SY driver | 3.1 | 571 | 90 | 6.38 | 9.28 | 0.97 | 3548 | 82
P7GATVR1 | GE Lighting Solutions | Immersion | ELV1E6035R-B | Indoor Luminaires | Case Lighting | Vertical Refrigerated Case Luminaires | Standard | FALSE | [9 empty] | 42486 |  |  | No | Qualified with GEPS6500NCMUL-SY driver | 3.1 | 571 | 90 | 6.38 | 9.28 | 0.97 | 3548 | 82
P46D31J1 | GE Lighting Solutions | Immersion | ELV1E6035R-S | Indoor Luminaires | Case Lighting | Vertical Refrigerated Case Luminaires | Standard | FALSE | [9 empty] | 42486 |  |  | No | Qualified with GEPS6500NCMUL-SY driver | 3.1 | 571 | 90 | 6.38 | 9.28 | 0.97 | 3548 | 82
PSG7AFPP | GE Lighting Solutions | Immersion | ELV1E4835L-B | Indoor Luminaires | Case Lighting | Vertical Refrigerated Case Luminaires | Standard | FALSE | [9 empty] | 42486 |  |  | No | Qualified with GEPS6500NCMUL-SY driver | 3.1 | 658 | 103 | 6.387 | 9.32 | 0.97 | 3544 | 82
P7EJCKHA | GE Lighting Solutions | Immersion | ELV1E4835L-S | Indoor Luminaires | Case Lighting | Vertical Refrigerated Case Luminaires | Standard | FALSE | [9 empty] | 42486 |  |  | No | Qualified with GEPS6500NCMUL-SY driver | 3.1 | 658 | 103 | 6.387 | 9.32 | 0.97 | 3544 | 82
P3NKN9AR | GE Lighting Solutions | Immersion | ELV1E4835R-S | Indoor Luminaires | Case Lighting | Vertical Refrigerated Case Luminaires | Standard | FALSE | [9 empty] | 42486 |  |  | No | Qualified with GEPS6500NCMUL-SY driver | 3.1 | 658 | 103 | 6.387 | 9.32 | 0.97 | 3544 | 82
P3MW5EDA | GE Lighting Solutions | Immersion | ELV1E4835R-B | Indoor Luminaires | Case Lighting | Vertical Refrigerated Case Luminaires | Standard | FALSE | [9 empty] | 42486 |  |  | No | Qualified with GEPS6500NCMUL-SY driver | 3.1 | 658 | 103 | 6.387 | 9.32 | 0.97 | 3544 | 82
PUC5B8CV | GE Lighting Solutions | Immersion | ELV1S4835L-S | Indoor Luminaires | Case Lighting | Vertical Refrigerated Case Luminaires | Standard | FALSE | [9 empty] | 42486 |  |  | No | Qualified with GEPS6500NCMUL-SY driver | 3.1 | 869 | 93.9 | 9.25 | 7.86 | 0.98 | 3494 | 90
PPEG1TM9 | GE Lighting Solutions | Immersion | ELV1S4835R-S | Indoor Luminaires | Case Lighting | Vertical Refrigerated Case Luminaires | Standard | FALSE | [9 empty] | 42486 |  |  | No | Qualified with GEPS6500NCMUL-SY driver | 3.1 | 869 | 93.9 | 9.25 | 7.86 | 0.98 | 3494 | 90
PJK9TGY2 | GE Lighting Solutions | Immersion | ELV1S4835L-B | Indoor Luminaires | Case Lighting | Vertical Refrigerated Case Luminaires | Standard | FALSE | [9 empty] | 42486 |  |  | No | Qualified with GEPS6500NCMUL-SY driver | 3.1 | 869 | 93.9 | 9.25 | 7.86 | 0.98 | 3494 | 90
P9STP1YM | GE Lighting Solutions | Immersion | ELV1S4835R-B | Indoor Luminaires | Case Lighting | Vertical Refrigerated Case Luminaires | Standard | FALSE | [9 empty] | 42486 |  |  | No | Qualified with GEPS6500NCMUL-SY driver | 3.1 | 869 | 93.9 | 9.25 | 7.86 | 0.98 | 3494 | 90
PT1KS3J7 | GE Lighting Solutions | Immersion | ELV1S6735R-S | Indoor Luminaires | Case Lighting | Vertical Refrigerated Case Luminaires | Standard | FALSE | [9 empty] | 42486 |  |  | No | Qualified with GEPS6500NCMUL-SY driver | 3.1 | 1132.5 | 91.1 | 12.4 | 8.3 | 0.98 | 3489 | 90.3
PS4TZYQY | GE Lighting Solutions | Immersion | ELV1S6735L-S | Indoor Luminaires | Case Lighting | Vertical Refrigerated Case Luminaires | Standard | FALSE | [9 empty] | 42486 |  |  | No | Qualified with GEPS6500NCMUL-SY driver | 3.1 | 1132.5 | 91.1 | 12.4 | 8.3 | 0.98 | 3489 | 90.3
PRWMTC91 | GE Lighting Solutions | Immersion | ELV1S6735R-B | Indoor Luminaires | Case Lighting | Vertical Refrigerated Case Luminaires | Standard | FALSE | [9 empty] | 42486 |  |  | No | Qualified with GEPS6500NCMUL-SY driver | 3.1 | 1132.5 | 91.1 | 12.4 | 8.3 | 0.98 | 3489 | 90.3
P355A4RY | GE Lighting Solutions | Immersion | ELV1S6735L-B | Indoor Luminaires | Case Lighting | Vertical Refrigerated Case Luminaires | Standard | FALSE | [9 empty] | 42486 |  |  | No | Qualified with GEPS6500NCMUL-SY driver | 3.1 | 1132.5 | 91.1 | 12.4 | 8.3 | 0.98 | 3489 | 90.3
PTSFEC61 | GE Lighting Solutions | Immersion | ELV1S6035R-S | Indoor Luminaires | Case Lighting | Vertical Refrigerated Case Luminaires | Standard | FALSE | [9 empty] | 42486 |  |  | No | Qualified with GEPS6500NCMUL-SY driver | 3.1 | 1088.2484 | 87.8328 | 12.39 | 8.2 | 0.98 | 3489 | 90
PKZDR1CC | GE Lighting Solutions | Immersion | ELV1S6035L-S | Indoor Luminaires | Case Lighting | Vertical Refrigerated Case Luminaires | Standard | FALSE | [9 empty] | 42486 |  |  | No | Qualified with GEPS6500NCMUL-SY driver | 3.1 | 1088.2484 | 87.8328 | 12.39 | 8.2 | 0.98 | 3489 | 90
PKWM2DZK | GE Lighting Solutions | Immersion | ELV1S6035L-B | Indoor Luminaires | Case Lighting | Vertical Refrigerated Case Luminaires | Standard | FALSE | [9 empty] | 42486 |  |  | No | Qualified with GEPS6500NCMUL-SY driver | 3.1 | 1088.2484 | 87.8328 | 12.39 | 8.2 | 0.98 | 3489 | 90
P4Q3G9DK | GE Lighting Solutions | Immersion | ELV1S6035R-B | Indoor Luminaires | Case Lighting | Vertical Refrigerated Case Luminaires | Standard | FALSE | [9 empty] | 42486 |  |  | No | Qualified with GEPS6500NCMUL-SY driver | 3.1 | 1088.2484 | 87.8328 | 12.39 | 8.2 | 0.98 | 3489 | 90
P491HZH2 | ATG Electronics Corp. | ATG Electronics | FZL-4K-5FT | Indoor Luminaires | Case Lighting | Horizontal Refrigerated Case Luminaires | Standard | TRUE | 1914.7 | 129.96 | 14.73 | 7.98 | 0.9803 | 4119 | 84.5 | 5 |  | 42485 |  |  | No |  | 3.1 | 1900 | 130 | 15 | 10 | 0.95 | 4000 | 85
PH3H3T32 | ATG Electronics Corp. | ATG Electronics | FZL-5K-5FT | Indoor Luminaires | Case Lighting | Horizontal Refrigerated Case Luminaires | Standard | FALSE | [9 empty] | 42485 | Not Dimmable | Not Dimmable | No |  | 3.1 | 2000 | 137 | 15 | 10 | 0.95 | 5000 | 85
P3Z645YA | LEDone Distribution Inc. | LED One | LOD-C4FT22W | Indoor Luminaires | Case Lighting | Vertical Refrigerated Case Luminaires | Standard | TRUE | 1412.637 | 67.85 | 20.82 | 18.2 | 0.968 | 5098 | 82.9 | 5 | 50000 | 42480 |  |  | No |  | 3.1 | 1412.637 | 67.85 | 20.82 | 18.2 | 0.986 | 5000 | 82.9
PU89JYD3 | GE Lighting Solutions | Immersion | ELV1E4840C-S with GEPS6500NCMUL-SY [Qualified at 120V Only] | Indoor Luminaires | Case Lighting | Vertical Refrigerated Case Luminaires | Standard | TRUE | 966 | 104 | 9.26 | 7.85 | 0.98 | 3818 | 81 | 5 | 50000 | 42450 |  |  | No |  | 3.1 | 966 | 104 | 9.26 | 7.85 | 0.98 | 3818 | 81
PWQWGDW7 | GE Lighting Solutions | Immersion | ELV1S6035C-S with GEPS6500NCMUL-SY [Qualified at 120V Only] | Indoor Luminaires | Case Lighting | Vertical Refrigerated Case Luminaires | Standard | TRUE | 1920 | 97 | 19.873 | 9.17 | 0.97 | 3527 | 90 | 5 | 50000 | 42450 |  |  | No |  | 3.1 | 1876 | 94 | 19.943 | 9.12 | 0.97 | 3524 | 90
PSNG4YVY | GE Lighting Solutions | Immersion | ELV1S6750C-B with GEPS6500NCMUL-SY [Qualified at 120V Only] | Indoor Luminaires | Case Lighting | Vertical Refrigerated Case Luminaires | Standard | FALSE | [9 empty] | 42450 |  |  | No |  | 3.1 | 1987.9 | 100.1 | 19.9 | 9.4 | 0.97 | 4949 | 89.5
PD1AEQCD | GE Lighting Solutions | Immersion | ELV1S6750C-S with GEPS6500NCMUL-SY [Qualified at 120V Only] | Indoor Luminaires | Case Lighting | Vertical Refrigerated Case Luminaires | Standard | FALSE | [9 empty] | 42450 |  |  | No |  | 3.1 | 1987.9 | 100.1 | 19.9 | 9.4 | 0.97 | 4949 | 89.5
PZ2Z3Q83 | GE Lighting Solutions | Immersion | ELV1S6050C-B with GEPS6500NCMUL-SY [Qualified at 120V Only] | Indoor Luminaires | Case Lighting | Vertical Refrigerated Case Luminaires | Standard | FALSE | [9 empty] | 42450 |  |  | No |  | 3.1 | 1985.8 | 99.6 | 19.943 | 9.1 | 0.97 | 4940 | 89
PTP6ZJNR | GE Lighting Solutions | Immersion | ELV1S6050C-S with GEPS6500NCMUL-SY [Qualified at 120V Only] | Indoor Luminaires | Case Lighting | Vertical Refrigerated Case Luminaires | Standard | FALSE | [9 empty] | 42450 |  |  | No |  | 3.1 | 1985.8 | 99.6 | 19.943 | 9.1 | 0.97 | 4940 | 89
PDUVEGYV | GE Lighting Solutions | Immersion | ELV1S4850C-S with GEPS6500NCMUL-SY [Qualified at 120V Only] | Indoor Luminaires | Case Lighting | Vertical Refrigerated Case Luminaires | Standard | FALSE | [9 empty] | 42450 |  |  | No |  | 3.1 | 1608 | 104 | 15.4 | 7.7 | 0.98 | 4940 | 89
P71P8CNR | GE Lighting Solutions | Immersion | ELV1S4850C-B with GEPS6500NCMUL-SY [Qualified at 120V Only] | Indoor Luminaires | Case Lighting | Vertical Refrigerated Case Luminaires | Standard | FALSE | [9 empty] | 42450 |  |  | No |  | 3.1 | 1608 | 104 | 15.4 | 7.7 | 0.98 | 4940 | 89
PZHC4HHC | GE Lighting Solutions | Immersion | ELV1E6750C-S with GEPS6500NCMUL-SY [Qualified at 120V Only] | Indoor Luminaires | Case Lighting | Vertical Refrigerated Case Luminaires | Standard | FALSE | [9 empty] | 42450 |  |  | No |  | 3.1 | 1378.9 | 116.4 | 11.8 | 8.5 | 0.98 | 4844 | 80.7
P6U1P3HJ | GE Lighting Solutions | Immersion | ELV1E6750C-B with GEPS6500NCMUL-SY [Qualified at 120V Only] | Indoor Luminaires | Case Lighting | Vertical Refrigerated Case Luminaires | Standard | FALSE | [9 empty] | 42450 |  |  | No |  | 3.1 | 1378.9 | 116.4 | 11.8 | 8.5 | 0.98 | 4844 | 80.7
P9DZGYTS | GE Lighting Solutions | Immersion | ELV1E6050C-B with GEPS6500NCMUL-SY [Qualified at 120V Only] | Indoor Luminaires | Case Lighting | Vertical Refrigerated Case Luminaires | Standard | FALSE | [9 empty] | 42450 |  |  | No |  | 3.1 | 1402 | 119 | 11.83 | 8.39 | 0.98 | 4842 | 80
P25FR2EA | GE Lighting Solutions | Immersion | ELV1E6050C-S with GEPS6500NCMUL-SY [Qualified at 120V Only] | Indoor Luminaires | Case Lighting | Vertical Refrigerated Case Luminaires | Standard | FALSE | [9 empty] | 42450 |  |  | No |  | 3.1 | 1402 | 119 | 11.83 | 8.39 | 0.98 | 4842 | 80
PKB7E9WE | GE Lighting Solutions | Immersion | ELV1E4850C-S with GEPS6500NCMUL-SY [Qualified at 120V Only] | Indoor Luminaires | Case Lighting | Vertical Refrigerated Case Luminaires | Standard | FALSE | [9 empty] | 42450 |  |  | No |  | 3.1 | 1054 | 114 | 9.28 | 7.87 | 0.98 | 4825 | 80
PBU7WR5R | GE Lighting Solutions | Immersion | ELV1E4850C-B with GEPS6500NCMUL-SY [Qualified at 120V Only] | Indoor Luminaires | Case Lighting | Vertical Refrigerated Case Luminaires | Standard | FALSE | [9 empty] | 42450 |  |  | No |  | 3.1 | 1054 | 114 | 9.28 | 7.87 | 0.98 | 4825 | 80
PR2KAAMH | GE Lighting Solutions | Immersion | ELV1S6740C-B with GEPS6500NCMUL-SY [Qualified at 120V Only] | Indoor Luminaires | Case Lighting | Vertical Refrigerated Case Luminaires | Standard | FALSE | [9 empty] | 42450 |  |  | No |  | 3.1 | 1924 | 97 | 19.9 | 9.4 | 0.96 | 3931 | 90
P9EC9DN3 | GE Lighting Solutions | Immersion | ELV1S6740C-S with GEPS6500NCMUL-SY [Qualified at 120V Only] | Indoor Luminaires | Case Lighting | Vertical Refrigerated Case Luminaires | Standard | FALSE | [9 empty] | 42450 |  |  | No |  | 3.1 | 1924 | 97 | 19.9 | 9.4 | 0.96 | 3931 | 90
P86Q4VP6 | GE Lighting Solutions | Immersion | ELV1S6040C-S with GEPS6500NCMUL-SY [Qualified at 120V Only] | Indoor Luminaires | Case Lighting | Vertical Refrigerated Case Luminaires | Standard | FALSE | [9 empty] | 42450 |  |  | No |  | 3.1 | 1922 | 97 | 19.897 | 9.12 | 0.97 | 3931 | 90
P3QSEDSV | GE Lighting Solutions | Immersion | ELV1S6040C-B with GEPS6500NCMUL-SY [Qualified at 120V Only] | Indoor Luminaires | Case Lighting | Vertical Refrigerated Case Luminaires | Standard | FALSE | [9 empty] | 42450 |  |  | No |  | 3.1 | 1922 | 97 | 19.897 | 9.12 | 0.97 | 3931 | 90
PSH242X4 | GE Lighting Solutions | Immersion | ELV1S4840C-S with GEPS6500NCMUL-SY [Qualified at 120V Only] | Indoor Luminaires | Case Lighting | Vertical Refrigerated Case Luminaires | Standard | FALSE | [9 empty] | 42450 |  |  | No |  | 3.1 | 1557 | 101 | 15.4 | 7.7 | 0.98 | 3931 | 90
PBEN67B6 | GE Lighting Solutions | Immersion | ELV1S4840C-B with GEPS6500NCMUL-SY [Qualified at 120V Only] | Indoor Luminaires | Case Lighting | Vertical Refrigerated Case Luminaires | Standard | FALSE | [9 empty] | 42450 |  |  | No |  | 3.1 | 1557 | 101 | 15.4 | 7.7 | 0.98 | 3931 | 90
PY42K8G5 | GE Lighting Solutions | Immersion | ELV1E6740C-S with GEPS6500NCMUL-SY [Qualified at 120V Only] | Indoor Luminaires | Case Lighting | Vertical Refrigerated Case Luminaires | Standard | FALSE | [9 empty] | 42450 |  |  | No |  | 3.1 | 1306 | 111 | 11.8 | 8.5 | 0.97 | 3831 | 81
P2Y554GF | GE Lighting Solutions | Immersion | ELV1E6740C-B with GEPS6500NCMUL-SY [Qualified at 120V Only] | Indoor Luminaires | Case Lighting | Vertical Refrigerated Case Luminaires | Standard | FALSE | [9 empty] | 42450 |  |  | No |  | 3.1 | 1306 | 111 | 11.8 | 8.5 | 0.97 | 3831 | 81
PGCNUSZT | GE Lighting Solutions | Immersion | ELV1E6040C-B with GEPS6500NCMUL-SY [Qualified at 120V Only] | Indoor Luminaires | Case Lighting | Vertical Refrigerated Case Luminaires | Standard | FALSE | [9 empty] | 42450 |  |  | No |  | 3.1 | 1281 | 109 | 11.8 | 8.39 | 0.98 | 3831 | 81
PF47KT11 | GE Lighting Solutions | Immersion | ELV1E6040C-S with GEPS6500NCMUL-SY [Qualified at 120V Only] | Indoor Luminaires | Case Lighting | Vertical Refrigerated Case Luminaires | Standard | FALSE | [9 empty] | 42450 |  |  | No |  | 3.1 | 1281 | 109 | 11.8 | 8.39 | 0.98 | 3831 | 81
PBQMWYE3 | GE Lighting Solutions | Immersion | ELV1E4840C-B with GEPS6500NCMUL-SY [Qualified at 120V Only] | Indoor Luminaires | Case Lighting | Vertical Refrigerated Case Luminaires | Standard | FALSE | [9 empty] | 42450 |  |  | No |  | 3.1 | 966 | 104 | 9.26 | 7.85 | 0.98 | 3818 | 81
PTJTE47H | GE Lighting Solutions | Immersion | ELV1E6735C-B with GEPS6500NCMUL-SY [Qualified at 120V Only] | Indoor Luminaires | Case Lighting | Vertical Refrigerated Case Luminaires | Standard | FALSE | [9 empty] | 42450 |  |  | No |  | 3.1 | 1293.4 | 109.5 | 11.8 | 8.4 | 0.97 | 3575 | 82.1
PDG44D6K | GE Lighting Solutions | Immersion | ELV1E6735C-S with GEPS6500NCMUL-SY [Qualified at 120V Only] | Indoor Luminaires | Case Lighting | Vertical Refrigerated Case Luminaires | Standard | FALSE | [9 empty] | 42450 |  |  | No |  | 3.1 | 1293.4 | 109.5 | 11.8 | 8.4 | 0.97 | 3575 | 82.1
PXX4MW9H | GE Lighting Solutions | Immersion | ELV1E6035C-B with GEPS6500NCMUL-SY [Qualified at 120V Only] | Indoor Luminaires | Case Lighting | Vertical Refrigerated Case Luminaires | Standard | FALSE | [9 empty] | 42450 |  |  | No |  | 3.1 | 1225 | 103 | 11.82 | 8.38 | 0.98 | 3574 | 82
PR2GK3XZ | GE Lighting Solutions | Immersion | ELV1E6035C-S with GEPS6500NCMUL-SY [Qualified at 120V Only] | Indoor Luminaires | Case Lighting | Vertical Refrigerated Case Luminaires | Standard | FALSE | [9 empty] | 42450 |  |  | No |  | 3.1 | 1225 | 103 | 11.82 | 8.38 | 0.98 | 3574 | 82
PWXK7G2M | GE Lighting Solutions | Immersion | ELV1E4835C-S with GEPS6500NCMUL-SY [Qualified at 120V Only] | Indoor Luminaires | Case Lighting | Vertical Refrigerated Case Luminaires | Standard | FALSE | [9 empty] | 42450 |  |  | No |  | 3.1 | 1067 | 115 | 9.29 | 7.87 | 0.98 | 3569 | 82
PJ861MWN | GE Lighting Solutions | Immersion | ELV1E4835C-B with GEPS6500NCMUL-SY [Qualified at 120V Only] | Indoor Luminaires | Case Lighting | Vertical Refrigerated Case Luminaires | Standard | FALSE | [9 empty] | 42450 |  |  | No |  | 3.1 | 1067 | 115 | 9.29 | 7.87 | 0.98 | 3569 | 82
PM5XAKN2 | GE Lighting Solutions | Immersion | ELV1S6035C-B with GEPS6500NCMUL-SY [Qualified at 120V Only] | Indoor Luminaires | Case Lighting | Vertical Refrigerated Case Luminaires | Standard | FALSE | [9 empty] | 42450 |  |  | No |  | 3.1 | 1876 | 94 | 19.943 | 9.12 | 0.97 | 3524 | 90
P9MAWN3C | GE Lighting Solutions | Immersion | ELV1S4835C-B with GEPS6500NCMUL-SY [Qualified at 120V Only] | Indoor Luminaires | Case Lighting | Vertical Refrigerated Case Luminaires | Standard | FALSE | [9 empty] | 42450 |  |  | No |  | 3.1 | 1519 | 99 | 15.4 | 7.7 | 0.98 | 3524 | 90
P3CJM1WK | GE Lighting Solutions | Immersion | ELV1S4835C-S with GEPS6500NCMUL-SY [Qualified at 120V Only] | Indoor Luminaires | Case Lighting | Vertical Refrigerated Case Luminaires | Standard | FALSE | [9 empty] | 42450 |  |  | No |  | 3.1 | 1519 | 99 | 15.4 | 7.7 | 0.98 | 3524 | 90
PY8E7K49 | GE Lighting Solutions | Immersion | ELV1S6735C-S with GEPS6500NCMUL-SY [Qualified at 120V Only] | Indoor Luminaires | Case Lighting | Vertical Refrigerated Case Luminaires | Standard | FALSE | [9 empty] | 42450 |  |  | No |  | 3.1 | 1877.6 | 94.6 | 19.8 | 9.4 | 0.96 | 3520 | 90.3
P58DT9V3 | GE Lighting Solutions | Immersion | ELV1S6735C-B with GEPS6500NCMUL-SY [Qualified at 120V Only] | Indoor Luminaires | Case Lighting | Vertical Refrigerated Case Luminaires | Standard | FALSE | [9 empty] | 42450 |  |  | No |  | 3.1 | 1877.6 | 94.6 | 19.8 | 9.4 | 0.96 | 3520 | 90.3
PHCUC7RN | Nuleaf dba Cyantek LED Lighting | Cyantek LED | CT-CL-69 | Indoor Luminaires | Case Lighting | Vertical Refrigerated Case Luminaires | Standard | TRUE | 1990.787 | 74.062 | 26.88 | 17.87 | 0.95 | 5214 | 82.9 | 5 | 50000 | 42440 |  |  | No |  | 3.1 | 1990.787 | 74.062 | 26.88 | 17.87 | 0.992 | 5000 | 82.9
PKC5D81C | Nuleaf dba Cyantek LED Lighting | Cyantek LED | CT-CL-72 | Indoor Luminaires | Case Lighting | Vertical Refrigerated Case Luminaires | Standard | TRUE | 2182.755 | 74.983 | 29.11 | 18.09 | 0.941 | 5142 | 82.5 | 5 | 50000 | 42440 |  |  | No |  | 3.1 | 2182.755 | 74.983 | 29.11 | 18.09 | 0.988 | 5000 | 82.5
PPPUZV97 | Nuleaf dba Cyantek LED Lighting | Cyantek LED | CT-CL-60 | Indoor Luminaires | Case Lighting | Vertical Refrigerated Case Luminaires | Standard | TRUE | 1786.479 | 74.097 | 24.11 | 18.22 | 0.936 | 5180 | 84.7 | 5 | 50000 | 42440 |  |  | No |  | 3.1 | 1786.479 | 74.097 | 24.11 | 18.22 | 0.987 | 5000 | 84.7
PJ1P2R93 | Sarin Energy Inc. | SES | SES-6FTCL-3000-40 | Indoor Luminaires | Case Lighting | Vertical Refrigerated Case Luminaires | Standard | TRUE | 3315.7 | 98.28 | 33.74 | 12.1 | 0.9064 | 3109 | 83.1 | 5 | 50000 | 42426 |  |  | No | Center and End-mounted | 3 | 4506 | 113.01 | 39.87 | 15.1 | 0.9012 | 3000 | 83.3
PB8GF8MC | Sarin Energy Inc. | SES | SES-5FTCL-3000-32 | Indoor Luminaires | Case Lighting | Vertical Refrigerated Case Luminaires | Standard | TRUE | 3315.7 | 98.28 | 33.74 | 12.1 | 0.9064 | 3109 | 83.1 | 5 | 50000 | 42426 |  |  | No | Center and End-Mounted | 3 | 3315.7 | 98.28 | 33.74 | 12.1 | 0.9064 | 3000 | 83.1
PXP96UH4 | Sarin Energy Inc. | SES | SES-6FTCL-5000-40 | Indoor Luminaires | Case Lighting | Vertical Refrigerated Case Luminaires | Standard | FALSE | [9 empty] | 42426 |  |  | No | Center and End-mounted | 3 | 4783 | 123.66 | 38.68 | 15 | 0.9033 | 5000 | 84.4
PRK27A47 | Sarin Energy Inc. | SES | SES-5FTCL-5000-32 | Indoor Luminaires | Case Lighting | Vertical Refrigerated Case Luminaires | Standard | FALSE | [9 empty] | 42426 |  |  | No | Center and End-Mounted | 3 | 4196 | 125.47 | 33.44 | 14.6 | 0.9102 | 5000 | 84.4
PNSUK5JX | Sarin Energy Inc. | SES | SES-6FTCL-4000-40 | Indoor Luminaires | Case Lighting | Vertical Refrigerated Case Luminaires | Standard | FALSE | [9 empty] | 42426 |  |  | No | Center and End-mounted | 3 | 4506 | 113.01 | 39.87 | 15.1 | 0.9012 | 4000 | 83.3
PC8XDXYW | Sarin Energy Inc. | SES | SES-5FTCL-4000-32 | Indoor Luminaires | Case Lighting | Vertical Refrigerated Case Luminaires | Standard | FALSE | [9 empty] | 42426 |  |  | No | Center and End-Mounted | 3 | 3315.7 | 98.28 | 33.74 | 12.1 | 0.9064 | 4000 | 83.1
PTXSAC4U | Zlight Technology | Zlight | ZL-FrL-4FT-30K-18W-D | Indoor Luminaires | Case Lighting | Vertical Refrigerated Case Luminaires | Standard | TRUE | 1973.1 | 112.62 | 17.52 | 10.12 | 0.992 | 3006 | 84 | 5 |  | 42381 |  |  | NotYetVerified |  | 3 | [5 empty] | 3000
PGVR1FPR | Zlight Technology | Zlight | ZL-FrL-5FT-30K-22W-D | Indoor Luminaires | Case Lighting | Vertical Refrigerated Case Luminaires | Standard | TRUE | 1636.7 | 75.01 | 21.82 | 13.9 | 0.9392 | 2898 | 83.6 | 5 | 50000 | 42381 |  |  | NotYetVerified |  | 3 | 1600 | 75 | 22 |  | 0.9 | 3000 | 80
PFBJU5JP | Zlight Technology | Zlight | ZL-FrL-4FT-50K-18W-D | Indoor Luminaires | Case Lighting | Vertical Refrigerated Case Luminaires | Standard | FALSE | [9 empty] | 42381 |  |  | NotYetVerified |  | 3 | 2566 | 126.41 | 17.91 | 9.89 | 0.9187 | 5000 | 85.4
PP5F4S8F | Zlight Technology | Zlight | ZL-FrL-6FT-50K-26W-D | Indoor Luminaires | Case Lighting | Vertical Refrigerated Case Luminaires | Standard | FALSE | [9 empty] | 42381 |  |  | NotYetVerified |  | 3 | 3200 | 120 | 26 |  | 0.9 | 5000 | 80
PDJQ7XUC | Zlight Technology | Zlight | ZL-FrL-5FT-50K-22W-D | Indoor Luminaires | Case Lighting | Vertical Refrigerated Case Luminaires | Standard | FALSE | [9 empty] | 42381 |  |  | NotYetVerified |  | 3 | 2400 | 100 | 22 |  | 0.9 | 5000 | 80
P23MDJEU | Zlight Technology | Zlight | ZL-FrL-6FT-30K-26W-D | Indoor Luminaires | Case Lighting | Vertical Refrigerated Case Luminaires | Standard | FALSE | [9 empty] | 42381 |  |  | NotYetVerified |  | 3 | 3200 | 120 | 26 |  | 0.9 | 3000 | 80
PCEFCNAS | American Bright Lighting | Simpletube Slimm | AB-STU-373006E | Indoor Luminaires | Case Lighting | Vertical Refrigerated Case Luminaires | Standard | TRUE | 484.7 | 76.23 | 6.358 | 17.84 | 0.984 | 3068 | 84.5 | 6 | 55000 | 42355 |  |  | No |  | 3.1 | 500 | 83.3 | 6 | 18.6 | 0.98 | 3000 | 85
P64J41KF | American Bright Lighting | Simpletube Slimm | AB-STU-373006E | Indoor Luminaires | Case Lighting | Horizontal Refrigerated Case Luminaires | Standard | TRUE | 484.7 | 76.23 | 6.358 | 17.84 | 0.984 | 3068 | 84.5 | 6 | 55000 | 42355 |  |  | No |  | 3.1 | 500 | 83.3 | 6 | 18.6 | 0.98 | 3000 | 85
P67KCDPU | American Bright Lighting | Simpletube Slimm | AB-STU-483016C | Indoor Luminaires | Case Lighting | Vertical Refrigerated Case Luminaires | Standard | TRUE | 909.7 | 56.36 | 16.14 | 18.75 | 0.983 | 3051 | 84.3 | 6 | 55000 | 42355 |  |  | No |  | 3.1 | 910 | 56.875 | 16 | 18.6 | 0.98 | 3000 | 85
PPXE6SHZ | American Bright Lighting | Simpletube Slimm | AB-STU-375006E | Indoor Luminaires | Case Lighting | Vertical Refrigerated Case Luminaires | Standard | TRUE | 530.9 | 82.69 | 6.42 | 18.32 | 0.983 | 4817 | 84.4 | 6 | 55000 | 42355 |  |  | No |  | 3.1 | 530 | 88.3 | 6 | 18.6 | 0.98 | 5000 | 85
PHJVQCQZ | American Bright Lighting | Simpletube Slimm | AB-STU-685024C | Indoor Luminaires | Case Lighting | Vertical Refrigerated Case Luminaires | Standard | FALSE | [9 empty] | 42355 | Not Dimmable | Not Dimmable | No |  | 3.1 | 1426.56 | 59.44 | 24 | 18.6 | 0.98 | 5000 | 85
PP2U5A2A | American Bright Lighting | Simpletube Slimm | AB-STU-605020C | Indoor Luminaires | Case Lighting | Vertical Refrigerated Case Luminaires | Standard | FALSE | [9 empty] | 42355 | Not Dimmable | Not Dimmable | No |  | 3.1 | 1188.8 | 59.44 | 20 | 18.6 | 0.98 | 5000 | 85
PVZAMRRA | American Bright Lighting | Simpletube Slimm | AB-STU-685012E | Indoor Luminaires | Case Lighting | Vertical Refrigerated Case Luminaires | Standard | FALSE | [9 empty] | 42355 | Not Dimmable | Not Dimmable | No |  | 3.1 | 1059.96 | 88.33 | 12 | 18.6 | 0.98 | 5000 | 85
PDKS4XWE | American Bright Lighting | Simpletube Slimm | AB-STU-685012E | Indoor Luminaires | Case Lighting | Horizontal Refrigerated Case Luminaires | Standard | FALSE | [9 empty] | 42355 | Not Dimmable | Not Dimmable | No |  | 3.1 | 1059.96 | 88.33 | 12 | 18.6 | 0.98 | 5000 | 85
P36D5BKA | American Bright Lighting | Simpletube Slimm | AB-STU-485016C | Indoor Luminaires | Case Lighting | Vertical Refrigerated Case Luminaires | Standard | FALSE | [9 empty] | 42355 | Not Dimmable | Not Dimmable | No |  | 3.1 | 951 | 59.4375 | 16 | 18.6 | 0.98 | 5000 | 85
PRBT366D | American Bright Lighting | Simpletube Slimm | AB-STU-605010E | Indoor Luminaires | Case Lighting | Horizontal Refrigerated Case Luminaires | Standard | FALSE | [9 empty] | 42355 | Not Dimmable | Not Dimmable | No |  | 3.1 | 883.3 | 88.33 | 10 | 18.6 | 0.98 | 5000 | 85
P6MFUNM3 | American Bright Lighting | Simpletube Slimm | AB-STU-605010E | Indoor Luminaires | Case Lighting | Vertical Refrigerated Case Luminaires | Standard | FALSE | [9 empty] | 42355 | Not Dimmable | Not Dimmable | No |  | 3.1 | 883.3 | 88.33 | 10 | 18.6 | 0.98 | 5000 | 85
PSCXZTWB | American Bright Lighting | Simpletube Slimm | AB-STU-485008E | Indoor Luminaires | Case Lighting | Vertical Refrigerated Case Luminaires | Standard | FALSE | [9 empty] | 42355 | Not Dimmable | Not Dimmable | No |  | 3.1 | 706.64 | 88.33 | 8 | 18.6 | 0.98 | 5000 | 85
PSCU9FGQ | American Bright Lighting | Simpletube Slimm | AB-STU-485008E | Indoor Luminaires | Case Lighting | Horizontal Refrigerated Case Luminaires | Standard | FALSE | [9 empty] | 42355 | Not Dimmable | Not Dimmable | No |  | 3.1 | 706.64 | 88.33 | 8 | 18.6 | 0.98 | 5000 | 85
P6J64C2Y | American Bright Lighting | Simpletube Slimm | AB-STU-375006E | Indoor Luminaires | Case Lighting | Horizontal Refrigerated Case Luminaires | Standard | FALSE | [9 empty] | 42355 | Not Dimmable | Not Dimmable | No |  | 3.1 | 530 | 88.3 | 6 | 18.6 | 0.98 | 5000 | 85
PZ55AESM | American Bright Lighting | Simpletube Slimm | AB-STU-684024C | Indoor Luminaires | Case Lighting | Vertical Refrigerated Case Luminaires | Standard | FALSE | [9 empty] | 42355 | Not Dimmable | Not Dimmable | No |  | 3.1 | 1395.12 | 58.13 | 24 | 18.6 | 0.98 | 4000 | 85
PUZASZKD | American Bright Lighting | Simpletube Slimm | AB-STU-604020C | Indoor Luminaires | Case Lighting | Vertical Refrigerated Case Luminaires | Standard | FALSE | [9 empty] | 42355 | Not Dimmable | Not Dimmable | No |  | 3.1 | 1162.6 | 58.13 | 20 | 18.6 | 0.98 | 4000 | 85
PYWHSGYX | American Bright Lighting | Simpletube Slimm | AB-STU-684012E | Indoor Luminaires | Case Lighting | Vertical Refrigerated Case Luminaires | Standard | FALSE | [9 empty] | 42355 | Not Dimmable | Not Dimmable | No |  | 3.1 | 1029.96 | 85.83 | 12 | 18.6 | 0.98 | 4000 | 85
PT44AA7V | American Bright Lighting | Simpletube Slimm | AB-STU-684012E | Indoor Luminaires | Case Lighting | Horizontal Refrigerated Case Luminaires | Standard | FALSE | [9 empty] | 42355 | Not Dimmable | Not Dimmable | No |  | 3.1 | 1029.96 | 85.83 | 12 | 18.6 | 0.98 | 4000 | 85
P5CAC6AB | American Bright Lighting | Simpletube Slimm | AB-STU-484016C | Indoor Luminaires | Case Lighting | Vertical Refrigerated Case Luminaires | Standard | FALSE | [9 empty] | 42355 | Not Dimmable | Not Dimmable | No |  | 3.1 | 930 | 58.125 | 16 | 18.6 | 0.98 | 4000 | 85
PCD6U7ZP | American Bright Lighting | Simpletube Slimm | AB-STU-604010E | Indoor Luminaires | Case Lighting | Vertical Refrigerated Case Luminaires | Standard | FALSE | [9 empty] | 42355 | Not Dimmable | Not Dimmable | No |  | 3.1 | 858.3 | 85.83 | 10 | 18.6 | 0.98 | 4000 | 85
P7YD9RJ7 | American Bright Lighting | Simpletube Slimm | AB-STU-604010E | Indoor Luminaires | Case Lighting | Horizontal Refrigerated Case Luminaires | Standard | FALSE | [9 empty] | 42355 | Not Dimmable | Not Dimmable | No |  | 3.1 | 858.3 | 85.83 | 10 | 18.6 | 0.98 | 4000 | 85
PXFH663X | American Bright Lighting | Simpletube Slimm | AB-STU-484008E | Indoor Luminaires | Case Lighting | Horizontal Refrigerated Case Luminaires | Standard | FALSE | [9 empty] | 42355 | Not Dimmable | Not Dimmable | No |  | 3.1 | 686.64 | 85.83 | 8 | 18.6 | 0.98 | 4000 | 85
PT8R8MMN | American Bright Lighting | Simpletube Slimm | AB-STU-484008E | Indoor Luminaires | Case Lighting | Vertical Refrigerated Case Luminaires | Standard | FALSE | [9 empty] | 42355 | Not Dimmable | Not Dimmable | No |  | 3.1 | 686.64 | 85.83 | 8 | 18.6 | 0.98 | 4000 | 85
PRPGK7QK | American Bright Lighting | Simpletube Slimm | AB-STU-374006E | Indoor Luminaires | Case Lighting | Horizontal Refrigerated Case Luminaires | Standard | FALSE | [9 empty] | 42355 | Not Dimmable | Not Dimmable | No |  | 3.1 | 515 | 85.83 | 6 | 18.6 | 0.98 | 4000 | 85
PBH463YF | American Bright Lighting | Simpletube Slimm | AB-STU-374006E | Indoor Luminaires | Case Lighting | Vertical Refrigerated Case Luminaires | Standard | FALSE | [9 empty] | 42355 | Not Dimmable | Not Dimmable | No |  | 3.1 | 515 | 85.83 | 6 | 18.6 | 0.98 | 4000 | 85
PRGJ977G | American Bright Lighting | Simpletube Slimm | AB-STU-683024C | Indoor Luminaires | Case Lighting | Vertical Refrigerated Case Luminaires | Standard | FALSE | [9 empty] | 42355 | Not Dimmable | Not Dimmable | No |  | 3.1 | 1365.12 | 56.88 | 24 | 18.6 | 0.98 | 3000 | 85
PS9HADYA | American Bright Lighting | Simpletube Slimm | AB-STU-603020C | Indoor Luminaires | Case Lighting | Vertical Refrigerated Case Luminaires | Standard | FALSE | [9 empty] | 42355 | Not Dimmable | Not Dimmable | No |  | 3.1 | 1137.6 | 56.88 | 20 | 18.6 | 0.98 | 3000 | 85
PU1YT4H9 | American Bright Lighting | Simpletube Slimm | AB-STU-683012E | Indoor Luminaires | Case Lighting | Horizontal Refrigerated Case Luminaires | Standard | FALSE | [9 empty] | 42355 | Not Dimmable | Not Dimmable | No |  | 3.1 | 999.96 | 83.33 | 12 | 18.6 | 0.98 | 3000 | 85
PT177Z2Q | American Bright Lighting | Simpletube Slimm | AB-STU-683012E | Indoor Luminaires | Case Lighting | Vertical Refrigerated Case Luminaires | Standard | FALSE | [9 empty] | 42355 | Not Dimmable | Not Dimmable | No |  | 3.1 | 999.96 | 83.33 | 12 | 18.6 | 0.98 | 3000 | 85
PT2T3P7C | American Bright Lighting | Simpletube Slimm | AB-STU-603010E | Indoor Luminaires | Case Lighting | Vertical Refrigerated Case Luminaires | Standard | FALSE | [9 empty] | 42355 | Not Dimmable | Not Dimmable | No |  | 3.1 | 833.3 | 83.33 | 10 | 18.6 | 0.98 | 3000 | 85
P7G83RJ4 | American Bright Lighting | Simpletube Slimm | AB-STU-603010E | Indoor Luminaires | Case Lighting | Horizontal Refrigerated Case Luminaires | Standard | FALSE | [9 empty] | 42355 | Not Dimmable | Not Dimmable | No |  | 3.1 | 833.3 | 83.33 | 10 | 18.6 | 0.98 | 3000 | 85
PKRG6JAD | American Bright Lighting | Simpletube Slimm | AB-STU-483008E | Indoor Luminaires | Case Lighting | Vertical Refrigerated Case Luminaires | Standard | FALSE | [9 empty] | 42355 | Not Dimmable | Not Dimmable | No |  | 3.1 | 666.64 | 83.33 | 8 | 18.6 | 0.98 | 3000 | 85
P219VPW5 | American Bright Lighting | Simpletube Slimm | AB-STU-483008E | Indoor Luminaires | Case Lighting | Horizontal Refrigerated Case Luminaires | Standard | FALSE | [9 empty] | 42355 | Not Dimmable | Not Dimmable | No |  | 3.1 | 666.64 | 83.33 | 8 | 18.6 | 0.98 | 3000 | 85
PPBB61ZN | LED Power Inc. | LED POWER INC | RB26LP6-1/2W-4'-50K-24V | Indoor Luminaires | Case Lighting | Vertical Refrigerated Case Luminaires | Standard | TRUE | 1062.35 | 79 | 13.38 | 21 | 0.92 | 4839 | 84 | 5 | 50000 | 42353 |  |  | No | Qualified using PHILIPS ADVANCE LED120A0024V33F Driver ONLY | 3.1 | 1062.35 | 79 | 13.38 | 21 | 0.92 | 4839 | 84
PWMD536Y | LED Power Inc. | LED POWER INC | RB26LP6-1/2W-4'-41K-24V [120V ONLY] | Indoor Luminaires | Case Lighting | Vertical Refrigerated Case Luminaires | Standard | TRUE | 1363 | 87.8 | 15.52 | 22.8 | 0.917 | 4064 | 83.8 | 5 | 50000 | 42353 |  |  | No | Qualified using PHILIPS ADVANCE LEDINTA0024V41FO driver ONLY | 3.1 | 1299 | 80.4 | 16.16 | 21 | 0.959 | 4064 | 83.8
P9Y5E1SX | LEDingEdge Lighting Inc. | Mini-ORION Low Voltage Luminaires | MIN1865-T-12V-23-230-35K-C | Indoor Luminaires | Case Lighting | Vertical Refrigerated Case Luminaires | Standard | TRUE | 4117 | 81 | 50.8 | 20.6 | 0.881 | 3455 | 83.4 | 5 | 50000 | 42353 |  |  | NotYetVerified | Min- Ten 23 luminaires @ 5 watts per LED luminaire = 50w powered with LPF-60w-12v LED Driver | 3.1 | 3349 | 66.98 | 50 | 20.6 | 0.881 | 3427 | 85.9
PNTT5M9P | LEDingEdge Lighting Inc. | Mini-ORION Low Voltage Luminaires | MIN1865-T-12V-23-230-35K-C | Indoor Luminaires | Case Lighting | Horizontal Refrigerated Case Luminaires | Standard | TRUE | 4117 | 81 | 50.8 | 20.6 | 0.881 | 3455 | 83.4 | 5 | 50000 | 42353 |  |  | NotYetVerified | Min- Ten 23 luminaires @ 5 watts per LED luminaire = 50w powered with LPF-60w-12v LED Driver | 3.1 | 3349 | 66.98 | 50 | 20.6 | 0.881 | 3427 | 85.9
PV8CT3NF | LEDingEdge Lighting Inc. | Mini-ORION Low Voltage Luminaires | MIN1865-T-12V-23-230-50K-C | Indoor Luminaires | Case Lighting | Vertical Refrigerated Case Luminaires | Standard | FALSE | [9 empty] | 42353 |  |  | NotYetVerified | Min- Ten 23 luminaires @ 5 watts per LED luminaire = 50w powered with LPF-60w-12v LED Driver | 3 | 3349 | 66.98 | 50 | 20.6 | 0.881 | 5000 | 85.9
P4XM2SKZ | LEDingEdge Lighting Inc. | Mini-ORION Low Voltage Luminaires | MIN1865-T-12V-23-230-50K-C | Indoor Luminaires | Case Lighting | Horizontal Refrigerated Case Luminaires | Standard | FALSE | [9 empty] | 42353 |  |  | NotYetVerified | Min- Ten 23 luminaires @ 5 watts per LED luminaire = 50w powered with LPF-60w-12v LED Driver | 3 | 3349 | 66.98 | 50 | 20.6 | 0.881 | 5000 | 85.9
PUPQBEYS | LEDingEdge Lighting Inc. | Mini-ORION Low Voltage Luminaires | MIN3665-T-24V-67-201-50K-C | Indoor Luminaires | Case Lighting | Horizontal Refrigerated Case Luminaires | Standard | FALSE | [9 empty] | 42353 |  |  | NotYetVerified | Min-Three 67 luminaires @ 30 watts per LED luminaire = 90w with PLN-100w-24v LED Driver | 3 | 6299.9 | 70 | 90 | 15.4 | 0.887 | 5000 | 84.3
PT2EXQH8 | LEDingEdge Lighting Inc. | Mini-ORION Low Voltage Luminaires | MIN1865-T-24V-67-402-50K-C | Indoor Luminaires | Case Lighting | Vertical Refrigerated Case Luminaires | Standard | FALSE | [9 empty] | 42353 |  |  | NotYetVerified | Min-Six 67 luminaires @ 15 watts per LED luminaire= 90w with PLN-100w-24v LED Driver | 3 | 6299.9 | 70 | 90 | 15.4 | 0.887 | 5000 | 84.3
PEWFQV6G | LEDingEdge Lighting Inc. | Mini-ORION Low Voltage Luminaires | MIN3665-T-24V-34-204-50K-C | Indoor Luminaires | Case Lighting | Horizontal Refrigerated Case Luminaires | Standard | FALSE | [9 empty] | 42353 |  |  | NotYetVerified | Min-Six 34 luminaires @ 15 watts per LED luminaire = 90w with PLN-100w-24v LED Driver | 3 | 6299.9 | 70 | 90 | 15.4 | 0.887 | 5000 | 84.3
P9DCMGUR | LEDingEdge Lighting Inc. | Mini-ORION Low Voltage Luminaires | MIN3665-T-24V-67-201-50K-C | Indoor Luminaires | Case Lighting | Vertical Refrigerated Case Luminaires | Standard | FALSE | [9 empty] | 42353 |  |  | NotYetVerified | Min-Three 67 luminaires @ 30 watts per LED luminaire = 90w with PLN-100w-24v LED Driver | 3 | 6299.9 | 70 | 90 | 15.4 | 0.887 | 5000 | 84.3
P4KHF4P1 | LEDingEdge Lighting Inc. | Mini-ORION Low Voltage Luminaires | MIN3665-T-24V-34-204-50K-C | Indoor Luminaires | Case Lighting | Vertical Refrigerated Case Luminaires | Standard | FALSE | [9 empty] | 42353 |  |  | NotYetVerified | Min-Six 34 luminaires @ 15 watts per LED luminaire = 90w with PLN-100w-24v LED Driver | 3 | 6299.9 | 70 | 90 | 15.4 | 0.887 | 5000 | 84.3
P2THCCM5 | LEDingEdge Lighting Inc. | Mini-ORION Low Voltage Luminaires | MIN1865-T-24V-67-402-50K-C | Indoor Luminaires | Case Lighting | Horizontal Refrigerated Case Luminaires | Standard | FALSE | [9 empty] | 42353 |  |  | NotYetVerified | Min-Six 67 luminaires @ 15 watts per LED luminaire= 90w with PLN-100w-24v LED Driver | 3 | 6299.9 | 70 | 90 | 15.4 | 0.887 | 5000 | 84.3
PTPYXY9U | LEDingEdge Lighting Inc. | Mini-ORION Low Voltage Luminaires | MIN1865-T-24V-56-392-50K-C | Indoor Luminaires | Case Lighting | Horizontal Refrigerated Case Luminaires | Standard | FALSE | [9 empty] | 42353 |  |  | NotYetVerified | Min-Seven 56 luminaires @ 12.5 watts per LED luminaire= 87.5w with PLN-100w-24v LED Driver | 3 | 6124.9 | 70 | 87.5 | 15.4 | 0.887 | 5000 | 84.3
P639MR39 | LEDingEdge Lighting Inc. | Mini-ORION Low Voltage Luminaires | MIN1865-T-24V-56-392-50K-C | Indoor Luminaires | Case Lighting | Vertical Refrigerated Case Luminaires | Standard | FALSE | [9 empty] | 42353 |  |  | NotYetVerified | Min-Seven 56 luminaires @ 12.5 watts per LED luminaire= 87.5w with PLN-100w-24v LED Driver | 3 | 6124.9 | 70 | 87.5 | 15.4 | 0.887 | 5000 | 84.3
PZBA6NWD | LEDingEdge Lighting Inc. | Mini-ORION Low Voltage Luminaires | MIN1865-T-24V-34-374-50K-C | Indoor Luminaires | Case Lighting | Horizontal Refrigerated Case Luminaires | Standard | FALSE | [9 empty] | 42353 |  |  | NotYetVerified | Min-Eleven 34 luminaires @ 7.5 watts per LED luminaire = 82.5w with PLN-100w-24v LED Driver | 3 | 5774.9 | 70 | 82.5 | 15.4 | 0.887 | 5000 | 84.3
PYU1XE15 | LEDingEdge Lighting Inc. | Mini-ORION Low Voltage Luminaires | MIN1865-T-24V-34-374-50K-C | Indoor Luminaires | Case Lighting | Vertical Refrigerated Case Luminaires | Standard | FALSE | [9 empty] | 42353 |  |  | NotYetVerified | Min-Eleven 34 luminaires @ 7.5 watts per LED luminaire = 82.5w with PLN-100w-24v LED Driver | 3 | 5774.9 | 70 | 82.5 | 15.4 | 0.887 | 5000 | 84.3
PY3TM8EU | LEDingEdge Lighting Inc. | Mini-ORION Low Voltage Luminaires | MIN1865-T-24V-45-360-50K-C | Indoor Luminaires | Case Lighting | Vertical Refrigerated Case Luminaires | Standard | FALSE | [9 empty] | 42353 |  |  | NotYetVerified | Min-Eight 45 luminaires @ 10 watts per LED luminaire = 80w with PLN-100w-24v LED Driver | 3 | 5599.9 | 70 | 80 | 15.4 | 0.887 | 5000 | 84.3
PX4DYCYT | LEDingEdge Lighting Inc. | Mini-ORION Low Voltage Luminaires | MIN1865-T-24V-23-368-50K-C | Indoor Luminaires | Case Lighting | Horizontal Refrigerated Case Luminaires | Standard | FALSE | [9 empty] | 42353 |  |  | NotYetVerified | Min-Sixteen 23 luminaires @ 5 watts per LED luminaire = 80 watts with PLN-100w-24v LED Driver | 3 | 5599.9 | 70 | 80 | 15.4 | 0.887 | 5000 | 84.3
PVG2ENZJ | LEDingEdge Lighting Inc. | Mini-ORION Low Voltage Luminaires | MIN3665-T-24V-45-180-50K-C | Indoor Luminaires | Case Lighting | Horizontal Refrigerated Case Luminaires | Standard | FALSE | [9 empty] | 42353 |  |  | NotYetVerified | Min-Four 45 luminaires @ 20 watts per LED luminaire = 80w with PLN-100w-24v LED Driver | 3 | 5599.9 | 70 | 80 | 15.4 | 0.887 | 5000 | 84.3
PQBZR929 | LEDingEdge Lighting Inc. | Mini-ORION Low Voltage Luminaires | MIN1865-T-24V-23-368-50K-C | Indoor Luminaires | Case Lighting | Vertical Refrigerated Case Luminaires | Standard | FALSE | [9 empty] | 42353 |  |  | NotYetVerified | Min-Sixteen 23 luminaires @ 5 watts per LED luminaire = 80 watts with PLN-100w-24v LED Driver | 3 | 5599.9 | 70 | 80 | 15.4 | 0.887 | 5000 | 84.3
PHDMYQNC | LEDingEdge Lighting Inc. | Mini-ORION Low Voltage Luminaires | MIN1865-T-24V-45-360-50K-C | Indoor Luminaires | Case Lighting | Horizontal Refrigerated Case Luminaires | Standard | FALSE | [9 empty] | 42353 |  |  | NotYetVerified | Min-Eight 45 luminaires @ 10 watts per LED luminaire = 80w with PLN-100w-24v LED Driver | 3 | 5599.9 | 70 | 80 | 15.4 | 0.887 | 5000 | 84.3
PGNVYHXN | LEDingEdge Lighting Inc. | Mini-ORION Low Voltage Luminaires | MIN3665-T-24V-23-184-50K-C | Indoor Luminaires | Case Lighting | Horizontal Refrigerated Case Luminaires | Standard | FALSE | [9 empty] | 42353 |  |  | NotYetVerified | Min-Eight 23 luminaires @ 10 watts per LED luminaire = 80 watts with PLN-100w-24v LED Driver | 3 | 5599.9 | 70 | 80 | 15.4 | 0.887 | 5000 | 84.3
PFN3VKV7 | LEDingEdge Lighting Inc. | Mini-ORION Low Voltage Luminaires | MIN3665-T-24V-23-184-50K-C | Indoor Luminaires | Case Lighting | Vertical Refrigerated Case Luminaires | Standard | FALSE | [9 empty] | 42353 |  |  | NotYetVerified | Min-Eight 23 luminaires @ 10 watts per LED luminaire = 80 watts with PLN-100w-24v LED Driver | 3 | 5599.9 | 70 | 80 | 15.4 | 0.887 | 5000 | 84.3
PA1UHAJ6 | LEDingEdge Lighting Inc. | Mini-ORION Low Voltage Luminaires | MIN3665-T-24V-45-180-50K-C | Indoor Luminaires | Case Lighting | Vertical Refrigerated Case Luminaires | Standard | FALSE | [9 empty] | 42353 |  |  | NotYetVerified | Min-Four 45 luminaires @ 20 watts per LED luminaire = 80w with PLN-100w-24v LED Driver | 3 | 5599.9 | 70 | 80 | 15.4 | 0.887 | 5000 | 84.3
PK9SX3HB | LEDingEdge Lighting Inc. | Mini-ORION Low Voltage Luminaires | MIN3665-T-24V-56-168-50K-C | Indoor Luminaires | Case Lighting | Horizontal Refrigerated Case Luminaires | Standard | FALSE | [9 empty] | 42353 |  |  | NotYetVerified | Min-Three 56 luminaire @ 25 watts per LED luminaire = 75w with PLN-100w-24v LED Driver | 3 | 5250 | 70 | 75 | 15.4 | 0.887 | 5000 | 84.3
PAUA3NNQ | LEDingEdge Lighting Inc. | Mini-ORION Low Voltage Luminaires | MIN3665-T-24V-56-168-50K-C | Indoor Luminaires | Case Lighting | Vertical Refrigerated Case Luminaires | Standard | FALSE | [9 empty] | 42353 |  |  | NotYetVerified | Min-Three 56 luminaire @ 25 watts per LED luminaire = 75w with PLN-100w-24v LED Driver | 3 | 5250 | 70 | 75 | 15.4 | 0.887 | 5000 | 84.3
PYJ32NNT | LEDingEdge Lighting Inc. | Mini-ORION Low Voltage Luminaires | MIN3665-T-12V-23-115-40K-C | Indoor Luminaires | Case Lighting | Vertical Refrigerated Case Luminaires | Standard | FALSE | [9 empty] | 42353 |  |  | NotYetVerified | Min-Five 23 luminaires @ 10 watts per LED luminaire = 50w with LPF-60w-12v LED Driver | 3 | 3349 | 66.98 | 50 | 20.6 | 0.881 | 4000 | 85.9
PR6565UT | LEDingEdge Lighting Inc. | Mini-ORION Low Voltage Luminaires | MIN1865-T-12V-23-230-40K-C | Indoor Luminaires | Case Lighting | Vertical Refrigerated Case Luminaires | Standard | FALSE | [9 empty] | 42353 |  |  | NotYetVerified | Min- Ten 23 luminaires @ 5 watts per LED luminaire = 50w powered with LPF-60w-12v LED Driver | 3 | 3349 | 66.98 | 50 | 20.6 | 0.881 | 4000 | 85.9
P9GATWVX | LEDingEdge Lighting Inc. | Mini-ORION Low Voltage Luminaires | MIN3665-T-12V-23-115-40K-C | Indoor Luminaires | Case Lighting | Horizontal Refrigerated Case Luminaires | Standard | FALSE | [9 empty] | 42353 |  |  | NotYetVerified | Min-Five 23 luminaires @ 10 watts per LED luminaire = 50w with LPF-60w-12v LED Driver | 3 | 3349 | 66.98 | 50 | 20.6 | 0.881 | 4000 | 85.9
P23C5V2H | LEDingEdge Lighting Inc. | Mini-ORION Low Voltage Luminaires | MIN1865-T-12V-23-230-40K-C | Indoor Luminaires | Case Lighting | Horizontal Refrigerated Case Luminaires | Standard | FALSE | [9 empty] | 42353 |  |  | NotYetVerified | Min- Ten 23 luminaires @ 5 watts per LED luminaire = 50w powered with LPF-60w-12v LED Driver | 3 | 3349 | 66.98 | 50 | 20.6 | 0.881 | 4000 | 85.9
PW7ZY8B2 | LEDingEdge Lighting Inc. | Mini-ORION Low Voltage Luminaires | MIN1865-T-24V-67-402-40K-C | Indoor Luminaires | Case Lighting | Vertical Refrigerated Case Luminaires | Standard | FALSE | [9 empty] | 42353 |  |  | NotYetVerified | Min-Six 67 luminaires @ 15 watts per LED luminaire= 90w with PLN-100w-24v LED Driver | 3 | 6299.9 | 70 | 90 | 15.4 | 0.887 | 4000 | 84.3
PG3V5TBA | LEDingEdge Lighting Inc. | Mini-ORION Low Voltage Luminaires | MIN3665-T-24V-34-204-40K-C | Indoor Luminaires | Case Lighting | Vertical Refrigerated Case Luminaires | Standard | FALSE | [9 empty] | 42353 |  |  | NotYetVerified | Min-Six 34 luminaires @ 15 watts per LED luminaire = 90w with PLN-100w-24v LED Driver | 3 | 6299.9 | 70 | 90 | 15.4 | 0.887 | 4000 | 84.3
PE2HADFN | LEDingEdge Lighting Inc. | Mini-ORION Low Voltage Luminaires | MIN3665-T-24V-34-204-40K-C | Indoor Luminaires | Case Lighting | Horizontal Refrigerated Case Luminaires | Standard | FALSE | [9 empty] | 42353 |  |  | NotYetVerified | Min-Six 34 luminaires @ 15 watts per LED luminaire = 90w with PLN-100w-24v LED Driver | 3 | 6299.9 | 70 | 90 | 15.4 | 0.887 | 4000 | 84.3
P2V8ZRSM | LEDingEdge Lighting Inc. | Mini-ORION Low Voltage Luminaires | MIN1865-T-24V-67-402-40K-C | Indoor Luminaires | Case Lighting | Horizontal Refrigerated Case Luminaires | Standard | FALSE | [9 empty] | 42353 |  |  | NotYetVerified | Min-Six 67 luminaires @ 15 watts per LED luminaire= 90w with PLN-100w-24v LED Driver | 3 | 6299.9 | 70 | 90 | 15.4 | 0.887 | 4000 | 84.3
P24VBNCB | LEDingEdge Lighting Inc. | Mini-ORION Low Voltage Luminaires | MIN3665-T-24V-67-201-40K-C | Indoor Luminaires | Case Lighting | Vertical Refrigerated Case Luminaires | Standard | FALSE | [9 empty] | 42353 |  |  | NotYetVerified | Min-Three 67 luminaires @ 30 watts per LED luminaire = 90w with PLN-100w-24v LED Driver | 3 | 6299.9 | 70 | 90 | 15.4 | 0.887 | 4000 | 84.3
P1T3G38N | LEDingEdge Lighting Inc. | Mini-ORION Low Voltage Luminaires | MIN3665-T-24V-67-201-40K-C | Indoor Luminaires | Case Lighting | Horizontal Refrigerated Case Luminaires | Standard | FALSE | [9 empty] | 42353 |  |  | NotYetVerified | Min-Three 67 luminaires @ 30 watts per LED luminaire = 90w with PLN-100w-24v LED Driver | 3 | 6299.9 | 70 | 90 | 15.4 | 0.887 | 4000 | 84.3
PZN2BXED | LEDingEdge Lighting Inc. | Mini-ORION Low Voltage Luminaires | MIN1865-T-24V-34-374-40K-C | Indoor Luminaires | Case Lighting | Horizontal Refrigerated Case Luminaires | Standard | FALSE | [9 empty] | 42353 |  |  | NotYetVerified | Min-Eleven 34 luminaires @ 7.5 watts per LED luminaire = 82.5w with PLN-100w-24v LED Driver | 3 | 5774.9 | 70 | 82.5 | 15.4 | 0.887 | 4000 | 84.3
PYZ841W1 | LEDingEdge Lighting Inc. | Mini-ORION Low Voltage Luminaires | MIN1865-T-24V-34-374-40K-C | Indoor Luminaires | Case Lighting | Vertical Refrigerated Case Luminaires | Standard | FALSE | [9 empty] | 42353 |  |  | NotYetVerified | Min-Eleven 34 luminaires @ 7.5 watts per LED luminaire = 82.5w with PLN-100w-24v LED Driver | 3 | 5774.9 | 70 | 82.5 | 15.4 | 0.887 | 4000 | 84.3
PUHQNAPU | LEDingEdge Lighting Inc. | Mini-ORION Low Voltage Luminaires | MIN3665-T-24V-23-184-40K-C | Indoor Luminaires | Case Lighting | Horizontal Refrigerated Case Luminaires | Standard | FALSE | [9 empty] | 42353 |  |  | NotYetVerified | Min-Eight 23 luminaires @ 10 watts per LED luminaire = 80 watts with PLN-100w-24v LED Driver | 3 | 5599.9 | 70 | 80 | 15.4 | 0.887 | 4000 | 84.3
PSS24K8K | LEDingEdge Lighting Inc. | Mini-ORION Low Voltage Luminaires | MIN1865-T-24V-56-392-40K-C | Indoor Luminaires | Case Lighting | Horizontal Refrigerated Case Luminaires | Standard | FALSE | [9 empty] | 42353 |  |  | NotYetVerified | Min-Seven 56 luminaires @ 12.5 watts per LED luminaire= 87.5w with PLN-100w-24v LED Driver | 3 | 5599.9 | 64 | 87.5 | 15.4 | 0.887 | 4000 | 84.3
PRWZ97B1 | LEDingEdge Lighting Inc. | Mini-ORION Low Voltage Luminaires | MIN1865-T-24V-23-368-40K-C | Indoor Luminaires | Case Lighting | Horizontal Refrigerated Case Luminaires | Standard | FALSE | [9 empty] | 42353 |  |  | NotYetVerified | Min-Sixteen 23 luminaires @ 5 watts per LED luminaire = 80 watts with PLN-100w-24v LED Driver | 3 | 5599.9 | 70 | 80 | 15.4 | 0.887 | 4000 | 84.3
PPYDWR5K | LEDingEdge Lighting Inc. | Mini-ORION Low Voltage Luminaires | MIN1865-T-24V-45-360-40K-C | Indoor Luminaires | Case Lighting | Vertical Refrigerated Case Luminaires | Standard | FALSE | [9 empty] | 42353 |  |  | NotYetVerified | Min-Eight 45 luminaires @ 10 watts per LED luminaire = 80w with PLN-100w-24v LED Driver | 3 | 5599.9 | 70 | 80 | 15.4 | 0.887 | 4000 | 84.3
PM9FVAYJ | LEDingEdge Lighting Inc. | Mini-ORION Low Voltage Luminaires | MIN3665-T-24V-45-180-40K-C | Indoor Luminaires | Case Lighting | Horizontal Refrigerated Case Luminaires | Standard | FALSE | [9 empty] | 42353 |  |  | NotYetVerified | Min-Four 45 luminaires @ 20 watts per LED luminaire = 80w with PLN-100w-24v LED Driver | 3 | 5599.9 | 70 | 80 | 15.4 | 0.887 | 4000 | 84.3
PAW3PVGU | LEDingEdge Lighting Inc. | Mini-ORION Low Voltage Luminaires | MIN3665-T-24V-23-184-40K-C | Indoor Luminaires | Case Lighting | Vertical Refrigerated Case Luminaires | Standard | FALSE | [9 empty] | 42353 |  |  | NotYetVerified | Min-Eight 23 luminaires @ 10 watts per LED luminaire = 80 watts with PLN-100w-24v LED Driver | 3 | 5599.9 | 70 | 80 | 15.4 | 0.887 | 4000 | 84.3
P8UPRVPC | LEDingEdge Lighting Inc. | Mini-ORION Low Voltage Luminaires | MIN1865-T-24V-56-392-40K-C | Indoor Luminaires | Case Lighting | Vertical Refrigerated Case Luminaires | Standard | FALSE | [9 empty] | 42353 |  |  | NotYetVerified | Min-Seven 56 luminaires @ 12.5 watts per LED luminaire= 87.5w with PLN-100w-24v LED Driver | 3 | 5599.9 | 64 | 87.5 | 15.4 | 0.887 | 4000 | 84.3
P7YH6F9H | LEDingEdge Lighting Inc. | Mini-ORION Low Voltage Luminaires | MIN1865-T-24V-45-360-40K-C | Indoor Luminaires | Case Lighting | Horizontal Refrigerated Case Luminaires | Standard | FALSE | [9 empty] | 42353 |  |  | NotYetVerified | Min-Eight 45 luminaires @ 10 watts per LED luminaire = 80w with PLN-100w-24v LED Driver | 3 | 5599.9 | 70 | 80 | 15.4 | 0.887 | 4000 | 84.3
P1AWCWTB | LEDingEdge Lighting Inc. | Mini-ORION Low Voltage Luminaires | MIN1865-T-24V-23-368-40K-C | Indoor Luminaires | Case Lighting | Vertical Refrigerated Case Luminaires | Standard | FALSE | [9 empty] | 42353 |  |  | NotYetVerified | Min-Sixteen 23 luminaires @ 5 watts per LED luminaire = 80 watts with PLN-100w-24v LED Driver | 3 | 5599.9 | 70 | 80 | 15.4 | 0.887 | 4000 | 84.3
P16TDZCU | LEDingEdge Lighting Inc. | Mini-ORION Low Voltage Luminaires | MIN3665-T-24V-45-180-40K-C | Indoor Luminaires | Case Lighting | Vertical Refrigerated Case Luminaires | Standard | FALSE | [9 empty] | 42353 |  |  | NotYetVerified | Min-Four 45 luminaires @ 20 watts per LED luminaire = 80w with PLN-100w-24v LED Driver | 3 | 5599.9 | 70 | 80 | 15.4 | 0.887 | 4000 | 84.3
PWJG993K | LEDingEdge Lighting Inc. | Mini-ORION Low Voltage Luminaires | MIN3665-T-24V-56-168-40K-C | Indoor Luminaires | Case Lighting | Vertical Refrigerated Case Luminaires | Standard | FALSE | [9 empty] | 42353 |  |  | NotYetVerified | Min-Three 56 luminaire @ 25 watts per LED luminaire = 75w with PLN-100w-24v LED Driver | 3 | 5250 | 70 | 75 | 15.4 | 0.887 | 4000 | 84.3
PJX2CJVH | LEDingEdge Lighting Inc. | Mini-ORION Low Voltage Luminaires | MIN3665-T-24V-56-168-40K-C | Indoor Luminaires | Case Lighting | Horizontal Refrigerated Case Luminaires | Standard | FALSE | [9 empty] | 42353 |  |  | NotYetVerified | Min-Three 56 luminaire @ 25 watts per LED luminaire = 75w with PLN-100w-24v LED Driver | 3 | 5250 | 70 | 75 | 15.4 | 0.887 | 4000 | 84.3
PYMHYWV7 | LEDingEdge Lighting Inc. | Mini-ORION Low Voltage Luminaires | MIN3665-T-24V-67-201-35K-C | Indoor Luminaires | Case Lighting | Horizontal Refrigerated Case Luminaires | Standard | FALSE | [9 empty] | 42353 |  |  | NotYetVerified | Min-Three 67 luminaires @ 30 watts per LED luminaire = 90w with PLN-100w-24v LED Driver | 3 | 6299.9 | 70 | 90 | 15.4 | 0.887 | 3472 | 84.3
PEVPEGX3 | LEDingEdge Lighting Inc. | Mini-ORION Low Voltage Luminaires | MIN1865-T-24V-67-402-35K-C | Indoor Luminaires | Case Lighting | Vertical Refrigerated Case Luminaires | Standard | FALSE | [9 empty] | 42353 |  |  | NotYetVerified | Min-Six 67 luminaires @ 15 watts per LED luminaire= 90w with PLN-100w-24v LED Driver | 3 | 6299.9 | 70 | 90 | 15.4 | 0.887 | 3472 | 84.3
PCUSGU4N | LEDingEdge Lighting Inc. | Mini-ORION Low Voltage Luminaires | MIN3665-T-24V-34-204-35K-C | Indoor Luminaires | Case Lighting | Vertical Refrigerated Case Luminaires | Standard | FALSE | [9 empty] | 42353 |  |  | NotYetVerified | Min-Six 34 luminaires @ 15 watts per LED luminaire = 90w with PLN-100w-24v LED Driver | 3 | 6299.9 | 70 | 90 | 15.4 | 0.887 | 3472 | 84.3
P6AHNG4G | LEDingEdge Lighting Inc. | Mini-ORION Low Voltage Luminaires | MIN1865-T-24V-67-402-35K-C | Indoor Luminaires | Case Lighting | Horizontal Refrigerated Case Luminaires | Standard | FALSE | [9 empty] | 42353 |  |  | NotYetVerified | Min-Six 67 luminaires @ 15 watts per LED luminaire= 90w with PLN-100w-24v LED Driver | 3 | 6299.9 | 70 | 90 | 15.4 | 0.887 | 3472 | 84.3
P2UX2H85 | LEDingEdge Lighting Inc. | Mini-ORION Low Voltage Luminaires | MIN3665-T-24V-34-204-35K-C | Indoor Luminaires | Case Lighting | Horizontal Refrigerated Case Luminaires | Standard | FALSE | [9 empty] | 42353 |  |  | NotYetVerified | Min-Six 34 luminaires @ 15 watts per LED luminaire = 90w with PLN-100w-24v LED Driver | 3 | 6299.9 | 70 | 90 | 15.4 | 0.887 | 3472 | 84.3
P12MY75T | LEDingEdge Lighting Inc. | Mini-ORION Low Voltage Luminaires | MIN3665-T-24V-67-201-35K-C | Indoor Luminaires | Case Lighting | Vertical Refrigerated Case Luminaires | Standard | FALSE | [9 empty] | 42353 |  |  | NotYetVerified | Min-Three 67 luminaires @ 30 watts per LED luminaire = 90w with PLN-100w-24v LED Driver | 3 | 6299.9 | 70 | 90 | 15.4 | 0.887 | 3472 | 84.3
PZMG17QN | LEDingEdge Lighting Inc. | Mini-ORION Low Voltage Luminaires | MIN1865-T-24V-56-392-35K-C | Indoor Luminaires | Case Lighting | Horizontal Refrigerated Case Luminaires | Standard | FALSE | [9 empty] | 42353 |  |  | NotYetVerified | Min-Seven 56 luminaires @ 12.5 watts per LED luminaire= 87.5w with PLN-100w-24v LED Driver | 3 | 6124.9 | 70 | 87.5 | 15.4 | 0.887 | 3472 | 84.3
PWFQ7G3P | LEDingEdge Lighting Inc. | Mini-ORION Low Voltage Luminaires | MIN1865-T-24V-56-392-35K-C | Indoor Luminaires | Case Lighting | Vertical Refrigerated Case Luminaires | Standard | FALSE | [9 empty] | 42353 |  |  | NotYetVerified | Min-Seven 56 luminaires @ 12.5 watts per LED luminaire= 87.5w with PLN-100w-24v LED Driver | 3 | 6124.9 | 70 | 87.5 | 15.4 | 0.887 | 3472 | 84.3
PXAZEPX2 | LEDingEdge Lighting Inc. | Mini-ORION Low Voltage Luminaires | MIN1865-T-24V-34-374-35K-C | Indoor Luminaires | Case Lighting | Vertical Refrigerated Case Luminaires | Standard | FALSE | [9 empty] | 42353 |  |  | NotYetVerified | Min-Eleven 34 luminaires @ 7.5 watts per LED luminaire = 82.5w with PLN-100w-24v LED Driver | 3 | 5774.9 | 70 | 82.5 | 15.4 | 0.887 | 3472 | 84.3
PBS37NAJ | LEDingEdge Lighting Inc. | Mini-ORION Low Voltage Luminaires | MIN1865-T-24V-34-374-35K-C | Indoor Luminaires | Case Lighting | Horizontal Refrigerated Case Luminaires | Standard | FALSE | [9 empty] | 42353 |  |  | NotYetVerified | Min-Eleven 34 luminaires @ 7.5 watts per LED luminaire = 82.5w with PLN-100w-24v LED Driver | 3 | 5774.9 | 70 | 82.5 | 15.4 | 0.887 | 3472 | 84.3
PZ3W8DRC | LEDingEdge Lighting Inc. | Mini-ORION Low Voltage Luminaires | MIN3665-T-24V-23-184-35K-C | Indoor Luminaires | Case Lighting | Vertical Refrigerated Case Luminaires | Standard | FALSE | [9 empty] | 42353 |  |  | NotYetVerified | Min-Eight 23 luminaires @ 10 watts per LED luminaire = 80w with PLN-100w-24v LED Driver | 3 | 5599.9 | 70 | 80 | 15.4 | 0.887 | 3472 | 84.3
PTQZ15NN | LEDingEdge Lighting Inc. | Mini-ORION Low Voltage Luminaires | MIN3665-T-24V-45-180-35K-C | Indoor Luminaires | Case Lighting | Vertical Refrigerated Case Luminaires | Standard | FALSE | [9 empty] | 42353 |  |  | NotYetVerified | Min-Four 45 luminaires @ 20 watts per LED luminaire = 80w with PLN-100w-24v LED Driver | 3 | 5599.9 | 70 | 80 | 15.4 | 0.887 | 3472 | 84.3
PRYHW6B5 | LEDingEdge Lighting Inc. | Mini-ORION Low Voltage Luminaires | MIN1865-T-24V-45-360-35K-C | Indoor Luminaires | Case Lighting | Horizontal Refrigerated Case Luminaires | Standard | FALSE | [9 empty] | 42353 |  |  | NotYetVerified | Min-Eight 45 luminaires @ 10 watts per LED luminaire = 80w with PLN-100w-24v LED Driver | 3 | 5599.9 | 70 | 80 | 15.4 | 0.887 | 3472 | 84.3
PRVB5NGK | LEDingEdge Lighting Inc. | Mini-ORION Low Voltage Luminaires | MIN1865-T-24V-45-360-35K-C | Indoor Luminaires | Case Lighting | Vertical Refrigerated Case Luminaires | Standard | FALSE | [9 empty] | 42353 |  |  | NotYetVerified | Min-Eight 45 luminaires @ 10 watts per LED luminaire = 80w with PLN-100w-24v LED Driver | 3 | 5599.9 | 70 | 80 | 15.4 | 0.887 | 3472 | 84.3
PPARTFYQ | LEDingEdge Lighting Inc. | Mini-ORION Low Voltage Luminaires | MIN1865-T-24V-23-368-35K-C | Indoor Luminaires | Case Lighting | Vertical Refrigerated Case Luminaires | Standard | FALSE | [9 empty] | 42353 |  |  | NotYetVerified | Min-Sixteen 23 luminaires @ 5 watts per LED luminaire = 80 watts with PLN-100w-24v LED Driver | 3 | 5599.9 | 70 | 80 | 15.4 | 0.887 | 3472 | 84.3
PN3X6FKT | LEDingEdge Lighting Inc. | Mini-ORION Low Voltage Luminaires | MIN3665-T-24V-45-180-35K-C | Indoor Luminaires | Case Lighting | Horizontal Refrigerated Case Luminaires | Standard | FALSE | [9 empty] | 42353 |  |  | NotYetVerified | Min-Four 45 luminaires @ 20 watts per LED luminaire = 80w with PLN-100w-24v LED Driver | 3 | 5599.9 | 70 | 80 | 15.4 | 0.887 | 3472 | 84.3
PBFCV7VT | LEDingEdge Lighting Inc. | Mini-ORION Low Voltage Luminaires | MIN1865-T-24V-23-368-35K-C | Indoor Luminaires | Case Lighting | Horizontal Refrigerated Case Luminaires | Standard | FALSE | [9 empty] | 42353 |  |  | NotYetVerified | Min-Sixteen 23 luminaires @ 5 watts per LED luminaire = 80 watts with PLN-100w-24v LED Driver | 3 | 5599.9 | 70 | 80 | 15.4 | 0.887 | 3472 | 84.3
P6FD5YYG | LEDingEdge Lighting Inc. | Mini-ORION Low Voltage Luminaires | MIN3665-T-24V-23-184-35K-C | Indoor Luminaires | Case Lighting | Horizontal Refrigerated Case Luminaires | Standard | FALSE | [9 empty] | 42353 |  |  | NotYetVerified | Min-Eight 23 luminaires @ 10 watts per LED luminaire = 80w with PLN-100w-24v LED Driver | 3 | 5599.9 | 70 | 80 | 15.4 | 0.887 | 3472 | 84.3
PVNRFV4F | LEDingEdge Lighting Inc. | Mini-ORION Low Voltage Luminaires | MIN3665-T-24V-56-168-35K-C | Indoor Luminaires | Case Lighting | Horizontal Refrigerated Case Luminaires | Standard | FALSE | [9 empty] | 42353 |  |  | NotYetVerified | Min-Three 56 luminaire @ 25 watts per LED luminaire = 75w with PLN-100w-24v LED Driver | 3 | 5250 | 70.33 | 74.65 | 15.4 | 0.887 | 3472 | 84.3
PPF4K289 | LEDingEdge Lighting Inc. | Mini-ORION Low Voltage Luminaires | MIN3665-T-24V-56-168-35K-C | Indoor Luminaires | Case Lighting | Vertical Refrigerated Case Luminaires | Standard | FALSE | [9 empty] | 42353 |  |  | NotYetVerified | Min-Three 56 luminaire @ 25 watts per LED luminaire = 75w with PLN-100w-24v LED Driver | 3 | 5250 | 70.33 | 74.65 | 15.4 | 0.887 | 3472 | 84.3
PDY3H6UF | LEDingEdge Lighting Inc. | Mini-ORION Low Voltage Luminaires | MIN3665-T-12V-23-115-35K-C | Indoor Luminaires | Case Lighting | Vertical Refrigerated Case Luminaires | Standard | FALSE | [9 empty] | 42353 |  |  | NotYetVerified | Min-Five 23 luminaires @ 10 watts per LED luminaire = 50w with LPF-60w-12v LED Driver | 3 | 3349 | 69.63 | 48.1 | 20.6 | 0.881 | 3427 | 85.9
PBHGWGSG | LEDingEdge Lighting Inc. | Mini-ORION Low Voltage Luminaires | MIN3665-T-12V-23-115-35K-C | Indoor Luminaires | Case Lighting | Horizontal Refrigerated Case Luminaires | Standard | FALSE | [9 empty] | 42353 |  |  | NotYetVerified | Min-Five 23 luminaires @ 10 watts per LED luminaire = 50w with LPF-60w-12v LED Driver | 3 | 3349 | 69.63 | 48.1 | 20.6 | 0.881 | 3427 | 85.9
P7S56CEZ | LED Power Inc. | LED POWER INC | RB26LP6-1/2W-6'-50K-24V | Indoor Luminaires | Case Lighting | Vertical Refrigerated Case Luminaires | Standard | FALSE | [9 empty] | 42353 |  |  | No | Qualified using PHILIPS ADVANCE LED120A0024V33F Driver ONLY | 3.1 | 1779.12 | 79 | 20.07 | 21 | 0.92 | 4839 | 84
PRS94JQ1 | LED Power Inc. | LED POWER INC | RB26LP6-1/2W-5'-50K-24V | Indoor Luminaires | Case Lighting | Vertical Refrigerated Case Luminaires | Standard | FALSE | [9 empty] | 42353 |  |  | No | Qualified using PHILIPS ADVANCE LED120A0024V33F Driver ONLY | 3.1 | 1383.76 | 79 | 16.73 | 21 | 0.92 | 4839 | 84
PNH2K93W | LED Power Inc. | LED POWER INC | RB26LP6-1/2W-6'-41K-24V [120V ONLY] | Indoor Luminaires | Case Lighting | Vertical Refrigerated Case Luminaires | Standard | FALSE | [9 empty] | 42353 |  |  | No | Qualified using PHILIPS ADVANCE LEDINTA0024V41FO driver ONLY | 3.1 | 1948 | 80.4 | 24.24 | 21 | 0.959 | 4064 | 83.8
PVSJ8WEF | LED Power Inc. | LED POWER INC | RB26LP6-1/2W-5'-41K-24V [120V ONLY] | Indoor Luminaires | Case Lighting | Vertical Refrigerated Case Luminaires | Standard | FALSE | [9 empty] | 42353 |  |  | No | Qualified using PHILIPS ADVANCE LEDINTA0024V41FO driver ONLY | 3.1 | 1624 | 80.4 | 20.2 | 21 | 0.959 | 4064 | 83.8
PWU9TN1G | Jubilee International INC | Jubilee LED | Tube-Cooler-6FT-31W-5K-JLL | Indoor Luminaires | Case Lighting | Vertical Refrigerated Case Luminaires | Standard | TRUE | 3990.165 | 127.69 | 31.25 | 17.73 | 0.981 | 5290 | 83 | 5 | 50000 | 42352 |  |  | NotYetVerified |  | 3 | 3000 | 130 | 30 |  | 0.92 | 5000 | 80
PNTW8XMF | Jubilee International INC | Jubilee LED | Tube-Cooler-4FT-18W-5K-JLL | Indoor Luminaires | Case Lighting | Vertical Refrigerated Case Luminaires | Standard | TRUE | 2807.531 | 134.85 | 20.82 | 19.06 | 0.972 | 5098 | 82.9 | 5 | 50000 | 42352 |  |  | NotYetVerified |  | 3 | 2200 | 130 | 22 |  | 0.92 | 5000 | 80
P9CZRHF4 | Jubilee International INC | Jubilee LED | Tube-Cooler-5FT-25W-5K-JLL | Indoor Luminaires | Case Lighting | Vertical Refrigerated Case Luminaires | Standard | TRUE | 3130.52 | 133.95 | 23.37 | 17.43 | 0.957 | 5100 | 83.2 | 5 | 50000 | 42352 |  |  | NotYetVerified |  | 3 | 2500 | 130 | 25 |  | 0.92 | 5000 | 80
PSHSNN29 | #1 Advance LEDs | Advance | USA-RC-16W | Indoor Luminaires | Case Lighting | Horizontal Refrigerated Case Luminaires | Standard | TRUE | 2068.099 | 125.797 | 16.44 | 23.97 | 0.904 | 5180 | 82.8 | 5 | 50000 | 42319 |  |  | NotYetVerified |  | 3
P4JZJPUA | 1 Source LED | 1 Source LED | RTL-5V-24V-3K-FR-D | Indoor Luminaires | Case Lighting | Vertical Refrigerated Case Luminaires | Standard | TRUE | 1740.9 | 86.2 | 20.2 | 16.3 | 0.89 | 2895 | 82 | 5 | 50000 | 42319 |  |  | NotYetVerified |  | 3 | 1740.9 | 86 | 20.2 | 20 | 0.9 | 3000 | 82
P1APAACD | 1 Source LED | 1 Source LED | RTL-6V-24V-5K-FR-D | Indoor Luminaires | Case Lighting | Vertical Refrigerated Case Luminaires | Standard | FALSE | [9 empty] | 42319 | Not Yet Verified | Not Yet Verified | NotYetVerified |  | 3 | 2100 | 70 | 30 | 20 | 0.9 | 5000 | 82
PN1TAU73 | 1 Source LED | 1 Source LED | RTL-5V-24V-5K-FR-D | Indoor Luminaires | Case Lighting | Vertical Refrigerated Case Luminaires | Standard | FALSE | [9 empty] | 42319 | Not Yet Verified | Not Yet Verified | NotYetVerified |  | 3 | 1740.9 | 86 | 20.2 | 20 | 0.9 | 5000 | 82
P4GR3X8V | 1 Source LED | 1 Source LED | RTL-6V-24V-4.5K-FR-D | Indoor Luminaires | Case Lighting | Vertical Refrigerated Case Luminaires | Standard | FALSE | [9 empty] | 42319 | Not Yet Verified | Not Yet Verified | NotYetVerified |  | 3 | 2100 | 70 | 30 | 20 | 0.9 | 4500 | 82
P1RS3W6B | 1 Source LED | 1 Source LED | RTL-5V-24V-4.5K-FR-D | Indoor Luminaires | Case Lighting | Vertical Refrigerated Case Luminaires | Standard | FALSE | [9 empty] | 42319 | Not Yet Verified | Not Yet Verified | NotYetVerified |  | 3 | 1740.9 | 86 | 20.2 | 20 | 0.9 | 4500 | 82
PGXC9CZD | 1 Source LED | 1 Source LED | RTL-6V-24V-4K-FR-D | Indoor Luminaires | Case Lighting | Vertical Refrigerated Case Luminaires | Standard | FALSE | [9 empty] | 42319 | Not Yet Verified | Not Yet Verified | NotYetVerified |  | 3 | 2100 | 70 | 30 | 20 | 0.9 | 4000 | 82
PBYJNXCB | 1 Source LED | 1 Source LED | RTL-5V-24V-4K-FR-D | Indoor Luminaires | Case Lighting | Vertical Refrigerated Case Luminaires | Standard | FALSE | [9 empty] | 42319 | Not Yet Verified | Not Yet Verified | NotYetVerified |  | 3 | 1740.9 | 86 | 20.2 | 20 | 0.9 | 4000 | 82
P85DARMR | 1 Source LED | 1 Source LED | RTL-6V-24V-3.5K-FR-D | Indoor Luminaires | Case Lighting | Vertical Refrigerated Case Luminaires | Standard | FALSE | [9 empty] | 42319 | Not Yet Verified | Not Yet Verified | NotYetVerified |  | 3 | 2100 | 70 | 30 | 20 | 0.9 | 3500 | 82
P7SUPV76 | 1 Source LED | 1 Source LED | RTL-5V-24V-3.5K-FR-D | Indoor Luminaires | Case Lighting | Vertical Refrigerated Case Luminaires | Standard | FALSE | [9 empty] | 42319 | Not Yet Verified | Not Yet Verified | NotYetVerified |  | 3 | 1740.9 | 86 | 20.2 | 20 | 0.9 | 3500 | 82
P8C1KDYQ | 1 Source LED | 1 Source LED | RTL-6V-24V-3K-FR-D | Indoor Luminaires | Case Lighting | Vertical Refrigerated Case Luminaires | Standard | FALSE | [9 empty] | 42319 | Not Yet Verified | Not Yet Verified | NotYetVerified |  | 3 | 2100 | 70 | 30 | 20 | 0.9 | 3000 | 82
P49Q8XFV | SHENZHEN FUDAKIN DISPLAY LIGHTING CO. LTD. | FUDAKINLED | FDK-LR9-5-203C | Indoor Luminaires | Case Lighting | Vertical Refrigerated Case Luminaires | Standard | TRUE | 1996.98 | 92.11 | 21.68 | 11.85 | 0.987 | 3092 | 82.9 | 5 | 50000 | 42300 |  |  | No |  | 3 | 1700 | 85 | 20 | 25 | 0.9 | 3000 | 80
P93MWGHN | SHENZHEN FUDAKIN DISPLAY LIGHTING CO. LTD. | FUDAKINLED | FDK-LR9-5-205C | Indoor Luminaires | Case Lighting | Vertical Refrigerated Case Luminaires | Standard | FALSE | [9 empty] | 42300 | Not Dimmable | Not Dimmable | No |  | 3 | 1700 | 85 | 20 | 25 | 0.9 | 5000 | 80
PZJ6X2AB | SHENZHEN FUDAKIN DISPLAY LIGHTING CO. LTD. | FUDAKINLED | FDK-LR9-5-204C | Indoor Luminaires | Case Lighting | Vertical Refrigerated Case Luminaires | Standard | FALSE | [9 empty] | 42300 | Not Dimmable | Not Dimmable | No |  | 3 | 1700 | 85 | 20 | 25 | 0.9 | 4000 | 80
PYXUYVMX | Eaton (formerly Cooper Lighting) | Metalux | 4VT2-LD4-4-DR-[Blank]-UNV-[All Remote Emergency Enclosures]-L850-5LTD1-WL-[All Options]-[All Packaging] | Indoor Luminaires | Case Lighting | Horizontal Refrigerated Case Luminaires | Standard | FALSE | [9 empty] | 42297 |  |  | Yes |  | 3 | 5248.19 | 139.73 | 37.56 | 14.6 | 0.987 | 5000 | 85
PZM7CARA | Eaton (formerly Cooper Lighting) | Metalux | 4VT2-LD4-4-DR100-[Blank]-UNV-[All Remote Emergency Enclosures]-L850-5LTD1-WL-[All Options]-[All Packaging] | Indoor Luminaires | Case Lighting | Horizontal Refrigerated Case Luminaires | Standard | FALSE | [9 empty] | 42297 |  |  | Yes |  | 3 | 5221.95 | 139.03 | 37.56 | 14.6 | 0.987 | 5000 | 85
P1AT5DC8 | Eaton (formerly Cooper Lighting) | Metalux | 4VT2-LD4-4-FR50-[Blank]-UNV-[All Remote Emergency Enclosures]-L850-5LTD1-WL-[All Options]-[All Packaging] | Indoor Luminaires | Case Lighting | Horizontal Refrigerated Case Luminaires | Standard | FALSE | [9 empty] | 42297 |  |  | Yes |  | 3 | 4676.13 | 124.5 | 37.56 | 14.6 | 0.987 | 5000 | 85
P828V79Q | Eaton (formerly Cooper Lighting) | Metalux | 8VT2-LD4-9-DR-[Blank]-UNV-[All Remote Emergency Enclosures]-L850-5LTD2-WL-[All Options]-[All Packaging] | Indoor Luminaires | Case Lighting | Horizontal Refrigerated Case Luminaires | Standard | FALSE | [9 empty] | 42297 |  |  | Yes |  | 3 | 12237.74 | 118.09 | 103.63 | 12.4 | 0.991 | 5000 | 85
PMW2JJEZ | Eaton (formerly Cooper Lighting) | Metalux | 8VT2-LD4-9-DR100-[Blank]-UNV-[All Remote Emergency Enclosures]-L850-5LTD2-WL-[All Options]-[All Packaging] | Indoor Luminaires | Case Lighting | Horizontal Refrigerated Case Luminaires | Standard | FALSE | [9 empty] | 42297 |  |  | Yes |  | 3 | 12176.55 | 117.5 | 103.63 | 12.4 | 0.991 | 5000 | 85
PFEZZVG9 | Eaton (formerly Cooper Lighting) | Metalux | 8VT2-LD4-9-FR50-[Blank]-UNV-[All Remote Emergency Enclosures]-L850-5LTD2-WL-[All Options]-[All Packaging] | Indoor Luminaires | Case Lighting | Horizontal Refrigerated Case Luminaires | Standard | FALSE | [9 empty] | 42297 |  |  | Yes |  | 3 | 10903.83 | 105.22 | 103.63 | 12.4 | 0.991 | 5000 | 85
PEDQZETG | Eaton (formerly Cooper Lighting) | Metalux | 8VT2-LD4-12-DR-[Blank]-UNV-[All Remote Emergency Enclosures]-L850-5LTD2-WL-[All Options]-[All Packaging] | Indoor Luminaires | Case Lighting | Horizontal Refrigerated Case Luminaires | Standard | FALSE | [9 empty] | 42297 |  |  | Yes |  | 3 | 14041.73 | 125.7 | 111.71 | 11.4 | 0.992 | 5000 | 85
PHNKV3R4 | Eaton (formerly Cooper Lighting) | Metalux | 8VT2-LD4-12-DR100-[Blank]-UNV-[All Remote Emergency Enclosures]-L850-5LTD2-WL-[All Options]-[All Packaging] | Indoor Luminaires | Case Lighting | Horizontal Refrigerated Case Luminaires | Standard | FALSE | [9 empty] | 42297 |  |  | Yes |  | 3 | 13971.52 | 125.07 | 111.71 | 11.4 | 0.992 | 5000 | 85
P3P9STBX | Eaton (formerly Cooper Lighting) | Metalux | 8VT2-LD4-12-FR50-[Blank]-UNV-[All Remote Emergency Enclosures]-L850-5LTD2-WL-[All Options]-[All Packaging] | Indoor Luminaires | Case Lighting | Horizontal Refrigerated Case Luminaires | Standard | FALSE | [9 empty] | 42297 |  |  | Yes |  | 3 | 12511.18 | 111.99 | 111.71 | 11.4 | 0.992 | 5000 | 85
PUHJCDNU | Eaton (formerly Cooper Lighting) | Metalux | 4VT2-LD4-6-DR-[Blank]-UNV-[All Remote Emergency Enclosures]-L850-5LTD1-WL-[All Options]-[All Packaging] | Indoor Luminaires | Case Lighting | Horizontal Refrigerated Case Luminaires | Standard | FALSE | [9 empty] | 42297 |  |  | Yes |  | 3 | 7020.86 | 125.7 | 55.86 | 11.4 | 0.992 | 5000 | 85
PSP196H1 | Eaton (formerly Cooper Lighting) | Metalux | 4VT2-LD4-6-DR100-[Blank]-UNV-[All Remote Emergency Enclosures]-L850-5LTD1-WL-[All Options]-[All Packaging] | Indoor Luminaires | Case Lighting | Horizontal Refrigerated Case Luminaires | Standard | FALSE | [9 empty] | 42297 |  |  | Yes |  | 3 | 6985.76 | 125.07 | 55.86 | 11.4 | 0.992 | 5000 | 85
PB4KDZ69 | Eaton (formerly Cooper Lighting) | Metalux | 4VT2-LD4-6-FR50-[Blank]-UNV-[All Remote Emergency Enclosures]-L850-5LTD1-WL-[All Options]-[All Packaging] | Indoor Luminaires | Case Lighting | Horizontal Refrigerated Case Luminaires | Standard | FALSE | [9 empty] | 42297 |  |  | Yes |  | 3 | 6255.59 | 111.99 | 55.86 | 11.4 | 0.992 | 5000 | 85
PFN2B1R1 | Eaton (formerly Cooper Lighting) | Metalux | 4VT2-LD4-6-DR-[Blank]-UNV-[All Remote Emergency Enclosures]-L850-CD1-WL-[All Options]-[All Packaging] | Indoor Luminaires | Case Lighting | Horizontal Refrigerated Case Luminaires | Standard | FALSE | [9 empty] | 42297 |  |  | Yes |  | 3 | 7020.86 | 123.76 | 56.73 | 9.967 | 0.994 | 5000 | 85
PJZDGAXV | Eaton (formerly Cooper Lighting) | Metalux | 4VT2-LD4-6-DR100-[Blank]-UNV-[All Remote Emergency Enclosures]-L850-CD1-WL-[All Options]-[All Packaging] | Indoor Luminaires | Case Lighting | Horizontal Refrigerated Case Luminaires | Standard | FALSE | [9 empty] | 42297 |  |  | Yes |  | 3 | 6985.76 | 123.14 | 56.73 | 9.967 | 0.994 | 5000 | 85
P3BSHJKC | Eaton (formerly Cooper Lighting) | Metalux | 4VT2-LD4-6-FR50-[Blank]-UNV-[All Remote Emergency Enclosures]-L850-CD1-WL-[All Options]-[All Packaging] | Indoor Luminaires | Case Lighting | Horizontal Refrigerated Case Luminaires | Standard | FALSE | [9 empty] | 42297 |  |  | Yes |  | 3 | 6255.59 | 110.27 | 56.73 | 9.967 | 0.994 | 5000 | 85
PBNFAVJX | Eaton (formerly Cooper Lighting) | Metalux | 4VT2-LD4-4-DR-[Blank]-UNV-[All Remote Emergency Enclosures]-L850-CD1-WL-[All Options]-[All Packaging] | Indoor Luminaires | Case Lighting | Horizontal Refrigerated Case Luminaires | Standard | FALSE | [9 empty] | 42297 |  |  | Yes |  | 3 | 5248.19 | 139.24 | 37.69 | 9.533 | 0.992 | 5000 | 85
PVSQEKS1 | Eaton (formerly Cooper Lighting) | Metalux | 4VT2-LD4-4-DR100-[Blank]-UNV-[All Remote Emergency Enclosures]-L850-CD1-WL-[All Options]-[All Packaging] | Indoor Luminaires | Case Lighting | Horizontal Refrigerated Case Luminaires | Standard | FALSE | [9 empty] | 42297 |  |  | Yes |  | 3 | 5221.95 | 138.55 | 37.69 | 9.533 | 0.992 | 5000 | 85
PJ7M5UC6 | Eaton (formerly Cooper Lighting) | Metalux | 4VT2-LD4-4-FR50-[Blank]-UNV-[All Remote Emergency Enclosures]-L850-CD1-WL-[All Options]-[All Packaging] | Indoor Luminaires | Case Lighting | Horizontal Refrigerated Case Luminaires | Standard | FALSE | [9 empty] | 42297 |  |  | Yes |  | 3 | 4676.13 | 124.06 | 37.69 | 9.533 | 0.992 | 5000 | 85
PQDB7URD | Eaton (formerly Cooper Lighting) | Metalux | 8VT2-LD4-12-DR-[Blank]-UNV-[All Remote Emergency Enclosures]-L850-CD2-WL-[All Options]-[All Packaging] | Indoor Luminaires | Case Lighting | Horizontal Refrigerated Case Luminaires | Standard | FALSE | [9 empty] | 42297 |  |  | Yes |  | 3 | 14041.73 | 122.82 | 114.33 | 9.25 | 0.995 | 5000 | 85
PN7CZ2NK | Eaton (formerly Cooper Lighting) | Metalux | 8VT2-LD4-12-DR100-[Blank]-UNV-[All Remote Emergency Enclosures]-L850-CD2-WL-[All Options]-[All Packaging] | Indoor Luminaires | Case Lighting | Horizontal Refrigerated Case Luminaires | Standard | FALSE | [9 empty] | 42297 |  |  | Yes |  | 3 | 13971.52 | 122.2 | 114.33 | 9.25 | 0.995 | 5000 | 85
PE8PR7P7 | Eaton (formerly Cooper Lighting) | Metalux | 8VT2-LD4-12-FR50-[Blank]-UNV-[All Remote Emergency Enclosures]-L850-CD2-WL-[All Options]-[All Packaging] | Indoor Luminaires | Case Lighting | Horizontal Refrigerated Case Luminaires | Standard | FALSE | [9 empty] | 42297 |  |  | Yes |  | 3 | 12511.18 | 109.43 | 114.33 | 9.25 | 0.995 | 5000 | 85
PTW4T761 | Eaton (formerly Cooper Lighting) | Metalux | 8VT2-LD4-16-DR-[Blank]-UNV-[All Remote Emergency Enclosures]-L850-5LTD2-WL-[All Options]-[All Packaging] | Indoor Luminaires | Case Lighting | Horizontal Refrigerated Case Luminaires | Standard | FALSE | [9 empty] | 42297 |  |  | Yes |  | 3 | 20600.15 | 128.02 | 160.91 | 8.4 | 0.995 | 5000 | 85
P7SKP1CM | Eaton (formerly Cooper Lighting) | Metalux | 8VT2-LD4-16-DR100-[Blank]-UNV-[All Remote Emergency Enclosures]-L850-5LTD2-WL-[All Options]-[All Packaging] | Indoor Luminaires | Case Lighting | Horizontal Refrigerated Case Luminaires | Standard | FALSE | [9 empty] | 42297 |  |  | Yes |  | 3 | 20497.15 | 127.38 | 160.91 | 8.4 | 0.995 | 5000 | 85
PEFMY416 | Eaton (formerly Cooper Lighting) | Metalux | 8VT2-LD4-16-FR50-[Blank]-UNV-[All Remote Emergency Enclosures]-L850-5LTD2-WL-[All Options]-[All Packaging] | Indoor Luminaires | Case Lighting | Horizontal Refrigerated Case Luminaires | Standard | FALSE | [9 empty] | 42297 |  |  | Yes |  | 3 | 18354.74 | 114.07 | 160.91 | 8.4 | 0.995 | 5000 | 85
PKS34SCH | Eaton (formerly Cooper Lighting) | Metalux | 4VT2-LD4-8-DR-[Blank]-UNV-[All Remote Emergency Enclosures]-L850-5LTD1-WL-[All Options]-[All Packaging] | Indoor Luminaires | Case Lighting | Horizontal Refrigerated Case Luminaires | Standard | FALSE | [9 empty] | 42297 |  |  | Yes |  | 3 | 10300.08 | 128.02 | 80.45 | 8.4 | 0.995 | 5000 | 85
PZX9NS6R | Eaton (formerly Cooper Lighting) | Metalux | 4VT2-LD4-8-DR100-[Blank]-UNV-[All Remote Emergency Enclosures]-L850-5LTD1-WL-[All Options]-[All Packaging] | Indoor Luminaires | Case Lighting | Horizontal Refrigerated Case Luminaires | Standard | FALSE | [9 empty] | 42297 |  |  | Yes |  | 3 | 10248.58 | 127.38 | 80.45 | 8.4 | 0.995 | 5000 | 85
PMXVU6WB | Eaton (formerly Cooper Lighting) | Metalux | 4VT2-LD4-8-FR50-[Blank]-UNV-[All Remote Emergency Enclosures]-L850-5LTD1-WL-[All Options]-[All Packaging] | Indoor Luminaires | Case Lighting | Horizontal Refrigerated Case Luminaires | Standard | FALSE | [9 empty] | 42297 |  |  | Yes |  | 3 | 9177.37 | 114.07 | 80.45 | 8.4 | 0.995 | 5000 | 85
PEN4T6DH | Eaton (formerly Cooper Lighting) | Metalux | 2VT2-LD4-2-DR-[Blank]-[Voltages include 120 only]-[All Remote Emergency Enclosures]-L850-CD1-WL-[All Options]-[All Packaging] | Indoor Luminaires | Case Lighting | Horizontal Refrigerated Case Luminaires | Standard | FALSE | [9 empty] | 42297 |  |  | Yes |  | 3 | 2740.91 | 136.75 | 20.04 | 5.933 | 0.991 | 5000 | 85
P9CSEXTG | Eaton (formerly Cooper Lighting) | Metalux | 2VT2-LD4-2-DR100-[Blank]-[Voltages include 120 only]-[All Remote Emergency Enclosures]-L850-CD1-WL-[All Options]-[All Packaging] | Indoor Luminaires | Case Lighting | Horizontal Refrigerated Case Luminaires | Standard | FALSE | [9 empty] | 42297 |  |  | Yes |  | 3 | 2727.2 | 136.07 | 20.04 | 5.933 | 0.991 | 5000 | 85
PPN8X6WS | Eaton (formerly Cooper Lighting) | Metalux | 2VT2-LD4-2-FR50-[Blank]-[Voltages include 120 only]-[All Remote Emergency Enclosures]-L850-CD1-WL-[All Options]-[All Packaging] | Indoor Luminaires | Case Lighting | Horizontal Refrigerated Case Luminaires | Standard | FALSE | [9 empty] | 42297 |  |  | Yes |  | 3 | 2442.15 | 121.84 | 20.04 | 5.933 | 0.991 | 5000 | 85
PR8WY9QM | Eaton (formerly Cooper Lighting) | Metalux | 4VT2-LD4-8-DR-[Blank]-UNV-[All Remote Emergency Enclosures]-L850-CD1-WL-[All Options]-[All Packaging] | Indoor Luminaires | Case Lighting | Horizontal Refrigerated Case Luminaires | Standard | FALSE | [9 empty] | 42297 |  |  | Yes |  | 3 | 10300.08 | 127.51 | 80.78 | 5.8 | 0.997 | 5000 | 85
PJ2P1TNM | Eaton (formerly Cooper Lighting) | Metalux | 4VT2-LD4-8-DR100-[Blank]-UNV-[All Remote Emergency Enclosures]-L850-CD1-WL-[All Options]-[All Packaging] | Indoor Luminaires | Case Lighting | Horizontal Refrigerated Case Luminaires | Standard | FALSE | [9 empty] | 42297 |  |  | Yes |  | 3 | 10248.58 | 126.87 | 80.78 | 5.8 | 0.997 | 5000 | 85
PNH3DEWK | Eaton (formerly Cooper Lighting) | Metalux | 4VT2-LD4-8-FR50-[Blank]-UNV-[All Remote Emergency Enclosures]-L850-CD1-WL-[All Options]-[All Packaging] | Indoor Luminaires | Case Lighting | Horizontal Refrigerated Case Luminaires | Standard | FALSE | [9 empty] | 42297 |  |  | Yes |  | 3 | 9177.37 | 113.61 | 80.78 | 5.8 | 0.997 | 5000 | 85
PYZN45JA | Eaton (formerly Cooper Lighting) | Metalux | 2VT2-LD4-3-DR-[Blank]-UNV-[All Remote Emergency Enclosures]-L850-CD1-WL-[All Options]-[All Packaging] | Indoor Luminaires | Case Lighting | Horizontal Refrigerated Case Luminaires | Standard | FALSE | [9 empty] | 42297 |  |  | Yes |  | 3 | 3899.41 | 146.77 | 26.57 | 5 | 0.996 | 5000 | 85
P11E55Y2 | Eaton (formerly Cooper Lighting) | Metalux | 2VT2-LD4-3-DR100-[Blank]-UNV-[All Remote Emergency Enclosures]-L850-CD1-WL-[All Options]-[All Packaging] | Indoor Luminaires | Case Lighting | Horizontal Refrigerated Case Luminaires | Standard | FALSE | [9 empty] | 42297 |  |  | Yes |  | 3 | 3879.91 | 146.04 | 26.57 | 5 | 0.996 | 5000 | 85
P82DMMQ6 | Eaton (formerly Cooper Lighting) | Metalux | 2VT2-LD4-3-FR50-[Blank]-UNV-[All Remote Emergency Enclosures]-L850-CD1-WL-[All Options]-[All Packaging] | Indoor Luminaires | Case Lighting | Horizontal Refrigerated Case Luminaires | Standard | FALSE | [9 empty] | 42297 |  |  | Yes |  | 3 | 3474.37 | 130.77 | 26.57 | 5 | 0.996 | 5000 | 85
PK2ZWR8E | Eaton (formerly Cooper Lighting) | Metalux | 8VT2-LD4-9-DR-[Blank]-UNV-[All Remote Emergency Enclosures]-L850-CD1-WL-[All Options]-[All Packaging] | Indoor Luminaires | Case Lighting | Horizontal Refrigerated Case Luminaires | Standard | FALSE | [9 empty] | 42297 |  |  | Yes |  | 3 | 12237.74 | 126.68 | 96.6 | 4.92 | 0.999 | 5000 | 85
PYGS3R8Y | Eaton (formerly Cooper Lighting) | Metalux | 8VT2-LD4-9-DR100-[Blank]-UNV-[All Remote Emergency Enclosures]-L850-CD1-WL-[All Options]-[All Packaging] | Indoor Luminaires | Case Lighting | Horizontal Refrigerated Case Luminaires | Standard | FALSE | [9 empty] | 42297 |  |  | Yes |  | 3 | 12176.55 | 126.05 | 96.6 | 4.92 | 0.999 | 5000 | 85
P4TFUMGP | Eaton (formerly Cooper Lighting) | Metalux | 8VT2-LD4-9-FR50-[Blank]-UNV-[All Remote Emergency Enclosures]-L850-CD1-WL-[All Options]-[All Packaging] | Indoor Luminaires | Case Lighting | Horizontal Refrigerated Case Luminaires | Standard | FALSE | [9 empty] | 42297 |  |  | Yes |  | 3 | 10903.83 | 112.88 | 96.6 | 4.92 | 0.999 | 5000 | 85
P6Y4KH68 | Eaton (formerly Cooper Lighting) | Metalux | 8VT2-LD4-16-DR-[Blank]-UNV-[All Remote Emergency Enclosures]-L850-CD2-WL-[All Options]-[All Packaging] | Indoor Luminaires | Case Lighting | Horizontal Refrigerated Case Luminaires | Standard | FALSE | [9 empty] | 42297 |  |  | Yes |  | 3 | 20600.15 | 127 | 162.2 | 3.2 | 0.999 | 5000 | 85
PGQF8PH1 | Eaton (formerly Cooper Lighting) | Metalux | 8VT2-LD4-16-DR100-[Blank]-UNV-[All Remote Emergency Enclosures]-L850-CD2-WL-[All Options]-[All Packaging] | Indoor Luminaires | Case Lighting | Horizontal Refrigerated Case Luminaires | Standard | FALSE | [9 empty] | 42297 |  |  | Yes |  | 3 | 20497.15 | 126.37 | 162.2 | 3.2 | 0.999 | 5000 | 85
PS4C5F4V | Eaton (formerly Cooper Lighting) | Metalux | 8VT2-LD4-16-FR50-[Blank]-UNV-[All Remote Emergency Enclosures]-L850-CD2-WL-[All Options]-[All Packaging] | Indoor Luminaires | Case Lighting | Horizontal Refrigerated Case Luminaires | Standard | FALSE | [9 empty] | 42297 |  |  | Yes |  | 3 | 18354.74 | 113.16 | 162.2 | 3.2 | 0.999 | 5000 | 85
PV7HB66P | Eaton (formerly Cooper Lighting) | Metalux | 4VT2-LD4-4-DR-[Blank]-UNV-[All Remote Emergency Enclosures]-L840-5LTD1-WL-[All Options]-[All Packaging] | Indoor Luminaires | Case Lighting | Horizontal Refrigerated Case Luminaires | Standard | FALSE | [9 empty] | 42297 |  |  | Yes |  | 3 | 5023.19 | 133.74 | 37.56 | 14.6 | 0.987 | 4000 | 85
P8YZQ2KW | Eaton (formerly Cooper Lighting) | Metalux | 4VT2-LD4-4-DR100-[Blank]-UNV-[All Remote Emergency Enclosures]-L840-5LTD1-WL-[All Options]-[All Packaging] | Indoor Luminaires | Case Lighting | Horizontal Refrigerated Case Luminaires | Standard | FALSE | [9 empty] | 42297 |  |  | Yes |  | 3 | 4998.08 | 133.07 | 37.56 | 14.6 | 0.987 | 4000 | 85
PPNGX73T | Eaton (formerly Cooper Lighting) | Metalux | 4VT2-LD4-4-FR50-[Blank]-UNV-[All Remote Emergency Enclosures]-L840-5LTD1-WL-[All Options]-[All Packaging] | Indoor Luminaires | Case Lighting | Horizontal Refrigerated Case Luminaires | Standard | FALSE | [9 empty] | 42297 |  |  | Yes |  | 3 | 4475.67 | 119.16 | 37.56 | 14.6 | 0.987 | 4000 | 85
PQYR7MB4 | Eaton (formerly Cooper Lighting) | Metalux | 8VT2-LD4-9-DR-[Blank]-UNV-[All Remote Emergency Enclosures]-L840-5LTD2-WL-[All Options]-[All Packaging] | Indoor Luminaires | Case Lighting | Horizontal Refrigerated Case Luminaires | Standard | FALSE | [9 empty] | 42297 |  |  | Yes |  | 3 | 11713.1 | 113.02 | 103.63 | 12.4 | 0.991 | 4000 | 85
PAFBZ4XP | Eaton (formerly Cooper Lighting) | Metalux | 8VT2-LD4-9-DR100-[Blank]-UNV-[All Remote Emergency Enclosures]-L840-5LTD2-WL-[All Options]-[All Packaging] | Indoor Luminaires | Case Lighting | Horizontal Refrigerated Case Luminaires | Standard | FALSE | [9 empty] | 42297 |  |  | Yes |  | 3 | 11654.54 | 112.46 | 103.63 | 12.4 | 0.991 | 4000 | 85
P3YQ5MZS | Eaton (formerly Cooper Lighting) | Metalux | 8VT2-LD4-9-FR50-[Blank]-UNV-[All Remote Emergency Enclosures]-L840-5LTD2-WL-[All Options]-[All Packaging] | Indoor Luminaires | Case Lighting | Horizontal Refrigerated Case Luminaires | Standard | FALSE | [9 empty] | 42297 |  |  | Yes |  | 3 | 10436.37 | 100.71 | 103.63 | 12.4 | 0.991 | 4000 | 85
P9V8DZJU | Eaton (formerly Cooper Lighting) | Metalux | 8VT2-LD4-12-DR-[Blank]-UNV-[All Remote Emergency Enclosures]-L840-5LTD2-WL-[All Options]-[All Packaging] | Indoor Luminaires | Case Lighting | Horizontal Refrigerated Case Luminaires | Standard | FALSE | [9 empty] | 42297 |  |  | Yes |  | 3 | 13439.75 | 120.31 | 111.71 | 11.4 | 0.992 | 4000 | 85
PGWFFEMV | Eaton (formerly Cooper Lighting) | Metalux | 8VT2-LD4-12-DR100-[Blank]-UNV-[All Remote Emergency Enclosures]-L840-5LTD2-WL-[All Options]-[All Packaging] | Indoor Luminaires | Case Lighting | Horizontal Refrigerated Case Luminaires | Standard | FALSE | [9 empty] | 42297 |  |  | Yes |  | 3 | 13372.55 | 119.71 | 111.71 | 11.4 | 0.992 | 4000 | 85
PRKVP5CQ | Eaton (formerly Cooper Lighting) | Metalux | 8VT2-LD4-12-FR50-[Blank]-UNV-[All Remote Emergency Enclosures]-L840-5LTD2-WL-[All Options]-[All Packaging] | Indoor Luminaires | Case Lighting | Horizontal Refrigerated Case Luminaires | Standard | FALSE | [9 empty] | 42297 |  |  | Yes |  | 3 | 11974.82 | 107.19 | 111.71 | 11.4 | 0.992 | 4000 | 85
PNNHCZAQ | Eaton (formerly Cooper Lighting) | Metalux | 4VT2-LD4-6-DR-[Blank]-UNV-[All Remote Emergency Enclosures]-L840-5LTD1-WL-[All Options]-[All Packaging] | Indoor Luminaires | Case Lighting | Horizontal Refrigerated Case Luminaires | Standard | FALSE | [9 empty] | 42297 |  |  | Yes |  | 3 | 6719.88 | 120.31 | 55.86 | 11.4 | 0.992 | 4000 | 85
PHYVTBRC | Eaton (formerly Cooper Lighting) | Metalux | 4VT2-LD4-6-DR100-[Blank]-UNV-[All Remote Emergency Enclosures]-L840-5LTD1-WL-[All Options]-[All Packaging] | Indoor Luminaires | Case Lighting | Horizontal Refrigerated Case Luminaires | Standard | FALSE | [9 empty] | 42297 |  |  | Yes |  | 3 | 6686.28 | 119.71 | 55.86 | 11.4 | 0.992 | 4000 | 85
PA9JW8RX | Eaton (formerly Cooper Lighting) | Metalux | 4VT2-LD4-6-FR50-[Blank]-UNV-[All Remote Emergency Enclosures]-L840-5LTD1-WL-[All Options]-[All Packaging] | Indoor Luminaires | Case Lighting | Horizontal Refrigerated Case Luminaires | Standard | FALSE | [9 empty] | 42297 |  |  | Yes |  | 3 | 5987.41 | 107.19 | 55.86 | 11.4 | 0.992 | 4000 | 85
PECH9FC5 | Eaton (formerly Cooper Lighting) | Metalux | 4VT2-LD4-6-DR-[Blank]-UNV-[All Remote Emergency Enclosures]-L840-CD1-WL-[All Options]-[All Packaging] | Indoor Luminaires | Case Lighting | Horizontal Refrigerated Case Luminaires | Standard | FALSE | [9 empty] | 42297 |  |  | Yes |  | 3 | 6719.88 | 118.46 | 56.73 | 9.967 | 0.994 | 4000 | 85
P3Z6E57X | Eaton (formerly Cooper Lighting) | Metalux | 4VT2-LD4-6-DR100-[Blank]-UNV-[All Remote Emergency Enclosures]-L840-CD1-WL-[All Options]-[All Packaging] | Indoor Luminaires | Case Lighting | Horizontal Refrigerated Case Luminaires | Standard | FALSE | [9 empty] | 42297 |  |  | Yes |  | 3 | 6686.28 | 117.86 | 56.73 | 9.967 | 0.994 | 4000 | 85
PSK4W4V7 | Eaton (formerly Cooper Lighting) | Metalux | 4VT2-LD4-6-FR50-[Blank]-UNV-[All Remote Emergency Enclosures]-L840-CD1-WL-[All Options]-[All Packaging] | Indoor Luminaires | Case Lighting | Horizontal Refrigerated Case Luminaires | Standard | FALSE | [9 empty] | 42297 |  |  | Yes |  | 3 | 5987.41 | 105.54 | 56.73 | 9.967 | 0.994 | 4000 | 85
PA8T3S3Y | Eaton (formerly Cooper Lighting) | Metalux | 4VT2-LD4-4-DR-[Blank]-UNV-[All Remote Emergency Enclosures]-L840-CD1-WL-[All Options]-[All Packaging] | Indoor Luminaires | Case Lighting | Horizontal Refrigerated Case Luminaires | Standard | FALSE | [9 empty] | 42297 |  |  | Yes |  | 3 | 5023.19 | 133.27 | 37.69 | 9.533 | 0.992 | 4000 | 85
PHNVC8UZ | Eaton (formerly Cooper Lighting) | Metalux | 4VT2-LD4-4-DR100-[Blank]-UNV-[All Remote Emergency Enclosures]-L840-CD1-WL-[All Options]-[All Packaging] | Indoor Luminaires | Case Lighting | Horizontal Refrigerated Case Luminaires | Standard | FALSE | [9 empty] | 42297 |  |  | Yes |  | 3 | 4998.08 | 132.61 | 37.69 | 9.533 | 0.992 | 4000 | 85
PR19PUER | Eaton (formerly Cooper Lighting) | Metalux | 4VT2-LD4-4-FR50-[Blank]-UNV-[All Remote Emergency Enclosures]-L840-CD1-WL-[All Options]-[All Packaging] | Indoor Luminaires | Case Lighting | Horizontal Refrigerated Case Luminaires | Standard | FALSE | [9 empty] | 42297 |  |  | Yes |  | 3 | 4475.67 | 118.75 | 37.69 | 9.533 | 0.992 | 4000 | 85
PQJUDBG7 | Eaton (formerly Cooper Lighting) | Metalux | 8VT2-LD4-12-DR-[Blank]-UNV-[All Remote Emergency Enclosures]-L840-CD2-WL-[All Options]-[All Packaging] | Indoor Luminaires | Case Lighting | Horizontal Refrigerated Case Luminaires | Standard | FALSE | [9 empty] | 42297 |  |  | Yes |  | 3 | 13439.75 | 117.55 | 114.33 | 9.25 | 0.995 | 4000 | 85
PMHWKHDC | Eaton (formerly Cooper Lighting) | Metalux | 8VT2-LD4-12-DR100-[Blank]-UNV-[All Remote Emergency Enclosures]-L840-CD2-WL-[All Options]-[All Packaging] | Indoor Luminaires | Case Lighting | Horizontal Refrigerated Case Luminaires | Standard | FALSE | [9 empty] | 42297 |  |  | Yes |  | 3 | 13372.55 | 116.96 | 114.33 | 9.25 | 0.995 | 4000 | 85
P4DR524R | Eaton (formerly Cooper Lighting) | Metalux | 8VT2-LD4-12-FR50-[Blank]-UNV-[All Remote Emergency Enclosures]-L840-CD2-WL-[All Options]-[All Packaging] | Indoor Luminaires | Case Lighting | Horizontal Refrigerated Case Luminaires | Standard | FALSE | [9 empty] | 42297 |  |  | Yes |  | 3 | 11974.82 | 104.74 | 114.33 | 9.25 | 0.995 | 4000 | 85
PV2ZGZN2 | Eaton (formerly Cooper Lighting) | Metalux | 8VT2-LD4-16-DR-[Blank]-UNV-[All Remote Emergency Enclosures]-L840-5LTD2-WL-[All Options]-[All Packaging] | Indoor Luminaires | Case Lighting | Horizontal Refrigerated Case Luminaires | Standard | FALSE | [9 empty] | 42297 |  |  | Yes |  | 3 | 19717.02 | 122.54 | 160.91 | 8.4 | 0.995 | 4000 | 85
PFXV39GJ | Eaton (formerly Cooper Lighting) | Metalux | 8VT2-LD4-16-DR100-[Blank]-UNV-[All Remote Emergency Enclosures]-L840-5LTD2-WL-[All Options]-[All Packaging] | Indoor Luminaires | Case Lighting | Horizontal Refrigerated Case Luminaires | Standard | FALSE | [9 empty] | 42297 |  |  | Yes |  | 3 | 19618.43 | 121.92 | 160.91 | 8.4 | 0.995 | 4000 | 85
PSPGSPQ3 | Eaton (formerly Cooper Lighting) | Metalux | 8VT2-LD4-16-FR50-[Blank]-UNV-[All Remote Emergency Enclosures]-L840-5LTD2-WL-[All Options]-[All Packaging] | Indoor Luminaires | Case Lighting | Horizontal Refrigerated Case Luminaires | Standard | FALSE | [9 empty] | 42297 |  |  | Yes |  | 3 | 17567.86 | 109.18 | 160.91 | 8.4 | 0.995 | 4000 | 85
P6VJEY3Z | Eaton (formerly Cooper Lighting) | Metalux | 4VT2-LD4-8-DR-[Blank]-UNV-[All Remote Emergency Enclosures]-L840-5LTD1-WL-[All Options]-[All Packaging] | Indoor Luminaires | Case Lighting | Horizontal Refrigerated Case Luminaires | Standard | FALSE | [9 empty] | 42297 |  |  | Yes |  | 3 | 9858.51 | 122.54 | 80.45 | 8.4 | 0.995 | 4000 | 85
PJAA6VYM | Eaton (formerly Cooper Lighting) | Metalux | 4VT2-LD4-8-DR100-[Blank]-UNV-[All Remote Emergency Enclosures]-L840-5LTD1-WL-[All Options]-[All Packaging] | Indoor Luminaires | Case Lighting | Horizontal Refrigerated Case Luminaires | Standard | FALSE | [9 empty] | 42297 |  |  | Yes |  | 3 | 9809.22 | 121.92 | 80.45 | 8.4 | 0.995 | 4000 | 85
PJTXEW2D | Eaton (formerly Cooper Lighting) | Metalux | 4VT2-LD4-8-FR50-[Blank]-UNV-[All Remote Emergency Enclosures]-L840-5LTD1-WL-[All Options]-[All Packaging] | Indoor Luminaires | Case Lighting | Horizontal Refrigerated Case Luminaires | Standard | FALSE | [9 empty] | 42297 |  |  | Yes |  | 3 | 8783.93 | 109.18 | 80.45 | 8.4 | 0.995 | 4000 | 85
P548KTPE | Eaton (formerly Cooper Lighting) | Metalux | 2VT2-LD4-2-DR-[Blank]-[Voltages include 120 only]-[All Remote Emergency Enclosures]-L840-CD1-WL-[All Options]-[All Packaging] | Indoor Luminaires | Case Lighting | Horizontal Refrigerated Case Luminaires | Standard | FALSE | [9 empty] | 42297 |  |  | Yes |  | 3 | 2623.4 | 130.89 | 20.04 | 5.933 | 0.991 | 4000 | 85
P21KMMJD | Eaton (formerly Cooper Lighting) | Metalux | 2VT2-LD4-2-DR100-[Blank]-[Voltages include 120 only]-[All Remote Emergency Enclosures]-L840-CD1-WL-[All Options]-[All Packaging] | Indoor Luminaires | Case Lighting | Horizontal Refrigerated Case Luminaires | Standard | FALSE | [9 empty] | 42297 |  |  | Yes |  | 3 | 2610.29 | 130.23 | 20.04 | 5.933 | 0.991 | 4000 | 85
PAQGRNSA | Eaton (formerly Cooper Lighting) | Metalux | 2VT2-LD4-2-FR50-[Blank]-[Voltages include 120 only]-[All Remote Emergency Enclosures]-L840-CD1-WL-[All Options]-[All Packaging] | Indoor Luminaires | Case Lighting | Horizontal Refrigerated Case Luminaires | Standard | FALSE | [9 empty] | 42297 |  |  | Yes |  | 3 | 2337.45 | 116.62 | 20.04 | 5.933 | 0.991 | 4000 | 85
P8DJHH5K | Eaton (formerly Cooper Lighting) | Metalux | 4VT2-LD4-8-DR-[Blank]-UNV-[All Remote Emergency Enclosures]-L840-CD1-WL-[All Options]-[All Packaging] | Indoor Luminaires | Case Lighting | Horizontal Refrigerated Case Luminaires | Standard | FALSE | [9 empty] | 42297 |  |  | Yes |  | 3 | 9858.51 | 122.05 | 80.78 | 5.8 | 0.997 | 4000 | 85
P437A6VR | Eaton (formerly Cooper Lighting) | Metalux | 4VT2-LD4-8-DR100-[Blank]-UNV-[All Remote Emergency Enclosures]-L840-CD1-WL-[All Options]-[All Packaging] | Indoor Luminaires | Case Lighting | Horizontal Refrigerated Case Luminaires | Standard | FALSE | [9 empty] | 42297 |  |  | Yes |  | 3 | 9809.22 | 121.44 | 80.78 | 5.8 | 0.997 | 4000 | 85
P6Z3SUT9 | Eaton (formerly Cooper Lighting) | Metalux | 4VT2-LD4-8-FR50-[Blank]-UNV-[All Remote Emergency Enclosures]-L840-CD1-WL-[All Options]-[All Packaging] | Indoor Luminaires | Case Lighting | Horizontal Refrigerated Case Luminaires | Standard | FALSE | [9 empty] | 42297 |  |  | Yes |  | 3 | 8783.93 | 108.74 | 80.78 | 5.8 | 0.997 | 4000 | 85
PC8FU1VH | Eaton (formerly Cooper Lighting) | Metalux | 2VT2-LD4-3-DR-[Blank]-UNV-[All Remote Emergency Enclosures]-L840-CD1-WL-[All Options]-[All Packaging] | Indoor Luminaires | Case Lighting | Horizontal Refrigerated Case Luminaires | Standard | FALSE | [9 empty] | 42297 |  |  | Yes |  | 3 | 3732.24 | 140.48 | 26.57 | 5 | 0.996 | 4000 | 85
P57MT183 | Eaton (formerly Cooper Lighting) | Metalux | 2VT2-LD4-3-DR100-[Blank]-UNV-[All Remote Emergency Enclosures]-L840-CD1-WL-[All Options]-[All Packaging] | Indoor Luminaires | Case Lighting | Horizontal Refrigerated Case Luminaires | Standard | FALSE | [9 empty] | 42297 |  |  | Yes |  | 3 | 3713.58 | 139.78 | 26.57 | 5 | 0.996 | 4000 | 85
PEPS4PNH | Eaton (formerly Cooper Lighting) | Metalux | 2VT2-LD4-3-FR50-[Blank]-UNV-[All Remote Emergency Enclosures]-L840-CD1-WL-[All Options]-[All Packaging] | Indoor Luminaires | Case Lighting | Horizontal Refrigerated Case Luminaires | Standard | FALSE | [9 empty] | 42297 |  |  | Yes |  | 3 | 3325.43 | 125.17 | 26.57 | 5 | 0.996 | 4000 | 85
PH1FGQ5D | Eaton (formerly Cooper Lighting) | Metalux | 8VT2-LD4-9-DR-[Blank]-UNV-[All Remote Emergency Enclosures]-L840-CD1-WL-[All Options]-[All Packaging] | Indoor Luminaires | Case Lighting | Horizontal Refrigerated Case Luminaires | Standard | FALSE | [9 empty] | 42297 |  |  | Yes |  | 3 | 11713.1 | 121.25 | 96.6 | 4.92 | 0.999 | 4000 | 85
P965CV9V | Eaton (formerly Cooper Lighting) | Metalux | 8VT2-LD4-9-DR100-[Blank]-UNV-[All Remote Emergency Enclosures]-L840-CD1-WL-[All Options]-[All Packaging] | Indoor Luminaires | Case Lighting | Horizontal Refrigerated Case Luminaires | Standard | FALSE | [9 empty] | 42297 |  |  | Yes |  | 3 | 11654.54 | 120.65 | 96.6 | 4.92 | 0.999 | 4000 | 85
PRYWHTUG | Eaton (formerly Cooper Lighting) | Metalux | 8VT2-LD4-9-FR50-[Blank]-UNV-[All Remote Emergency Enclosures]-L840-CD1-WL-[All Options]-[All Packaging] | Indoor Luminaires | Case Lighting | Horizontal Refrigerated Case Luminaires | Standard | FALSE | [9 empty] | 42297 |  |  | Yes |  | 3 | 10436.37 | 108.04 | 96.6 | 4.92 | 0.999 | 4000 | 85
PKJSKG81 | Eaton (formerly Cooper Lighting) | Metalux | 8VT2-LD4-16-DR-[Blank]-UNV-[All Remote Emergency Enclosures]-L840-CD2-WL-[All Options]-[All Packaging] | Indoor Luminaires | Case Lighting | Horizontal Refrigerated Case Luminaires | Standard | FALSE | [9 empty] | 42297 |  |  | Yes |  | 3 | 19717.02 | 121.56 | 162.2 | 3.2 | 0.999 | 4000 | 85
P76HHQA8 | Eaton (formerly Cooper Lighting) | Metalux | 8VT2-LD4-16-DR100-[Blank]-UNV-[All Remote Emergency Enclosures]-L840-CD2-WL-[All Options]-[All Packaging] | Indoor Luminaires | Case Lighting | Horizontal Refrigerated Case Luminaires | Standard | FALSE | [9 empty] | 42297 |  |  | Yes |  | 3 | 19618.43 | 120.95 | 162.2 | 3.2 | 0.999 | 4000 | 85
PFH556TU | Eaton (formerly Cooper Lighting) | Metalux | 8VT2-LD4-16-FR50-[Blank]-UNV-[All Remote Emergency Enclosures]-L840-CD2-WL-[All Options]-[All Packaging] | Indoor Luminaires | Case Lighting | Horizontal Refrigerated Case Luminaires | Standard | FALSE | [9 empty] | 42297 |  |  | Yes |  | 3 | 17567.86 | 108.31 | 162.2 | 3.2 | 0.999 | 4000 | 85
PKSPWMQW | Eaton (formerly Cooper Lighting) | Metalux | 4VT2-LD4-4-DR-[Blank]-UNV-[All Remote Emergency Enclosures]-L835-5LTD1-WL-[All Options]-[All Packaging] | Indoor Luminaires | Case Lighting | Horizontal Refrigerated Case Luminaires | Standard | FALSE | [9 empty] | 42297 |  |  | Yes |  | 3 | 4891.13 | 130.23 | 37.56 | 14.6 | 0.987 | 3500 | 85
PCC3N7E5 | Eaton (formerly Cooper Lighting) | Metalux | 4VT2-LD4-4-DR100-[Blank]-UNV-[All Remote Emergency Enclosures]-L835-5LTD1-WL-[All Options]-[All Packaging] | Indoor Luminaires | Case Lighting | Horizontal Refrigerated Case Luminaires | Standard | FALSE | [9 empty] | 42297 |  |  | Yes |  | 3 | 4866.68 | 129.58 | 37.56 | 14.6 | 0.987 | 3500 | 85
PYGHC2SC | Eaton (formerly Cooper Lighting) | Metalux | 4VT2-LD4-4-FR50-[Blank]-UNV-[All Remote Emergency Enclosures]-L835-5LTD1-WL-[All Options]-[All Packaging] | Indoor Luminaires | Case Lighting | Horizontal Refrigerated Case Luminaires | Standard | FALSE | [9 empty] | 42297 |  |  | Yes |  | 3 | 4358 | 116.03 | 37.56 | 14.6 | 0.987 | 3500 | 85
P4TDGE4W | Eaton (formerly Cooper Lighting) | Metalux | 8VT2-LD4-9-DR-[Blank]-UNV-[All Remote Emergency Enclosures]-L835-5LTD2-WL-[All Options]-[All Packaging] | Indoor Luminaires | Case Lighting | Horizontal Refrigerated Case Luminaires | Standard | FALSE | [9 empty] | 42297 |  |  | Yes |  | 3 | 11405.16 | 110.05 | 103.63 | 12.4 | 0.991 | 3500 | 85
PVQ5GM1P | Eaton (formerly Cooper Lighting) | Metalux | 8VT2-LD4-9-DR100-[Blank]-UNV-[All Remote Emergency Enclosures]-L835-5LTD2-WL-[All Options]-[All Packaging] | Indoor Luminaires | Case Lighting | Horizontal Refrigerated Case Luminaires | Standard | FALSE | [9 empty] | 42297 |  |  | Yes |  | 3 | 11348.14 | 109.5 | 103.63 | 12.4 | 0.991 | 3500 | 85
PA4CSEBA | Eaton (formerly Cooper Lighting) | Metalux | 8VT2-LD4-9-FR50-[Blank]-UNV-[All Remote Emergency Enclosures]-L835-5LTD2-WL-[All Options]-[All Packaging] | Indoor Luminaires | Case Lighting | Horizontal Refrigerated Case Luminaires | Standard | FALSE | [9 empty] | 42297 |  |  | Yes |  | 3 | 10162 | 98.06 | 103.63 | 12.4 | 0.991 | 3500 | 85
P54SAG28 | Eaton (formerly Cooper Lighting) | Metalux | 8VT2-LD4-12-DR-[Blank]-UNV-[All Remote Emergency Enclosures]-L835-5LTD2-WL-[All Options]-[All Packaging] | Indoor Luminaires | Case Lighting | Horizontal Refrigerated Case Luminaires | Standard | FALSE | [9 empty] | 42297 |  |  | Yes |  | 3 | 13086.42 | 117.14 | 111.71 | 11.4 | 0.992 | 3500 | 85
PAP3VJQ7 | Eaton (formerly Cooper Lighting) | Metalux | 8VT2-LD4-12-DR100-[Blank]-UNV-[All Remote Emergency Enclosures]-L835-5LTD2-WL-[All Options]-[All Packaging] | Indoor Luminaires | Case Lighting | Horizontal Refrigerated Case Luminaires | Standard | FALSE | [9 empty] | 42297 |  |  | Yes |  | 3 | 13020.99 | 116.56 | 111.71 | 11.4 | 0.992 | 3500 | 85
PHNXUVVJ | Eaton (formerly Cooper Lighting) | Metalux | 8VT2-LD4-12-FR50-[Blank]-UNV-[All Remote Emergency Enclosures]-L835-5LTD2-WL-[All Options]-[All Packaging] | Indoor Luminaires | Case Lighting | Horizontal Refrigerated Case Luminaires | Standard | FALSE | [9 empty] | 42297 |  |  | Yes |  | 3 | 11660 | 104.38 | 111.71 | 11.4 | 0.992 | 3500 | 85
PUKGG4WQ | Eaton (formerly Cooper Lighting) | Metalux | 4VT2-LD4-6-DR-[Blank]-UNV-[All Remote Emergency Enclosures]-L835-5LTD1-WL-[All Options]-[All Packaging] | Indoor Luminaires | Case Lighting | Horizontal Refrigerated Case Luminaires | Standard | FALSE | [9 empty] | 42297 |  |  | Yes |  | 3 | 6543.21 | 117.14 | 55.86 | 11.4 | 0.992 | 3500 | 85
PP1J92ZT | Eaton (formerly Cooper Lighting) | Metalux | 4VT2-LD4-6-DR100-[Blank]-UNV-[All Remote Emergency Enclosures]-L835-5LTD1-WL-[All Options]-[All Packaging] | Indoor Luminaires | Case Lighting | Horizontal Refrigerated Case Luminaires | Standard | FALSE | [9 empty] | 42297 |  |  | Yes |  | 3 | 6510.49 | 116.56 | 55.86 | 11.4 | 0.992 | 3500 | 85
PZ2WKM8H | Eaton (formerly Cooper Lighting) | Metalux | 4VT2-LD4-6-FR50-[Blank]-UNV-[All Remote Emergency Enclosures]-L835-5LTD1-WL-[All Options]-[All Packaging] | Indoor Luminaires | Case Lighting | Horizontal Refrigerated Case Luminaires | Standard | FALSE | [9 empty] | 42297 |  |  | Yes |  | 3 | 5830 | 104.38 | 55.86 | 11.4 | 0.992 | 3500 | 85
PCQJS2DQ | Eaton (formerly Cooper Lighting) | Metalux | 4VT2-LD4-6-DR-[Blank]-UNV-[All Remote Emergency Enclosures]-L835-CD1-WL-[All Options]-[All Packaging] | Indoor Luminaires | Case Lighting | Horizontal Refrigerated Case Luminaires | Standard | FALSE | [9 empty] | 42297 |  |  | Yes |  | 3 | 6543.21 | 115.34 | 56.73 | 9.967 | 0.994 | 3500 | 85
PZM1X7YS | Eaton (formerly Cooper Lighting) | Metalux | 4VT2-LD4-6-DR100-[Blank]-UNV-[All Remote Emergency Enclosures]-L835-CD1-WL-[All Options]-[All Packaging] | Indoor Luminaires | Case Lighting | Horizontal Refrigerated Case Luminaires | Standard | FALSE | [9 empty] | 42297 |  |  | Yes |  | 3 | 6510.49 | 114.76 | 56.73 | 9.967 | 0.994 | 3500 | 85
P5TTM54T | Eaton (formerly Cooper Lighting) | Metalux | 4VT2-LD4-6-FR50-[Blank]-UNV-[All Remote Emergency Enclosures]-L835-CD1-WL-[All Options]-[All Packaging] | Indoor Luminaires | Case Lighting | Horizontal Refrigerated Case Luminaires | Standard | FALSE | [9 empty] | 42297 |  |  | Yes |  | 3 | 5830 | 102.77 | 56.73 | 9.967 | 0.994 | 3500 | 85
PPZT54CR | Eaton (formerly Cooper Lighting) | Metalux | 4VT2-LD4-4-DR-[Blank]-UNV-[All Remote Emergency Enclosures]-L835-CD1-WL-[All Options]-[All Packaging] | Indoor Luminaires | Case Lighting | Horizontal Refrigerated Case Luminaires | Standard | FALSE | [9 empty] | 42297 |  |  | Yes |  | 3 | 4891.13 | 129.77 | 37.69 | 9.533 | 0.992 | 3500 | 85
P97SXXVB | Eaton (formerly Cooper Lighting) | Metalux | 4VT2-LD4-4-DR100-[Blank]-UNV-[All Remote Emergency Enclosures]-L835-CD1-WL-[All Options]-[All Packaging] | Indoor Luminaires | Case Lighting | Horizontal Refrigerated Case Luminaires | Standard | FALSE | [9 empty] | 42297 |  |  | Yes |  | 3 | 4866.68 | 129.12 | 37.69 | 9.533 | 0.992 | 3500 | 85
PPCYATK2 | Eaton (formerly Cooper Lighting) | Metalux | 4VT2-LD4-4-FR50-[Blank]-UNV-[All Remote Emergency Enclosures]-L835-CD1-WL-[All Options]-[All Packaging] | Indoor Luminaires | Case Lighting | Horizontal Refrigerated Case Luminaires | Standard | FALSE | [9 empty] | 42297 |  |  | Yes |  | 3 | 4358 | 115.62 | 37.69 | 9.533 | 0.992 | 3500 | 85
PB182DG1 | Eaton (formerly Cooper Lighting) | Metalux | 8VT2-LD4-12-DR-[Blank]-UNV-[All Remote Emergency Enclosures]-L835-CD2-WL-[All Options]-[All Packaging] | Indoor Luminaires | Case Lighting | Horizontal Refrigerated Case Luminaires | Standard | FALSE | [9 empty] | 42297 |  |  | Yes |  | 3 | 13086.42 | 114.46 | 114.33 | 9.25 | 0.995 | 3500 | 85
P7SHEW3Y | Eaton (formerly Cooper Lighting) | Metalux | 8VT2-LD4-12-DR100-[Blank]-UNV-[All Remote Emergency Enclosures]-L835-CD2-WL-[All Options]-[All Packaging] | Indoor Luminaires | Case Lighting | Horizontal Refrigerated Case Luminaires | Standard | FALSE | [9 empty] | 42297 |  |  | Yes |  | 3 | 13020.99 | 113.89 | 114.33 | 9.25 | 0.995 | 3500 | 85
PGPRC5XR | Eaton (formerly Cooper Lighting) | Metalux | 8VT2-LD4-12-FR50-[Blank]-UNV-[All Remote Emergency Enclosures]-L835-CD2-WL-[All Options]-[All Packaging] | Indoor Luminaires | Case Lighting | Horizontal Refrigerated Case Luminaires | Standard | FALSE | [9 empty] | 42297 |  |  | Yes |  | 3 | 11660 | 101.98 | 114.33 | 9.25 | 0.995 | 3500 | 85
PKPG7NBR | Eaton (formerly Cooper Lighting) | Metalux | 8VT2-LD4-16-DR-[Blank]-UNV-[All Remote Emergency Enclosures]-L835-5LTD2-WL-[All Options]-[All Packaging] | Indoor Luminaires | Case Lighting | Horizontal Refrigerated Case Luminaires | Standard | FALSE | [9 empty] | 42297 |  |  | Yes |  | 3 | 19198.65 | 119.31 | 160.91 | 8.4 | 0.995 | 3500 | 85
PSQX8JNG | Eaton (formerly Cooper Lighting) | Metalux | 8VT2-LD4-16-DR100-[Blank]-UNV-[All Remote Emergency Enclosures]-L835-5LTD2-WL-[All Options]-[All Packaging] | Indoor Luminaires | Case Lighting | Horizontal Refrigerated Case Luminaires | Standard | FALSE | [9 empty] | 42297 |  |  | Yes |  | 3 | 19102.66 | 118.72 | 160.91 | 8.4 | 0.995 | 3500 | 85
PCHA3DH5 | Eaton (formerly Cooper Lighting) | Metalux | 8VT2-LD4-16-FR50-[Blank]-UNV-[All Remote Emergency Enclosures]-L835-5LTD2-WL-[All Options]-[All Packaging] | Indoor Luminaires | Case Lighting | Horizontal Refrigerated Case Luminaires | Standard | FALSE | [9 empty] | 42297 |  |  | Yes |  | 3 | 17106 | 106.31 | 160.91 | 8.4 | 0.995 | 3500 | 85
PQEKH5SX | Eaton (formerly Cooper Lighting) | Metalux | 4VT2-LD4-8-DR-[Blank]-UNV-[All Remote Emergency Enclosures]-L835-5LTD1-WL-[All Options]-[All Packaging] | Indoor Luminaires | Case Lighting | Horizontal Refrigerated Case Luminaires | Standard | FALSE | [9 empty] | 42297 |  |  | Yes |  | 3 | 9599.33 | 119.31 | 80.45 | 8.4 | 0.995 | 3500 | 85
PA38933W | Eaton (formerly Cooper Lighting) | Metalux | 4VT2-LD4-8-DR100-[Blank]-UNV-[All Remote Emergency Enclosures]-L835-5LTD1-WL-[All Options]-[All Packaging] | Indoor Luminaires | Case Lighting | Horizontal Refrigerated Case Luminaires | Standard | FALSE | [9 empty] | 42297 |  |  | Yes |  | 3 | 9551.33 | 118.72 | 80.45 | 8.4 | 0.995 | 3500 | 85
PQVJPJ2E | Eaton (formerly Cooper Lighting) | Metalux | 4VT2-LD4-8-FR50-[Blank]-UNV-[All Remote Emergency Enclosures]-L835-5LTD1-WL-[All Options]-[All Packaging] | Indoor Luminaires | Case Lighting | Horizontal Refrigerated Case Luminaires | Standard | FALSE | [9 empty] | 42297 |  |  | Yes |  | 3 | 8553 | 106.31 | 80.45 | 8.4 | 0.995 | 3500 | 85
PG6CW2MH | Eaton (formerly Cooper Lighting) | Metalux | 2VT2-LD4-2-DR-[Blank]-[Voltages include 120 only]-[All Remote Emergency Enclosures]-L835-CD1-WL-[All Options]-[All Packaging] | Indoor Luminaires | Case Lighting | Horizontal Refrigerated Case Luminaires | Standard | FALSE | [9 empty] | 42297 |  |  | Yes |  | 3 | 2554.43 | 127.45 | 20.04 | 5.933 | 0.991 | 3500 | 85
PS3D9G44 | Eaton (formerly Cooper Lighting) | Metalux | 2VT2-LD4-2-DR100-[Blank]-[Voltages include 120 only]-[All Remote Emergency Enclosures]-L835-CD1-WL-[All Options]-[All Packaging] | Indoor Luminaires | Case Lighting | Horizontal Refrigerated Case Luminaires | Standard | FALSE | [9 empty] | 42297 |  |  | Yes |  | 3 | 2541.66 | 126.81 | 20.04 | 5.933 | 0.991 | 3500 | 85
PRNMKEM7 | Eaton (formerly Cooper Lighting) | Metalux | 2VT2-LD4-2-FR50-[Blank]-[Voltages include 120 only]-[All Remote Emergency Enclosures]-L835-CD1-WL-[All Options]-[All Packaging] | Indoor Luminaires | Case Lighting | Horizontal Refrigerated Case Luminaires | Standard | FALSE | [9 empty] | 42297 |  |  | Yes |  | 3 | 2276 | 113.55 | 20.04 | 5.933 | 0.991 | 3500 | 85
PFEN1DWF | Eaton (formerly Cooper Lighting) | Metalux | 4VT2-LD4-8-DR-[Blank]-UNV-[All Remote Emergency Enclosures]-L835-CD1-WL-[All Options]-[All Packaging] | Indoor Luminaires | Case Lighting | Horizontal Refrigerated Case Luminaires | Standard | FALSE | [9 empty] | 42297 |  |  | Yes |  | 3 | 9599.33 | 118.84 | 80.78 | 5.8 | 0.997 | 3500 | 85
PN5EYKC9 | Eaton (formerly Cooper Lighting) | Metalux | 4VT2-LD4-8-DR100-[Blank]-UNV-[All Remote Emergency Enclosures]-L835-CD1-WL-[All Options]-[All Packaging] | Indoor Luminaires | Case Lighting | Horizontal Refrigerated Case Luminaires | Standard | FALSE | [9 empty] | 42297 |  |  | Yes |  | 3 | 9551.33 | 118.24 | 80.78 | 5.8 | 0.997 | 3500 | 85
P3H6T9GR | Eaton (formerly Cooper Lighting) | Metalux | 4VT2-LD4-8-FR50-[Blank]-UNV-[All Remote Emergency Enclosures]-L835-CD1-WL-[All Options]-[All Packaging] | Indoor Luminaires | Case Lighting | Horizontal Refrigerated Case Luminaires | Standard | FALSE | [9 empty] | 42297 |  |  | Yes |  | 3 | 8553 | 105.88 | 80.78 | 5.8 | 0.997 | 3500 | 85
P9QEFXW2 | Eaton (formerly Cooper Lighting) | Metalux | 2VT2-LD4-3-DR-[Blank]-UNV-[All Remote Emergency Enclosures]-L835-CD1-WL-[All Options]-[All Packaging] | Indoor Luminaires | Case Lighting | Horizontal Refrigerated Case Luminaires | Standard | FALSE | [9 empty] | 42297 |  |  | Yes |  | 3 | 3634.12 | 136.79 | 26.57 | 5 | 0.996 | 3500 | 85
PK3RU9V8 | Eaton (formerly Cooper Lighting) | Metalux | 2VT2-LD4-3-DR100-[Blank]-UNV-[All Remote Emergency Enclosures]-L835-CD1-WL-[All Options]-[All Packaging] | Indoor Luminaires | Case Lighting | Horizontal Refrigerated Case Luminaires | Standard | FALSE | [9 empty] | 42297 |  |  | Yes |  | 3 | 3615.95 | 136.1 | 26.57 | 5 | 0.996 | 3500 | 85
P8K5ZT8B | Eaton (formerly Cooper Lighting) | Metalux | 2VT2-LD4-3-FR50-[Blank]-UNV-[All Remote Emergency Enclosures]-L835-CD1-WL-[All Options]-[All Packaging] | Indoor Luminaires | Case Lighting | Horizontal Refrigerated Case Luminaires | Standard | FALSE | [9 empty] | 42297 |  |  | Yes |  | 3 | 3238 | 121.88 | 26.57 | 5 | 0.996 | 3500 | 85
PR1WPFR6 | Eaton (formerly Cooper Lighting) | Metalux | 8VT2-LD4-9-DR-[Blank]-UNV-[All Remote Emergency Enclosures]-L835-CD1-WL-[All Options]-[All Packaging] | Indoor Luminaires | Case Lighting | Horizontal Refrigerated Case Luminaires | Standard | FALSE | [9 empty] | 42297 |  |  | Yes |  | 3 | 11405.16 | 118.07 | 96.6 | 4.92 | 0.999 | 3500 | 85
P7TP9XB1 | Eaton (formerly Cooper Lighting) | Metalux | 8VT2-LD4-9-DR100-[Blank]-UNV-[All Remote Emergency Enclosures]-L835-CD1-WL-[All Options]-[All Packaging] | Indoor Luminaires | Case Lighting | Horizontal Refrigerated Case Luminaires | Standard | FALSE | [9 empty] | 42297 |  |  | Yes |  | 3 | 11348.14 | 117.48 | 96.6 | 4.92 | 0.999 | 3500 | 85
PEBZS149 | Eaton (formerly Cooper Lighting) | Metalux | 8VT2-LD4-9-FR50-[Blank]-UNV-[All Remote Emergency Enclosures]-L835-CD1-WL-[All Options]-[All Packaging] | Indoor Luminaires | Case Lighting | Horizontal Refrigerated Case Luminaires | Standard | FALSE | [9 empty] | 42297 |  |  | Yes |  | 3 | 10162 | 105.2 | 96.6 | 4.92 | 0.999 | 3500 | 85
PY2TVQMD | Eaton (formerly Cooper Lighting) | Metalux | 8VT2-LD4-16-DR-[Blank]-UNV-[All Remote Emergency Enclosures]-L835-CD2-WL-[All Options]-[All Packaging] | Indoor Luminaires | Case Lighting | Horizontal Refrigerated Case Luminaires | Standard | FALSE | [9 empty] | 42297 |  |  | Yes |  | 3 | 19198.65 | 118.36 | 162.2 | 3.2 | 0.999 | 3500 | 85
P5B732C2 | Eaton (formerly Cooper Lighting) | Metalux | 8VT2-LD4-16-DR100-[Blank]-UNV-[All Remote Emergency Enclosures]-L835-CD2-WL-[All Options]-[All Packaging] | Indoor Luminaires | Case Lighting | Horizontal Refrigerated Case Luminaires | Standard | FALSE | [9 empty] | 42297 |  |  | Yes |  | 3 | 19102.66 | 117.77 | 162.2 | 3.2 | 0.999 | 3500 | 85
P8J3J29W | Eaton (formerly Cooper Lighting) | Metalux | 8VT2-LD4-16-FR50-[Blank]-UNV-[All Remote Emergency Enclosures]-L835-CD2-WL-[All Options]-[All Packaging] | Indoor Luminaires | Case Lighting | Horizontal Refrigerated Case Luminaires | Standard | FALSE | [9 empty] | 42297 |  |  | Yes |  | 3 | 17106 | 105.46 | 162.2 | 3.2 | 0.999 | 3500 | 85
PDKSR82Z | SloanLED | Cold Deck | 701940-2WS1[X2 Y2] [120V Only] | Indoor Luminaires | Case Lighting | Horizontal Refrigerated Case Luminaires | Standard | TRUE | 177.2 | 54.3 | 3.264 | 12.3 | 0.988 | 2797 | 82.6 | 5 | 100000 | 42296 |  |  | NotYetVerified |  | 3 | 177.2 | 83.0337 | 2.1341 | 20 | 0.9 | 2700 | 83
PBU5PFPV | SloanLED | Cold Deck | 701940-2WC1[X2 Y2] [120V Only] | Indoor Luminaires | Case Lighting | Horizontal Refrigerated Case Luminaires | Standard | TRUE | 282.3 | 52 | 5.431 | 12.3 | 0.988 | 2797 | 82.6 | 5 | 100000 | 42296 |  |  | NotYetVerified |  | 3 | 282.3 | 48.9934 | 5.762 | 20 | 0.9 | 2700 | 83
PCGT8JZF | SloanLED | Cold Deck | 701940-4WC2[X2 Y2] [120V Only] | Indoor Luminaires | Case Lighting | Horizontal Refrigerated Case Luminaires | Standard | FALSE | [9 empty] | 42296 |  |  | NotYetVerified |  | 3 | 564.6 | 48.9934 | 11.524 | 20 | 0.9 | 4000 | 85
PUHAU3ZU | SloanLED | Cold Deck | 701940-4WS2[X2 Y2] [120V Only] | Indoor Luminaires | Case Lighting | Horizontal Refrigerated Case Luminaires | Standard | FALSE | [9 empty] | 42296 |  |  | NotYetVerified |  | 3 | 354.4 | 86.109 | 4.1157 | 20 | 0.9 | 4000 | 85
PX6NVRH7 | SloanLED | Cold Deck | 701940-4WC1[X2 Y2] [120V Only] | Indoor Luminaires | Case Lighting | Horizontal Refrigerated Case Luminaires | Standard | FALSE | [9 empty] | 42296 |  |  | NotYetVerified |  | 3 | 282.3 | 48.9934 | 5.762 | 20 | 0.9 | 4000 | 85
PTUADTYU | SloanLED | Cold Deck | 701940-4WS1[X2 Y2] [120V Only] | Indoor Luminaires | Case Lighting | Horizontal Refrigerated Case Luminaires | Standard | FALSE | [9 empty] | 42296 |  |  | NotYetVerified |  | 3 | 177.2 | 83.0337 | 2.1341 | 20 | 0.9 | 4000 | 85
PD2E4E2P | SloanLED | Cold Deck | 701940-3WC2[X2 Y2] [120V Only] | Indoor Luminaires | Case Lighting | Horizontal Refrigerated Case Luminaires | Standard | FALSE | [9 empty] | 42296 |  |  | NotYetVerified |  | 3 | 564.6 | 48.9934 | 11.524 | 20 | 0.9 | 3500 | 85
P9XB7DYJ | SloanLED | Cold Deck | 701940-3WS2[X2 Y2] [120V Only] | Indoor Luminaires | Case Lighting | Horizontal Refrigerated Case Luminaires | Standard | FALSE | [9 empty] | 42296 |  |  | NotYetVerified |  | 3 | 354.4 | 86.109 | 4.1157 | 20 | 0.9 | 3500 | 85
PYQT5CQU | SloanLED | Cold Deck | 701940-3WC1[X2 Y2] [120V Only] | Indoor Luminaires | Case Lighting | Horizontal Refrigerated Case Luminaires | Standard | FALSE | [9 empty] | 42296 |  |  | NotYetVerified |  | 3 | 282.3 | 48.9934 | 5.762 | 20 | 0.9 | 3500 | 85
P7667PE2 | SloanLED | Cold Deck | 701940-3WS1[X2 Y2] [120V Only] | Indoor Luminaires | Case Lighting | Horizontal Refrigerated Case Luminaires | Standard | FALSE | [9 empty] | 42296 |  |  | NotYetVerified |  | 3 | 177.2 | 83.0337 | 2.1341 | 20 | 0.9 | 3500 | 85
PMWBKE6E | SloanLED | Cold Deck | 701940-2WC2[X2 Y2] [120V Only] | Indoor Luminaires | Case Lighting | Horizontal Refrigerated Case Luminaires | Standard | FALSE | [9 empty] | 42296 |  |  | NotYetVerified |  | 3 | 564.6 | 48.9934 | 11.524 | 20 | 0.9 | 2700 | 83
PCY3JN4M | SloanLED | Cold Deck | 701940-2WS2[X2 Y2] [120V Only] | Indoor Luminaires | Case Lighting | Horizontal Refrigerated Case Luminaires | Standard | FALSE | [9 empty] | 42296 |  |  | NotYetVerified |  | 3 | 354.4 | 86.109 | 4.1157 | 20 | 0.9 | 2700 | 83
PFHZQXUU | Shenzhen sunpzone lighting electronic co. ltd | Sunpzone | SPZT8F40(3000K) | Indoor Luminaires | Case Lighting | Vertical Refrigerated Case Luminaires | Standard | TRUE | 3315.7 | 98.28 | 33.74 | 12.1 | 0.9064 | 3109 | 83.1 | 5 | 50000 | 42291 |  |  | No | Center and End-mounted | 3 | 4506 | 113.01 | 39.87 | 15.1 | 0.9012 | 3000 | 83.3
PC9ZRP1M | Shenzhen sunpzone lighting electronic co. ltd | Sunpzone | SPZT8F32(3000K) | Indoor Luminaires | Case Lighting | Vertical Refrigerated Case Luminaires | Standard | TRUE | 3315.7 | 98.28 | 33.74 | 12.1 | 0.9064 | 3109 | 83.1 | 5 | 50000 | 42291 |  |  | No | Center and End-Mounted | 3 | 3315.7 | 98.28 | 33.74 | 12.1 | 0.9064 | 3000 | 83.1
PPDEYJ4D | Shenzhen sunpzone lighting electronic co. ltd | Sunpzone | SPZT8F40(5000K) | Indoor Luminaires | Case Lighting | Vertical Refrigerated Case Luminaires | Standard | FALSE | [9 empty] | 42291 | Not Dimmable | Not Dimmable | No | Center and End-mounted | 3 | 4783 | 123.66 | 38.68 | 15 | 0.9033 | 5000 | 84.4
PBQYBPPH | Shenzhen sunpzone lighting electronic co. ltd | Sunpzone | SPZT8F32(5000K) | Indoor Luminaires | Case Lighting | Vertical Refrigerated Case Luminaires | Standard | FALSE | [9 empty] | 42291 | Not Dimmable | Not Dimmable | No | Center and End-Mounted | 3 | 4196 | 125.47 | 33.44 | 14.6 | 0.9102 | 5000 | 84.4
PCRW6A7B | Shenzhen sunpzone lighting electronic co. ltd | Sunpzone | SPZT8F40(4500K) | Indoor Luminaires | Case Lighting | Vertical Refrigerated Case Luminaires | Standard | FALSE | [9 empty] | 42291 | Not Dimmable | Not Dimmable | No | Center and End-mounted | 3 | 4506 | 113.01 | 39.87 | 15.1 | 0.9012 | 4500 | 83.3
PC7H5S1P | Shenzhen sunpzone lighting electronic co. ltd | Sunpzone | SPZT8F32(4500K) | Indoor Luminaires | Case Lighting | Vertical Refrigerated Case Luminaires | Standard | FALSE | [9 empty] | 42291 | Not Dimmable | Not Dimmable | No | Center and End-Mounted | 3 | 3315.7 | 98.28 | 33.74 | 12.1 | 0.9064 | 4500 | 83.1
PA3DFEQ9 | Shenzhen sunpzone lighting electronic co. ltd | Sunpzone | SPZT8F40(4000K) | Indoor Luminaires | Case Lighting | Vertical Refrigerated Case Luminaires | Standard | FALSE | [9 empty] | 42291 | Not Dimmable | Not Dimmable | No | Center and End-mounted | 3 | 4506 | 113.01 | 39.87 | 15.1 | 0.9012 | 4000 | 83.3
PKE3RUPB | Shenzhen sunpzone lighting electronic co. ltd | Sunpzone | SPZT8F32(4000K) | Indoor Luminaires | Case Lighting | Vertical Refrigerated Case Luminaires | Standard | FALSE | [9 empty] | 42291 | Not Dimmable | Not Dimmable | No | Center and End-Mounted | 3 | 3315.7 | 98.28 | 33.74 | 12.1 | 0.9064 | 4000 | 83.1
PBXH395J | Shenzhen sunpzone lighting electronic co. ltd | Sunpzone | SPZT8F40(3500K) | Indoor Luminaires | Case Lighting | Vertical Refrigerated Case Luminaires | Standard | FALSE | [9 empty] | 42291 | Not Dimmable | Not Dimmable | No | Center and End-mounted | 3 | 4506 | 113.01 | 39.87 | 15.1 | 0.9012 | 3500 | 83.3
PD33GCYB | Shenzhen sunpzone lighting electronic co. ltd | Sunpzone | SPZT8F32(3500K) | Indoor Luminaires | Case Lighting | Vertical Refrigerated Case Luminaires | Standard | FALSE | [9 empty] | 42291 | Not Dimmable | Not Dimmable | No | Center and End-Mounted | 3 | 3315.7 | 98.28 | 33.74 | 12.1 | 0.9064 | 3500 | 83.1
P43MSNSQ | Above Lights | Mirai LED | ABL-UNV-VXXLHF | Indoor Luminaires | Case Lighting | Vertical Refrigerated Case Luminaires | Standard | TRUE | 2107.88 | 136 | 15.55 | 9 | 0.99 | 4911 | 85 | 5 | 50000 | 42285 |  |  | NotYetVerified |  | 3 | 2100 | 131.25 | 16 | 10 | 0.98 | 5000 | 85
P2SWXKRC | Above Lights | Mirai LED | ABL-UNV-VXXLHB | Indoor Luminaires | Case Lighting | Vertical Refrigerated Case Luminaires | Standard | TRUE | 2071.31 | 131 | 15.82 | 8 | 0.99 | 2954 | 84.94 | 5 | 50000 | 42285 |  |  | NotYetVerified |  | 3 | 2000 | 125 | 16 | 10 | 0.98 | 3000 | 85
P3PFN1ZC | Above Lights | Mirai LED | ABL-UNV-VXXNLF | Indoor Luminaires | Case Lighting | Vertical Refrigerated Case Luminaires | Standard | FALSE | [9 empty] | 42285 | Not Dimmable | Not Dimmable | NotYetVerified |  | 3 | 3100 | 129.17 | 24 | 10 | 0.98 | 5000 | 85
PQZHDQC3 | Above Lights | Mirai LED | ABL-UNV-VXXMJF | Indoor Luminaires | Case Lighting | Vertical Refrigerated Case Luminaires | Standard | FALSE | [9 empty] | 42285 | Not Dimmable | Not Dimmable | NotYetVerified |  | 3 | 2600 | 130 | 20 | 10 | 0.98 | 5000 | 85
PJQMP7EJ | Above Lights | Mirai LED | ABL-UNV-VXXNLE | Indoor Luminaires | Case Lighting | Vertical Refrigerated Case Luminaires | Standard | FALSE | [9 empty] | 42285 | Not Dimmable | Not Dimmable | NotYetVerified |  | 3 | 3050 | 127.08 | 24 | 10 | 0.98 | 4500 | 85
PUKYC6TM | Above Lights | Mirai LED | ABL-UNV-VXXMJE | Indoor Luminaires | Case Lighting | Vertical Refrigerated Case Luminaires | Standard | FALSE | [9 empty] | 42285 | Not Dimmable | Not Dimmable | NotYetVerified |  | 3 | 2550 | 127.5 | 20 | 10 | 0.98 | 4500 | 85
PQ8M9HVU | Above Lights | Mirai LED | ABL-UNV-VXXLHE | Indoor Luminaires | Case Lighting | Vertical Refrigerated Case Luminaires | Standard | FALSE | [9 empty] | 42285 | Not Dimmable | Not Dimmable | NotYetVerified |  | 3 | 2050 | 128.13 | 16 | 10 | 0.98 | 4500 | 85
PT1QHCBK | Above Lights | Mirai LED | ABL-UNV-VXXNLD | Indoor Luminaires | Case Lighting | Vertical Refrigerated Case Luminaires | Standard | FALSE | [9 empty] | 42285 | Not Dimmable | Not Dimmable | NotYetVerified |  | 3 | 3050 | 127.08 | 24 | 10 | 0.98 | 4000 | 85
PTJVCEQN | Above Lights | Mirai LED | ABL-UNV-VXXMJD | Indoor Luminaires | Case Lighting | Vertical Refrigerated Case Luminaires | Standard | FALSE | [9 empty] | 42285 | Not Dimmable | Not Dimmable | NotYetVerified |  | 3 | 2550 | 127.5 | 20 | 10 | 0.98 | 4000 | 85
PX98E36Y | Above Lights | Mirai LED | ABL-UNV-VXXLHD | Indoor Luminaires | Case Lighting | Vertical Refrigerated Case Luminaires | Standard | FALSE | [9 empty] | 42285 | Not Dimmable | Not Dimmable | NotYetVerified |  | 3 | 2050 | 128.13 | 16 | 10 | 0.98 | 4000 | 85
PQZZR2BM | Above Lights | Mirai LED | ABL-UNV-VXXNLC | Indoor Luminaires | Case Lighting | Vertical Refrigerated Case Luminaires | Standard | FALSE | [9 empty] | 42285 | Not Dimmable | Not Dimmable | NotYetVerified |  | 3 | 3000 | 125 | 24 | 10 | 0.98 | 3500 | 85
PZTXJ34S | Above Lights | Mirai LED | ABL-UNV-VXXMJC | Indoor Luminaires | Case Lighting | Vertical Refrigerated Case Luminaires | Standard | FALSE | [9 empty] | 42285 | Not Dimmable | Not Dimmable | NotYetVerified |  | 3 | 2500 | 125 | 20 | 10 | 0.98 | 3500 | 85
PEGB1S7S | Above Lights | Mirai LED | ABL-UNV-VXXLHC | Indoor Luminaires | Case Lighting | Vertical Refrigerated Case Luminaires | Standard | FALSE | [9 empty] | 42285 | Not Dimmable | Not Dimmable | NotYetVerified |  | 3 | 2000 | 125 | 16 | 10 | 0.98 | 3500 | 85
PQ51URGZ | Above Lights | Mirai LED | ABL-UNV-VXXNLB | Indoor Luminaires | Case Lighting | Vertical Refrigerated Case Luminaires | Standard | FALSE | [9 empty] | 42285 | Not Dimmable | Not Dimmable | NotYetVerified |  | 3 | 3000 | 125 | 24 | 10 | 0.98 | 3000 | 85
P5UDPJRS | Above Lights | Mirai LED | ABL-UNV-VXXMJB | Indoor Luminaires | Case Lighting | Vertical Refrigerated Case Luminaires | Standard | FALSE | [9 empty] | 42285 | Not Dimmable | Not Dimmable | NotYetVerified |  | 3 | 2500 | 125 | 20 | 10 | 0.98 | 3000 | 85
PXV5PQFC | SHENZHEN ZENITH TECHNOLOGY CO.LTD | Zenith | ZS-T8V1840T(3000K) | Indoor Luminaires | Case Lighting | Vertical Refrigerated Case Luminaires | Standard | TRUE | 3315.7 | 98.28 | 33.74 | 12.1 | 0.9064 | 3109 | 83.1 | 5 | 50000 | 42270 |  |  | No | Center and End-mounted | 3 | 4506 | 113.01 | 39.87 | 15.1 | 0.9012 | 3000 | 83.3
PP71Y227 | SHENZHEN ZENITH TECHNOLOGY CO.LTD | Zenith | ZS-T8V1532T(3000K) | Indoor Luminaires | Case Lighting | Vertical Refrigerated Case Luminaires | Standard | TRUE | 3315.7 | 98.28 | 33.74 | 12.1 | 0.9064 | 3109 | 83.1 | 5 | 50000 | 42270 |  |  | No | Center and End-Mounted | 3 | 3315.7 | 98.28 | 33.74 | 12.1 | 0.9064 | 3000 | 83.1
P343ME74 | SHENZHEN ZENITH TECHNOLOGY CO.LTD | Zenith | ZS-T8V1840T(5000K) | Indoor Luminaires | Case Lighting | Vertical Refrigerated Case Luminaires | Standard | FALSE | [9 empty] | 42270 |  |  | No | Center and End-mounted | 3 | 4783 | 123.66 | 38.68 | 15 | 0.9033 | 5000 | 84.4
P78N86JB | SHENZHEN ZENITH TECHNOLOGY CO.LTD | Zenith | ZS-T8V1532T(5000K) | Indoor Luminaires | Case Lighting | Vertical Refrigerated Case Luminaires | Standard | FALSE | [9 empty] | 42270 |  |  | No | Center and End-Mounted | 3 | 4196 | 125.47 | 33.44 | 14.6 | 0.9102 | 5000 | 84.4
PDVHW4P7 | SHENZHEN ZENITH TECHNOLOGY CO.LTD | Zenith | ZS-T8V1840T(4500K) | Indoor Luminaires | Case Lighting | Vertical Refrigerated Case Luminaires | Standard | FALSE | [9 empty] | 42270 |  |  | No | Center and End-mounted | 3 | 4506 | 113.01 | 39.87 | 15.1 | 0.9012 | 4500 | 83.3
PRRUUYZZ | SHENZHEN ZENITH TECHNOLOGY CO.LTD | Zenith | ZS-T8V1532T(4500K) | Indoor Luminaires | Case Lighting | Vertical Refrigerated Case Luminaires | Standard | FALSE | [9 empty] | 42270 |  |  | No | Center and End-Mounted | 3 | 3315.7 | 98.28 | 33.74 | 12.1 | 0.9064 | 4500 | 83.1
PNJBMJMP | SHENZHEN ZENITH TECHNOLOGY CO.LTD | Zenith | ZS-T8V1840T(4000K) | Indoor Luminaires | Case Lighting | Vertical Refrigerated Case Luminaires | Standard | FALSE | [9 empty] | 42270 |  |  | No | Center and End-mounted | 3 | 4506 | 113.01 | 39.87 | 15.1 | 0.9012 | 4000 | 83.3
P1S7U9RY | SHENZHEN ZENITH TECHNOLOGY CO.LTD | Zenith | ZS-T8V1532T(4000K) | Indoor Luminaires | Case Lighting | Vertical Refrigerated Case Luminaires | Standard | FALSE | [9 empty] | 42270 |  |  | No | Center and End-Mounted | 3 | 3315.7 | 98.28 | 33.74 | 12.1 | 0.9064 | 4000 | 83.1
P9N8YTEJ | SHENZHEN ZENITH TECHNOLOGY CO.LTD | Zenith | ZS-T8V1840T(3500K) | Indoor Luminaires | Case Lighting | Vertical Refrigerated Case Luminaires | Standard | FALSE | [9 empty] | 42270 |  |  | No | Center and End-mounted | 3 | 4506 | 113.01 | 39.87 | 15.1 | 0.9012 | 3500 | 83.3
PZUPMEYT | SHENZHEN ZENITH TECHNOLOGY CO.LTD | Zenith | ZS-T8V1532T(3500K) | Indoor Luminaires | Case Lighting | Vertical Refrigerated Case Luminaires | Standard | FALSE | [9 empty] | 42270 |  |  | No | Center and End-Mounted | 3 | 3315.7 | 98.28 | 33.74 | 12.1 | 0.9064 | 3500 | 83.1
PTZK8GKB | ElectraLED Inc. | ElectraLED | ECLS-4N27-EM14E | Indoor Luminaires | Case Lighting | Horizontal Refrigerated Case Luminaires | Standard | TRUE | 1842 | 65.8 | 28.01 | 10.2 | 0.94 | 2654 | 82.6 | 5 | 50000 | 42263 |  |  | NotYetVerified |  | 3 | 1842 | 65.8 | 27.89 | 20 | 0.9 | 2700 | 80
PWWFVE34 | ElectraLED Inc. | ElectraLED | ECLS-4C50-EM14E | Indoor Luminaires | Case Lighting | Horizontal Refrigerated Case Luminaires | Standard | FALSE | [9 empty] | 42263 |  |  | NotYetVerified |  | 3 | 1760 | 76.5 | 23 |  |  | 5000 | 85
PB5Y3XY3 | ElectraLED Inc. | ElectraLED | ECLS-4N40-EM14E | Indoor Luminaires | Case Lighting | Horizontal Refrigerated Case Luminaires | Standard | FALSE | [9 empty] | 42263 |  |  | NotYetVerified |  | 3 | 2254 | 80.7 | 27.89 | 20 | 0.9 | 4000 | 80
PEBB7DKS | ElectraLED Inc. | ElectraLED | ECLS-4N35-EM14E | Indoor Luminaires | Case Lighting | Horizontal Refrigerated Case Luminaires | Standard | FALSE | [9 empty] | 42263 |  |  | NotYetVerified |  | 3 | 2096 | 74.9 | 27.89 | 20 | 0.9 | 3500 | 80
PX7EZ613 | ElectraLED Inc. | ElectraLED | ECLS-4N30-EM14E | Indoor Luminaires | Case Lighting | Horizontal Refrigerated Case Luminaires | Standard | FALSE | [9 empty] | 42263 |  |  | NotYetVerified |  | 3 | 1937 | 69.2 | 27.89 | 20 | 0.9 | 3000 | 80
PYZCAY2N | MaxLite Inc | MaxLite | 72RL3030 | Indoor Luminaires | Case Lighting | Vertical Refrigerated Case Luminaires | Standard | TRUE | 1938.4 | 87.16 | 22.24 | 14.98 | 0.9283 | 2913 | 81.4 | 5 | 50000 | 42257 |  |  | NotYetVerified |  | 3 | 1938 | 87 | 22 |  | 0.9 | 3000 | 80
PEWJ4RXR | MaxLite Inc | MaxLite | 60RL2230 | Indoor Luminaires | Case Lighting | Vertical Refrigerated Case Luminaires | Standard | TRUE | 1698.5 | 95.85 | 17.72 | 14.67 | 0.9168 | 2900 | 81.5 | 5 | 50000 | 42257 |  |  | NotYetVerified |  | 3 | 1698.5 | 95.85 | 17.72 |  |  | 3000 | 80
PNKEGXRQ | MaxLite Inc | MaxLite | 48RL1830 | Indoor Luminaires | Case Lighting | Vertical Refrigerated Case Luminaires | Standard | TRUE | 822.09 | 57.66 | 14.26 | 15.38 | 0.9156 | 2849 | 80.9 | 5 | 50000 | 42257 |  |  | NotYetVerified |  | 3 | 900 | 60 | 15 |  | 0.9 | 3000 | 80
P1QVPJEW | MaxLite Inc | MaxLite | 72RL3041 | Indoor Luminaires | Case Lighting | Vertical Refrigerated Case Luminaires | Standard | FALSE | [9 empty] | 42257 |  |  | NotYetVerified |  | 3 | 1938 | 87 | 22 |  | 0.9 | 4000 | 80
P5KFF6NV | MaxLite Inc | MaxLite | 60RL2241 | Indoor Luminaires | Case Lighting | Vertical Refrigerated Case Luminaires | Standard | FALSE | [9 empty] | 42257 |  |  | NotYetVerified |  | 3 | 1698.5 | 95.85 | 17.72 |  |  | 4000 | 80
PDV2M1F3 | MaxLite Inc | MaxLite | 48RL1841 | Indoor Luminaires | Case Lighting | Vertical Refrigerated Case Luminaires | Standard | FALSE | [9 empty] | 42257 |  |  | NotYetVerified |  | 3 | 900 | 60 | 15 |  | 0.9 | 4000 | 80
PA5EC8XZ | DongGuan Pan American Electronics Co.Ltd | PAN AMERICAN | ZY-22W1800 LED HORIZONTAL REFRIGERATOR LIGHT (3000K clear lens) | Indoor Luminaires | Case Lighting | Horizontal Refrigerated Case Luminaires | Standard | TRUE | 2776.1 | 120.96 | 22.95 | 14.24 | 0.9147 | 2915 | 81.3 | 5 | 50000 | 42249 |  |  | NotYetVerified |  | 3 | 2776.1 | 120.96 | 23 |  |  | 3000
P9YRSD1Z | DongGuan Pan American Electronics Co.Ltd | PAN AMERICAN | ZY-18W1200 LED HORIZONTAL REFRIGERATOR LIGHT (3000K clear lens) | Indoor Luminaires | Case Lighting | Horizontal Refrigerated Case Luminaires | Standard | TRUE | 2087.8 | 123.13 | 16.96 | 10.6 | 0.9097 | 2997 | 82.3 | 5 | 50000 | 42249 |  |  | NotYetVerified |  | 3 | 2087.8 | 123.13 | 17 |  |  | 3000
PPSSD99J | DongGuan Pan American Electronics Co.Ltd | PAN AMERICAN | ZY-20W1500 LED HORIZONTAL REFRIGERATOR LIGHT (3000K clear lens) | Indoor Luminaires | Case Lighting | Horizontal Refrigerated Case Luminaires | Standard | TRUE | 2228.1 | 126.18 | 17.66 | 16.98 | 0.9056 | 2907 | 81.4 | 5 | 50000 | 42249 |  |  | NotYetVerified |  | 3 | 2228.1 | 126.18 | 18 |  |  | 3000
PKGRR7SE | DongGuan Pan American Electronics Co.Ltd | PAN AMERICAN | ZY-22W1800 LED HORIZONTAL REFRIGERATOR LIGHT (5000K clear lens) | Indoor Luminaires | Case Lighting | Horizontal Refrigerated Case Luminaires | Standard | FALSE | [9 empty] | 42249 |  |  | NotYetVerified |  | 3 | 2776.1 | 120.96 | 23 |  |  | 5000
PEBF3NFG | DongGuan Pan American Electronics Co.Ltd | PAN AMERICAN | ZY-20W1500 LED HORIZONTAL REFRIGERATOR LIGHT (5000K clear lens) | Indoor Luminaires | Case Lighting | Horizontal Refrigerated Case Luminaires | Standard | FALSE | [9 empty] | 42249 |  |  | NotYetVerified |  | 3 | 2228.1 | 126.18 | 18 |  |  | 5000
PJEZEVMQ | DongGuan Pan American Electronics Co.Ltd | PAN AMERICAN | ZY-18W1200 LED HORIZONTAL REFRIGERATOR LIGHT (5000K clear lens) | Indoor Luminaires | Case Lighting | Horizontal Refrigerated Case Luminaires | Standard | FALSE | [9 empty] | 42249 |  |  | NotYetVerified |  | 3 | 2087.8 | 123.13 | 17 |  |  | 5000
PBZMEVHJ | DongGuan Pan American Electronics Co.Ltd | PAN AMERICAN | ZY-22W1800 LED HORIZONTAL REFRIGERATOR LIGHT (4500K clear lens) | Indoor Luminaires | Case Lighting | Horizontal Refrigerated Case Luminaires | Standard | FALSE | [9 empty] | 42249 |  |  | NotYetVerified |  | 3 | 2776.1 | 120.96 | 23 |  |  | 4500
PWR225QB | DongGuan Pan American Electronics Co.Ltd | PAN AMERICAN | ZY-20W1500 LED HORIZONTAL REFRIGERATOR LIGHT (4500K clear lens) | Indoor Luminaires | Case Lighting | Horizontal Refrigerated Case Luminaires | Standard | FALSE | [9 empty] | 42249 |  |  | NotYetVerified |  | 3 | 2228.1 | 126.18 | 18 |  |  | 4500
PK92X2WP | DongGuan Pan American Electronics Co.Ltd | PAN AMERICAN | ZY-18W1200 LED HORIZONTAL REFRIGERATOR LIGHT (4500K clear lens) | Indoor Luminaires | Case Lighting | Horizontal Refrigerated Case Luminaires | Standard | FALSE | [9 empty] | 42249 |  |  | NotYetVerified |  | 3 | 2087.8 | 123.13 | 17 |  |  | 4500
PDTNHEG2 | DongGuan Pan American Electronics Co.Ltd | PAN AMERICAN | ZY-22W1800 LED HORIZONTAL REFRIGERATOR LIGHT (4000K clear lens) | Indoor Luminaires | Case Lighting | Horizontal Refrigerated Case Luminaires | Standard | FALSE | [9 empty] | 42249 |  |  | NotYetVerified |  | 3 | 2776.1 | 120.96 | 23 |  |  | 4000
PCPZX17P | DongGuan Pan American Electronics Co.Ltd | PAN AMERICAN | ZY-20W1500 LED HORIZONTAL REFRIGERATOR LIGHT (4000K clear lens) | Indoor Luminaires | Case Lighting | Horizontal Refrigerated Case Luminaires | Standard | FALSE | [9 empty] | 42249 |  |  | NotYetVerified |  | 3 | 2228.1 | 126.18 | 18 |  |  | 4000
PKSMJB86 | DongGuan Pan American Electronics Co.Ltd | PAN AMERICAN | ZY-18W1200 LED HORIZONTAL REFRIGERATOR LIGHT (4000K clear lens) | Indoor Luminaires | Case Lighting | Horizontal Refrigerated Case Luminaires | Standard | FALSE | [9 empty] | 42249 |  |  | NotYetVerified |  | 3 | 2087.8 | 123.13 | 17 |  |  | 4000
PYKCW86D | DongGuan Pan American Electronics Co.Ltd | PAN AMERICAN | ZY-22W1800 LED HORIZONTAL REFRIGERATOR LIGHT (3500K clear lens) | Indoor Luminaires | Case Lighting | Horizontal Refrigerated Case Luminaires | Standard | FALSE | [9 empty] | 42249 |  |  | NotYetVerified |  | 3 | 2776.1 | 120.96 | 23 |  |  | 3500
P4CTFJ97 | DongGuan Pan American Electronics Co.Ltd | PAN AMERICAN | ZY-20W1500 LED HORIZONTAL REFRIGERATOR LIGHT (3500K clear lens) | Indoor Luminaires | Case Lighting | Horizontal Refrigerated Case Luminaires | Standard | FALSE | [9 empty] | 42249 |  |  | NotYetVerified |  | 3 | 2228.1 | 126.18 | 18 |  |  | 3500
P3BAZM6K | DongGuan Pan American Electronics Co.Ltd | PAN AMERICAN | ZY-18W1200 LED HORIZONTAL REFRIGERATOR LIGHT (3500K clear lens) | Indoor Luminaires | Case Lighting | Horizontal Refrigerated Case Luminaires | Standard | FALSE | [9 empty] | 42249 |  |  | NotYetVerified |  | 3 | 2087.8 | 123.13 | 17 |  |  | 3500
PEV1361Z6 | Advance Electronic Concepts | RCLF | RCLF-72-3500 | Indoor Luminaires | Case Lighting | Vertical Refrigerated Case Luminaires | Standard | FALSE | [9 empty] | 42249 | Not Dimmable | Not Dimmable | No |  | 3 | 1375 | 50 | 27.5 | 12.5 | 0.981 | 3500 | 83
PZBSF6UC4 | Advance Electronic Concepts | RCLF | RCLF-66-3500 | Indoor Luminaires | Case Lighting | Vertical Refrigerated Case Luminaires | Standard | FALSE | [9 empty] | 42249 | Not Dimmable | Not Dimmable | No |  | 3 | 1240 | 50 | 25 | 12.5 | 0.981 | 3500 | 83
PKW62U8K | Beyond LED Technology | Beyond | 102301 | Indoor Luminaires | Case Lighting | Vertical Refrigerated Case Luminaires | Standard | TRUE | 3990.165 | 127.69 | 31.25 | 17.73 | 0.981 | 5290 | 83 | 5 | 50000 | 42248 |  |  | NotYetVerified |  | 3 | 3990.165 | 127.69 | 31.25 | 17.73 | 0.981 | 5290 | 83
PR3ZM9KN | Beyond LED Technology | Beyond | 101782 | Indoor Luminaires | Case Lighting | Vertical Refrigerated Case Luminaires | Standard | TRUE | 3130.52 | 133.95 | 23.37 | 17.43 | 0.957 | 5100 | 83.2 | 5 | 50000 | 42248 |  |  | NotYetVerified |  | 3 | 3130.52 | 133.95 | 23.37 | 17.43 | 0.957 | 5100 | 83.2
P32XY52R | Shenzhen sunpzone lighting electronic co. ltd | Sunpzone | SPZT8F18(3000K) | Indoor Luminaires | Case Lighting | Vertical Refrigerated Case Luminaires | Standard | TRUE | 2233.3 | 113.71 | 19.64 | 18.65 | 0.9024 | 3073 | 83.9 | 5 | 50000 | 42248 |  |  | No |  | 3 | 2233.3 | 113.71 | 19.64 | 18.65 | 0.9024 | 3000 | 83.9
PRQXJRMZ | Shenzhen sunpzone lighting electronic co. ltd | Sunpzone | SPZT8F18(5000K) | Indoor Luminaires | Case Lighting | Vertical Refrigerated Case Luminaires | Standard | FALSE | [9 empty] | 42248 | Not Dimmable | Not Dimmable | No |  | 3 | 2344.9 | 118.85 | 19.73 | 18.65 | 0.9032 | 5000 | 84
P88EZ1QP | Shenzhen sunpzone lighting electronic co. ltd | Sunpzone | SPZT8F18(4500K) | Indoor Luminaires | Case Lighting | Vertical Refrigerated Case Luminaires | Standard | FALSE | [9 empty] | 42248 | Not Dimmable | Not Dimmable | No |  | 3 | 2233.3 | 113.71 | 19.64 | 18.65 | 0.9024 | 4500 | 83.9
PRUZC2YA | Shenzhen sunpzone lighting electronic co. ltd | Sunpzone | SPZT8F18(4000K) | Indoor Luminaires | Case Lighting | Vertical Refrigerated Case Luminaires | Standard | FALSE | [9 empty] | 42248 | Not Dimmable | Not Dimmable | No |  | 3 | 2233.3 | 113.71 | 19.64 | 18.65 | 0.9024 | 4000 | 83.9
PXDGTBHY | Shenzhen sunpzone lighting electronic co. ltd | Sunpzone | SPZT8F18(3500K) | Indoor Luminaires | Case Lighting | Vertical Refrigerated Case Luminaires | Standard | FALSE | [9 empty] | 42248 | Not Dimmable | Not Dimmable | No |  | 3 | 2233.3 | 113.71 | 19.64 | 18.65 | 0.9024 | 3500 | 83.9
PBFVA2TB | LEDone Distribution Inc. | LED One | LOD-C6FT30W | Indoor Luminaires | Case Lighting | Vertical Refrigerated Case Luminaires | Standard | TRUE | 3990.165 | 127.69 | 31.25 | 17.73 | 0.981 | 5290 | 83 | 5 | 50000 | 42241 |  |  | NotYetVerified |  | 3 | 3000 | 130 | 30 |  | 0.92 | 5000 | 80
PWN1DYCU | LEDone Distribution Inc. | LED One | LOD-C5FT24W | Indoor Luminaires | Case Lighting | Vertical Refrigerated Case Luminaires | Standard | TRUE | 3130.52 | 133.95 | 23.37 | 17.43 | 0.957 | 5100 | 83.2 | 5 | 50000 | 42241 |  |  | NotYetVerified |  | 3 | 2500 | 130 | 25 |  | 0.92 | 5000 | 80
PYCNP8T5 | James Trading Company Limited | JAMES | ZY-8W600 BINS (3000K) | Indoor Luminaires | Case Lighting | Vertical Refrigerated Case Luminaires | Standard | TRUE | 1044.3 | 141.97 | 7.356 | 17.43 | 0.9106 | 2975 | 81.8 | 5 | 50000 | 42237 |  |  | NotYetVerified |  | 3 | 1044.3 | 141.96 | 7.356 | 17.4 | 0.9106 | 3000 | 81.8
P9DDA34J | James Trading Company Limited | JAMES | ZY-8W600 BINS (5000K) | Indoor Luminaires | Case Lighting | Vertical Refrigerated Case Luminaires | Standard | FALSE | [9 empty] | 42237 |  |  | NotYetVerified |  | 3 | 1126 | 148.92 | 7.561 | 17.4 | 0.9045 | 5000 | 81
PP36PP2R | James Trading Company Limited | JAMES | ZY-8W600 BINS (4500K) | Indoor Luminaires | Case Lighting | Vertical Refrigerated Case Luminaires | Standard | FALSE | [9 empty] | 42237 |  |  | NotYetVerified |  | 3 | 1077 | 145.68 | 7.393 | 17.4 | 0.9114 | 4500 | 80.9
PHB7VCEJ | James Trading Company Limited | JAMES | ZY-8W600 BINS (4000K) | Indoor Luminaires | Case Lighting | Vertical Refrigerated Case Luminaires | Standard | FALSE | [9 empty] | 42237 |  |  | NotYetVerified |  | 3 | 1077 | 145.68 | 7.393 | 17.4 | 0.9114 | 4000 | 80.9
PRQ6T9Q8 | James Trading Company Limited | JAMES | ZY-8W600 BINS (3500K) | Indoor Luminaires | Case Lighting | Vertical Refrigerated Case Luminaires | Standard | FALSE | [9 empty] | 42237 |  |  | NotYetVerified |  | 3 | 1044.3 | 141.96 | 7.356 | 17.4 | 0.9106 | 3500 | 81.8
PBPVH9HZ | LEDone Distribution Inc. | LEDone | FY-T8-1200EC(L30K288CD180) | Indoor Luminaires | Case Lighting | Vertical Refrigerated Case Luminaires | Standard | TRUE | 1973.1 | 112.62 | 17.52 | 10.12 | 0.992 | 3006 | 84 | 5 |  | 42234 |  |  | NotYetVerified |  | 3 | [5 empty] | 3000
PGKXVC5U | LEDone Distribution Inc. | LEDone | FY-T8-1500EF(L30K288ND240) | Indoor Luminaires | Case Lighting | Vertical Refrigerated Case Luminaires | Standard | TRUE | 1636.7 | 75.01 | 21.82 | 13.9 | 0.9392 | 2898 | 83.6 | 5 | 50000 | 42234 |  |  | NotYetVerified |  | 3 | 1600 | 75 | 22 |  | 0.9 | 3000 | 80
P9UG2M5R | SHENZHEN ZENITH TECHNOLOGY CO.LTD | Zenith | ZS-T8V1218T(3000K) | Indoor Luminaires | Case Lighting | Vertical Refrigerated Case Luminaires | Standard | TRUE | 2233.3 | 113.71 | 19.64 | 18.65 | 0.9024 | 3073 | 83.9 | 5 | 50000 | 42234 |  |  | No | End-mounted only | 3 | 2233.3 | 113.71 | 19.64 | 18.65 | 0.9024 | 3000 | 83.9
PXZRTZ58 | SHENZHEN ZENITH TECHNOLOGY CO.LTD | Zenith | ZS-T8V1218T(5000K) | Indoor Luminaires | Case Lighting | Vertical Refrigerated Case Luminaires | Standard | FALSE | [9 empty] | 42234 |  |  | No |  | 3 | 2344.9 | 118.85 | 19.73 | 18.65 | 0.9032 | 5000 | 84
PXA8NYQ1 | SHENZHEN ZENITH TECHNOLOGY CO.LTD | Zenith | ZS-T8V1218T(4500K) | Indoor Luminaires | Case Lighting | Vertical Refrigerated Case Luminaires | Standard | FALSE | [9 empty] | 42234 |  |  | No |  | 3 | 2233.3 | 113.71 | 19.64 | 18.65 | 0.9024 | 4500 | 83.9
P7N4WP51 | SHENZHEN ZENITH TECHNOLOGY CO.LTD | Zenith | ZS-T8V1218T(4000K) | Indoor Luminaires | Case Lighting | Vertical Refrigerated Case Luminaires | Standard | FALSE | [9 empty] | 42234 |  |  | No |  | 3 | 2233.3 | 113.71 | 19.64 | 18.65 | 0.9024 | 4000 | 83.9
PE9ZM27D | SHENZHEN ZENITH TECHNOLOGY CO.LTD | Zenith | ZS-T8V1218T(3500K) | Indoor Luminaires | Case Lighting | Vertical Refrigerated Case Luminaires | Standard | FALSE | [9 empty] | 42234 |  |  | No |  | 3 | 2233.3 | 113.71 | 19.64 | 18.65 | 0.9024 | 3500 | 83.9
P8SHCK32 | LEDone Distribution Inc. | LEDone | FY-T8-1200EC(L50K288CD180) | Indoor Luminaires | Case Lighting | Vertical Refrigerated Case Luminaires | Standard | FALSE | [9 empty] | 42234 |  |  | NotYetVerified |  | 3 | 2566 | 126.41 | 17.91 | 9.89 | 0.9187 | 5000 | 85.4
PTNCU1Z7 | LEDone Distribution Inc. | LEDone | FY-T8-1800EC(L50K288ND240) | Indoor Luminaires | Case Lighting | Vertical Refrigerated Case Luminaires | Standard | FALSE | [9 empty] | 42234 |  |  | NotYetVerified |  | 3 | 3200 | 120 | 26 |  | 0.9 | 5000 | 80
PGUMZR3P | LEDone Distribution Inc. | LEDone | FY-T8-1500EC(L50K288ND240) | Indoor Luminaires | Case Lighting | Vertical Refrigerated Case Luminaires | Standard | FALSE | [9 empty] | 42234 |  |  | NotYetVerified |  | 3 | 2400 | 100 | 22 |  | 0.9 | 5000 | 80
PXCFB1RC | LEDone Distribution Inc. | LEDone | FY-T8-1800EC(L30K288ND240) | Indoor Luminaires | Case Lighting | Vertical Refrigerated Case Luminaires | Standard | FALSE | [9 empty] | 42234 |  |  | NotYetVerified |  | 3 | 3200 | 120 | 26 |  | 0.9 | 3000 | 80
PXTEUFBZ | LEDone Distribution Inc. | LEDone | FY-T8-1500EC(L30K288ND240) | Indoor Luminaires | Case Lighting | Vertical Refrigerated Case Luminaires | Standard | FALSE | [9 empty] | 42234 |  |  | NotYetVerified |  | 3 | 2400 | 100 | 22 |  | 0.9 | 3000 | 80
PPSKW241 | Kason Industries Inc | Kason | 11809000003 | Indoor Luminaires | Case Lighting | Horizontal Refrigerated Case Luminaires | Standard | TRUE | 2770 | 84.63 | 32.73 | 20.85 | 0.919 | 3915 | 83.9 | 5 | 50000 | 42219 |  |  | NotYetVerified |  | 3 | 2770 | 84.63 | 32.73 | 20.85 | 0.919 | 3915 | 83.9
PHMDCYC8 | Kason Industries Inc | Kason | 11809000004 | Indoor Luminaires | Case Lighting | Horizontal Refrigerated Case Luminaires | Standard | TRUE | 3646 | 82.84 | 44.01 | 19.16 | 0.915 | 3945 | 84 | 5 | 50000 | 42219 |  |  | NotYetVerified |  | 3 | 3646 | 82.84 | 44.01 | 19.16 | 0.915 | 3945 | 84
P523XCNN | Kason Industries Inc | Kason | 11809000002 | Indoor Luminaires | Case Lighting | Horizontal Refrigerated Case Luminaires | Standard | TRUE | 2027 | 84.99 | 23.74 | 21.6 | 0.908 | 3918 | 83.8 | 5 | 50000 | 42219 |  |  | NotYetVerified |  | 3 | 2027 | 84.99 | 23.74 | 21.6 | 0.908 | 3918 | 83.8
P000019CI | SloanLED | Cold Deck | 701940-2WS3[X2Y2] [120V ONLY] | Indoor Luminaires | Case Lighting | Horizontal Refrigerated Case Luminaires | Standard | TRUE | 458.25 | 72.39 | 6.33 | 10.4 | 0.989 | 2724 | 84 | 5 | 100000 | 42205 |  |  | NotYetVerified |  | 3 | 531.6 | 88.6 | 6 | 20 | 0.9 | 2700 | 83
P000019C8 | SloanLED | Cold Deck | 701940-3WC4[X2Y2] [120V ONLY] | Indoor Luminaires | Case Lighting | Horizontal Refrigerated Case Luminaires | Standard | TRUE | 1378.73 | 51.81 | 26.61 | 12.4 | 0.98 | 3595 | 84 | 5 | 50000 | 42205 |  |  | NotYetVerified |  | 3 | 1505 | 65.4348 | 23 | 20 | 0.9 | 3500 | 85
P000019C6 | SloanLED | Cold Deck | 701940-3WS4[X2Y2] [120V ONLY] | Indoor Luminaires | Case Lighting | Horizontal Refrigerated Case Luminaires | Standard | TRUE | 584.58 | 48.77 | 7.5 | 17.4 | 0.943 | 3438 | 82.8 | 5 | 50000 | 42205 |  |  | NotYetVerified |  | 3 | 668 | 83.5 | 8 | 20 | 0.9 | 3500 | 85
P000019CE | SloanLED | Cold Deck | 701940-2WC3[X2Y2] [120V ONLY] | Indoor Luminaires | Case Lighting | Horizontal Refrigerated Case Luminaires | Standard | TRUE | 1014.81 | 59.07 | 17.18 | 10.4 | 0.89 | 2752 | 84 | 5 | 100000 | 42205 |  |  | NotYetVerified |  | 3 | 1128.75 | 66.3971 | 17 | 20 | 0.9 | 2797 | 83
P000019CB | SloanLED | Cold Deck | 701940-4WC4[X2Y2] [120V ONLY] | Indoor Luminaires | Case Lighting | Horizontal Refrigerated Case Luminaires | Standard | FALSE | [9 empty] | 42205 |  |  | NotYetVerified |  | 3 | 1505 | 65.4348 | 23 | 20 | 0.9 | 4000 | 85
P000019CH | SloanLED | Cold Deck | 701940-4WC3[X2Y2] [120V ONLY] | Indoor Luminaires | Case Lighting | Horizontal Refrigerated Case Luminaires | Standard | FALSE | [9 empty] | 42205 |  |  | NotYetVerified |  | 3 | 1128.75 | 66.3971 | 17 | 20 | 0.9 | 4000 | 85
P000019CM | SloanLED | Cold Deck | 701940-4WS4[X2Y2] [120V ONLY] | Indoor Luminaires | Case Lighting | Horizontal Refrigerated Case Luminaires | Standard | FALSE | [9 empty] | 42205 |  |  | NotYetVerified |  | 3 | 668 | 83.5 | 8 | 20 | 0.9 | 4000 | 85
P000019CL | SloanLED | Cold Deck | 701940-4WS3[X2Y2] [120V ONLY] | Indoor Luminaires | Case Lighting | Horizontal Refrigerated Case Luminaires | Standard | FALSE | [9 empty] | 42205 |  |  | NotYetVerified |  | 3 | 531.6 | 88.6 | 6 | 20 | 0.9 | 4000 | 85
P000019CG | SloanLED | Cold Deck | 701940-3WC3[X2Y2] [120V ONLY] | Indoor Luminaires | Case Lighting | Horizontal Refrigerated Case Luminaires | Standard | FALSE | [9 empty] | 42205 |  |  | NotYetVerified |  | 3 | 1128.75 | 66.3971 | 17 | 20 | 0.9 | 3500 | 85
P000019CK | SloanLED | Cold Deck | 701940-3WS3[X2Y2] [120V ONLY] | Indoor Luminaires | Case Lighting | Horizontal Refrigerated Case Luminaires | Standard | FALSE | [9 empty] | 42205 |  |  | NotYetVerified |  | 3 | 531.6 | 88.6 | 6 | 20 | 0.9 | 3500 | 85
P000019CJ | SloanLED | Cold Deck | 701940-2WS4[X2Y2] [120V ONLY] | Indoor Luminaires | Case Lighting | Horizontal Refrigerated Case Luminaires | Standard | FALSE | [9 empty] | 42205 |  |  | NotYetVerified |  | 3 | 668 | 83.5 | 8 | 20 | 0.9 | 2914 | 83
P000019CF | SloanLED | Cold Deck | 701940-2WC4[X2Y2] [120V ONLY] | Indoor Luminaires | Case Lighting | Horizontal Refrigerated Case Luminaires | Standard | FALSE | [9 empty] | 42205 |  |  | NotYetVerified |  | 3 | 1505 | 65.4348 | 23 | 20 | 0.9 | 2797 | 83
P7RQYHUZ | Energy Progress Lighting LLC. | Energy Progress Lighting | EP-CL22W7245K/SA FROSTED LENS VERTICAL | Indoor Luminaires | Case Lighting | Vertical Refrigerated Case Luminaires | Standard | TRUE | 1938.4 | 87.16 | 22.24 | 14.98 | 0.9283 | 2913 | 81.4 | 5 | 50000 | 42200 |  |  | NotYetVerified |  | 3 | 1938 | 87 | 22 |  | 0.9 | 3000 | 80
PAAYE5YX | Energy Progress Lighting LLC. | Energy Progress Lighting | EP-CL15W4830K/SA CLEAR LENS VERTICAL | Indoor Luminaires | Case Lighting | Vertical Refrigerated Case Luminaires | Standard | TRUE | 1784.5 | 125.13 | 14.26 | 11.87 | 0.9171 | 2857 | 80.9 | 5 | 50000 | 42200 |  |  | NotYetVerified |  | 3 | 1784.5 | 125 | 15 |  | 0.9 | 3000 | 80
P2HA5HFC | Energy Progress Lighting LLC. | Energy Progress Lighting | EP-CL20W6030K/SA FROSTED LENS VERTICAL | Indoor Luminaires | Case Lighting | Vertical Refrigerated Case Luminaires | Standard | TRUE | 1698.5 | 95.85 | 17.72 | 14.67 | 0.9168 | 2900 | 81.5 | 5 | 50000 | 42200 |  |  | NotYetVerified |  | 3 | 1698.5 | 95.85 | 17.72 |  |  | 3000 | 80
P8ENUCSU | Energy Progress Lighting LLC. | Energy Progress Lighting | EP-CL20W6030K/SA FROSTED LENS HORIZONTAL | Indoor Luminaires | Case Lighting | Horizontal Refrigerated Case Luminaires | Standard | TRUE | 1977.4 | 112.13 | 17.63 | 14.67 | 0.9168 | 2897 | 81.5 | 5 | 50000 | 42200 |  |  | NotYetVerified |  | 3 | 1977.4 | 112.13 | 18 |  |  | 3000
PTWARS8U | Energy Progress Lighting LLC. | Energy Progress Lighting | EP-CL15W4830K/SA FROST LENS VERTICAL | Indoor Luminaires | Case Lighting | Vertical Refrigerated Case Luminaires | Standard | TRUE | 822.09 | 57.66 | 14.26 | 15.38 | 0.9156 | 2849 | 80.9 | 5 | 50000 | 42200 |  |  | NotYetVerified |  | 3 | 900 | 60 | 15 |  | 0.9 | 3000 | 80
P5CS7QPU | Energy Progress Lighting LLC. | Energy Progress Lighting | EP-CL22W7230K/SA CLEAR LENS HORIZONTAL | Indoor Luminaires | Case Lighting | Horizontal Refrigerated Case Luminaires | Standard | TRUE | 2776.1 | 120.96 | 22.95 | 14.24 | 0.9147 | 2915 | 81.3 | 5 | 50000 | 42200 |  |  | NotYetVerified |  | 3 | 2776.1 | 120.96 | 23 |  |  | 3000
PDQ6X2PH | Energy Progress Lighting LLC. | Energy Progress Lighting | EP-CL22W7235K/SA CLEAR LENS VERTICAL | Indoor Luminaires | Case Lighting | Vertical Refrigerated Case Luminaires | Standard | TRUE | 2652.2 | 116.17 | 22.83 | 13.85 | 0.9144 | 2857 | 80.9 | 5 | 50000 | 42200 |  |  | NotYetVerified |  | 3 | 2552 | 116 | 22 |  | 0.9 | 3000 | 80
PGG3PS1B | Energy Progress Lighting LLC. | Energy Progress Lighting | EP-CL22W7230K/SA FROSTED LENS HORIZONTAL | Indoor Luminaires | Case Lighting | Horizontal Refrigerated Case Luminaires | Standard | TRUE | 2490.5 | 108.94 | 22.86 | 14.57 | 0.9132 | 2912 | 81.4 | 5 | 50000 | 42200 |  |  | NotYetVerified |  | 3 | 2490.5 | 108.94 | 23 |  |  | 3000
P5HG8DPG | Energy Progress Lighting LLC. | Energy Progress Lighting | EP-CL15W4827K/SA CLEAR LENS HORIZONTAL | Indoor Luminaires | Case Lighting | Horizontal Refrigerated Case Luminaires | Standard | TRUE | 1918.1 | 134.93 | 14.22 | 12.07 | 0.9127 | 2856 | 80.9 | 5 | 50000 | 42200 |  |  | NotYetVerified |  | 3 | 1918.1 | 134.93 | 14 |  |  | 2700
P7MK8UV3 | Energy Progress Lighting LLC. | Energy Progress Lighting | EP-CL20W6030K/SA CLEAR LENS VERTICAL | Indoor Luminaires | Case Lighting | Vertical Refrigerated Case Luminaires | Standard | TRUE | 2050.1 | 115.56 | 17.74 | 16.98 | 0.9056 | 2910 | 81.5 | 5 | 50000 | 42200 |  |  | NotYetVerified |  | 3 | 2050.1 | 115.56 | 17.74 |  |  | 3000 | 80
P89JA454 | Energy Progress Lighting LLC. | Energy Progress Lighting | EP-CL20W6030K/SA CLEAR LENS HORIZONTAL | Indoor Luminaires | Case Lighting | Horizontal Refrigerated Case Luminaires | Standard | TRUE | 2228.1 | 126.18 | 17.66 | 16.98 | 0.9056 | 2907 | 81.4 | 5 | 50000 | 42200 |  |  | NotYetVerified |  | 3 | 2228.1 | 126.18 | 18 |  |  | 3000
PHDVR2UP | Energy Progress Lighting LLC. | Energy Progress Lighting | EP-CL22W72CW/SA CLEAR LENS VERTICAL | Indoor Luminaires | Case Lighting | Vertical Refrigerated Case Luminaires | Standard | FALSE | [9 empty] | 42200 |  |  | NotYetVerified |  | 3 | 2552 | 116 | 22 |  | 0.9 | 5000 | 80
PMSJCZ7M | Energy Progress Lighting LLC. | Energy Progress Lighting | EP-CL20W60CW/SA CLEAR LENS VERTICAL | Indoor Luminaires | Case Lighting | Vertical Refrigerated Case Luminaires | Standard | FALSE | [9 empty] | 42200 |  |  | NotYetVerified |  | 3 | 2050.1 | 115.56 | 17.74 |  |  | 5000 | 80
PSU4XBY2 | Energy Progress Lighting LLC. | Energy Progress Lighting | EP-CL22W7230K/SA FROSTED LENS VERTICAL | Indoor Luminaires | Case Lighting | Vertical Refrigerated Case Luminaires | Standard | FALSE | [9 empty] | 42200 |  |  | NotYetVerified |  | 3 | 1938 | 87 | 22 |  | 0.9 | 5000 | 80
P9UUECA6 | Energy Progress Lighting LLC. | Energy Progress Lighting | EP-CL15W48CW/SA CLEAR LENS VERTICAL | Indoor Luminaires | Case Lighting | Vertical Refrigerated Case Luminaires | Standard | FALSE | [9 empty] | 42200 |  |  | NotYetVerified |  | 3 | 1784.5 | 125 | 15 |  | 0.9 | 5000 | 80
P39NZ8RY | Energy Progress Lighting LLC. | Energy Progress Lighting | EP-CL20W60CW/SA FROSTED LENS VERTICAL | Indoor Luminaires | Case Lighting | Vertical Refrigerated Case Luminaires | Standard | FALSE | [9 empty] | 42200 |  |  | NotYetVerified |  | 3 | 1698.5 | 95.85 | 17.72 |  |  | 5000 | 80
PR2QVM3H | Energy Progress Lighting LLC. | Energy Progress Lighting | EP-CL15W48CW/SA FROST LENS VERTICAL | Indoor Luminaires | Case Lighting | Vertical Refrigerated Case Luminaires | Standard | FALSE | [9 empty] | 42200 |  |  | NotYetVerified |  | 3 | 900 | 60 | 15 |  | 0.9 | 5000 | 80
PJ7JMC26 | Energy Progress Lighting LLC. | Energy Progress Lighting | EP-CL22W72CW/SA CLEAR LENS HORIZONTAL | Indoor Luminaires | Case Lighting | Horizontal Refrigerated Case Luminaires | Standard | FALSE | [9 empty] | 42200 |  |  | NotYetVerified |  | 3 | 2776.1 | 120.96 | 23 |  |  | 5000
PRZ3PW7G | Energy Progress Lighting LLC. | Energy Progress Lighting | EP-CL22W72CW/SA FROSTED LENS HORIZONTAL | Indoor Luminaires | Case Lighting | Horizontal Refrigerated Case Luminaires | Standard | FALSE | [9 empty] | 42200 |  |  | NotYetVerified |  | 3 | 2490.5 | 108.94 | 23 |  |  | 5000
PYKDMEP6 | Energy Progress Lighting LLC. | Energy Progress Lighting | EP-CL20W60CW/SA CLEAR LENS HORIZONTAL | Indoor Luminaires | Case Lighting | Horizontal Refrigerated Case Luminaires | Standard | FALSE | [9 empty] | 42200 |  |  | NotYetVerified |  | 3 | 2228.1 | 126.18 | 18 |  |  | 5000
PX3BBUFV | Energy Progress Lighting LLC. | Energy Progress Lighting | EP-CL20W60CW/SA FROSTED LENS HORIZONTAL | Indoor Luminaires | Case Lighting | Horizontal Refrigerated Case Luminaires | Standard | FALSE | [9 empty] | 42200 |  |  | NotYetVerified |  | 3 | 1977.4 | 112.13 | 18 |  |  | 5000
PD6Y782X | Energy Progress Lighting LLC. | Energy Progress Lighting | EP-CL15W48CW/SA CLEAR LENS HORIZONTAL | Indoor Luminaires | Case Lighting | Horizontal Refrigerated Case Luminaires | Standard | FALSE | [9 empty] | 42200 |  |  | NotYetVerified |  | 3 | 1918.1 | 134.93 | 14 |  |  | 5000
PHAEF655 | Energy Progress Lighting LLC. | Energy Progress Lighting | EP-CL22W72NW/SA CLEAR LENS VERTICAL | Indoor Luminaires | Case Lighting | Vertical Refrigerated Case Luminaires | Standard | FALSE | [9 empty] | 42200 |  |  | NotYetVerified |  | 3 | 2552 | 116 | 22 |  | 0.9 | 4500 | 80
PKTJ444G | Energy Progress Lighting LLC. | Energy Progress Lighting | EP-CL20W6045K/SA CLEAR LENS VERTICAL | Indoor Luminaires | Case Lighting | Vertical Refrigerated Case Luminaires | Standard | FALSE | [9 empty] | 42200 |  |  | NotYetVerified |  | 3 | 2050.1 | 115.56 | 17.74 |  |  | 4500 | 80
PXY3YDK5 | Energy Progress Lighting LLC. | Energy Progress Lighting | EP-CL22W72CW/SA FROSTED LENS VERTICAL | Indoor Luminaires | Case Lighting | Vertical Refrigerated Case Luminaires | Standard | FALSE | [9 empty] | 42200 |  |  | NotYetVerified |  | 3 | 1938 | 87 | 22 |  | 0.9 | 4500 | 80
PMH6W4MR | Energy Progress Lighting LLC. | Energy Progress Lighting | EP-CL15W4845K/SA CLEAR LENS VERTICAL | Indoor Luminaires | Case Lighting | Vertical Refrigerated Case Luminaires | Standard | FALSE | [9 empty] | 42200 |  |  | NotYetVerified |  | 3 | 1784.5 | 125 | 15 |  | 0.9 | 4500 | 80
PZNWW7RH | Energy Progress Lighting LLC. | Energy Progress Lighting | EP-CL20W6045K/SA FROSTED LENS VERTICAL | Indoor Luminaires | Case Lighting | Vertical Refrigerated Case Luminaires | Standard | FALSE | [9 empty] | 42200 |  |  | NotYetVerified |  | 3 | 1698.5 | 95.85 | 17.72 |  |  | 4500 | 80
PU7E7756 | Energy Progress Lighting LLC. | Energy Progress Lighting | EP-CL15W4845K/SA FROST LENS VERTICAL | Indoor Luminaires | Case Lighting | Vertical Refrigerated Case Luminaires | Standard | FALSE | [9 empty] | 42200 |  |  | NotYetVerified |  | 3 | 900 | 60 | 15 |  | 0.9 | 4500 | 80
PCM8XX44 | Energy Progress Lighting LLC. | Energy Progress Lighting | EP-CL22W7245K/SA CLEAR LENS HORIZONTAL | Indoor Luminaires | Case Lighting | Horizontal Refrigerated Case Luminaires | Standard | FALSE | [9 empty] | 42200 |  |  | NotYetVerified |  | 3 | 2776.1 | 120.96 | 23 |  |  | 4500
P227Z4QD | Energy Progress Lighting LLC. | Energy Progress Lighting | EP-CL22W7245K/SA FROSTED LENS HORIZONTAL | Indoor Luminaires | Case Lighting | Horizontal Refrigerated Case Luminaires | Standard | FALSE | [9 empty] | 42200 |  |  | NotYetVerified |  | 3 | 2490.5 | 108.94 | 23 |  |  | 4500
PPD3EDHZ | Energy Progress Lighting LLC. | Energy Progress Lighting | EP-CL20W6045K/SA CLEAR LENS HORIZONTAL | Indoor Luminaires | Case Lighting | Horizontal Refrigerated Case Luminaires | Standard | FALSE | [9 empty] | 42200 |  |  | NotYetVerified |  | 3 | 2228.1 | 126.18 | 18 |  |  | 4500
P9YTG6CA | Energy Progress Lighting LLC. | Energy Progress Lighting | EP-CL20W6045K/SA FROSTED LENS HORIZONTAL | Indoor Luminaires | Case Lighting | Horizontal Refrigerated Case Luminaires | Standard | FALSE | [9 empty] | 42200 |  |  | NotYetVerified |  | 3 | 1977.4 | 112.13 | 18 |  |  | 4500
PETRMGW3 | Energy Progress Lighting LLC. | Energy Progress Lighting | EP-CL15W4845K/SA CLEAR LENS HORIZONTAL | Indoor Luminaires | Case Lighting | Horizontal Refrigerated Case Luminaires | Standard | FALSE | [9 empty] | 42200 |  |  | NotYetVerified |  | 3 | 1918.1 | 134.93 | 14 |  |  | 4500
PU6E5NUR | Energy Progress Lighting LLC. | Energy Progress Lighting | EP-CL22W72NW/SA CLEAR LENS VERTICAL | Indoor Luminaires | Case Lighting | Vertical Refrigerated Case Luminaires | Standard | FALSE | [9 empty] | 42200 |  |  | NotYetVerified |  | 3 | 2552 | 116 | 22 |  | 0.9 | 4000 | 80
PRRATUHW | Energy Progress Lighting LLC. | Energy Progress Lighting | EP-CL20W60NW/SA CLEAR LENS VERTICAL | Indoor Luminaires | Case Lighting | Vertical Refrigerated Case Luminaires | Standard | FALSE | [9 empty] | 42200 |  |  | NotYetVerified |  | 3 | 2050.1 | 115.56 | 17.74 |  |  | 4000 | 80
PQJ5UY57 | Energy Progress Lighting LLC. | Energy Progress Lighting | EP-CL22W72CW/SA FROSTED LENS VERTICAL | Indoor Luminaires | Case Lighting | Vertical Refrigerated Case Luminaires | Standard | FALSE | [9 empty] | 42200 |  |  | NotYetVerified |  | 3 | 1938 | 87 | 22 |  | 0.9 | 4000 | 80
PWFHA6W2 | Energy Progress Lighting LLC. | Energy Progress Lighting | EP-CL15W48NW/SA CLEAR LENS VERTICAL | Indoor Luminaires | Case Lighting | Vertical Refrigerated Case Luminaires | Standard | FALSE | [9 empty] | 42200 |  |  | NotYetVerified |  | 3 | 1784.5 | 125 | 15 |  | 0.9 | 4000 | 80
PV59PKDG | Energy Progress Lighting LLC. | Energy Progress Lighting | EP-CL20W60NW/SA FROSTED LENS VERTICAL | Indoor Luminaires | Case Lighting | Vertical Refrigerated Case Luminaires | Standard | FALSE | [9 empty] | 42200 |  |  | NotYetVerified |  | 3 | 1698.5 | 95.85 | 17.72 |  |  | 4000 | 80
P2HU82S2 | Energy Progress Lighting LLC. | Energy Progress Lighting | EP-CL15W48NW/SA FROST LENS VERTICAL | Indoor Luminaires | Case Lighting | Vertical Refrigerated Case Luminaires | Standard | FALSE | [9 empty] | 42200 |  |  | NotYetVerified |  | 3 | 900 | 60 | 15 |  | 0.9 | 4000 | 80
PK1CVCDE | Energy Progress Lighting LLC. | Energy Progress Lighting | EP-CL22W72NW/SA CLEAR LENS HORIZONTAL | Indoor Luminaires | Case Lighting | Horizontal Refrigerated Case Luminaires | Standard | FALSE | [9 empty] | 42200 |  |  | NotYetVerified |  | 3 | 2776.1 | 120.96 | 23 |  |  | 4000
PWBJRZSS | Energy Progress Lighting LLC. | Energy Progress Lighting | EP-CL22W72NW/SA FROSTED LENS HORIZONTAL | Indoor Luminaires | Case Lighting | Horizontal Refrigerated Case Luminaires | Standard | FALSE | [9 empty] | 42200 |  |  | NotYetVerified |  | 3 | 2490.5 | 108.94 | 23 |  |  | 4000
PBTUSA7P | Energy Progress Lighting LLC. | Energy Progress Lighting | EP-CL20W60NW/SA CLEAR LENS HORIZONTAL | Indoor Luminaires | Case Lighting | Horizontal Refrigerated Case Luminaires | Standard | FALSE | [9 empty] | 42200 |  |  | NotYetVerified |  | 3 | 2228.1 | 126.18 | 18 |  |  | 4000
P4B763SG | Energy Progress Lighting LLC. | Energy Progress Lighting | EP-CL20W60NW/SA FROSTED LENS HORIZONTAL | Indoor Luminaires | Case Lighting | Horizontal Refrigerated Case Luminaires | Standard | FALSE | [9 empty] | 42200 |  |  | NotYetVerified |  | 3 | 1977.4 | 112.13 | 18 |  |  | 4000
PM4K81XK | Energy Progress Lighting LLC. | Energy Progress Lighting | EP-CL15W48NW/SA CLEAR LENS HORIZONTAL | Indoor Luminaires | Case Lighting | Horizontal Refrigerated Case Luminaires | Standard | FALSE | [9 empty] | 42200 |  |  | NotYetVerified |  | 3 | 1918.1 | 134.93 | 14 |  |  | 4000
PPZMVG6T | Energy Progress Lighting LLC. | Energy Progress Lighting | EP-CL22W7235K/SA CLEAR LENS VERTICAL | Indoor Luminaires | Case Lighting | Vertical Refrigerated Case Luminaires | Standard | FALSE | [9 empty] | 42200 |  |  | NotYetVerified |  | 3 | 2552 | 116 | 22 |  | 0.9 | 3500 | 80
PHCC9152 | Energy Progress Lighting LLC. | Energy Progress Lighting | EP-CL20W6035K/SA CLEAR LENS VERTICAL | Indoor Luminaires | Case Lighting | Vertical Refrigerated Case Luminaires | Standard | FALSE | [9 empty] | 42200 |  |  | NotYetVerified |  | 3 | 2050.1 | 115.56 | 17.74 |  |  | 3500 | 80
PURBFCQ5 | Energy Progress Lighting LLC. | Energy Progress Lighting | EP-CL22W7245K/SA FROSTED LENS VERTICAL | Indoor Luminaires | Case Lighting | Vertical Refrigerated Case Luminaires | Standard | FALSE | [9 empty] | 42200 |  |  | NotYetVerified |  | 3 | 1938 | 87 | 22 |  | 0.9 | 3500 | 80
P9F6JZAM | Energy Progress Lighting LLC. | Energy Progress Lighting | EP-CL15W4835K/SA CLEAR LENS VERTICAL | Indoor Luminaires | Case Lighting | Vertical Refrigerated Case Luminaires | Standard | FALSE | [9 empty] | 42200 |  |  | NotYetVerified |  | 3 | 1784.5 | 125 | 15 |  | 0.9 | 3500 | 80
PZA4YR55 | Energy Progress Lighting LLC. | Energy Progress Lighting | EP-CL20W6035K/SA FROSTED LENS VERTICAL | Indoor Luminaires | Case Lighting | Vertical Refrigerated Case Luminaires | Standard | FALSE | [9 empty] | 42200 |  |  | NotYetVerified |  | 3 | 1698.5 | 95.85 | 17.72 |  |  | 3500 | 80
PDAEWZVX | Energy Progress Lighting LLC. | Energy Progress Lighting | EP-CL15W4835K/SA FROST LENS VERTICAL | Indoor Luminaires | Case Lighting | Vertical Refrigerated Case Luminaires | Standard | FALSE | [9 empty] | 42200 |  |  | NotYetVerified |  | 3 | 900 | 60 | 15 |  | 0.9 | 3500 | 80
P4BKE5NE | Energy Progress Lighting LLC. | Energy Progress Lighting | EP-CL22W7235K/SA CLEAR LENS HORIZONTAL | Indoor Luminaires | Case Lighting | Horizontal Refrigerated Case Luminaires | Standard | FALSE | [9 empty] | 42200 |  |  | NotYetVerified |  | 3 | 2776.1 | 120.96 | 23 |  |  | 3500
P14UYCK2 | Energy Progress Lighting LLC. | Energy Progress Lighting | EP-CL22W7235K/SA FROSTED LENS HORIZONTAL | Indoor Luminaires | Case Lighting | Horizontal Refrigerated Case Luminaires | Standard | FALSE | [9 empty] | 42200 |  |  | NotYetVerified |  | 3 | 2490.5 | 108.94 | 23 |  |  | 3500
PP69P16V | Energy Progress Lighting LLC. | Energy Progress Lighting | EP-CL20W6035K/SA CLEAR LENS HORIZONTAL | Indoor Luminaires | Case Lighting | Horizontal Refrigerated Case Luminaires | Standard | FALSE | [9 empty] | 42200 |  |  | NotYetVerified |  | 3 | 2228.1 | 126.18 | 18 |  |  | 3500
P7K97S1R | Energy Progress Lighting LLC. | Energy Progress Lighting | EP-CL20W6035K/SA FROSTED LENS HORIZONTAL | Indoor Luminaires | Case Lighting | Horizontal Refrigerated Case Luminaires | Standard | FALSE | [9 empty] | 42200 |  |  | NotYetVerified |  | 3 | 1977.4 | 112.13 | 18 |  |  | 3500
PU8FRR3V | Energy Progress Lighting LLC. | Energy Progress Lighting | EP-CL15W4835K/SA CLEAR LENS HORIZONTAL | Indoor Luminaires | Case Lighting | Horizontal Refrigerated Case Luminaires | Standard | FALSE | [9 empty] | 42200 |  |  | NotYetVerified |  | 3 | 1918.1 | 134.93 | 14 |  |  | 3500
PZQ2MECT | Energy Progress Lighting LLC. | Energy Progress Lighting | EP-CL15W4830K/SA CLEAR LENS HORIZONTAL | Indoor Luminaires | Case Lighting | Horizontal Refrigerated Case Luminaires | Standard | FALSE | [9 empty] | 42200 |  |  | NotYetVerified |  | 3 | 1918.1 | 134.93 | 14 |  |  | 3000
P6MNYF28 | Ledsion Lighting Technology Co.Ltd | LEDSION | LS-FT-18W | Indoor Luminaires | Case Lighting | Horizontal Refrigerated Case Luminaires | Standard | TRUE | 2068.099 | 125.797 | 16.44 | 23.97 | 0.904 | 5180 | 82.8 | 5 | 50000 | 42192 |  |  | NotYetVerified |  | 3
PT5KRYMW | SMART ENERGY SOLUTIONS | Smart Energy Solutions | SES-T8V1840(3000K) | Indoor Luminaires | Case Lighting | Vertical Refrigerated Case Luminaires | Standard | TRUE | 4506 | 113.01 | 39.87 | 15.1 | 0.9012 | 3111 | 83.3 | 5 | 50000 | 42177 |  |  | NotYetVerified |  | 3 | 4506 | 113.01 | 39.87 | 15.1 | 0.9012 | 3000 | 83.3
P7HE6D7G | SMART ENERGY SOLUTIONS | Smart Energy Solutions | SES-T8V1840(5000K) | Indoor Luminaires | Case Lighting | Vertical Refrigerated Case Luminaires | Standard | FALSE | [9 empty] | 42177 |  |  | NotYetVerified |  | 3 | 4783 | 123.66 | 38.68 | 15 | 0.9033 | 5000 | 84.4
PMFACT3V | SMART ENERGY SOLUTIONS | Smart Energy Solutions | SES-T8V1840(4500K) | Indoor Luminaires | Case Lighting | Vertical Refrigerated Case Luminaires | Standard | FALSE | [9 empty] | 42177 |  |  | NotYetVerified |  | 3 | 4506 | 113.01 | 39.87 | 15.1 | 0.9012 | 4500 | 83.3
PTNHQ8HV | SMART ENERGY SOLUTIONS | Smart Energy Solutions | SES-T8V1840(4000K) | Indoor Luminaires | Case Lighting | Vertical Refrigerated Case Luminaires | Standard | FALSE | [9 empty] | 42177 |  |  | NotYetVerified |  | 3 | 4506 | 113.01 | 39.87 | 15.1 | 0.9012 | 4000 | 83.3
PJTH6VRT | SMART ENERGY SOLUTIONS | Smart Energy Solutions | SES-T8V1840(3500K) | Indoor Luminaires | Case Lighting | Vertical Refrigerated Case Luminaires | Standard | FALSE | [9 empty] | 42177 |  |  | NotYetVerified |  | 3 | 4506 | 113.01 | 39.87 | 15.1 | 0.9012 | 3500 | 83.3
PVSD6UC6 | SloanLED | Cold Door 2 | 701906-5WC7F2-701933 (120V Only) | Indoor Luminaires | Case Lighting | Vertical Refrigerated Case Luminaires | Standard | FALSE | [9 empty] | 42174 |  |  | NotYetVerified |  | 3 | 1502.1666 | 60.0867 | 25 | 20 | 0.9 | 5000 | 84
PTS3MYQ7 | SloanLED | Cold Door 2 | 701906-5WC7X2-701936 (120V Only) | Indoor Luminaires | Case Lighting | Vertical Refrigerated Case Luminaires | Standard | FALSE | [9 empty] | 42174 |  |  | NotYetVerified |  | 3 | 1502.1666 | 60.0867 | 25 | 20 | 0.9 | 5000 | 84
PSUZT4HW | SloanLED | Cold Door 2 | 701906-5WC7X2-701933 (120V Only) | Indoor Luminaires | Case Lighting | Vertical Refrigerated Case Luminaires | Standard | FALSE | [9 empty] | 42174 |  |  | NotYetVerified |  | 3 | 1502.1666 | 60.0867 | 25 | 20 | 0.9 | 5000 | 84
PDMJJBEG | SloanLED | Cold Door 2 | 701906-5WC7F2-701936 (120V Only) | Indoor Luminaires | Case Lighting | Vertical Refrigerated Case Luminaires | Standard | FALSE | [9 empty] | 42174 |  |  | NotYetVerified |  | 3 | 1502.1666 | 60.0867 | 25 | 20 | 0.9 | 5000 | 84
PK44A2HF | SloanLED | Cold Door 2 | 701906-5WC4F2-701933 (120V Only) | Indoor Luminaires | Case Lighting | Vertical Refrigerated Case Luminaires | Standard | FALSE | [9 empty] | 42174 |  |  | NotYetVerified |  | 3 | 901.3 | 60.0867 | 15 | 20 | 0.9 | 5000 | 84
PD7E27G7 | SloanLED | Cold Door 2 | 701906-5WC4X2-701936 (120V Only) | Indoor Luminaires | Case Lighting | Vertical Refrigerated Case Luminaires | Standard | FALSE | [9 empty] | 42174 |  |  | NotYetVerified |  | 3 | 901.3 | 60.0867 | 15 | 20 | 0.9 | 5000 | 84
P6Y1BW8U | SloanLED | Cold Door 2 | 701906-5WC4F2-701936 (120V Only) | Indoor Luminaires | Case Lighting | Vertical Refrigerated Case Luminaires | Standard | FALSE | [9 empty] | 42174 |  |  | NotYetVerified |  | 3 | 901.3 | 60.0867 | 15 | 20 | 0.9 | 5000 | 84
PS46BVWX | SloanLED | Cold Door 2 | 701906-5WE7F2-701933 (120V Only) | Indoor Luminaires | Case Lighting | Vertical Refrigerated Case Luminaires | Standard | FALSE | [9 empty] | 42174 |  |  | NotYetVerified |  | 3 | 739.3333 | 56.8718 | 13 | 20 | 0.9 | 5000 | 83
PHM2FZBC | SloanLED | Cold Door 2 | 701906-5WE7F2-701936 (120V Only) | Indoor Luminaires | Case Lighting | Vertical Refrigerated Case Luminaires | Standard | FALSE | [9 empty] | 42174 |  |  | NotYetVerified |  | 3 | 739.3333 | 56.8718 | 13 | 20 | 0.9 | 5000 | 83
PB7HFEZF | SloanLED | Cold Door 2 | 701906-5WE7X2-701936 (120V Only) | Indoor Luminaires | Case Lighting | Vertical Refrigerated Case Luminaires | Standard | FALSE | [9 empty] | 42174 |  |  | NotYetVerified |  | 3 | 739.3333 | 56.8718 | 13 | 20 | 0.9 | 5000 | 83
PAP85Y5B | SloanLED | Cold Door 2 | 701906-5WE7X2-701933 (120V Only) | Indoor Luminaires | Case Lighting | Vertical Refrigerated Case Luminaires | Standard | FALSE | [9 empty] | 42174 |  |  | NotYetVerified |  | 3 | 739.3333 | 56.8718 | 13 | 20 | 0.9 | 5000 | 83
PTR9SYSF | SloanLED | Cold Door 2 | 701906-5WE4X2-701936 (120V Only) | Indoor Luminaires | Case Lighting | Vertical Refrigerated Case Luminaires | Standard | FALSE | [9 empty] | 42174 |  |  | NotYetVerified |  | 3 | 443.6 | 49.2889 | 9 | 20 | 0.9 | 5000 | 83
PH34TYVF | SloanLED | Cold Door 2 | 701906-5WE4F2-701933 (120V Only) | Indoor Luminaires | Case Lighting | Vertical Refrigerated Case Luminaires | Standard | FALSE | [9 empty] | 42174 |  |  | NotYetVerified |  | 3 | 443.6 | 49.2889 | 9 | 20 | 0.9 | 5000 | 83
PEK56PU1 | SloanLED | Cold Door 2 | 701906-5WE4X2-701933 (120V Only) | Indoor Luminaires | Case Lighting | Vertical Refrigerated Case Luminaires | Standard | FALSE | [9 empty] | 42174 |  |  | NotYetVerified |  | 3 | 443.6 | 49.2889 | 9 | 20 | 0.9 | 5000 | 83
PAQX8WTS | SloanLED | Cold Door 2 | 701906-5WE4F2-701936 (120V Only) | Indoor Luminaires | Case Lighting | Vertical Refrigerated Case Luminaires | Standard | FALSE | [9 empty] | 42174 |  |  | NotYetVerified |  | 3 | 443.6 | 49.2889 | 9 | 20 | 0.9 | 5000 | 83
PMU7N4NP | SloanLED | Cold Door 2 | 701906-4WC4F2-701936 (120V Only) | Indoor Luminaires | Case Lighting | Vertical Refrigerated Case Luminaires | Standard | FALSE | [9 empty] | 42174 |  |  | NotYetVerified |  | 3 | 901.3 | 60.0867 | 15 | 20 | 0.9 | 4000 | 84
PFAE9P5F | SloanLED | Cold Door 2 | 701906-4WC4F2-701933 (120V Only) | Indoor Luminaires | Case Lighting | Vertical Refrigerated Case Luminaires | Standard | FALSE | [9 empty] | 42174 |  |  | NotYetVerified |  | 3 | 901.3 | 60.0867 | 15 | 20 | 0.9 | 4000 | 84
PYNZA3PE | SloanLED | Cold Door 2 | 701906-4WE4F2-701933 (120V Only) | Indoor Luminaires | Case Lighting | Vertical Refrigerated Case Luminaires | Standard | FALSE | [9 empty] | 42174 |  |  | NotYetVerified |  | 3 | 443.6 | 49.2889 | 9 | 20 | 0.9 | 4000 | 83
P8MWHTKA | SloanLED | Cold Door 2 | 701906-4WE4F2-701936 (120V Only) | Indoor Luminaires | Case Lighting | Vertical Refrigerated Case Luminaires | Standard | FALSE | [9 empty] | 42174 |  |  | NotYetVerified |  | 3 | 443.6 | 49.2889 | 9 | 20 | 0.9 | 4000 | 83
PZHM66ZD | SloanLED | Cold Door 2 | 701906-3WC7X2-701933 (120V Only) | Indoor Luminaires | Case Lighting | Vertical Refrigerated Case Luminaires | Standard | FALSE | [9 empty] | 42174 |  |  | NotYetVerified |  | 3 | 1502.1666 | 60.0867 | 25 | 20 | 0.9 | 3551 | 84
PKPCJSMR | SloanLED | Cold Door 2 | 701906-3WC7F2-701936 (120V Only) | Indoor Luminaires | Case Lighting | Vertical Refrigerated Case Luminaires | Standard | FALSE | [9 empty] | 42174 |  |  | NotYetVerified |  | 3 | 1502.1666 | 60.0867 | 25 | 20 | 0.9 | 3551 | 84
PHJR8U55 | SloanLED | Cold Door 2 | 701906-3WC7F2-701933 (120V Only) | Indoor Luminaires | Case Lighting | Vertical Refrigerated Case Luminaires | Standard | FALSE | [9 empty] | 42174 |  |  | NotYetVerified |  | 3 | 1502.1666 | 60.0867 | 25 | 20 | 0.9 | 3551 | 84
P8VQ2N6Q | SloanLED | Cold Door 2 | 701906-3WC7X2-701936 (120V Only) | Indoor Luminaires | Case Lighting | Vertical Refrigerated Case Luminaires | Standard | FALSE | [9 empty] | 42174 |  |  | NotYetVerified |  | 3 | 1502.1666 | 60.0867 | 25 | 20 | 0.9 | 3551 | 84
PTUNA287 | SloanLED | Cold Door 2 | 701906-3WC4F2-701936 (120V Only) | Indoor Luminaires | Case Lighting | Vertical Refrigerated Case Luminaires | Standard | FALSE | [9 empty] | 42174 |  |  | NotYetVerified |  | 3 | 901.3 | 60.0867 | 15 | 20 | 0.9 | 3551 | 84
P7Y7UBM3 | SloanLED | Cold Door 2 | 701906-3WC4X2-701933 (120V Only) | Indoor Luminaires | Case Lighting | Vertical Refrigerated Case Luminaires | Standard | FALSE | [9 empty] | 42174 |  |  | NotYetVerified |  | 3 | 901.3 | 60.0867 | 15 | 20 | 0.9 | 3551 | 84
P6J837T2 | SloanLED | Cold Door 2 | 701906-3WC4F2-701933 (120V Only) | Indoor Luminaires | Case Lighting | Vertical Refrigerated Case Luminaires | Standard | FALSE | [9 empty] | 42174 |  |  | NotYetVerified |  | 3 | 901.3 | 60.0867 | 15 | 20 | 0.9 | 3551 | 84
PGM9WWAU | SloanLED | Cold Door 2 | 701906-3WE7X2-701933 (120V Only) | Indoor Luminaires | Case Lighting | Vertical Refrigerated Case Luminaires | Standard | FALSE | [9 empty] | 42174 |  |  | NotYetVerified |  | 3 | 739.3333 | 56.8718 | 13 | 20 | 0.9 | 3286 | 83
PB5DQ5QP | SloanLED | Cold Door 2 | 701906-3WE7F2-701933 (120V Only) | Indoor Luminaires | Case Lighting | Vertical Refrigerated Case Luminaires | Standard | FALSE | [9 empty] | 42174 |  |  | NotYetVerified |  | 3 | 739.3333 | 56.8718 | 13 | 20 | 0.9 | 3286 | 83
P6X2445D | SloanLED | Cold Door 2 | 701906-3WE7F2-701936 (120V Only) | Indoor Luminaires | Case Lighting | Vertical Refrigerated Case Luminaires | Standard | FALSE | [9 empty] | 42174 |  |  | NotYetVerified |  | 3 | 739.3333 | 56.8718 | 13 | 20 | 0.9 | 3286 | 83
P5FMGQ4R | SloanLED | Cold Door 2 | 701906-3WE7X2-701936 (120V Only) | Indoor Luminaires | Case Lighting | Vertical Refrigerated Case Luminaires | Standard | FALSE | [9 empty] | 42174 |  |  | NotYetVerified |  | 3 | 739.3333 | 56.8718 | 13 | 20 | 0.9 | 3286 | 83
PUHU4FZJ | SloanLED | Cold Door 2 | 701906-3WE4F2-701936 (120V Only) | Indoor Luminaires | Case Lighting | Vertical Refrigerated Case Luminaires | Standard | FALSE | [9 empty] | 42174 |  |  | NotYetVerified |  | 3 | 443.6 | 49.2889 | 9 | 20 | 0.9 | 3286 | 83
PRJGXKY6 | SloanLED | Cold Door 2 | 701906-3WE4X2-701936 (120V Only) | Indoor Luminaires | Case Lighting | Vertical Refrigerated Case Luminaires | Standard | FALSE | [9 empty] | 42174 |  |  | NotYetVerified |  | 3 | 443.6 | 49.2889 | 9 | 20 | 0.9 | 3286 | 83
P4B8NZJ4 | SloanLED | Cold Door 2 | 701906-3WE4X2-701933 (120V Only) | Indoor Luminaires | Case Lighting | Vertical Refrigerated Case Luminaires | Standard | FALSE | [9 empty] | 42174 |  |  | NotYetVerified |  | 3 | 443.6 | 49.2889 | 9 | 20 | 0.9 | 3286 | 83
P1TXZE8J | SloanLED | Cold Door 2 | 701906-3WE4F2-701933 (120V Only) | Indoor Luminaires | Case Lighting | Vertical Refrigerated Case Luminaires | Standard | FALSE | [9 empty] | 42174 |  |  | NotYetVerified |  | 3 | 443.6 | 49.2889 | 9 | 20 | 0.9 | 3286 | 83
P8AS94YF | SloanLED | Cold Door 2 | 701906-3WC5F2-701933 (120V Only) | Indoor Luminaires | Case Lighting | Vertical Refrigerated Case Luminaires | Standard | FALSE | [9 empty] | 42173 |  |  | NotYetVerified |  | 3 | 1201.7 | 60.1 | 20 | 20 | 0.9 | 3551 | 84
PWVNWBZK | SloanLED | Cold Door 2 | 701906-5WC6X2-701936 (120V Only) | Indoor Luminaires | Case Lighting | Vertical Refrigerated Case Luminaires | Standard | FALSE | [9 empty] | 42173 |  |  | NotYetVerified |  | 3 | 1502.2 | 60.1 | 25 | 20 | 0.9 | 5000 | 84
PS2TCA2X | SloanLED | Cold Door 2 | 701906-5WC6X2-701933 (120V Only) | Indoor Luminaires | Case Lighting | Vertical Refrigerated Case Luminaires | Standard | FALSE | [9 empty] | 42173 |  |  | NotYetVerified |  | 3 | 1502.2 | 60.1 | 25 | 20 | 0.9 | 5000 | 84
PKAXSXD3 | SloanLED | Cold Door 2 | 701906-5WC6F2-701936 (120V Only) | Indoor Luminaires | Case Lighting | Vertical Refrigerated Case Luminaires | Standard | FALSE | [9 empty] | 42173 |  |  | NotYetVerified |  | 3 | 1502.2 | 60.1 | 25 | 20 | 0.9 | 5000 | 84
PAEBH6CC | SloanLED | Cold Door 2 | 701906-5WC6F2-701933 (120V Only) | Indoor Luminaires | Case Lighting | Vertical Refrigerated Case Luminaires | Standard | FALSE | [9 empty] | 42173 |  |  | NotYetVerified |  | 3 | 1502.2 | 60.1 | 25 | 20 | 0.9 | 5000 | 84
PYECZ3FE | SloanLED | Cold Door 2 | 701906-5WC5X2-701933 (120V Only) | Indoor Luminaires | Case Lighting | Vertical Refrigerated Case Luminaires | Standard | FALSE | [9 empty] | 42173 |  |  | NotYetVerified |  | 3 | 1201.7 | 60.1 | 20 | 20 | 0.9 | 5000 | 84
PWV397BP | SloanLED | Cold Door 2 | 701906-5WC5X2-701936 (120V Only) | Indoor Luminaires | Case Lighting | Vertical Refrigerated Case Luminaires | Standard | FALSE | [9 empty] | 42173 |  |  | NotYetVerified |  | 3 | 1201.7 | 60.1 | 20 | 20 | 0.9 | 5000 | 84
PCNZ4FN1 | SloanLED | Cold Door 2 | 701906-5WC5F2-701933 (120V Only) | Indoor Luminaires | Case Lighting | Vertical Refrigerated Case Luminaires | Standard | FALSE | [9 empty] | 42173 |  |  | NotYetVerified |  | 3 | 1201.7 | 60.1 | 20 | 20 | 0.9 | 5000 | 84
P7K58GDF | SloanLED | Cold Door 2 | 701906-5WC5F2-701936 (120V Only) | Indoor Luminaires | Case Lighting | Vertical Refrigerated Case Luminaires | Standard | FALSE | [9 empty] | 42173 |  |  | NotYetVerified |  | 3 | 1201.7 | 60.1 | 20 | 20 | 0.9 | 5000 | 84
PX4812RR | SloanLED | Cold Door 2 | 701906-5WE6F2-701936 (120V Only) | Indoor Luminaires | Case Lighting | Vertical Refrigerated Case Luminaires | Standard | FALSE | [9 empty] | 42173 |  |  | NotYetVerified |  | 3 | 739.3 | 56.9 | 13 | 20 | 0.9 | 5000 | 83
PQPZ81QC | SloanLED | Cold Door 2 | 701906-5WE6X2-701933 (120V Only) | Indoor Luminaires | Case Lighting | Vertical Refrigerated Case Luminaires | Standard | FALSE | [9 empty] | 42173 |  |  | NotYetVerified |  | 3 | 739.3 | 56.9 | 13 | 20 | 0.9 | 5000 | 83
PKTBJDYA | SloanLED | Cold Door 2 | 701906-5WE6X2-701936 (120V Only) | Indoor Luminaires | Case Lighting | Vertical Refrigerated Case Luminaires | Standard | FALSE | [9 empty] | 42173 |  |  | NotYetVerified |  | 3 | 739.3 | 56.9 | 13 | 20 | 0.9 | 5000 | 83
P8X45YFG | SloanLED | Cold Door 2 | 701906-5WE6F2-701933 (120V Only) | Indoor Luminaires | Case Lighting | Vertical Refrigerated Case Luminaires | Standard | FALSE | [9 empty] | 42173 |  |  | NotYetVerified |  | 3 | 739.3 | 56.9 | 13 | 20 | 0.9 | 5000 | 83
PY42DDUP | SloanLED | Cold Door 2 | 701906-5WE5F2-701936 (120V Only) | Indoor Luminaires | Case Lighting | Vertical Refrigerated Case Luminaires | Standard | FALSE | [9 empty] | 42173 |  |  | NotYetVerified |  | 3 | 591.5 | 53.8 | 11 | 20 | 0.9 | 5000 | 83
PFDDMA6U | SloanLED | Cold Door 2 | 701906-5WE5X2-701933 (120V Only) | Indoor Luminaires | Case Lighting | Vertical Refrigerated Case Luminaires | Standard | FALSE | [9 empty] | 42173 |  |  | NotYetVerified |  | 3 | 591.5 | 53.8 | 11 | 20 | 0.9 | 5000 | 83
P6Z8GY1T | SloanLED | Cold Door 2 | 701906-5WE5F2-701933 (120V Only) | Indoor Luminaires | Case Lighting | Vertical Refrigerated Case Luminaires | Standard | FALSE | [9 empty] | 42173 |  |  | NotYetVerified |  | 3 | 591.5 | 53.8 | 11 | 20 | 0.9 | 5000 | 83
PXU7QY8K | SloanLED | Cold Door 2 | 701906-4WC6X2-701936 (120V Only) | Indoor Luminaires | Case Lighting | Vertical Refrigerated Case Luminaires | Standard | FALSE | [9 empty] | 42173 |  |  | NotYetVerified |  | 3 | 1502.2 | 60.1 | 25 | 20 | 0.9 | 4000 | 84
PV94AE2C | SloanLED | Cold Door 2 | 701906-4WC6F2-701936 (120V Only) | Indoor Luminaires | Case Lighting | Vertical Refrigerated Case Luminaires | Standard | FALSE | [9 empty] | 42173 |  |  | NotYetVerified |  | 3 | 1502.2 | 60.1 | 25 | 20 | 0.9 | 4000 | 84
PHWSFSFV | SloanLED | Cold Door 2 | 701906-4WC6F2-701933 (120V Only) | Indoor Luminaires | Case Lighting | Vertical Refrigerated Case Luminaires | Standard | FALSE | [9 empty] | 42173 |  |  | NotYetVerified |  | 3 | 1502.2 | 60.1 | 25 | 20 | 0.9 | 4000 | 84
PAA5BQEW | SloanLED | Cold Door 2 | 701906-4WC6X2-701933 (120V Only) | Indoor Luminaires | Case Lighting | Vertical Refrigerated Case Luminaires | Standard | FALSE | [9 empty] | 42173 |  |  | NotYetVerified |  | 3 | 1502.2 | 60.1 | 25 | 20 | 0.9 | 4000 | 84
PNYRNV59 | SloanLED | Cold Door 2 | 701906-4WC5X2-701936 (120V Only) | Indoor Luminaires | Case Lighting | Vertical Refrigerated Case Luminaires | Standard | FALSE | [9 empty] | 42173 |  |  | NotYetVerified |  | 3 | 1201.7 | 60.1 | 20 | 20 | 0.9 | 4000 | 84
PHWGFM9F | SloanLED | Cold Door 2 | 701906-4WC5F2-701933 (120V Only) | Indoor Luminaires | Case Lighting | Vertical Refrigerated Case Luminaires | Standard | FALSE | [9 empty] | 42173 |  |  | NotYetVerified |  | 3 | 1201.7 | 60.1 | 20 | 20 | 0.9 | 4000 | 84
PCX3C577 | SloanLED | Cold Door 2 | 701906-4WC5X2-701933 (120V Only) | Indoor Luminaires | Case Lighting | Vertical Refrigerated Case Luminaires | Standard | FALSE | [9 empty] | 42173 |  |  | NotYetVerified |  | 3 | 1201.7 | 60.1 | 20 | 20 | 0.9 | 4000 | 84
P4BMXXDT | SloanLED | Cold Door 2 | 701906-4WC5F2-701936 (120V Only) | Indoor Luminaires | Case Lighting | Vertical Refrigerated Case Luminaires | Standard | FALSE | [9 empty] | 42173 |  |  | NotYetVerified |  | 3 | 1201.7 | 60.1 | 20 | 20 | 0.9 | 4000 | 84
P8AQPPNA | SloanLED | Cold Door 2 | 701906-4WC4X2-701933 (120V Only) | Indoor Luminaires | Case Lighting | Vertical Refrigerated Case Luminaires | Standard | FALSE | [9 empty] | 42173 |  |  | NotYetVerified |  | 3 | 901.3 | 60.1 | 15 | 20 | 0.9 | 4000 | 84
PWYTDUES | SloanLED | Cold Door 2 | 701906-4WE6F2-701933 (120V Only) | Indoor Luminaires | Case Lighting | Vertical Refrigerated Case Luminaires | Standard | FALSE | [9 empty] | 42173 |  |  | NotYetVerified |  | 3 | 739.3 | 56.9 | 13 | 20 | 0.9 | 4000 | 83
PVE14KX5 | SloanLED | Cold Door 2 | 701906-4WE6X2-701936 (120V Only) | Indoor Luminaires | Case Lighting | Vertical Refrigerated Case Luminaires | Standard | FALSE | [9 empty] | 42173 |  |  | NotYetVerified |  | 3 | 739.3 | 56.9 | 13 | 20 | 0.9 | 4000 | 83
PHM1P1XX | SloanLED | Cold Door 2 | 701906-4WE6F2-701936 (120V Only) | Indoor Luminaires | Case Lighting | Vertical Refrigerated Case Luminaires | Standard | FALSE | [9 empty] | 42173 |  |  | NotYetVerified |  | 3 | 739.3 | 56.9 | 13 | 20 | 0.9 | 4000 | 83
PFXS2C3H | SloanLED | Cold Door 2 | 701906-4WE6X2-701933 (120V Only) | Indoor Luminaires | Case Lighting | Vertical Refrigerated Case Luminaires | Standard | FALSE | [9 empty] | 42173 |  |  | NotYetVerified |  | 3 | 739.3 | 56.9 | 13 | 20 | 0.9 | 4000 | 83
PYUBDRHP | SloanLED | Cold Door 2 | 701906-4WE5X2-701933 (120V Only) | Indoor Luminaires | Case Lighting | Vertical Refrigerated Case Luminaires | Standard | FALSE | [9 empty] | 42173 |  |  | NotYetVerified |  | 3 | 591.5 | 53.8 | 11 | 20 | 0.9 | 4000 | 83
PNT82KQD | SloanLED | Cold Door 2 | 701906-4WE5F2-701936 (120V Only) | Indoor Luminaires | Case Lighting | Vertical Refrigerated Case Luminaires | Standard | FALSE | [9 empty] | 42173 |  |  | NotYetVerified |  | 3 | 591.5 | 53.8 | 11 | 20 | 0.9 | 4000 | 83
PA3AFYR7 | SloanLED | Cold Door 2 | 701906-4WE5F2-701933 (120V Only) | Indoor Luminaires | Case Lighting | Vertical Refrigerated Case Luminaires | Standard | FALSE | [9 empty] | 42173 |  |  | NotYetVerified |  | 3 | 591.5 | 53.8 | 11 | 20 | 0.9 | 4000 | 83
PTJ7B4SX | SloanLED | Cold Door 2 | 701906-4WE4X2-701936 (120V Only) | Indoor Luminaires | Case Lighting | Vertical Refrigerated Case Luminaires | Standard | FALSE | [9 empty] | 42173 |  |  | NotYetVerified |  | 3 | 443.6 | 49.3 | 9 | 20 | 0.9 | 4000 | 83
P533UBUD | SloanLED | Cold Door 2 | 701906-4WE4X2-701933 (120V Only) | Indoor Luminaires | Case Lighting | Vertical Refrigerated Case Luminaires | Standard | FALSE | [9 empty] | 42173 |  |  | NotYetVerified |  | 3 | 443.6 | 49.3 | 9 | 20 | 0.9 | 4000 | 83
PT7JCTPR | SloanLED | Cold Door 2 | 701906-3WC6F2-701936 (120V Only) | Indoor Luminaires | Case Lighting | Vertical Refrigerated Case Luminaires | Standard | FALSE | [9 empty] | 42173 |  |  | NotYetVerified |  | 3 | 1502.2 | 60.1 | 25 | 20 | 0.9 | 3551 | 84
PPVQN132 | SloanLED | Cold Door 2 | 701906-3WC6X2-701936 (120V Only) | Indoor Luminaires | Case Lighting | Vertical Refrigerated Case Luminaires | Standard | FALSE | [9 empty] | 42173 |  |  | NotYetVerified |  | 3 | 1502.2 | 60.1 | 25 | 20 | 0.9 | 3551 | 84
PKDJYVFN | SloanLED | Cold Door 2 | 701906-3WC6X2-701933 (120V Only) | Indoor Luminaires | Case Lighting | Vertical Refrigerated Case Luminaires | Standard | FALSE | [9 empty] | 42173 |  |  | NotYetVerified |  | 3 | 1502.2 | 60.1 | 25 | 20 | 0.9 | 3551 | 84
PCEB522A | SloanLED | Cold Door 2 | 701906-3WC6F2-701933 (120V Only) | Indoor Luminaires | Case Lighting | Vertical Refrigerated Case Luminaires | Standard | FALSE | [9 empty] | 42173 |  |  | NotYetVerified |  | 3 | 1502.2 | 60.1 | 25 | 20 | 0.9 | 3551 | 84
P9X6QWBV | SloanLED | Cold Door 2 | 701906-3WC5X2-701936 (120V Only) | Indoor Luminaires | Case Lighting | Vertical Refrigerated Case Luminaires | Standard | FALSE | [9 empty] | 42173 |  |  | NotYetVerified |  | 3 | 1201.7 | 60.1 | 20 | 20 | 0.9 | 3551 | 84
P8JMHA2N | SloanLED | Cold Door 2 | 701906-3WC5X2-701933 (120V Only) | Indoor Luminaires | Case Lighting | Vertical Refrigerated Case Luminaires | Standard | FALSE | [9 empty] | 42173 |  |  | NotYetVerified |  | 3 | 1201.7 | 60.1 | 20 | 20 | 0.9 | 3551 | 84
P7AATN5G | SloanLED | Cold Door 2 | 701906-3WC5F2-701936 (120V Only) | Indoor Luminaires | Case Lighting | Vertical Refrigerated Case Luminaires | Standard | FALSE | [9 empty] | 42173 |  |  | NotYetVerified |  | 3 | 1201.7 | 60.1 | 20 | 20 | 0.9 | 3551 | 84
PYXJQA1M | SloanLED | Cold Door 2 | 701906-3WE6X2-701936 (120V Only) | Indoor Luminaires | Case Lighting | Vertical Refrigerated Case Luminaires | Standard | FALSE | [9 empty] | 42173 |  |  | NotYetVerified |  | 3 | 739.3 | 56.9 | 13 | 20 | 0.9 | 3286 | 83
PY8S5J32 | SloanLED | Cold Door 2 | 701906-3WE6F2-701933 (120V Only) | Indoor Luminaires | Case Lighting | Vertical Refrigerated Case Luminaires | Standard | FALSE | [9 empty] | 42173 |  |  | NotYetVerified |  | 3 | 739.3 | 56.9 | 13 | 20 | 0.9 | 3286 | 83
P8F2NPZ2 | SloanLED | Cold Door 2 | 701906-3WE6F2-701936 (120V Only) | Indoor Luminaires | Case Lighting | Vertical Refrigerated Case Luminaires | Standard | FALSE | [9 empty] | 42173 |  |  | NotYetVerified |  | 3 | 739.3 | 56.9 | 13 | 20 | 0.9 | 3286 | 83
P4D73T67 | SloanLED | Cold Door 2 | 701906-3WE6X2-701933 (120V Only) | Indoor Luminaires | Case Lighting | Vertical Refrigerated Case Luminaires | Standard | FALSE | [9 empty] | 42173 |  |  | NotYetVerified |  | 3 | 739.3 | 56.9 | 13 | 20 | 0.9 | 3286 | 83
PU8EJ9S3 | SloanLED | Cold Door 2 | 701906-3WE5X2-701933 (120V Only) | Indoor Luminaires | Case Lighting | Vertical Refrigerated Case Luminaires | Standard | FALSE | [9 empty] | 42173 |  |  | NotYetVerified |  | 3 | 591.5 | 53.8 | 11 | 20 | 0.9 | 3286 | 83
PGUTABWX | SloanLED | Cold Door 2 | 701906-3WE5F2-701933 (120V Only) | Indoor Luminaires | Case Lighting | Vertical Refrigerated Case Luminaires | Standard | FALSE | [9 empty] | 42173 |  |  | NotYetVerified |  | 3 | 591.5 | 53.8 | 11 | 20 | 0.9 | 3286 | 83
P2NJEY9T | SloanLED | Cold Door 2 | 701906-3WE5F2-701936 (120V Only) | Indoor Luminaires | Case Lighting | Vertical Refrigerated Case Luminaires | Standard | FALSE | [9 empty] | 42173 |  |  | NotYetVerified |  | 3 | 591.5 | 53.8 | 11 | 20 | 0.9 | 3286 | 83
PGMPRCZFX | Advance Electronic Concepts | UDLF | UDLF-48-C-3500K | Indoor Luminaires | Case Lighting | Horizontal Refrigerated Case Luminaires | Standard | TRUE | 1065 | 83.4 | 12.77 | 13 | 0.928 | 3352 | 86.7 | 5 | 50000 | 42172 |  |  | NotYetVerified | Updated 3/27/17 | 4.1 | 1024 | 85.3 | 12 | 13 | 0.928 | 3500 | 85
P2G8CW37Z | Advance Electronic Concepts | UDLF | UDLF-48-S-3500K | Indoor Luminaires | Case Lighting | Horizontal Refrigerated Case Luminaires | Standard | TRUE | 574 | 89.9 | 6.385 | 13 | 0.928 | 3352 | 86.7 | 5 | 50000 | 42172 |  |  | NotYetVerified | Updated 3/27/17 | 4.1 | 512 | 85.3 | 6 | 13 | 0.928 | 3500 | 85
P8Q3T5AN | SMART ENERGY SOLUTIONS | Smart Energy Solutions | SES-T8V1532(3000K) | Indoor Luminaires | Case Lighting | Vertical Refrigerated Case Luminaires | Standard | TRUE | 3315.7 | 98.28 | 33.74 | 12.1 | 0.9064 | 3109 | 83.1 | 5 |  | 42171 |  |  | NotYetVerified |  | 3 | 3315.7 | 98.28 | 33.74 | 12.1 | 0.9064 | 3000 | 83.1
PRMQWAMZ | SMART ENERGY SOLUTIONS | Smart Energy Solutions | SES-T8V1532(5000K) | Indoor Luminaires | Case Lighting | Vertical Refrigerated Case Luminaires | Standard | FALSE | [9 empty] | 42171 |  |  | NotYetVerified |  | 3 | 4196 | 125.47 | 33.44 | 14.6 | 0.9102 | 5000 | 84.4
P3XTSMN3 | SMART ENERGY SOLUTIONS | Smart Energy Solutions | SES-T8V1532(4500K) | Indoor Luminaires | Case Lighting | Vertical Refrigerated Case Luminaires | Standard | FALSE | [9 empty] | 42171 |  |  | NotYetVerified |  | 3 | 3315.7 | 98.28 | 33.74 | 12.1 | 0.9064 | 4500 | 83.1
PBNNY1KV | SMART ENERGY SOLUTIONS | Smart Energy Solutions | SES-T8V1532(4000K) | Indoor Luminaires | Case Lighting | Vertical Refrigerated Case Luminaires | Standard | FALSE | [9 empty] | 42171 |  |  | NotYetVerified |  | 3 | 3315.7 | 98.28 | 33.74 | 12.1 | 0.9064 | 4000 | 83.1
PE65CDHH | SMART ENERGY SOLUTIONS | Smart Energy Solutions | SES-T8V1532(3500K) | Indoor Luminaires | Case Lighting | Vertical Refrigerated Case Luminaires | Standard | FALSE | [9 empty] | 42171 |  |  | NotYetVerified |  | 3 | 3315.7 | 98.28 | 33.74 | 12.1 | 0.9064 | 3500 | 83.1
P6ZE3A8B | Sunpark | SUNPARK | 72-36W (5000K) | Indoor Luminaires | Case Lighting | Horizontal Refrigerated Case Luminaires | Standard | TRUE | 3563.19 | 83.92 | 42.46 | 6.3 | 0.99 | 5270 | 87 | 5 | 50000 | 42166 |  |  | NotYetVerified |  | 3 | 3563.19 | 83.92 | 42.46 | 20 | 0.9 | 5000 | 87
P9ZVM9R1 | Sunpark | SUNPARK | 60-36W(4000K) | Indoor Luminaires | Case Lighting | Horizontal Refrigerated Case Luminaires | Standard | TRUE | 3124.73 | 73.98 | 42.3 | 7.69 | 0.988 | 4071 | 86.3 | 5 | 50000 | 42166 |  |  | NotYetVerified |  | 3 | 3124.73 | 73.98 | 42.24 | 20 | 0.9 | 4000 | 86
PGZ9QBNT | Sunpark | SUNPARK | 72-18W (5000K) | Indoor Luminaires | Case Lighting | Horizontal Refrigerated Case Luminaires | Standard | TRUE | 1857.1 | 80.05 | 23.2 | 14 | 0.966 | 5248 | 86.9 | 5 | 50000 | 42166 |  |  | NotYetVerified |  | 3 | 1857.1 | 80.05 | 23.2 | 20 | 0.9 | 5000 | 87
P98H4B9W | Sunpark | SUNPARK | 60-18W(4000K) | Indoor Luminaires | Case Lighting | Horizontal Refrigerated Case Luminaires | Standard | TRUE | 1627.78 | 70.41 | 23.19 | 14.09 | 0.963 | 4059 | 86 | 5 | 50000 | 42166 |  |  | NotYetVerified |  | 3 | 1627.78 | 70.41 | 23.12 | 20 | 0.9 | 4000 | 86
PK3GZ4C8 | Sunpark | SUNPARK | 60-36W(5000K) | Indoor Luminaires | Case Lighting | Horizontal Refrigerated Case Luminaires | Standard | FALSE | [9 empty] | 42166 |  |  | NotYetVerified |  | 3 | 3100 | 70.5 | 44 | 20 | 0.9 | 5000 | 86
PBFYACJD | Sunpark | SUNPARK | 60-18W(5000K) | Indoor Luminaires | Case Lighting | Horizontal Refrigerated Case Luminaires | Standard | FALSE | [9 empty] | 42166 |  |  | NotYetVerified |  | 3 | 1600 | 72.7 | 22 | 20 | 0.9 | 5000 | 86
PDW6MSXA | Kason Industries Inc | Kason | 11808NM0000 | Indoor Luminaires | Case Lighting | Horizontal Refrigerated Case Luminaires | Standard | TRUE | 1096 | 79.36 | 13.81 | 16.77 | 0.884 | 4090 | 84.2 | 5 | 50000 | 42165 |  |  | NotYetVerified |  | 3
PW7N48TF | Kason Industries Inc | Kason | 11808FM0000 | Indoor Luminaires | Case Lighting | Horizontal Refrigerated Case Luminaires | Standard | TRUE | 1252 | 91.79 | 13.64 | 16.8 | 0.883 | 3948 | 82.9 | 5 | 50000 | 42165 |  |  | NotYetVerified |  | 3
PHDTPPM4 | Anthony International | 401E LED Lighting | 60-21818-0002 | Indoor Luminaires | Case Lighting | Vertical Refrigerated Case Luminaires | Standard | TRUE | 592.8 | 54 | 10.92 | 10 | 0.98 | 3946 | 84.2 | 5 | 50000 | 42158 |  |  | NotYetVerified |  | 3 | 592.8 | 54 | 10.92 | 5 | 1 | 4000 | 84
PSJCNNAU | Anthony International | 401E LED Lighting | 60-21817-0002 | Indoor Luminaires | Case Lighting | Vertical Refrigerated Case Luminaires | Standard | TRUE | 1165.58 | 53 | 22.02 | 10 | 0.98 | 3946 | 84.2 | 5 | 50000 | 42158 |  |  | NotYetVerified |  | 3 |  |  | 20 |  |  | 4000 | 85
PD88HZ2D | A Electronics Co.Ltd | A Electronics | COOLER22W1800 LED VERTICAL REFRIGERATOR LIGHT (FROSTED COVER)(3000K) | Indoor Luminaires | Case Lighting | Vertical Refrigerated Case Luminaires | Standard | TRUE | 1938.4 | 87.16 | 22.24 | 14.98 | 0.9283 | 2913 | 81.4 | 5 | 50000 | 42158 |  |  | NotYetVerified |  | 3 | 1938 | 87 | 22 |  | 0.9 | 3000 | 80
PYW4WADB | A Electronics Co.Ltd | A Electronics | COOLER15W1200 LED VERTICAL REFRIGERATOR LIGHT (CLEAR COVER)(3000K) | Indoor Luminaires | Case Lighting | Vertical Refrigerated Case Luminaires | Standard | TRUE | 1784.5 | 125.13 | 14.26 | 11.87 | 0.9171 | 2857 | 80.9 | 5 | 50000 | 42158 |  |  | NotYetVerified |  | 3 | 1784.5 | 125 | 15 |  | 0.9 | 3000 | 80
PGXGWF7J | A Electronics Co.Ltd | A Electronics | COOLER20W1500 LED VERTICAL REFRIGERATOR LIGHT (3000K FROSTED lens) | Indoor Luminaires | Case Lighting | Vertical Refrigerated Case Luminaires | Standard | TRUE | 1698.5 | 95.85 | 17.72 | 14.67 | 0.9168 | 2900 | 81.5 | 5 | 50000 | 42158 |  |  | NotYetVerified |  | 3 | 1698.5 | 95.85 | 17.72 |  |  | 3000 | 80
PCUKEXYD | A Electronics Co.Ltd | A Electronics | COOLER12W900 LED HORIZONTAL REFRIGERATOR LIGHT (3000K frosted lens) | Indoor Luminaires | Case Lighting | Horizontal Refrigerated Case Luminaires | Standard | TRUE | 1265.5 | 119.08 | 10.63 | 15.63 | 0.9168 | 2890 | 81.6 | 5 | 50000 | 42158 |  |  | NotYetVerified |  | 3 | 1265.5 | 119.08 | 10.63 | 15.63 | 0.9 | 3000 | 81
PB6R6UKB | A Electronics Co.Ltd | A Electronics | COOLER20W1500 LED HORIZONTAL REFRIGERATOR LIGHT (3000K frosted lens) | Indoor Luminaires | Case Lighting | Horizontal Refrigerated Case Luminaires | Standard | TRUE | 1977.4 | 112.13 | 17.63 | 14.67 | 0.9168 | 2897 | 81.5 | 5 | 50000 | 42158 |  |  | NotYetVerified |  | 3 | 1977.4 | 112.13 | 18 |  |  | 3000
PGJV5B8Z | A Electronics Co.Ltd | A Electronics | COOLER15W1200 LED VERTICAL REFRIGERATOR LIGHT (FROSTED COVER)(3000K) | Indoor Luminaires | Case Lighting | Vertical Refrigerated Case Luminaires | Standard | TRUE | 822.09 | 57.66 | 14.26 | 15.38 | 0.9156 | 2849 | 80.9 | 5 | 50000 | 42158 |  |  | NotYetVerified |  | 3 | 900 | 60 | 15 |  | 0.9 | 3000 | 80
P5JN6SGN | A Electronics Co.Ltd | A Electronics | COOLER8W900 (3000K Clear ) | Indoor Luminaires | Case Lighting | Vertical Refrigerated Case Luminaires | Standard | TRUE | 931.8 | 109.9 | 8.48 | 12.66 | 0.9155 | 2986 | 81.9 | 5 | 50000 | 42158 |  |  | NotYetVerified |  | 3 | 931.8 | 110 | 8.5 |  |  | 3000 | 80
P9MW299E | A Electronics Co.Ltd | A Electronics | COOLER18W1200 LED HORIZONTAL REFRIGERATOR LIGHT (3000K frosted lens) | Indoor Luminaires | Case Lighting | Horizontal Refrigerated Case Luminaires | Standard | TRUE | 1818.1 | 106.95 | 17 | 14.48 | 0.9151 | 2998 | 82.4 | 5 | 50000 | 42158 |  |  | NotYetVerified |  | 3 | 1818.1 | 107 | 17 |  |  | 3000
PQ3R11G3 | A Electronics Co.Ltd | A Electronics | COOLER15W1200 LED HORIZONTAL REFRIGERATOR LIGHT (2700K frosted lens) | Indoor Luminaires | Case Lighting | Horizontal Refrigerated Case Luminaires | Standard | TRUE | 1658.9 | 119.62 | 13.87 | 15.38 | 0.9149 | 2848 | 81.1 | 5 | 50000 | 42158 |  |  | NotYetVerified |  | 3 | 1658.9 | 119.62 | 14 |  |  | 2700
PU2XWK8G | A Electronics Co.Ltd | A Electronics | COOLER22W1800 LED HORIZONTAL REFRIGERATOR LIGHT (3000K clear lens) | Indoor Luminaires | Case Lighting | Horizontal Refrigerated Case Luminaires | Standard | TRUE | 2776.1 | 120.96 | 22.95 | 14.24 | 0.9147 | 2915 | 81.3 | 5 | 50000 | 42158 |  |  | NotYetVerified |  | 3 | 2776.1 | 120.96 | 23 |  |  | 3000
PVZRSVZT | A Electronics Co.Ltd | A Electronics | COOLER22W1800 LED VERTICAL REFRIGERATOR LIGHT (CLEAR COVER)(3000K) | Indoor Luminaires | Case Lighting | Vertical Refrigerated Case Luminaires | Standard | TRUE | 2652.2 | 116.17 | 22.83 | 13.85 | 0.9144 | 2857 | 80.9 | 5 | 50000 | 42158 |  |  | NotYetVerified |  | 3 | 2552 | 116 | 22 |  | 0.9 | 3000 | 80
PTWNJQTR | A Electronics Co.Ltd | A Electronics | COOLER22W1800 LED HORIZONTAL REFRIGERATOR LIGHT (3000K frosted lens) | Indoor Luminaires | Case Lighting | Horizontal Refrigerated Case Luminaires | Standard | TRUE | 2490.5 | 108.94 | 22.86 | 14.57 | 0.9132 | 2912 | 81.4 | 5 | 50000 | 42158 |  |  | NotYetVerified |  | 3 | 2490.5 | 108.94 | 23 |  |  | 3000
PFGXF77Z | A Electronics Co.Ltd | A Electronics | COOLER12W900 LED HORIZONTAL REFRIGERATOR LIGHT (3000K clear lens) | Indoor Luminaires | Case Lighting | Horizontal Refrigerated Case Luminaires | Standard | TRUE | 1448.3 | 135.83 | 10.66 | 12.08 | 0.9127 | 2900 | 81.5 | 5 | 50000 | 42158 |  |  | NotYetVerified |  | 3 | 1448.3 | 135.83 | 10.66 | 12.08 | 0.9 | 3000 | 81
PRPTR4GG | A Electronics Co.Ltd | A Electronics | COOLER15W1200 LED HORIZONTAL REFRIGERATOR LIGHT (2700K clear lens) | Indoor Luminaires | Case Lighting | Horizontal Refrigerated Case Luminaires | Standard | TRUE | 1918.1 | 134.93 | 14.22 | 12.07 | 0.9127 | 2856 | 80.9 | 5 | 50000 | 42158 |  |  | NotYetVerified |  | 3 | 1918.1 | 134.93 | 14 |  |  | 2700
PWPP55W5 | A Electronics Co.Ltd | A Electronics | COOLER18W1200 LED HORIZONTAL REFRIGERATOR LIGHT (3000K clear lens) | Indoor Luminaires | Case Lighting | Horizontal Refrigerated Case Luminaires | Standard | TRUE | 2087.8 | 123.13 | 16.96 | 10.6 | 0.9097 | 2997 | 82.3 | 5 | 50000 | 42158 |  |  | NotYetVerified |  | 3 | 2087.8 | 123.13 | 17 |  |  | 3000
P6XQ54HB | A Electronics Co.Ltd | A Electronics | COOLER18W1200 LED VERTICAL REFRIGERATOR LIGHT (CLEAR COVER)(3000K) | Indoor Luminaires | Case Lighting | Vertical Refrigerated Case Luminaires | Standard | TRUE | 1879.9 | 111.57 | 16.84 | 11.24 | 0.909 | 2998 | 82.3 | 5 | 50000 | 42158 |  |  | NotYetVerified |  | 3 | 1980 | 110 | 18 |  | 0.9 | 3000 | 80
PPNKE1FW | A Electronics Co.Ltd | A Electronics | COOLER18W1200 LED VERTICAL REFRIGERATOR LIGHT (FROSTED COVER)(3000K) | Indoor Luminaires | Case Lighting | Vertical Refrigerated Case Luminaires | Standard | TRUE | 1132.6 | 66.19 | 17.11 | 11.24 | 0.909 | 2997 | 82.4 | 5 | 50000 | 42158 |  |  | NotYetVerified |  | 3 | 1188 | 66 | 18 |  | 0.9 | 3000 | 80
PB85HPAN | A Electronics Co.Ltd | A Electronics | COOLER20W1500 LED VERTICAL REFRIGERATOR LIGHT (3000K CLEAR lens) | Indoor Luminaires | Case Lighting | Vertical Refrigerated Case Luminaires | Standard | TRUE | 2050.1 | 115.56 | 17.74 | 16.98 | 0.9056 | 2910 | 81.5 | 5 | 50000 | 42158 |  |  | NotYetVerified |  | 3 | 2050.1 | 115.56 | 17.74 |  |  | 3000 | 80
PA2RRMNS | A Electronics Co.Ltd | A Electronics | COOLER20W1500 LED HORIZONTAL REFRIGERATOR LIGHT (3000K clear lens) | Indoor Luminaires | Case Lighting | Horizontal Refrigerated Case Luminaires | Standard | TRUE | 2228.1 | 126.18 | 17.66 | 16.98 | 0.9056 | 2907 | 81.4 | 5 | 50000 | 42158 |  |  | NotYetVerified |  | 3 | 2228.1 | 126.18 | 18 |  |  | 3000
PUXR54EM | A Electronics Co.Ltd | A Electronics | COOLER13W900 LED VERTICAL REFRIGERATOR LIGHT (CLEAR COVER)(3000K) | Indoor Luminaires | Case Lighting | Vertical Refrigerated Case Luminaires | Standard | TRUE | 1368.4 | 127.79 | 10.71 | 13.24 | 0.9048 | 2901 | 81.4 | 5 | 50000 | 42158 |  |  | NotYetVerified |  | 3 | 1368 | 128 | 10.7 |  | 0.9 | 3000 | 80
PST9T7AC | A Electronics Co.Ltd | A Electronics | COOLER22W1200(3000K Frost) | Indoor Luminaires | Case Lighting | Vertical Refrigerated Case Luminaires | Standard | TRUE | 1575.5 | 76.5 | 20.6 | 16.1 | 0.896 | 2710 | 82 | 5 | 50000 | 42158 |  |  | NotYetVerified |  | 3 | 1575.5 | 76.5 | 20.6 |  |  | 3000 | 82
PJ6RKQGG | A Electronics Co.Ltd | A Electronics | COOLER22W1500(3000K Frost) | Indoor Luminaires | Case Lighting | Vertical Refrigerated Case Luminaires | Standard | TRUE | 1740.9 | 86.2 | 20.2 | 16.3 | 0.89 | 2895 | 82 | 5 | 50000 | 42158 |  |  | NotYetVerified |  | 3 | 1740 | 86 | 20 | 20 | 0.9 | 3000 | 82
P4KBK87U | A Electronics Co.Ltd | A Electronics | COOLER22W1200 (3000K Semi Clear) | Indoor Luminaires | Case Lighting | Horizontal Refrigerated Case Luminaires | Standard | TRUE | 2308 | 112.1 | 20.58 | 12.96 | 0.8748 | 3052 | 81.7 | 5 | 50000 | 42158 |  |  | NotYetVerified |  | 3 | 2308 | 105 | 22 |  |  | 3000 | 80
P6TH66DC | A Electronics Co.Ltd | A Electronics | COOLER22W1200A (3000K Clear) | Indoor Luminaires | Case Lighting | Vertical Refrigerated Case Luminaires | Standard | TRUE | 2279.6 | 111.1 | 20.52 | 13.07 | 0.8739 | 3072 | 82.4 | 5 | 50000 | 42158 |  |  | NotYetVerified |  | 3 | 2279.6 | 105 | 22 |  |  | 3000 | 80
PWA7HH6W | A Electronics Co.Ltd | A Electronics | COOLER12W900 LED HORIZONTAL REFRIGERATOR LIGHT (5000K frosted lens) | Indoor Luminaires | Case Lighting | Horizontal Refrigerated Case Luminaires | Standard | FALSE | [9 empty] | 42158 |  |  | NotYetVerified |  | 3 | 1265.5 | 119.08 | 10.63 | 15.63 | 0.9 | 5000 | 81
P4656Q97 | A Electronics Co.Ltd | A Electronics | COOLER12W900 LED HORIZONTAL REFRIGERATOR LIGHT (5000K clear lens) | Indoor Luminaires | Case Lighting | Horizontal Refrigerated Case Luminaires | Standard | FALSE | [9 empty] | 42158 |  |  | NotYetVerified |  | 3 | 1448.3 | 135.83 | 10.66 | 12.08 | 0.9 | 5000 | 81
PV7J5AXB | A Electronics Co.Ltd | A Electronics | COOLER22W1800 LED VERTICAL REFRIGERATOR LIGHT (CLEAR COVER)(5000K) | Indoor Luminaires | Case Lighting | Vertical Refrigerated Case Luminaires | Standard | FALSE | [9 empty] | 42158 |  |  | NotYetVerified |  | 3 | 2552 | 116 | 22 |  | 0.9 | 5000 | 80
PGRR59S7 | A Electronics Co.Ltd | A Electronics | COOLER22W1200 (5000K Semi Clear) | Indoor Luminaires | Case Lighting | Horizontal Refrigerated Case Luminaires | Standard | FALSE | [9 empty] | 42158 |  |  | NotYetVerified |  | 3 | 2308 | 105 | 22 |  |  | 5000 | 80
PWH438KX | A Electronics Co.Ltd | A Electronics | COOLER22W1200A (5000K Clear) | Indoor Luminaires | Case Lighting | Vertical Refrigerated Case Luminaires | Standard | FALSE | [9 empty] | 42158 |  |  | NotYetVerified |  | 3 | 2279.6 | 105 | 22 |  |  | 5000 | 80
PZUJRZAH | A Electronics Co.Ltd | A Electronics | COOLER20W1500 LED VERTICAL REFRIGERATOR LIGHT (5000K CLEAR lens) | Indoor Luminaires | Case Lighting | Vertical Refrigerated Case Luminaires | Standard | FALSE | [9 empty] | 42158 |  |  | NotYetVerified |  | 3 | 2050.1 | 115.56 | 17.74 |  |  | 5000 | 80
P3QN9V7E | A Electronics Co.Ltd | A Electronics | COOLER18W1200 LED VERTICAL REFRIGERATOR LIGHT (CLEAR COVER)(5000K) | Indoor Luminaires | Case Lighting | Vertical Refrigerated Case Luminaires | Standard | FALSE | [9 empty] | 42158 |  |  | NotYetVerified |  | 3 | 1980 | 110 | 18 |  | 0.9 | 5000 | 80
PX61BQ1S | A Electronics Co.Ltd | A Electronics | COOLER22W1800 LED VERTICAL REFRIGERATOR LIGHT (FROSTED COVER)(5000K) | Indoor Luminaires | Case Lighting | Vertical Refrigerated Case Luminaires | Standard | FALSE | [9 empty] | 42158 |  |  | NotYetVerified |  | 3 | 1938 | 87 | 22 |  | 0.9 | 5000 | 80
P6GRPCUC | A Electronics Co.Ltd | A Electronics | COOLER15W1200 LED VERTICAL REFRIGERATOR LIGHT (CLEAR COVER)(5000K) | Indoor Luminaires | Case Lighting | Vertical Refrigerated Case Luminaires | Standard | FALSE | [9 empty] | 42158 |  |  | NotYetVerified |  | 3 | 1784.5 | 125 | 15 |  | 0.9 | 5000 | 80
PJSSZH5T | A Electronics Co.Ltd | A Electronics | COOLER20W1500 LED VERTICAL REFRIGERATOR LIGHT (5000K FROSTED lens) | Indoor Luminaires | Case Lighting | Vertical Refrigerated Case Luminaires | Standard | FALSE | [9 empty] | 42158 |  |  | NotYetVerified |  | 3 | 1698.5 | 95.85 | 17.72 |  |  | 5000 | 80
PZUDAFN8 | A Electronics Co.Ltd | A Electronics | COOLER13W900 LED VERTICAL REFRIGERATOR LIGHT (CLEAR COVER)(5000K) | Indoor Luminaires | Case Lighting | Vertical Refrigerated Case Luminaires | Standard | FALSE | [9 empty] | 42158 |  |  | NotYetVerified |  | 3 | 1368 | 128 | 10.7 |  | 0.9 | 5000 | 80
PCUKUYAH | A Electronics Co.Ltd | A Electronics | COOLER18W1200 LED VERTICAL REFRIGERATOR LIGHT (FROSTED COVER)(5000K) | Indoor Luminaires | Case Lighting | Vertical Refrigerated Case Luminaires | Standard | FALSE | [9 empty] | 42158 |  |  | NotYetVerified |  | 3 | 1188 | 66 | 18 |  | 0.9 | 5000 | 80
PCV537TQ | A Electronics Co.Ltd | A Electronics | COOLER8W900 (5000K Clear) | Indoor Luminaires | Case Lighting | Vertical Refrigerated Case Luminaires | Standard | FALSE | [9 empty] | 42158 |  |  | NotYetVerified |  | 3 | 931.8 | 110 | 8.5 |  |  | 5000 | 80
PEN92M3M | A Electronics Co.Ltd | A Electronics | COOLER15W1200 LED VERTICAL REFRIGERATOR LIGHT (FROSTED COVER)(5000K) | Indoor Luminaires | Case Lighting | Vertical Refrigerated Case Luminaires | Standard | FALSE | [9 empty] | 42158 |  |  | NotYetVerified |  | 3 | 900 | 60 | 15 |  | 0.9 | 5000 | 80
PY1T24WB | A Electronics Co.Ltd | A Electronics | COOLER22W1800 LED HORIZONTAL REFRIGERATOR LIGHT (5000K clear lens) | Indoor Luminaires | Case Lighting | Horizontal Refrigerated Case Luminaires | Standard | FALSE | [9 empty] | 42158 |  |  | NotYetVerified |  | 3 | 2776.1 | 120.96 | 23 |  |  | 5000
P77HE4TD | A Electronics Co.Ltd | A Electronics | COOLER22W1800 LED HORIZONTAL REFRIGERATOR LIGHT (5000K frosted lens) | Indoor Luminaires | Case Lighting | Horizontal Refrigerated Case Luminaires | Standard | FALSE | [9 empty] | 42158 |  |  | NotYetVerified |  | 3 | 2490.5 | 108.94 | 23 |  |  | 5000
P9T7QHQS | A Electronics Co.Ltd | A Electronics | COOLER20W1500 LED HORIZONTAL REFRIGERATOR LIGHT (5000K clear lens) | Indoor Luminaires | Case Lighting | Horizontal Refrigerated Case Luminaires | Standard | FALSE | [9 empty] | 42158 |  |  | NotYetVerified |  | 3 | 2228.1 | 126.18 | 18 |  |  | 5000
PJFK3J3M | A Electronics Co.Ltd | A Electronics | COOLER18W1200 LED HORIZONTAL REFRIGERATOR LIGHT (5000K clear lens) | Indoor Luminaires | Case Lighting | Horizontal Refrigerated Case Luminaires | Standard | FALSE | [9 empty] | 42158 |  |  | NotYetVerified |  | 3 | 2087.8 | 123.13 | 17 |  |  | 5000
PA2S9NSQ | A Electronics Co.Ltd | A Electronics | COOLER20W1500 LED HORIZONTAL REFRIGERATOR LIGHT (5000K frosted lens) | Indoor Luminaires | Case Lighting | Horizontal Refrigerated Case Luminaires | Standard | FALSE | [9 empty] | 42158 |  |  | NotYetVerified |  | 3 | 1977.4 | 112.13 | 18 |  |  | 5000
P3ZH8S42 | A Electronics Co.Ltd | A Electronics | COOLER15W1200 LED HORIZONTAL REFRIGERATOR LIGHT (5000K clear lens) | Indoor Luminaires | Case Lighting | Horizontal Refrigerated Case Luminaires | Standard | FALSE | [9 empty] | 42158 |  |  | NotYetVerified |  | 3 | 1918.1 | 134.93 | 14 |  |  | 5000
PCWTUM4K | A Electronics Co.Ltd | A Electronics | COOLER18W1200 LED HORIZONTAL REFRIGERATOR LIGHT (5000K frosted lens) | Indoor Luminaires | Case Lighting | Horizontal Refrigerated Case Luminaires | Standard | FALSE | [9 empty] | 42158 |  |  | NotYetVerified |  | 3 | 1818.1 | 107 | 17 |  |  | 5000
PHX4EZ9A | A Electronics Co.Ltd | A Electronics | COOLER15W1200 LED HORIZONTAL REFRIGERATOR LIGHT (5000K frosted lens) | Indoor Luminaires | Case Lighting | Horizontal Refrigerated Case Luminaires | Standard | FALSE | [9 empty] | 42158 |  |  | NotYetVerified |  | 3 | 1658.9 | 119.62 | 14 |  |  | 5000
P38QAGJW | A Electronics Co.Ltd | A Electronics | COOLER12W900 LED HORIZONTAL REFRIGERATOR LIGHT (4500K frosted lens) | Indoor Luminaires | Case Lighting | Horizontal Refrigerated Case Luminaires | Standard | FALSE | [9 empty] | 42158 |  |  | NotYetVerified |  | 3 | 1265.5 | 119.08 | 10.63 | 15.63 | 0.9 | 4500 | 81
PXYPQVAQ | A Electronics Co.Ltd | A Electronics | COOLER12W900 LED HORIZONTAL REFRIGERATOR LIGHT (4500K clear lens) | Indoor Luminaires | Case Lighting | Horizontal Refrigerated Case Luminaires | Standard | FALSE | [9 empty] | 42158 |  |  | NotYetVerified |  | 3 | 1448.3 | 135.83 | 10.66 | 12.08 | 0.9 | 4500 | 81
PUX7EFY5 | A Electronics Co.Ltd | A Electronics | COOLER22W1800 LED VERTICAL REFRIGERATOR LIGHT (CLEAR COVER)(4500K) | Indoor Luminaires | Case Lighting | Vertical Refrigerated Case Luminaires | Standard | FALSE | [9 empty] | 42158 |  |  | NotYetVerified |  | 3 | 2552 | 116 | 22 |  | 0.9 | 4500 | 80
PQ5V727K | A Electronics Co.Ltd | A Electronics | COOLER22W1200 (4500K Semi Clear) | Indoor Luminaires | Case Lighting | Horizontal Refrigerated Case Luminaires | Standard | FALSE | [9 empty] | 42158 |  |  | NotYetVerified |  | 3 | 2308 | 105 | 22 |  |  | 4500 | 80
PM6PPE4Z | A Electronics Co.Ltd | A Electronics | COOLER22W1200A (4500K Clear) | Indoor Luminaires | Case Lighting | Vertical Refrigerated Case Luminaires | Standard | FALSE | [9 empty] | 42158 |  |  | NotYetVerified |  | 3 | 2279.6 | 105 | 22 |  |  | 4500 | 80
P1GD99VM | A Electronics Co.Ltd | A Electronics | COOLER20W1500 LED VERTICAL REFRIGERATOR LIGHT (4500K CLEAR lens) | Indoor Luminaires | Case Lighting | Vertical Refrigerated Case Luminaires | Standard | FALSE | [9 empty] | 42158 |  |  | NotYetVerified |  | 3 | 2050.1 | 115.56 | 17.74 |  |  | 4500 | 80
P3KWHZKW | A Electronics Co.Ltd | A Electronics | COOLER18W1200 LED VERTICAL REFRIGERATOR LIGHT (CLEAR COVER)(4500K) | Indoor Luminaires | Case Lighting | Vertical Refrigerated Case Luminaires | Standard | FALSE | [9 empty] | 42158 |  |  | NotYetVerified |  | 3 | 1980 | 110 | 18 |  | 0.9 | 4500 | 80
P5HHDPRK | A Electronics Co.Ltd | A Electronics | COOLER22W1800 LED VERTICAL REFRIGERATOR LIGHT (FROSTED COVER)(4500K) | Indoor Luminaires | Case Lighting | Vertical Refrigerated Case Luminaires | Standard | FALSE | [9 empty] | 42158 |  |  | NotYetVerified |  | 3 | 1938 | 87 | 22 |  | 0.9 | 4500 | 80
PY983GNR | A Electronics Co.Ltd | A Electronics | COOLER15W1200 LED VERTICAL REFRIGERATOR LIGHT (CLEAR COVER)(4500K) | Indoor Luminaires | Case Lighting | Vertical Refrigerated Case Luminaires | Standard | FALSE | [9 empty] | 42158 |  |  | NotYetVerified |  | 3 | 1784.5 | 125 | 15 |  | 0.9 | 4500 | 80
PYUWFTBN | A Electronics Co.Ltd | A Electronics | COOLER20W1500 LED VERTICAL REFRIGERATOR LIGHT (4500K FROSTED lens) | Indoor Luminaires | Case Lighting | Vertical Refrigerated Case Luminaires | Standard | FALSE | [9 empty] | 42158 |  |  | NotYetVerified |  | 3 | 1698.5 | 95.85 | 17.72 |  |  | 4500 | 80
PHTSB68K | A Electronics Co.Ltd | A Electronics | COOLER13W900 LED VERTICAL REFRIGERATOR LIGHT (CLEAR COVER)(4500K) | Indoor Luminaires | Case Lighting | Vertical Refrigerated Case Luminaires | Standard | FALSE | [9 empty] | 42158 |  |  | NotYetVerified |  | 3 | 1368 | 128 | 10.7 |  | 0.9 | 4500 | 80
P2UNRSZA | A Electronics Co.Ltd | A Electronics | COOLER18W1200 LED VERTICAL REFRIGERATOR LIGHT (FROSTED COVER)(4500K) | Indoor Luminaires | Case Lighting | Vertical Refrigerated Case Luminaires | Standard | FALSE | [9 empty] | 42158 |  |  | NotYetVerified |  | 3 | 1188 | 66 | 18 |  | 0.9 | 4500 | 80
PV6XUV3Q | A Electronics Co.Ltd | A Electronics | COOLER8W900 (4500K Clear) | Indoor Luminaires | Case Lighting | Vertical Refrigerated Case Luminaires | Standard | FALSE | [9 empty] | 42158 |  |  | NotYetVerified |  | 3 | 931.8 | 110 | 8.5 |  |  | 4500 | 80
PEKQS2EM | A Electronics Co.Ltd | A Electronics | COOLER15W1200 LED VERTICAL REFRIGERATOR LIGHT (FROSTED COVER)(4500K) | Indoor Luminaires | Case Lighting | Vertical Refrigerated Case Luminaires | Standard | FALSE | [9 empty] | 42158 |  |  | NotYetVerified |  | 3 | 900 | 60 | 15 |  | 0.9 | 4500 | 80
PU1Q3YFD | A Electronics Co.Ltd | A Electronics | COOLER22W1800 LED HORIZONTAL REFRIGERATOR LIGHT (4500K clear lens) | Indoor Luminaires | Case Lighting | Horizontal Refrigerated Case Luminaires | Standard | FALSE | [9 empty] | 42158 |  |  | NotYetVerified |  | 3 | 2776.1 | 120.96 | 23 |  |  | 4500
PKNTZB47 | A Electronics Co.Ltd | A Electronics | COOLER22W1800 LED HORIZONTAL REFRIGERATOR LIGHT (4500K frosted lens) | Indoor Luminaires | Case Lighting | Horizontal Refrigerated Case Luminaires | Standard | FALSE | [9 empty] | 42158 |  |  | NotYetVerified |  | 3 | 2490.5 | 108.94 | 23 |  |  | 4500
PQFE6A3Q | A Electronics Co.Ltd | A Electronics | COOLER20W1500 LED HORIZONTAL REFRIGERATOR LIGHT (4500K clear lens) | Indoor Luminaires | Case Lighting | Horizontal Refrigerated Case Luminaires | Standard | FALSE | [9 empty] | 42158 |  |  | NotYetVerified |  | 3 | 2228.1 | 126.18 | 18 |  |  | 4500
PKN61FEM | A Electronics Co.Ltd | A Electronics | COOLER18W1200 LED HORIZONTAL REFRIGERATOR LIGHT (4500K clear lens) | Indoor Luminaires | Case Lighting | Horizontal Refrigerated Case Luminaires | Standard | FALSE | [9 empty] | 42158 |  |  | NotYetVerified |  | 3 | 2087.8 | 123.13 | 17 |  |  | 4500
PW1FEBJ4 | A Electronics Co.Ltd | A Electronics | COOLER20W1500 LED HORIZONTAL REFRIGERATOR LIGHT (4500K frosted lens) | Indoor Luminaires | Case Lighting | Horizontal Refrigerated Case Luminaires | Standard | FALSE | [9 empty] | 42158 |  |  | NotYetVerified |  | 3 | 1977.4 | 112.13 | 18 |  |  | 4500
PRUBRQRD | A Electronics Co.Ltd | A Electronics | COOLER15W1200 LED HORIZONTAL REFRIGERATOR LIGHT (4500K clear lens) | Indoor Luminaires | Case Lighting | Horizontal Refrigerated Case Luminaires | Standard | FALSE | [9 empty] | 42158 |  |  | NotYetVerified |  | 3 | 1918.1 | 134.93 | 14 |  |  | 4500
PA1VWZ3D | A Electronics Co.Ltd | A Electronics | COOLER18W1200 LED HORIZONTAL REFRIGERATOR LIGHT (4500K frosted lens) | Indoor Luminaires | Case Lighting | Horizontal Refrigerated Case Luminaires | Standard | FALSE | [9 empty] | 42158 |  |  | NotYetVerified |  | 3 | 1818.1 | 107 | 17 |  |  | 4500
PGV77M9P | A Electronics Co.Ltd | A Electronics | COOLER15W1200 LED HORIZONTAL REFRIGERATOR LIGHT (4500K frosted lens) | Indoor Luminaires | Case Lighting | Horizontal Refrigerated Case Luminaires | Standard | FALSE | [9 empty] | 42158 |  |  | NotYetVerified |  | 3 | 1658.9 | 119.62 | 14 |  |  | 4500
PGVCQW4X | A Electronics Co.Ltd | A Electronics | COOLER12W900 LED HORIZONTAL REFRIGERATOR LIGHT (4000K frosted lens) | Indoor Luminaires | Case Lighting | Horizontal Refrigerated Case Luminaires | Standard | FALSE | [9 empty] | 42158 |  |  | NotYetVerified |  | 3 | 1265.5 | 119.08 | 10.63 | 15.63 | 0.9 | 4000 | 81
P1TVRKSZ | A Electronics Co.Ltd | A Electronics | COOLER12W900 LED HORIZONTAL REFRIGERATOR LIGHT (4000K clear lens) | Indoor Luminaires | Case Lighting | Horizontal Refrigerated Case Luminaires | Standard | FALSE | [9 empty] | 42158 |  |  | NotYetVerified |  | 3 | 1448.3 | 135.83 | 10.66 | 12.08 | 0.9 | 4000 | 81
PVBUKTPF | A Electronics Co.Ltd | A Electronics | COOLER22W1800 LED VERTICAL REFRIGERATOR LIGHT (CLEAR COVER)(4000K) | Indoor Luminaires | Case Lighting | Vertical Refrigerated Case Luminaires | Standard | FALSE | [9 empty] | 42158 |  |  | NotYetVerified |  | 3 | 2552 | 116 | 22 |  | 0.9 | 4000 | 80
PFJH3XKF | A Electronics Co.Ltd | A Electronics | COOLER22W1200 (4000K Semi Clear) | Indoor Luminaires | Case Lighting | Horizontal Refrigerated Case Luminaires | Standard | FALSE | [9 empty] | 42158 |  |  | NotYetVerified |  | 3 | 2308 | 105 | 22 |  |  | 4000 | 80
PVYERQMJ | A Electronics Co.Ltd | A Electronics | COOLER22W1200A (4000K Clear) | Indoor Luminaires | Case Lighting | Vertical Refrigerated Case Luminaires | Standard | FALSE | [9 empty] | 42158 |  |  | NotYetVerified |  | 3 | 2279.6 | 105 | 22 |  |  | 4000 | 80
PRGRPF2N | A Electronics Co.Ltd | A Electronics | COOLER20W1500 LED VERTICAL REFRIGERATOR LIGHT (4000K CLEAR lens) | Indoor Luminaires | Case Lighting | Vertical Refrigerated Case Luminaires | Standard | FALSE | [9 empty] | 42158 |  |  | NotYetVerified |  | 3 | 2050.1 | 115.56 | 17.74 |  |  | 4000 | 80
PQPH8U9M | A Electronics Co.Ltd | A Electronics | COOLER18W1200 LED VERTICAL REFRIGERATOR LIGHT (CLEAR COVER)(4000K) | Indoor Luminaires | Case Lighting | Vertical Refrigerated Case Luminaires | Standard | FALSE | [9 empty] | 42158 |  |  | NotYetVerified |  | 3 | 1980 | 110 | 18 |  | 0.9 | 4000 | 80
P74FPHR7 | A Electronics Co.Ltd | A Electronics | COOLER22W1800 LED VERTICAL REFRIGERATOR LIGHT (FROSTED COVER)(4000K) | Indoor Luminaires | Case Lighting | Vertical Refrigerated Case Luminaires | Standard | FALSE | [9 empty] | 42158 |  |  | NotYetVerified |  | 3 | 1938 | 87 | 22 |  | 0.9 | 4000 | 80
PB2P4C84 | A Electronics Co.Ltd | A Electronics | COOLER15W1200 LED VERTICAL REFRIGERATOR LIGHT (CLEAR COVER)(4000K) | Indoor Luminaires | Case Lighting | Vertical Refrigerated Case Luminaires | Standard | FALSE | [9 empty] | 42158 |  |  | NotYetVerified |  | 3 | 1784.5 | 125 | 15 |  | 0.9 | 4000 | 80
P9JER91N | A Electronics Co.Ltd | A Electronics | COOLER20W1500 LED VERTICAL REFRIGERATOR LIGHT (4000K FROSTED lens) | Indoor Luminaires | Case Lighting | Vertical Refrigerated Case Luminaires | Standard | FALSE | [9 empty] | 42158 |  |  | NotYetVerified |  | 3 | 1698.5 | 95.85 | 17.72 |  |  | 4000 | 80
PXG8S2DF | A Electronics Co.Ltd | A Electronics | COOLER13W900 LED VERTICAL REFRIGERATOR LIGHT (CLEAR COVER)(4000K) | Indoor Luminaires | Case Lighting | Vertical Refrigerated Case Luminaires | Standard | FALSE | [9 empty] | 42158 |  |  | NotYetVerified |  | 3 | 1368 | 128 | 10.7 |  | 0.9 | 4000 | 80
PY9Y1MZ9 | A Electronics Co.Ltd | A Electronics | COOLER18W1200 LED VERTICAL REFRIGERATOR LIGHT (FROSTED COVER)(4000K) | Indoor Luminaires | Case Lighting | Vertical Refrigerated Case Luminaires | Standard | FALSE | [9 empty] | 42158 |  |  | NotYetVerified |  | 3 | 1188 | 66 | 18 |  | 0.9 | 4000 | 80
P88X8DVD | A Electronics Co.Ltd | A Electronics | COOLER8W900 (4000K Clear) | Indoor Luminaires | Case Lighting | Vertical Refrigerated Case Luminaires | Standard | FALSE | [9 empty] | 42158 |  |  | NotYetVerified |  | 3 | 931.8 | 110 | 8.5 |  |  | 4000 | 80
PWK8G2Q4 | A Electronics Co.Ltd | A Electronics | COOLER15W1200 LED VERTICAL REFRIGERATOR LIGHT (FROSTED COVER)(4000K) | Indoor Luminaires | Case Lighting | Vertical Refrigerated Case Luminaires | Standard | FALSE | [9 empty] | 42158 |  |  | NotYetVerified |  | 3 | 900 | 60 | 15 |  | 0.9 | 4000 | 80
P7Q9KTJX | A Electronics Co.Ltd | A Electronics | COOLER22W1800 LED HORIZONTAL REFRIGERATOR LIGHT (4000K clear lens) | Indoor Luminaires | Case Lighting | Horizontal Refrigerated Case Luminaires | Standard | FALSE | [9 empty] | 42158 |  |  | NotYetVerified |  | 3 | 2776.1 | 120.96 | 23 |  |  | 4000
PX4F7RV6 | A Electronics Co.Ltd | A Electronics | COOLER22W1800 LED HORIZONTAL REFRIGERATOR LIGHT (4000K frosted lens) | Indoor Luminaires | Case Lighting | Horizontal Refrigerated Case Luminaires | Standard | FALSE | [9 empty] | 42158 |  |  | NotYetVerified |  | 3 | 2490.5 | 108.94 | 23 |  |  | 4000
PF4J77RK | A Electronics Co.Ltd | A Electronics | COOLER20W1500 LED HORIZONTAL REFRIGERATOR LIGHT (4000K clear lens) | Indoor Luminaires | Case Lighting | Horizontal Refrigerated Case Luminaires | Standard | FALSE | [9 empty] | 42158 |  |  | NotYetVerified |  | 3 | 2228.1 | 126.18 | 18 |  |  | 4000
P4QZUF17 | A Electronics Co.Ltd | A Electronics | COOLER18W1200 LED HORIZONTAL REFRIGERATOR LIGHT (4000K clear lens) | Indoor Luminaires | Case Lighting | Horizontal Refrigerated Case Luminaires | Standard | FALSE | [9 empty] | 42158 |  |  | NotYetVerified |  | 3 | 2087.8 | 123.13 | 17 |  |  | 4000
PSJC4V39 | A Electronics Co.Ltd | A Electronics | COOLER20W1500 LED HORIZONTAL REFRIGERATOR LIGHT (4000K frosted lens) | Indoor Luminaires | Case Lighting | Horizontal Refrigerated Case Luminaires | Standard | FALSE | [9 empty] | 42158 |  |  | NotYetVerified |  | 3 | 1977.4 | 112.13 | 18 |  |  | 4000
PS7KJJP5 | A Electronics Co.Ltd | A Electronics | COOLER15W1200 LED HORIZONTAL REFRIGERATOR LIGHT (4000K clear lens) | Indoor Luminaires | Case Lighting | Horizontal Refrigerated Case Luminaires | Standard | FALSE | [9 empty] | 42158 |  |  | NotYetVerified |  | 3 | 1918.1 | 134.93 | 14 |  |  | 4000
P4SQK6UK | A Electronics Co.Ltd | A Electronics | COOLER18W1200 LED HORIZONTAL REFRIGERATOR LIGHT (4000K frosted lens) | Indoor Luminaires | Case Lighting | Horizontal Refrigerated Case Luminaires | Standard | FALSE | [9 empty] | 42158 |  |  | NotYetVerified |  | 3 | 1818.1 | 107 | 17 |  |  | 4000
PKFGZ3YA | A Electronics Co.Ltd | A Electronics | COOLER15W1200 LED HORIZONTAL REFRIGERATOR LIGHT (4000K frosted lens) | Indoor Luminaires | Case Lighting | Horizontal Refrigerated Case Luminaires | Standard | FALSE | [9 empty] | 42158 |  |  | NotYetVerified |  | 3 | 1658.9 | 119.62 | 14 |  |  | 4000
PNYK3YV4 | A Electronics Co.Ltd | A Electronics | COOLER12W900 LED HORIZONTAL REFRIGERATOR LIGHT (3500K frosted lens) | Indoor Luminaires | Case Lighting | Horizontal Refrigerated Case Luminaires | Standard | FALSE | [9 empty] | 42158 |  |  | NotYetVerified |  | 3 | 1265.5 | 119.08 | 10.63 | 15.63 | 0.9 | 3500 | 81
P6AN8DJQ | A Electronics Co.Ltd | A Electronics | COOLER12W900 LED HORIZONTAL REFRIGERATOR LIGHT (3500K clear lens) | Indoor Luminaires | Case Lighting | Horizontal Refrigerated Case Luminaires | Standard | FALSE | [9 empty] | 42158 |  |  | NotYetVerified |  | 3 | 1448.3 | 135.83 | 10.66 | 12.08 | 0.9 | 3500 | 81
P2A8QBDB | A Electronics Co.Ltd | A Electronics | COOLER22W1800 LED VERTICAL REFRIGERATOR LIGHT (CLEAR COVER)(3500K) | Indoor Luminaires | Case Lighting | Vertical Refrigerated Case Luminaires | Standard | FALSE | [9 empty] | 42158 |  |  | NotYetVerified |  | 3 | 2552 | 116 | 22 |  | 0.9 | 3500 | 80
P2R7HV6B | A Electronics Co.Ltd | A Electronics | COOLER22W1200 (3500K Semi Clear) | Indoor Luminaires | Case Lighting | Horizontal Refrigerated Case Luminaires | Standard | FALSE | [9 empty] | 42158 |  |  | NotYetVerified |  | 3 | 2308 | 105 | 22 |  |  | 3500 | 80
PNZM6P7E | A Electronics Co.Ltd | A Electronics | COOLER22W1200A (3500K Clear) | Indoor Luminaires | Case Lighting | Vertical Refrigerated Case Luminaires | Standard | FALSE | [9 empty] | 42158 |  |  | NotYetVerified |  | 3 | 2279.6 | 105 | 22 |  |  | 3500 | 80
P1MCZREQ | A Electronics Co.Ltd | A Electronics | COOLER20W1500 LED VERTICAL REFRIGERATOR LIGHT (3500K CLEAR lens) | Indoor Luminaires | Case Lighting | Vertical Refrigerated Case Luminaires | Standard | FALSE | [9 empty] | 42158 |  |  | NotYetVerified |  | 3 | 2050.1 | 115.56 | 17.74 |  |  | 3500 | 80
PQUXZFN3 | A Electronics Co.Ltd | A Electronics | COOLER18W1200 LED VERTICAL REFRIGERATOR LIGHT (CLEAR COVER)(3500K) | Indoor Luminaires | Case Lighting | Vertical Refrigerated Case Luminaires | Standard | FALSE | [9 empty] | 42158 |  |  | NotYetVerified |  | 3 | 1980 | 110 | 18 |  | 0.9 | 3500 | 80
PJG7JJZ9 | A Electronics Co.Ltd | A Electronics | COOLER22W1800 LED VERTICAL REFRIGERATOR LIGHT (FROSTED COVER)(3500K) | Indoor Luminaires | Case Lighting | Vertical Refrigerated Case Luminaires | Standard | FALSE | [9 empty] | 42158 |  |  | NotYetVerified |  | 3 | 1938 | 87 | 22 |  | 0.9 | 3500 | 80
PNFUQH2U | A Electronics Co.Ltd | A Electronics | COOLER15W1200 LED VERTICAL REFRIGERATOR LIGHT (CLEAR COVER)(3500K) | Indoor Luminaires | Case Lighting | Vertical Refrigerated Case Luminaires | Standard | FALSE | [9 empty] | 42158 |  |  | NotYetVerified |  | 3 | 1784.5 | 125 | 15 |  | 0.9 | 3500 | 80
P369TG8Z | A Electronics Co.Ltd | A Electronics | COOLER20W1500 LED VERTICAL REFRIGERATOR LIGHT (3500K FROSTED lens) | Indoor Luminaires | Case Lighting | Vertical Refrigerated Case Luminaires | Standard | FALSE | [9 empty] | 42158 |  |  | NotYetVerified |  | 3 | 1698.5 | 95.85 | 17.72 |  |  | 3500 | 80
P12JQRB2 | A Electronics Co.Ltd | A Electronics | COOLER13W900 LED VERTICAL REFRIGERATOR LIGHT (CLEAR COVER)(3500K) | Indoor Luminaires | Case Lighting | Vertical Refrigerated Case Luminaires | Standard | FALSE | [9 empty] | 42158 |  |  | NotYetVerified |  | 3 | 1368 | 128 | 10.7 |  | 0.9 | 3500 | 80
PWKYJGGU | A Electronics Co.Ltd | A Electronics | COOLER18W1200 LED VERTICAL REFRIGERATOR LIGHT (FROSTED COVER)(3500K) | Indoor Luminaires | Case Lighting | Vertical Refrigerated Case Luminaires | Standard | FALSE | [9 empty] | 42158 |  |  | NotYetVerified |  | 3 | 1188 | 66 | 18 |  | 0.9 | 3500 | 80
PU16DTKA | A Electronics Co.Ltd | A Electronics | COOLER8W900 (3500K Clear) | Indoor Luminaires | Case Lighting | Vertical Refrigerated Case Luminaires | Standard | FALSE | [9 empty] | 42158 |  |  | NotYetVerified |  | 3 | 931.8 | 110 | 8.5 |  |  | 3500 | 80
PYTBTVS9 | A Electronics Co.Ltd | A Electronics | COOLER15W1200 LED VERTICAL REFRIGERATOR LIGHT (FROSTED COVER)(3500K) | Indoor Luminaires | Case Lighting | Vertical Refrigerated Case Luminaires | Standard | FALSE | [9 empty] | 42158 |  |  | NotYetVerified |  | 3 | 900 | 60 | 15 |  | 0.9 | 3500 | 80
PPTNGZNN | A Electronics Co.Ltd | A Electronics | COOLER22W1800 LED HORIZONTAL REFRIGERATOR LIGHT (3500K clear lens) | Indoor Luminaires | Case Lighting | Horizontal Refrigerated Case Luminaires | Standard | FALSE | [9 empty] | 42158 |  |  | NotYetVerified |  | 3 | 2776.1 | 120.96 | 23 |  |  | 3500
PSZ8KE9F | A Electronics Co.Ltd | A Electronics | COOLER22W1800 LED HORIZONTAL REFRIGERATOR LIGHT (3500K frosted lens) | Indoor Luminaires | Case Lighting | Horizontal Refrigerated Case Luminaires | Standard | FALSE | [9 empty] | 42158 |  |  | NotYetVerified |  | 3 | 2490.5 | 108.94 | 23 |  |  | 3500
PEK2SAHS | A Electronics Co.Ltd | A Electronics | COOLER20W1500 LED HORIZONTAL REFRIGERATOR LIGHT (3500K clear lens) | Indoor Luminaires | Case Lighting | Horizontal Refrigerated Case Luminaires | Standard | FALSE | [9 empty] | 42158 |  |  | NotYetVerified |  | 3 | 2228.1 | 126.18 | 18 |  |  | 3500
PZCGXE4G | A Electronics Co.Ltd | A Electronics | COOLER18W1200 LED HORIZONTAL REFRIGERATOR LIGHT (3500K clear lens) | Indoor Luminaires | Case Lighting | Horizontal Refrigerated Case Luminaires | Standard | FALSE | [9 empty] | 42158 |  |  | NotYetVerified |  | 3 | 2087.8 | 123.13 | 17 |  |  | 3500
PU39C8HA | A Electronics Co.Ltd | A Electronics | COOLER20W1500 LED HORIZONTAL REFRIGERATOR LIGHT (3500K frosted lens) | Indoor Luminaires | Case Lighting | Horizontal Refrigerated Case Luminaires | Standard | FALSE | [9 empty] | 42158 |  |  | NotYetVerified |  | 3 | 1977.4 | 112.13 | 18 |  |  | 3500
PB6HNAWP | A Electronics Co.Ltd | A Electronics | COOLER15W1200 LED HORIZONTAL REFRIGERATOR LIGHT (3500K clear lens) | Indoor Luminaires | Case Lighting | Horizontal Refrigerated Case Luminaires | Standard | FALSE | [9 empty] | 42158 |  |  | NotYetVerified |  | 3 | 1918.1 | 134.93 | 14 |  |  | 3500
P74FKVMC | A Electronics Co.Ltd | A Electronics | COOLER18W1200 LED HORIZONTAL REFRIGERATOR LIGHT (3500K frosted lens) | Indoor Luminaires | Case Lighting | Horizontal Refrigerated Case Luminaires | Standard | FALSE | [9 empty] | 42158 |  |  | NotYetVerified |  | 3 | 1818.1 | 107 | 17 |  |  | 3500
PBZ113P6 | A Electronics Co.Ltd | A Electronics | COOLER15W1200 LED HORIZONTAL REFRIGERATOR LIGHT (3500K frosted lens) | Indoor Luminaires | Case Lighting | Horizontal Refrigerated Case Luminaires | Standard | FALSE | [9 empty] | 42158 |  |  | NotYetVerified |  | 3 | 1658.9 | 119.62 | 14 |  |  | 3500
PWHB8U2A | A Electronics Co.Ltd | A Electronics | COOLER15W1200 LED HORIZONTAL REFRIGERATOR LIGHT (3000K clear lens) | Indoor Luminaires | Case Lighting | Horizontal Refrigerated Case Luminaires | Standard | FALSE | [9 empty] | 42158 |  |  | NotYetVerified |  | 3 | 1918.1 | 134.93 | 14 |  |  | 3000
PXH3QUDS | A Electronics Co.Ltd | A Electronics | COOLER15W1200 LED HORIZONTAL REFRIGERATOR LIGHT (3000K frosted lens) | Indoor Luminaires | Case Lighting | Horizontal Refrigerated Case Luminaires | Standard | FALSE | [9 empty] | 42158 |  |  | NotYetVerified |  | 3 | 1658.9 | 119.62 | 14 |  |  | 3000
PZK2E6V9 | A Electronics Co.Ltd | A Electronics | COOLER30W1800( 3500K Frost) | Indoor Luminaires | Case Lighting | Vertical Refrigerated Case Luminaires | Standard | FALSE | [9 empty] | 42158 |  |  | NotYetVerified |  | 3 | 1740.9 | 86 | 20.2 | 13.61 | 0.9865 | 2895 | 82
PY66WZVR | A Electronics Co.Ltd | A Electronics | COOLER22W1200( 3500K Frost) | Indoor Luminaires | Case Lighting | Vertical Refrigerated Case Luminaires | Standard | FALSE | [9 empty] | 42158 |  |  | NotYetVerified |  | 3 | 1740.9 | 86 | 20.2 | 13.61 | 0.9865 | 2895 | 82
PXHT6847 | A Electronics Co.Ltd | A Electronics | COOLER22W1200( 3500K Clear) | Indoor Luminaires | Case Lighting | Vertical Refrigerated Case Luminaires | Standard | FALSE | [9 empty] | 42158 |  |  | NotYetVerified |  | 3 | 1740.9 | 86 | 20.2 | 13.61 | 0.9865 | 2895 | 82
PUM8F1ZJ | A Electronics Co.Ltd | A Electronics | COOLER22W1200( 5000K Frost) | Indoor Luminaires | Case Lighting | Vertical Refrigerated Case Luminaires | Standard | FALSE | [9 empty] | 42158 |  |  | NotYetVerified |  | 3 | 1740.9 | 86 | 20.2 | 13.61 | 0.9865 | 2895 | 82
PSKDA4BN | A Electronics Co.Ltd | A Electronics | COOLER22W1500( 3500K Clear) | Indoor Luminaires | Case Lighting | Vertical Refrigerated Case Luminaires | Standard | FALSE | [9 empty] | 42158 |  |  | NotYetVerified |  | 3 | 1740.9 | 86 | 20.2 | 13.61 | 0.9865 | 2895 | 82
PQYVARW2 | A Electronics Co.Ltd | A Electronics | COOLER22W1200( 4500K Clear) | Indoor Luminaires | Case Lighting | Vertical Refrigerated Case Luminaires | Standard | FALSE | [9 empty] | 42158 |  |  | NotYetVerified |  | 3 | 1740.9 | 86 | 20.2 | 13.61 | 0.9865 | 2895 | 82
PPB9F5FA | A Electronics Co.Ltd | A Electronics | COOLER22W1500( 4500K Frost) | Indoor Luminaires | Case Lighting | Vertical Refrigerated Case Luminaires | Standard | FALSE | [9 empty] | 42158 |  |  | NotYetVerified |  | 3 | 1740.9 | 86 | 20.2 | 13.61 | 0.9865 | 2895 | 82
PMJZXB66 | A Electronics Co.Ltd | A Electronics | COOLER22W1500( 4000K Frost) | Indoor Luminaires | Case Lighting | Vertical Refrigerated Case Luminaires | Standard | FALSE | [9 empty] | 42158 |  |  | NotYetVerified |  | 3 | 1740.9 | 86 | 20.2 | 13.61 | 0.9865 | 2895 | 82
PKU4B9BS | A Electronics Co.Ltd | A Electronics | COOLER30W1800( 5000K Frost) | Indoor Luminaires | Case Lighting | Vertical Refrigerated Case Luminaires | Standard | FALSE | [9 empty] | 42158 |  |  | NotYetVerified |  | 3 | 1740.9 | 86 | 20.2 | 13.61 | 0.9865 | 2895 | 82
PJFHWV4C | A Electronics Co.Ltd | A Electronics | COOLER30W1800( 4000K Frost) | Indoor Luminaires | Case Lighting | Vertical Refrigerated Case Luminaires | Standard | FALSE | [9 empty] | 42158 |  |  | NotYetVerified |  | 3 | 1740.9 | 86 | 20.2 | 13.61 | 0.9865 | 2895 | 82
PJF3C3GM | A Electronics Co.Ltd | A Electronics | COOLER22W1500( 3500K Frost) | Indoor Luminaires | Case Lighting | Vertical Refrigerated Case Luminaires | Standard | FALSE | [9 empty] | 42158 |  |  | NotYetVerified |  | 3 | 1740.9 | 86 | 20.2 | 13.61 | 0.9865 | 2895 | 82
PHKVH9ZN | A Electronics Co.Ltd | A Electronics | COOLER22W1200( 4000K Frost) | Indoor Luminaires | Case Lighting | Vertical Refrigerated Case Luminaires | Standard | FALSE | [9 empty] | 42158 |  |  | NotYetVerified |  | 3 | 1740.9 | 86 | 20.2 | 13.61 | 0.9865 | 2895 | 82
PH1RF15K | A Electronics Co.Ltd | A Electronics | COOLER22W1500( 4000K Clear) | Indoor Luminaires | Case Lighting | Vertical Refrigerated Case Luminaires | Standard | FALSE | [9 empty] | 42158 |  |  | NotYetVerified |  | 3 | 1740.9 | 86 | 20.2 | 13.61 | 0.9865 | 2895 | 82
PGSY34GC | A Electronics Co.Ltd | A Electronics | COOLER22W1200( 4000K Clear) | Indoor Luminaires | Case Lighting | Vertical Refrigerated Case Luminaires | Standard | FALSE | [9 empty] | 42158 |  |  | NotYetVerified |  | 3 | 1740.9 | 86 | 20.2 | 13.61 | 0.9865 | 2895 | 82
PF62FKXJ | A Electronics Co.Ltd | A Electronics | COOLER22W1200( 5000K Clear) | Indoor Luminaires | Case Lighting | Vertical Refrigerated Case Luminaires | Standard | FALSE | [9 empty] | 42158 |  |  | NotYetVerified |  | 3 | 1740.9 | 86 | 20.2 | 13.61 | 0.9865 | 2895 | 82
PAURGNJ9 | A Electronics Co.Ltd | A Electronics | COOLER30W1800( 3000K Clear) | Indoor Luminaires | Case Lighting | Vertical Refrigerated Case Luminaires | Standard | FALSE | [9 empty] | 42158 |  |  | NotYetVerified |  | 3 | 1740.9 | 86 | 20.2 | 13.61 | 0.9865 | 2895 | 82
PAMC111Q | A Electronics Co.Ltd | A Electronics | COOLER22W1200( 3000K Clear) | Indoor Luminaires | Case Lighting | Vertical Refrigerated Case Luminaires | Standard | FALSE | [9 empty] | 42158 |  |  | NotYetVerified |  | 3 | 1740.9 | 86 | 20.2 | 13.61 | 0.9865 | 2895 | 82
P9YGZ913 | A Electronics Co.Ltd | A Electronics | COOLER22W1500( 4500K Clear) | Indoor Luminaires | Case Lighting | Vertical Refrigerated Case Luminaires | Standard | FALSE | [9 empty] | 42158 |  |  | NotYetVerified |  | 3 | 1740.9 | 86 | 20.2 | 13.61 | 0.9865 | 2895 | 82
P9PZSRHU | A Electronics Co.Ltd | A Electronics | COOLER22W1500( 5000K Frost) | Indoor Luminaires | Case Lighting | Vertical Refrigerated Case Luminaires | Standard | FALSE | [9 empty] | 42158 |  |  | NotYetVerified |  | 3 | 1740.9 | 86 | 20.2 | 13.61 | 0.9865 | 2895 | 82
P9E5DNCS | A Electronics Co.Ltd | A Electronics | COOLER22W1200( 4500K Frost) | Indoor Luminaires | Case Lighting | Vertical Refrigerated Case Luminaires | Standard | FALSE | [9 empty] | 42158 |  |  | NotYetVerified |  | 3 | 1740.9 | 86 | 20.2 | 13.61 | 0.9865 | 2895 | 82
P8Y3ATKU | A Electronics Co.Ltd | A Electronics | COOLER22W1500( 5000K Clear) | Indoor Luminaires | Case Lighting | Vertical Refrigerated Case Luminaires | Standard | FALSE | [9 empty] | 42158 |  |  | NotYetVerified |  | 3 | 1740.9 | 86 | 20.2 | 13.61 | 0.9865 | 2895 | 82
P872SQY6 | A Electronics Co.Ltd | A Electronics | COOLER30W1800( 5000K Clear) | Indoor Luminaires | Case Lighting | Vertical Refrigerated Case Luminaires | Standard | FALSE | [9 empty] | 42158 |  |  | NotYetVerified |  | 3 | 1740.9 | 86 | 20.2 | 13.61 | 0.9865 | 2895 | 82
P82CH7QB | A Electronics Co.Ltd | A Electronics | COOLER30W1800( 4000K Clear) | Indoor Luminaires | Case Lighting | Vertical Refrigerated Case Luminaires | Standard | FALSE | [9 empty] | 42158 |  |  | NotYetVerified |  | 3 | 1740.9 | 86 | 20.2 | 13.61 | 0.9865 | 2895 | 82
P713W5T8 | A Electronics Co.Ltd | A Electronics | COOLER30W1800( 4500K Frost) | Indoor Luminaires | Case Lighting | Vertical Refrigerated Case Luminaires | Standard | FALSE | [9 empty] | 42158 |  |  | NotYetVerified |  | 3 | 1740.9 | 86 | 20.2 | 13.61 | 0.9865 | 2895 | 82
P68N8WMX | A Electronics Co.Ltd | A Electronics | COOLER22W1500( 3000K Clear) | Indoor Luminaires | Case Lighting | Vertical Refrigerated Case Luminaires | Standard | FALSE | [9 empty] | 42158 |  |  | NotYetVerified |  | 3 | 1740.9 | 86 | 20.2 | 13.61 | 0.9865 | 2895 | 82
P68APF2S | A Electronics Co.Ltd | A Electronics | COOLER30W1800( 3000K Frost) | Indoor Luminaires | Case Lighting | Vertical Refrigerated Case Luminaires | Standard | FALSE | [9 empty] | 42158 |  |  | NotYetVerified |  | 3 | 1740.9 | 86 | 20.2 | 13.61 | 0.9865 | 2895 | 82
P46D2WDN | A Electronics Co.Ltd | A Electronics | COOLER30W1800( 4500K Clear) | Indoor Luminaires | Case Lighting | Vertical Refrigerated Case Luminaires | Standard | FALSE | [9 empty] | 42158 |  |  | NotYetVerified |  | 3 | 1740.9 | 86 | 20.2 | 13.61 | 0.9865 | 2895 | 82
P2UDDWTJ | A Electronics Co.Ltd | A Electronics | COOLER30W1800( 3500K Clear) | Indoor Luminaires | Case Lighting | Vertical Refrigerated Case Luminaires | Standard | FALSE | [9 empty] | 42158 |  |  | NotYetVerified |  | 3 | 1740.9 | 86 | 20.2 | 13.61 | 0.9865 | 2895 | 82
PS5F8RGR | Anthony International | 401E LED Lighting | 60-21818-1002 | Indoor Luminaires | Case Lighting | Vertical Refrigerated Case Luminaires | Standard | FALSE | [9 empty] | 42158 | Not Dimmable | Not Dimmable | NotYetVerified |  | 3 | 645.75 | 59 | 10.9 | 5 | 1 | 4000 | 84
P7WM899Z | Philips Day-Brite | Philips Day-Brite | DWLE51LH850-8-UNV-[MD360W] | Indoor Luminaires | Case Lighting | Horizontal Refrigerated Case Luminaires | Standard | FALSE | [9 empty] | 42152 |  |  | NotYetVerified |  | 4.1 | 10368.3 | 115.2033 | 90 | 20 | 0.9 | 5000 | 80
PR7FKB6V | Philips Day-Brite | Philips Day-Brite | DWPE51LH850-8-UNV-[MD360W] | Indoor Luminaires | Case Lighting | Horizontal Refrigerated Case Luminaires | Standard | FALSE | [9 empty] | 42152 |  |  | NotYetVerified |  | 4.1 | 10040.88 | 111.5653 | 90 | 20 | 0.9 | 5000 | 80
P3UV2WVX | Philips Day-Brite | Philips Day-Brite | DWLE70L850-4-UNV-SDIM-[MD360W] | Indoor Luminaires | Case Lighting | Horizontal Refrigerated Case Luminaires | Standard | FALSE | [9 empty] | 42152 |  |  | NotYetVerified |  | 4.1 | 7100.73 | 101.439 | 70 | 20 | 0.9 | 5000 | 80
PS253CEK | Philips Day-Brite | Philips Day-Brite | DWPE70L850-4-UNV-SDIM-[MD360W] | Indoor Luminaires | Case Lighting | Horizontal Refrigerated Case Luminaires | Standard | FALSE | [9 empty] | 42152 |  |  | NotYetVerified |  | 4.1 | 6762.6 | 96.6086 | 70 | 20 | 0.9 | 5000 | 80
PF3GJMDA | Philips Day-Brite | Philips Day-Brite | DWLE35L850-4-UNV-SDIM-[MD360W] | Indoor Luminaires | Case Lighting | Horizontal Refrigerated Case Luminaires | Standard | FALSE | [9 empty] | 42152 |  |  | NotYetVerified |  | 4.1 | 3729.522 | 109.6918 | 34 | 20 | 0.9 | 5000 | 80
PRD13687 | Philips Day-Brite | Philips Day-Brite | DWPE35L850-4-UNV-SDIM-[MD360W] | Indoor Luminaires | Case Lighting | Horizontal Refrigerated Case Luminaires | Standard | FALSE | [9 empty] | 42152 |  |  | NotYetVerified |  | 4.1 | 3551.9255 | 104.4684 | 34 | 20 | 0.9 | 5000 | 80
PCF5PD2H | Philips Day-Brite | Philips Day-Brite | DWLE51LH850-4-UNV-[MD360W] | Indoor Luminaires | Case Lighting | Horizontal Refrigerated Case Luminaires | Standard | FALSE | [9 empty] | 42152 |  |  | NotYetVerified |  | 4.1 | 5243.616 | 107.0126 | 49 | 20 | 0.9 | 5000 | 80
P3A2XE8E | Philips Day-Brite | Philips Day-Brite | DWPE51LH850-4-UNV-[MD360W] | Indoor Luminaires | Case Lighting | Horizontal Refrigerated Case Luminaires | Standard | FALSE | [9 empty] | 42152 |  |  | NotYetVerified |  | 4.1 | 4993.92 | 101.9167 | 49 | 20 | 0.9 | 5000 | 80
PJ8XVKDY | Philips Day-Brite | Philips Day-Brite | DWLE51LH840-8-UNV-[MD360W] | Indoor Luminaires | Case Lighting | Horizontal Refrigerated Case Luminaires | Standard | FALSE | [9 empty] | 42152 |  |  | NotYetVerified |  | 4.1 | 10165 | 112.9444 | 90 | 20 | 0.9 | 4000 | 80
PRGB4H8Y | Philips Day-Brite | Philips Day-Brite | DWPE51LH840-8-UNV-[MD360W] | Indoor Luminaires | Case Lighting | Horizontal Refrigerated Case Luminaires | Standard | FALSE | [9 empty] | 42152 |  |  | NotYetVerified |  | 4.1 | 9844 | 109.3778 | 90 | 20 | 0.9 | 4000 | 80
P7KCCQ8Z | Philips Day-Brite | Philips Day-Brite | DWLE35L840-4-UNV-SDIM-[MD360W] | Indoor Luminaires | Case Lighting | Horizontal Refrigerated Case Luminaires | Standard | FALSE | [9 empty] | 42152 |  |  | NotYetVerified |  | 4.1 | 3656.394 | 107.541 | 34 | 20 | 0.9 | 4000 | 80
P5933AAP | Philips Day-Brite | Philips Day-Brite | DWPE35L840-4-UNV-SDIM-[MD360W] | Indoor Luminaires | Case Lighting | Horizontal Refrigerated Case Luminaires | Standard | FALSE | [9 empty] | 42152 |  |  | NotYetVerified |  | 4.1 | 3482.28 | 102.42 | 34 | 20 | 0.9 | 4000 | 80
PZWUY1X4 | Philips Day-Brite | Philips Day-Brite | DWLE70L840-4-UNV-SDIM-[MD360W] | Indoor Luminaires | Case Lighting | Horizontal Refrigerated Case Luminaires | Standard | FALSE | [9 empty] | 42152 |  |  | NotYetVerified |  | 4.1 | 6961.5 | 99.45 | 70 | 20 | 0.9 | 4000 | 80
P98T9ZCF | Philips Day-Brite | Philips Day-Brite | DWPE70L840-4-UNV-SDIM-[MD360W] | Indoor Luminaires | Case Lighting | Horizontal Refrigerated Case Luminaires | Standard | FALSE | [9 empty] | 42152 |  |  | NotYetVerified |  | 4.1 | 6630 | 94.7143 | 70 | 20 | 0.9 | 4000 | 80
PBSNRVTC | Philips Day-Brite | Philips Day-Brite | DWLE51LH840-4-UNV-[MD360W] | Indoor Luminaires | Case Lighting | Horizontal Refrigerated Case Luminaires | Standard | FALSE | [9 empty] | 42152 |  |  | NotYetVerified |  | 4.1 | 5140.8 | 104.9143 | 49 | 20 | 0.9 | 4000 | 80
PQGYADAH | Philips Day-Brite | Philips Day-Brite | DWPE51LH840-4-UNV-[MD360W] | Indoor Luminaires | Case Lighting | Horizontal Refrigerated Case Luminaires | Standard | FALSE | [9 empty] | 42152 |  |  | NotYetVerified |  | 4.1 | 4896 | 99.9184 | 49 | 20 | 0.9 | 4000 | 80
PUDJMB9H | Philips Day-Brite | Philips Day-Brite | DWLE51LH835-8-UNV-[MD360W] | Indoor Luminaires | Case Lighting | Horizontal Refrigerated Case Luminaires | Standard | FALSE | [9 empty] | 42152 |  |  | NotYetVerified |  | 4.1 | 9961.7 | 110.6856 | 90 | 20 | 0.9 | 3500 | 80
P9QV1VFV | Philips Day-Brite | Philips Day-Brite | DWPE51LH835-8-UNV-[MD360W] | Indoor Luminaires | Case Lighting | Horizontal Refrigerated Case Luminaires | Standard | FALSE | [9 empty] | 42152 |  |  | NotYetVerified |  | 4.1 | 9647.12 | 107.1902 | 90 | 20 | 0.9 | 3500 | 80
PHZDC5XT | Philips Day-Brite | Philips Day-Brite | DWLE70L835-4-UNV-SDIM-[MD360W] | Indoor Luminaires | Case Lighting | Horizontal Refrigerated Case Luminaires | Standard | FALSE | [9 empty] | 42152 |  |  | NotYetVerified |  | 4.1 | 6825 | 97.5 | 70 | 20 | 0.9 | 3500 | 80
PZFKWT36 | Philips Day-Brite | Philips Day-Brite | DWPE70L835-4-UNV-SDIM-[MD360W] | Indoor Luminaires | Case Lighting | Horizontal Refrigerated Case Luminaires | Standard | FALSE | [9 empty] | 42152 |  |  | NotYetVerified |  | 4.1 | 6500 | 92.8571 | 70 | 20 | 0.9 | 3500 | 80
P373FGU9 | Philips Day-Brite | Philips Day-Brite | DWLE35L835-4-UNV-SDIM-[MD360W] | Indoor Luminaires | Case Lighting | Horizontal Refrigerated Case Luminaires | Standard | FALSE | [9 empty] | 42152 |  |  | NotYetVerified |  | 4.1 | 3584.7 | 105.4323 | 34 | 20 | 0.9 | 3500 | 80
P72G3H5X | Philips Day-Brite | Philips Day-Brite | DWPE35L835-4-UNV-SDIM-[MD360W] | Indoor Luminaires | Case Lighting | Horizontal Refrigerated Case Luminaires | Standard | FALSE | [9 empty] | 42152 |  |  | NotYetVerified |  | 4.1 | 3414 | 100.4118 | 34 | 20 | 0.9 | 3500 | 80
PA3WAHAR | Philips Day-Brite | Philips Day-Brite | DWPE70L835-4-347 | Indoor Luminaires | Case Lighting | Horizontal Refrigerated Case Luminaires | Standard | FALSE | [9 empty] | 42152 |  |  | NotYetVerified |  | 4.1 | 6300 | 90 | 70 | 20 | 0.9 | 3500 | 80
PXS2W9JM | Philips Day-Brite | Philips Day-Brite | DWLE51LH835-4-UNV-[MD360W] | Indoor Luminaires | Case Lighting | Horizontal Refrigerated Case Luminaires | Standard | FALSE | [9 empty] | 42152 |  |  | NotYetVerified |  | 4.1 | 5040 | 102.8571 | 49 | 20 | 0.9 | 3500 | 80
PJKNHHXA | Philips Day-Brite | Philips Day-Brite | DWPE51LH835-4-UNV-[MD360W] | Indoor Luminaires | Case Lighting | Horizontal Refrigerated Case Luminaires | Standard | FALSE | [9 empty] | 42152 |  |  | NotYetVerified |  | 4.1 | 4800 | 97.9592 | 49 | 20 | 0.9 | 3500 | 80
P3184HE9 | SloanLED | Cold Door 2 | 701906-3WC5F2-701933 (120V Only) | Indoor Luminaires | Case Lighting | Vertical Refrigerated Case Luminaires | Standard | FALSE | [9 empty] | 42137 |  |  | NotYetVerified |  | 3 | 1201.7333 | 60.0867 | 20 | 20 | 0.9 | 3551 | 84
PUSFPQTB | SloanLED | Cold Door 2 | 701906-3WC5X2-701933 (120V Only) | Indoor Luminaires | Case Lighting | Vertical Refrigerated Case Luminaires | Standard | FALSE | [9 empty] | 42137 |  |  | NotYetVerified |  | 3 | 1201.7333 | 60.0867 | 20 | 20 | 0.9 | 3551 | 84
PU41MZ7A | SloanLED | Cold Door 2 | 701906-5WC6F2-701933 (120V Only) | Indoor Luminaires | Case Lighting | Vertical Refrigerated Case Luminaires | Standard | FALSE | [9 empty] | 42137 |  |  | NotYetVerified |  | 3 | 1502.1666 | 60.0867 | 25 | 20 | 0.9 | 5000 | 84
PQFVKCJ2 | SloanLED | Cold Door 2 | 701906-5WC6X2-701933 (120V Only) | Indoor Luminaires | Case Lighting | Vertical Refrigerated Case Luminaires | Standard | FALSE | [9 empty] | 42137 |  |  | NotYetVerified |  | 3 | 1502.1666 | 60.0867 | 25 | 20 | 0.9 | 5000 | 84
PNDPF7WE | SloanLED | Cold Door 2 | 701906-5WC6F2-701936 (120V Only) | Indoor Luminaires | Case Lighting | Vertical Refrigerated Case Luminaires | Standard | FALSE | [9 empty] | 42137 |  |  | NotYetVerified |  | 3 | 1502.1666 | 60.0867 | 25 | 20 | 0.9 | 5000 | 84
P4AK2H9R | SloanLED | Cold Door 2 | 701906-5WC6X2-701936 (120V Only) | Indoor Luminaires | Case Lighting | Vertical Refrigerated Case Luminaires | Standard | FALSE | [9 empty] | 42137 |  |  | NotYetVerified |  | 3 | 1502.1666 | 60.0867 | 25 | 20 | 0.9 | 5000 | 84
PSGRBBDY | SloanLED | Cold Door 2 | 701906-5WC5F2-701933 (120V Only) | Indoor Luminaires | Case Lighting | Vertical Refrigerated Case Luminaires | Standard | FALSE | [9 empty] | 42137 |  |  | NotYetVerified |  | 3 | 1201.7333 | 60.0867 | 20 | 20 | 0.9 | 5000 | 84
PQ1EGJYA | SloanLED | Cold Door 2 | 701906-5WC5X2-701936 (120V Only) | Indoor Luminaires | Case Lighting | Vertical Refrigerated Case Luminaires | Standard | FALSE | [9 empty] | 42137 |  |  | NotYetVerified |  | 3 | 1201.7333 | 60.0867 | 20 | 20 | 0.9 | 5000 | 84
PMB9DF9N | SloanLED | Cold Door 2 | 701906-5WC5F2-701936 (120V Only) | Indoor Luminaires | Case Lighting | Vertical Refrigerated Case Luminaires | Standard | FALSE | [9 empty] | 42137 |  |  | NotYetVerified |  | 3 | 1201.7333 | 60.0867 | 20 | 20 | 0.9 | 5000 | 84
PFM55NNU | SloanLED | Cold Door 2 | 701906-5WC5X2-701933 (120V Only) | Indoor Luminaires | Case Lighting | Vertical Refrigerated Case Luminaires | Standard | FALSE | [9 empty] | 42137 |  |  | NotYetVerified |  | 3 | 1201.7333 | 60.0867 | 20 | 20 | 0.9 | 5000 | 84
PR28ZAH2 | SloanLED | Cold Door 2 | 701906-5WE6X2-701933 (120V Only) | Indoor Luminaires | Case Lighting | Vertical Refrigerated Case Luminaires | Standard | FALSE | [9 empty] | 42137 |  |  | NotYetVerified |  | 3 | 739.3333 | 56.8718 | 13 | 20 | 0.9 | 5000 | 83
PKUXQ2ZB | SloanLED | Cold Door 2 | 701906-5WE6F2-701936 (120V Only) | Indoor Luminaires | Case Lighting | Vertical Refrigerated Case Luminaires | Standard | FALSE | [9 empty] | 42137 |  |  | NotYetVerified |  | 3 | 739.3333 | 56.8718 | 13 | 20 | 0.9 | 5000 | 83
P2W5PTNE | SloanLED | Cold Door 2 | 701906-5WE6X2-701936 (120V Only) | Indoor Luminaires | Case Lighting | Vertical Refrigerated Case Luminaires | Standard | FALSE | [9 empty] | 42137 |  |  | NotYetVerified |  | 3 | 739.3333 | 56.8718 | 13 | 20 | 0.9 | 5000 | 83
P26JV2YK | SloanLED | Cold Door 2 | 701906-5WE6F2-701933 (120V Only) | Indoor Luminaires | Case Lighting | Vertical Refrigerated Case Luminaires | Standard | FALSE | [9 empty] | 42137 |  |  | NotYetVerified |  | 3 | 739.3333 | 56.8718 | 13 | 20 | 0.9 | 5000 | 83
PGHPY3TP | SloanLED | Cold Door 2 | 701906-5WE5X2-701936 (120V Only) | Indoor Luminaires | Case Lighting | Vertical Refrigerated Case Luminaires | Standard | FALSE | [9 empty] | 42137 |  |  | NotYetVerified |  | 3 | 591.4667 | 53.7697 | 11 | 20 | 0.9 | 5000 | 83
PBD2UFNH | SloanLED | Cold Door 2 | 701906-5WE5X2-701933 (120V Only) | Indoor Luminaires | Case Lighting | Vertical Refrigerated Case Luminaires | Standard | FALSE | [9 empty] | 42137 |  |  | NotYetVerified |  | 3 | 591.4667 | 53.7697 | 11 | 20 | 0.9 | 5000 | 83
PB27ZM4U | SloanLED | Cold Door 2 | 701906-5WE5F2-701933 (120V Only) | Indoor Luminaires | Case Lighting | Vertical Refrigerated Case Luminaires | Standard | FALSE | [9 empty] | 42137 |  |  | NotYetVerified |  | 3 | 591.4667 | 53.7697 | 11 | 20 | 0.9 | 5000 | 83
P3GD4BFZ | SloanLED | Cold Door 2 | 701906-5WE5F2-701936 (120V Only) | Indoor Luminaires | Case Lighting | Vertical Refrigerated Case Luminaires | Standard | FALSE | [9 empty] | 42137 |  |  | NotYetVerified |  | 3 | 591.4667 | 53.7697 | 11 | 20 | 0.9 | 5000 | 83
PZVPSJ6U | SloanLED | Cold Door 2 | 701906-4WC7F2-701936-[All Options]-[All Options] | Indoor Luminaires | Case Lighting | Vertical Refrigerated Case Luminaires | Standard | FALSE | [9 empty] | 42137 |  |  | NotYetVerified |  | 3 | 1498.75 | 63.995 | 44.859 | 10.3 | 0.9932 | 4000 | 85
PUZ5UT7H | SloanLED | Cold Door 2 | 701906-4WC7F2-701933-[All Options]-[All Options] | Indoor Luminaires | Case Lighting | Vertical Refrigerated Case Luminaires | Standard | FALSE | [9 empty] | 42137 |  |  | NotYetVerified |  | 3 | 1498.75 | 63.995 | 44.859 | 10.3 | 0.9932 | 4000 | 85
PBYV6MUR | SloanLED | Cold Door 2 | 701906-4WC7F2-701895--24W-[All Options]-[All Options] | Indoor Luminaires | Case Lighting | Vertical Refrigerated Case Luminaires | Standard | FALSE | [9 empty] | 42137 |  |  | NotYetVerified |  | 3 | 1199 | 51.196 | 28.07 | 10.3 | 0.9932 | 4000 | 85
P8B2ABA3 | SloanLED | Cold Door 2 | 701906-4WC7X2-701895--24W-[All Options]-[All Options] | Indoor Luminaires | Case Lighting | Vertical Refrigerated Case Luminaires | Standard | FALSE | [9 empty] | 42137 |  |  | NotYetVerified |  | 3 | 1199 | 51.196 | 28.07 | 10.3 | 0.9932 | 4000 | 85
PSPT2EJ5 | SloanLED | Cold Door 2 | 701906-4WC7X2-701933-[All Options]-[All Options] | Indoor Luminaires | Case Lighting | Vertical Refrigerated Case Luminaires | Standard | FALSE | [9 empty] | 42137 |  |  | NotYetVerified |  | 3 | 686 | 63.995 | 44.859 | 10.3 | 0.9932 | 4000 | 85
PM5FM1TY | SloanLED | Cold Door 2 | 701906-4WC7X2-701936-[All Options]-[All Options] | Indoor Luminaires | Case Lighting | Vertical Refrigerated Case Luminaires | Standard | FALSE | [9 empty] | 42137 |  |  | NotYetVerified |  | 3 | 686 | 63.995 | 44.859 | 10.3 | 0.9932 | 4000 | 85
PY2M9HVC | SloanLED | Cold Door 2 | 701906-4WE7F2-701936-[All Options]-[All Options] | Indoor Luminaires | Case Lighting | Vertical Refrigerated Case Luminaires | Standard | FALSE | [9 empty] | 42137 |  |  | NotYetVerified |  | 3 | 548.8 | 51.196 | 17.95 | 10.3 | 0.9932 | 4000 | 85
PPDJRRW3 | SloanLED | Cold Door 2 | 701906-4WE7X2-701936-[All Options]-[All Options] | Indoor Luminaires | Case Lighting | Vertical Refrigerated Case Luminaires | Standard | FALSE | [9 empty] | 42137 |  |  | NotYetVerified |  | 3 | 548.8 | 51.196 | 17.95 | 10.3 | 0.9932 | 4000 | 85
PNUBUSRK | SloanLED | Cold Door 2 | 701906-4WE7X2-701933-[All Options]-[All Options] | Indoor Luminaires | Case Lighting | Vertical Refrigerated Case Luminaires | Standard | FALSE | [9 empty] | 42137 |  |  | NotYetVerified |  | 3 | 548.8 | 51.196 | 17.95 | 10.3 | 0.9932 | 4000 | 85
PHD5A3BT | SloanLED | Cold Door 2 | 701906-4WE7X2-701895--24W-[All Options]-[All Options] | Indoor Luminaires | Case Lighting | Vertical Refrigerated Case Luminaires | Standard | FALSE | [9 empty] | 42137 |  |  | NotYetVerified |  | 3 | 548.8 | 51.196 | 17.95 | 10.3 | 0.9932 | 4000 | 85
PFPFQAYV | SloanLED | Cold Door 2 | 701906-4WE7F2-701933-[All Options]-[All Options] | Indoor Luminaires | Case Lighting | Vertical Refrigerated Case Luminaires | Standard | FALSE | [9 empty] | 42137 |  |  | NotYetVerified |  | 3 | 548.8 | 51.196 | 17.95 | 10.3 | 0.9932 | 4000 | 85
PFAVTFUM | SloanLED | Cold Door 2 | 701906-4WE7F2-701895--24W-[All Options]-[All Options] | Indoor Luminaires | Case Lighting | Vertical Refrigerated Case Luminaires | Standard | FALSE | [9 empty] | 42137 |  |  | NotYetVerified |  | 3 | 548.8 | 51.196 | 17.95 | 10.3 | 0.9932 | 4000 | 85
PDZT51QV | SloanLED | Cold Door 2 | 701906-4WC6F2-701933 (120V Only) | Indoor Luminaires | Case Lighting | Vertical Refrigerated Case Luminaires | Standard | FALSE | [9 empty] | 42137 |  |  | NotYetVerified |  | 3 | 1502.1666 | 60.0867 | 25 | 20 | 0.9 | 4000 | 84
PDA5A8G7 | SloanLED | Cold Door 2 | 701906-4WC6X2-701933 (120V Only) | Indoor Luminaires | Case Lighting | Vertical Refrigerated Case Luminaires | Standard | FALSE | [9 empty] | 42137 |  |  | NotYetVerified |  | 3 | 1502.1666 | 60.0867 | 25 | 20 | 0.9 | 4000 | 84
P8JE1NK5 | SloanLED | Cold Door 2 | 701906-4WC6X2-701936 (120V Only) | Indoor Luminaires | Case Lighting | Vertical Refrigerated Case Luminaires | Standard | FALSE | [9 empty] | 42137 |  |  | NotYetVerified |  | 3 | 1502.1666 | 60.0867 | 25 | 20 | 0.9 | 4000 | 84
P3VQPR85 | SloanLED | Cold Door 2 | 701906-4WC6F2-701936 (120V Only) | Indoor Luminaires | Case Lighting | Vertical Refrigerated Case Luminaires | Standard | FALSE | [9 empty] | 42137 |  |  | NotYetVerified |  | 3 | 1502.1666 | 60.0867 | 25 | 20 | 0.9 | 4000 | 84
PC9QV4GU | SloanLED | Cold Door 2 | 701906-4WC5X2-701936 (120V Only) | Indoor Luminaires | Case Lighting | Vertical Refrigerated Case Luminaires | Standard | FALSE | [9 empty] | 42137 |  |  | NotYetVerified |  | 3 | 1201.7333 | 60.0867 | 20 | 20 | 0.9 | 4000 | 84
P6M4UVFY | SloanLED | Cold Door 2 | 701906-4WC5F2-701933 (120V Only) | Indoor Luminaires | Case Lighting | Vertical Refrigerated Case Luminaires | Standard | FALSE | [9 empty] | 42137 |  |  | NotYetVerified |  | 3 | 1201.7333 | 60.0867 | 20 | 20 | 0.9 | 4000 | 84
P4MU1SEE | SloanLED | Cold Door 2 | 701906-4WC5X2-701933 (120V Only) | Indoor Luminaires | Case Lighting | Vertical Refrigerated Case Luminaires | Standard | FALSE | [9 empty] | 42137 |  |  | NotYetVerified |  | 3 | 1201.7333 | 60.0867 | 20 | 20 | 0.9 | 4000 | 84
P2WMS1BQ | SloanLED | Cold Door 2 | 701906-4WC5F2-701936 (120V Only) | Indoor Luminaires | Case Lighting | Vertical Refrigerated Case Luminaires | Standard | FALSE | [9 empty] | 42137 |  |  | NotYetVerified |  | 3 | 1201.7333 | 60.0867 | 20 | 20 | 0.9 | 4000 | 84
PYHHM38U | SloanLED | Cold Door 2 | 701906-4WC4X2-701933 (120V Only) | Indoor Luminaires | Case Lighting | Vertical Refrigerated Case Luminaires | Standard | FALSE | [9 empty] | 42137 |  |  | NotYetVerified |  | 3 | 901.3 | 60.0867 | 15 | 20 | 0.9 | 4000 | 84
P5DNADEW | SloanLED | Cold Door 2 | 701906-4WC4X2-701936 (120V Only) | Indoor Luminaires | Case Lighting | Vertical Refrigerated Case Luminaires | Standard | FALSE | [9 empty] | 42137 |  |  | NotYetVerified |  | 3 | 901.3 | 60.0867 | 15 | 20 | 0.9 | 4000 | 84
PYHJKMZF | SloanLED | Cold Door 2 | 701906-4WE6F2-701933 (120V Only) | Indoor Luminaires | Case Lighting | Vertical Refrigerated Case Luminaires | Standard | FALSE | [9 empty] | 42137 |  |  | NotYetVerified |  | 3 | 739.3333 | 56.8718 | 13 | 20 | 0.9 | 4000 | 83
PY1MAR51 | SloanLED | Cold Door 2 | 701906-4WE6X2-701936 (120V Only) | Indoor Luminaires | Case Lighting | Vertical Refrigerated Case Luminaires | Standard | FALSE | [9 empty] | 42137 |  |  | NotYetVerified |  | 3 | 739.3333 | 56.8718 | 13 | 20 | 0.9 | 4000 | 83
PMAJXPWW | SloanLED | Cold Door 2 | 701906-4WE6X2-701933 (120V Only) | Indoor Luminaires | Case Lighting | Vertical Refrigerated Case Luminaires | Standard | FALSE | [9 empty] | 42137 |  |  | NotYetVerified |  | 3 | 739.3333 | 56.8718 | 13 | 20 | 0.9 | 4000 | 83
P2YF3862 | SloanLED | Cold Door 2 | 701906-4WE6F2-701936 (120V Only) | Indoor Luminaires | Case Lighting | Vertical Refrigerated Case Luminaires | Standard | FALSE | [9 empty] | 42137 |  |  | NotYetVerified |  | 3 | 739.3333 | 56.8718 | 13 | 20 | 0.9 | 4000 | 83
PY1VZV4J | SloanLED | Cold Door 2 | 701906-4WE5X2-701933 (120V Only) | Indoor Luminaires | Case Lighting | Vertical Refrigerated Case Luminaires | Standard | FALSE | [9 empty] | 42137 |  |  | NotYetVerified |  | 3 | 591.4667 | 53.7697 | 11 | 20 | 0.9 | 4000 | 83
PNBUWZTD | SloanLED | Cold Door 2 | 701906-4WE5X2-701936 (120V Only) | Indoor Luminaires | Case Lighting | Vertical Refrigerated Case Luminaires | Standard | FALSE | [9 empty] | 42137 |  |  | NotYetVerified |  | 3 | 591.4667 | 53.7697 | 11 | 20 | 0.9 | 4000 | 83
PHFZ5XRC | SloanLED | Cold Door 2 | 701906-4WE5F2-701936 (120V Only) | Indoor Luminaires | Case Lighting | Vertical Refrigerated Case Luminaires | Standard | FALSE | [9 empty] | 42137 |  |  | NotYetVerified |  | 3 | 591.4667 | 53.7697 | 11 | 20 | 0.9 | 4000 | 83
P9GXWW6T | SloanLED | Cold Door 2 | 701906-4WE5F2-701933 (120V Only) | Indoor Luminaires | Case Lighting | Vertical Refrigerated Case Luminaires | Standard | FALSE | [9 empty] | 42137 |  |  | NotYetVerified |  | 3 | 591.4667 | 53.7697 | 11 | 20 | 0.9 | 4000 | 83
PFEYJK7J | SloanLED | Cold Door 2 | 701906-4WE4X2-701933 (120V Only) | Indoor Luminaires | Case Lighting | Vertical Refrigerated Case Luminaires | Standard | FALSE | [9 empty] | 42137 |  |  | NotYetVerified |  | 3 | 443.6 | 49.2889 | 9 | 20 | 0.9 | 4000 | 83
PE2VQZZ8 | SloanLED | Cold Door 2 | 701906-4WE4X2-701936 (120V Only) | Indoor Luminaires | Case Lighting | Vertical Refrigerated Case Luminaires | Standard | FALSE | [9 empty] | 42137 |  |  | NotYetVerified |  | 3 | 443.6 | 49.2889 | 9 | 20 | 0.9 | 4000 | 83
PVH59NQM | SloanLED | Cold Door 2 | 701906-3WC6F2-701933 (120V Only) | Indoor Luminaires | Case Lighting | Vertical Refrigerated Case Luminaires | Standard | FALSE | [9 empty] | 42137 |  |  | NotYetVerified |  | 3 | 1502.1666 | 60.0867 | 25 | 20 | 0.9 | 3551 | 84
PU26BTM1 | SloanLED | Cold Door 2 | 701906-3WC6F2-701936 (120V Only) | Indoor Luminaires | Case Lighting | Vertical Refrigerated Case Luminaires | Standard | FALSE | [9 empty] | 42137 |  |  | NotYetVerified |  | 3 | 1502.1666 | 60.0867 | 25 | 20 | 0.9 | 3551 | 84
PDDZRBS4 | SloanLED | Cold Door 2 | 701906-3WC6X2-701933 (120V Only) | Indoor Luminaires | Case Lighting | Vertical Refrigerated Case Luminaires | Standard | FALSE | [9 empty] | 42137 |  |  | NotYetVerified |  | 3 | 1502.1666 | 60.0867 | 25 | 20 | 0.9 | 3551 | 84
P8QRYHG4 | SloanLED | Cold Door 2 | 701906-3WC6X2-701936 (120V Only) | Indoor Luminaires | Case Lighting | Vertical Refrigerated Case Luminaires | Standard | FALSE | [9 empty] | 42137 |  |  | NotYetVerified |  | 3 | 1502.1666 | 60.0867 | 25 | 20 | 0.9 | 3551 | 84
PDACX8MD | SloanLED | Cold Door 2 | 701906-3WC5X2-701936 (120V Only) | Indoor Luminaires | Case Lighting | Vertical Refrigerated Case Luminaires | Standard | FALSE | [9 empty] | 42137 |  |  | NotYetVerified |  | 3 | 1201.7333 | 60.0867 | 20 | 20 | 0.9 | 3551 | 84
PBY9JQPV | SloanLED | Cold Door 2 | 701906-3WC5F2-701936 (120V Only) | Indoor Luminaires | Case Lighting | Vertical Refrigerated Case Luminaires | Standard | FALSE | [9 empty] | 42137 |  |  | NotYetVerified |  | 3 | 1201.7333 | 60.0867 | 20 | 20 | 0.9 | 3551 | 84
PQVYN2CU | SloanLED | Cold Door 2 | 701906-3WE6F2-701936 (120V Only) | Indoor Luminaires | Case Lighting | Vertical Refrigerated Case Luminaires | Standard | FALSE | [9 empty] | 42137 |  |  | NotYetVerified |  | 3 | 739.3333 | 56.8718 | 13 | 20 | 0.9 | 3286 | 83
P8YAJAZQ | SloanLED | Cold Door 2 | 701906-3WE6X2-701933 (120V Only) | Indoor Luminaires | Case Lighting | Vertical Refrigerated Case Luminaires | Standard | FALSE | [9 empty] | 42137 |  |  | NotYetVerified |  | 3 | 739.3333 | 56.8718 | 13 | 20 | 0.9 | 3286 | 83
P522JU9W | SloanLED | Cold Door 2 | 701906-3WE6F2-701933 (120V Only) | Indoor Luminaires | Case Lighting | Vertical Refrigerated Case Luminaires | Standard | FALSE | [9 empty] | 42137 |  |  | NotYetVerified |  | 3 | 739.3333 | 56.8718 | 13 | 20 | 0.9 | 3286 | 83
P4Q2YNPE | SloanLED | Cold Door 2 | 701906-3WE6X2-701936 (120V Only) | Indoor Luminaires | Case Lighting | Vertical Refrigerated Case Luminaires | Standard | FALSE | [9 empty] | 42137 |  |  | NotYetVerified |  | 3 | 739.3333 | 56.8718 | 13 | 20 | 0.9 | 3286 | 83
PUJ1PFC6 | SloanLED | Cold Door 2 | 701906-3WE5X2-701933 (120V Only) | Indoor Luminaires | Case Lighting | Vertical Refrigerated Case Luminaires | Standard | FALSE | [9 empty] | 42137 |  |  | NotYetVerified |  | 3 | 591.4667 | 53.7697 | 11 | 20 | 0.9 | 3286 | 83
PC2XZYH1 | SloanLED | Cold Door 2 | 701906-3WE5F2-701936 (120V Only) | Indoor Luminaires | Case Lighting | Vertical Refrigerated Case Luminaires | Standard | FALSE | [9 empty] | 42137 |  |  | NotYetVerified |  | 3 | 591.4667 | 53.7697 | 11 | 20 | 0.9 | 3286 | 83
P8N8JMHW | SloanLED | Cold Door 2 | 701906-3WE5X2-701936 (120V Only) | Indoor Luminaires | Case Lighting | Vertical Refrigerated Case Luminaires | Standard | FALSE | [9 empty] | 42137 |  |  | NotYetVerified |  | 3 | 591.4667 | 53.7697 | 11 | 20 | 0.9 | 3286 | 83
P4CDGHNK | Aleddra Inc. | Aleddra | LLT-4-FR-D-22W-30K | Indoor Luminaires | Case Lighting | Vertical Refrigerated Case Luminaires | Standard | TRUE | 1575.5 | 76.5 | 20.6 | 16.1 | 0.896 | 2710 | 82 | 5 | 50000 | 42114 |  |  | NotYetVerified |  | 3 | 1575.5 | 76.5 | 20.6 |  |  | 3000 | 82
P2P92R7Z | Aleddra Inc. | Aleddra | LLT-5-FR-D-22W-30K | Indoor Luminaires | Case Lighting | Vertical Refrigerated Case Luminaires | Standard | TRUE | 1740.9 | 86.2 | 20.2 | 16.3 | 0.89 | 2895 | 82 | 5 | 50000 | 42114 |  |  | NotYetVerified |  | 3 | 1740 | 86 | 20 | 20 | 0.9 | 3000 | 82
PZB315FS | Aleddra Inc. | Aleddra | LLT-4-FR-D-22W-50K | Indoor Luminaires | Case Lighting | Vertical Refrigerated Case Luminaires | Standard | FALSE | [9 empty] | 42114 | Not Yet Verified | Not Yet Verified | NotYetVerified |  | 3 | 1740.9 | 86 | 20.2 | 13.61 | 0.9865 | 5000 | 82
PUHMKZP5 | Aleddra Inc. | Aleddra | LLT-5-FR-D-22W-50K | Indoor Luminaires | Case Lighting | Vertical Refrigerated Case Luminaires | Standard | FALSE | [9 empty] | 42114 | Not Yet Verified | Not Yet Verified | NotYetVerified |  | 3 | 1740.9 | 86 | 20.2 | 13.61 | 0.9865 | 5000 | 82
PGYP9JCT | Aleddra Inc. | Aleddra | LLT-4-FR-C-22W-50K | Indoor Luminaires | Case Lighting | Vertical Refrigerated Case Luminaires | Standard | FALSE | [9 empty] | 42114 | Not Yet Verified | Not Yet Verified | NotYetVerified |  | 3 | 1740.9 | 86 | 20.2 | 13.61 | 0.9865 | 5000 | 82
P9NB6QUW | Aleddra Inc. | Aleddra | LLT-6-FR-C-30W-50K | Indoor Luminaires | Case Lighting | Vertical Refrigerated Case Luminaires | Standard | FALSE | [9 empty] | 42114 | Not Yet Verified | Not Yet Verified | NotYetVerified |  | 3 | 1740.9 | 86 | 20.2 | 13.61 | 0.9865 | 5000 | 82
P89Z5HNR | Aleddra Inc. | Aleddra | LLT-5-FR-C-22W-50K | Indoor Luminaires | Case Lighting | Vertical Refrigerated Case Luminaires | Standard | FALSE | [9 empty] | 42114 | Not Yet Verified | Not Yet Verified | NotYetVerified |  | 3 | 1740.9 | 86 | 20.2 | 13.61 | 0.9865 | 5000 | 82
P5U1MBQM | Aleddra Inc. | Aleddra | LLT-6-FR-D-30W-50K | Indoor Luminaires | Case Lighting | Vertical Refrigerated Case Luminaires | Standard | FALSE | [9 empty] | 42114 | Not Yet Verified | Not Yet Verified | NotYetVerified |  | 3 | 1740.9 | 86 | 20.2 | 13.61 | 0.9865 | 5000 | 82
PRYGACUK | Aleddra Inc. | Aleddra | LLT-4-FR-C-22W-45K | Indoor Luminaires | Case Lighting | Vertical Refrigerated Case Luminaires | Standard | FALSE | [9 empty] | 42114 | Not Yet Verified | Not Yet Verified | NotYetVerified |  | 3 | 1740.9 | 86 | 20.2 | 13.61 | 0.9865 | 4500 | 82
PQR7EXY4 | Aleddra Inc. | Aleddra | LLT-6-FR-C-30W-45K | Indoor Luminaires | Case Lighting | Vertical Refrigerated Case Luminaires | Standard | FALSE | [9 empty] | 42114 | Not Yet Verified | Not Yet Verified | NotYetVerified |  | 3 | 1740.9 | 86 | 20.2 | 13.61 | 0.9865 | 4500 | 82
PPXRAHJ1 | Aleddra Inc. | Aleddra | LLT-4-FR-D-22W-45K | Indoor Luminaires | Case Lighting | Vertical Refrigerated Case Luminaires | Standard | FALSE | [9 empty] | 42114 | Not Yet Verified | Not Yet Verified | NotYetVerified |  | 3 | 1740.9 | 86 | 20.2 | 13.61 | 0.9865 | 4500 | 82
PAV2Y8MZ | Aleddra Inc. | Aleddra | LLT-5-FR-D-22W-45K | Indoor Luminaires | Case Lighting | Vertical Refrigerated Case Luminaires | Standard | FALSE | [9 empty] | 42114 | Not Yet Verified | Not Yet Verified | NotYetVerified |  | 3 | 1740.9 | 86 | 20.2 | 13.61 | 0.9865 | 4500 | 82
P9BNFKHG | Aleddra Inc. | Aleddra | LLT-6-FR-D-30W-45K | Indoor Luminaires | Case Lighting | Vertical Refrigerated Case Luminaires | Standard | FALSE | [9 empty] | 42114 | Not Yet Verified | Not Yet Verified | NotYetVerified |  | 3 | 1740.9 | 86 | 20.2 | 13.61 | 0.9865 | 4500 | 82
P4HDSW9K | Aleddra Inc. | Aleddra | LLT-5-FR-C-22W-45K | Indoor Luminaires | Case Lighting | Vertical Refrigerated Case Luminaires | Standard | FALSE | [9 empty] | 42114 | Not Yet Verified | Not Yet Verified | NotYetVerified |  | 3 | 1740.9 | 86 | 20.2 | 13.61 | 0.9865 | 4500 | 82
PYBYYAU1 | Aleddra Inc. | Aleddra | LLT-5-FR-C-22W-40K | Indoor Luminaires | Case Lighting | Vertical Refrigerated Case Luminaires | Standard | FALSE | [9 empty] | 42114 | Not Yet Verified | Not Yet Verified | NotYetVerified |  | 3 | 1740.9 | 86 | 20.2 | 13.61 | 0.9865 | 4000 | 82
PSU83R9F | Aleddra Inc. | Aleddra | LLT-4-FR-D-22W-40K | Indoor Luminaires | Case Lighting | Vertical Refrigerated Case Luminaires | Standard | FALSE | [9 empty] | 42114 | Not Yet Verified | Not Yet Verified | NotYetVerified |  | 3 | 1740.9 | 86 | 20.2 | 13.61 | 0.9865 | 4000 | 82
PKBFPH8N | Aleddra Inc. | Aleddra | LLT-6-FR-C-30W-40K | Indoor Luminaires | Case Lighting | Vertical Refrigerated Case Luminaires | Standard | FALSE | [9 empty] | 42114 | Not Yet Verified | Not Yet Verified | NotYetVerified |  | 3 | 1740.9 | 86 | 20.2 | 13.61 | 0.9865 | 4000 | 82
PFYXZ5DS | Aleddra Inc. | Aleddra | LLT-6-FR-D-30W-40K | Indoor Luminaires | Case Lighting | Vertical Refrigerated Case Luminaires | Standard | FALSE | [9 empty] | 42114 | Not Yet Verified | Not Yet Verified | NotYetVerified |  | 3 | 1740.9 | 86 | 20.2 | 13.61 | 0.9865 | 4000 | 82
P3DC8UQR | Aleddra Inc. | Aleddra | LLT-4-FR-C-22W-40K | Indoor Luminaires | Case Lighting | Vertical Refrigerated Case Luminaires | Standard | FALSE | [9 empty] | 42114 | Not Yet Verified | Not Yet Verified | NotYetVerified |  | 3 | 1740.9 | 86 | 20.2 | 13.61 | 0.9865 | 4000 | 82
P2UWY7ZQ | Aleddra Inc. | Aleddra | LLT-5-FR-D-22W-40K | Indoor Luminaires | Case Lighting | Vertical Refrigerated Case Luminaires | Standard | FALSE | [9 empty] | 42114 | Not Yet Verified | Not Yet Verified | NotYetVerified |  | 3 | 1740.9 | 86 | 20.2 | 13.61 | 0.9865 | 4000 | 82
PZTCP746 | Aleddra Inc. | Aleddra | LLT-6-FR-D-30W-35K | Indoor Luminaires | Case Lighting | Vertical Refrigerated Case Luminaires | Standard | FALSE | [9 empty] | 42114 | Not Yet Verified | Not Yet Verified | NotYetVerified |  | 3 | 1740.9 | 86 | 20.2 | 13.61 | 0.9865 | 3500 | 82
PZBDZFP2 | Aleddra Inc. | Aleddra | LLT-6-FR-C-30W-35K | Indoor Luminaires | Case Lighting | Vertical Refrigerated Case Luminaires | Standard | FALSE | [9 empty] | 42114 | Not Yet Verified | Not Yet Verified | NotYetVerified |  | 3 | 1740.9 | 86 | 20.2 | 13.61 | 0.9865 | 3500 | 82
PGQA3HKS | Aleddra Inc. | Aleddra | LLT-4-FR-C-22W-35K | Indoor Luminaires | Case Lighting | Vertical Refrigerated Case Luminaires | Standard | FALSE | [9 empty] | 42114 | Not Yet Verified | Not Yet Verified | NotYetVerified |  | 3 | 1740.9 | 86 | 20.2 | 13.61 | 0.9865 | 3500 | 82
PE5HVVP5 | Aleddra Inc. | Aleddra | LLT-5-FR-C-22W-35K | Indoor Luminaires | Case Lighting | Vertical Refrigerated Case Luminaires | Standard | FALSE | [9 empty] | 42114 | Not Yet Verified | Not Yet Verified | NotYetVerified |  | 3 | 1740.9 | 86 | 20.2 | 13.61 | 0.9865 | 3500 | 82
P9JSD4RU | Aleddra Inc. | Aleddra | LLT-4-FR-D-22W-35K | Indoor Luminaires | Case Lighting | Vertical Refrigerated Case Luminaires | Standard | FALSE | [9 empty] | 42114 | Not Yet Verified | Not Yet Verified | NotYetVerified |  | 3 | 1740.9 | 86 | 20.2 | 13.61 | 0.9865 | 3500 | 82
P5FM9VXH | Aleddra Inc. | Aleddra | LLT-5-FR-D-22W-35K | Indoor Luminaires | Case Lighting | Vertical Refrigerated Case Luminaires | Standard | FALSE | [9 empty] | 42114 | Not Yet Verified | Not Yet Verified | NotYetVerified |  | 3 | 1740.9 | 86 | 20.2 | 13.61 | 0.9865 | 3500 | 82
PV5UVY6D | Aleddra Inc. | Aleddra | LLT-6-FR-C-30W-30K | Indoor Luminaires | Case Lighting | Vertical Refrigerated Case Luminaires | Standard | FALSE | [9 empty] | 42114 | Not Yet Verified | Not Yet Verified | NotYetVerified |  | 3 | 1740.9 | 86 | 20.2 | 13.61 | 0.9865 | 3000 | 82
PMR4DQ65 | Aleddra Inc. | Aleddra | LLT-6-FR-D-30W-30K | Indoor Luminaires | Case Lighting | Vertical Refrigerated Case Luminaires | Standard | FALSE | [9 empty] | 42114 | Not Yet Verified | Not Yet Verified | NotYetVerified |  | 3 | 1740.9 | 86 | 20.2 | 13.61 | 0.9865 | 3000 | 82
PMGE53JT | Aleddra Inc. | Aleddra | LLT-5-FR-C-22W-30K | Indoor Luminaires | Case Lighting | Vertical Refrigerated Case Luminaires | Standard | FALSE | [9 empty] | 42114 | Not Yet Verified | Not Yet Verified | NotYetVerified |  | 3 | 1740.9 | 86 | 20.2 | 13.61 | 0.9865 | 3000 | 82
P9CFAVBR | Aleddra Inc. | Aleddra | LLT-4-FR-C-22W-30K | Indoor Luminaires | Case Lighting | Vertical Refrigerated Case Luminaires | Standard | FALSE | [9 empty] | 42114 | Not Yet Verified | Not Yet Verified | NotYetVerified |  | 3 | 1740.9 | 86 | 20.2 | 13.61 | 0.9865 | 3000 | 82
PKBCPPCY | Kadium Lighting Inc | Kadium Lighting | KL-T8-1200-R-C30K | Indoor Luminaires | Case Lighting | Vertical Refrigerated Case Luminaires | Standard | TRUE | 1973.1 | 112.62 | 17.52 | 10.12 | 0.992 | 3006 | 84 | 5 |  | 42083 |  |  | NotYetVerified |  | 3 | [5 empty] | 3000
PK8XFJK5 | Kadium Lighting Inc | Kadium Lighting | KL-T8-1500-R-F30K | Indoor Luminaires | Case Lighting | Vertical Refrigerated Case Luminaires | Standard | TRUE | 1636.7 | 75.01 | 21.82 | 13.9 | 0.9392 | 2898 | 83.6 | 5 | 50000 | 42083 |  |  | NotYetVerified |  | 3 | 1600 | 75 | 22 |  | 0.9 | 3000 | 80
PBPKU97V | Kadium Lighting Inc | Kadium Lighting | KL-T8-1200-R-C50K | Indoor Luminaires | Case Lighting | Vertical Refrigerated Case Luminaires | Standard | FALSE | [9 empty] | 42083 |  |  | NotYetVerified |  | 3 | 2566 | 126.41 | 17.91 | 9.89 | 0.9187 | 5000 | 85.4
PY8Q75MC | Kadium Lighting Inc | Kadium Lighting | KL-T8-1800-R-C50K | Indoor Luminaires | Case Lighting | Vertical Refrigerated Case Luminaires | Standard | FALSE | [9 empty] | 42083 |  |  | NotYetVerified |  | 3 | 3200 | 120 | 26 |  | 0.9 | 5000 | 80
PUGQ8XYM | Kadium Lighting Inc | Kadium Lighting | KL-T8-1500-R-C50K | Indoor Luminaires | Case Lighting | Vertical Refrigerated Case Luminaires | Standard | FALSE | [9 empty] | 42083 |  |  | NotYetVerified |  | 3 | 2400 | 100 | 22 |  | 0.9 | 5000 | 80
PDGZ61DJ | Kadium Lighting Inc | Kadium Lighting | KL-T8-1800-R-C45K | Indoor Luminaires | Case Lighting | Vertical Refrigerated Case Luminaires | Standard | FALSE | [9 empty] | 42083 |  |  | NotYetVerified |  | 3 | 3200 | 120 | 26 |  | 0.9 | 4500 | 80
PPRQ493E | Kadium Lighting Inc | Kadium Lighting | KL-T8-1500-R-C45K | Indoor Luminaires | Case Lighting | Vertical Refrigerated Case Luminaires | Standard | FALSE | [9 empty] | 42083 |  |  | NotYetVerified |  | 3 | 2400 | 100 | 22 |  | 0.9 | 4500 | 80
PX497JD9 | Kadium Lighting Inc | Kadium Lighting | KL-T8-1200-R-C40K | Indoor Luminaires | Case Lighting | Vertical Refrigerated Case Luminaires | Standard | FALSE | [9 empty] | 42083 |  |  | NotYetVerified |  | 3 | 1973.1 | 112.62 | 17.52 | 10.12 | 0.922 | 4000 | 84
PDXX9UC5 | Kadium Lighting Inc | Kadium Lighting | KL-T8-1200-R-C45K | Indoor Luminaires | Case Lighting | Vertical Refrigerated Case Luminaires | Standard | FALSE | [9 empty] | 42083 |  |  | NotYetVerified |  | 3 | 1973.1 | 112.62 | 17.52 | 10.12 | 0.922 | 4000 | 84
PDWRDATY | Kadium Lighting Inc | Kadium Lighting | KL-T8-1800-R-C40K | Indoor Luminaires | Case Lighting | Vertical Refrigerated Case Luminaires | Standard | FALSE | [9 empty] | 42083 |  |  | NotYetVerified |  | 3 | 3200 | 120 | 26 |  | 0.9 | 4000 | 80
PVXWVFFG | Kadium Lighting Inc | Kadium Lighting | KL-T8-1500-R-C40K | Indoor Luminaires | Case Lighting | Vertical Refrigerated Case Luminaires | Standard | FALSE | [9 empty] | 42083 |  |  | NotYetVerified |  | 3 | 2400 | 100 | 22 |  | 0.9 | 4000 | 80
PG8T87UJ | Kadium Lighting Inc | Kadium Lighting | KL-T8-1200-R-C35K | Indoor Luminaires | Case Lighting | Vertical Refrigerated Case Luminaires | Standard | FALSE | [9 empty] | 42083 |  |  | NotYetVerified |  | 3 | 1973.1 | 112.63 | 17.52 | 10.12 | 0.992 | 3500 | 84
P1Z831P6 | Kadium Lighting Inc | Kadium Lighting | KL-T8-1800-R-C35K | Indoor Luminaires | Case Lighting | Vertical Refrigerated Case Luminaires | Standard | FALSE | [9 empty] | 42083 |  |  | NotYetVerified |  | 3 | 3200 | 120 | 26 |  | 0.9 | 3500 | 80
PHKXXTQR | Kadium Lighting Inc | Kadium Lighting | KL-T8-1500-R-C35K | Indoor Luminaires | Case Lighting | Vertical Refrigerated Case Luminaires | Standard | FALSE | [9 empty] | 42083 |  |  | NotYetVerified |  | 3 | 2400 | 100 | 22 |  | 0.9 | 3500 | 80
PM9MBYQS | Kadium Lighting Inc | Kadium Lighting | KL-T8-1800-R-C30K | Indoor Luminaires | Case Lighting | Vertical Refrigerated Case Luminaires | Standard | FALSE | [9 empty] | 42083 |  |  | NotYetVerified |  | 3 | 3200 | 120 | 26 |  | 0.9 | 3000 | 80
PKUAKC4Y | Kadium Lighting Inc | Kadium Lighting | KL-T8-1500-R-C30K | Indoor Luminaires | Case Lighting | Vertical Refrigerated Case Luminaires | Standard | FALSE | [9 empty] | 42083 |  |  | NotYetVerified |  | 3 | 2400 | 100 | 22 |  | 0.9 | 3000 | 80
PNV2URET | Nulite Lighting | Nulite Lighting INT LED | INT-2-25L40-UNV-DIM-X | Indoor Luminaires | Case Lighting | Horizontal Refrigerated Case Luminaires | Standard | TRUE | 2570 | 94.14 | 25.8 | 10 | 0.939 | 4005 | 83 | 5 | 50000 | 42076 |  |  | NotYetVerified |  | 3 | 2490 | 95.0382 | 26.2 |  |  | 5000
PXXSSHD9 | LucidLED | LucidLED | 4COOLJA22W-30KFR | Indoor Luminaires | Case Lighting | Vertical Refrigerated Case Luminaires | Standard | TRUE | 1575.5 | 76.5 | 20.6 | 16.1 | 0.896 | 2710 | 82 | 5 | 50000 | 42066 |  |  | NotYetVerified |  | 3 | 1575.5 | 76.5 | 20.6 |  |  | 3000 | 82
PG33F9GC | LucidLED | LucidLED | 5COOLJA22W-30KFR | Indoor Luminaires | Case Lighting | Vertical Refrigerated Case Luminaires | Standard | TRUE | 1740.9 | 86.2 | 20.2 | 16.3 | 0.89 | 2895 | 82 | 5 | 50000 | 42066 |  |  | NotYetVerified |  | 3 | 1740 | 86 | 20 | 20 | 0.9 | 3000 | 82
PYNBQBW3 | LucidLED | LucidLED | 5COOLJA22W-40KCL | Indoor Luminaires | Case Lighting | Vertical Refrigerated Case Luminaires | Standard | FALSE | [9 empty] | 42066 |  |  | NotYetVerified |  | 3 | 1740.9 | 86 | 20.2 | 13.61 | 0.9865 | 2895 | 82
PYATXRTS | LucidLED | LucidLED | 4COOLJA22W-50KCL | Indoor Luminaires | Case Lighting | Vertical Refrigerated Case Luminaires | Standard | FALSE | [9 empty] | 42066 |  |  | NotYetVerified |  | 3 | 1740.9 | 86 | 20.2 | 13.61 | 0.9865 | 2895 | 82
PVUQF5K7 | LucidLED | LucidLED | 5COOLJA22W-30KCL | Indoor Luminaires | Case Lighting | Vertical Refrigerated Case Luminaires | Standard | FALSE | [9 empty] | 42066 |  |  | NotYetVerified |  | 3 | 1740.9 | 86 | 20.2 | 13.61 | 0.9865 | 2895 | 82
PUHJBQ1C | LucidLED | LucidLED | 6COOLJA30W-50KCL | Indoor Luminaires | Case Lighting | Vertical Refrigerated Case Luminaires | Standard | FALSE | [9 empty] | 42066 |  |  | NotYetVerified |  | 3 | 1740.9 | 86 | 20.2 | 13.61 | 0.9865 | 2895 | 82
PRAGT68Y | LucidLED | LucidLED | 4COOLJA22W-30KCL | Indoor Luminaires | Case Lighting | Vertical Refrigerated Case Luminaires | Standard | FALSE | [9 empty] | 42066 |  |  | NotYetVerified |  | 3 | 1740.9 | 86 | 20.2 | 13.61 | 0.9865 | 2895 | 82
PR5S2GTB | LucidLED | LucidLED | 5COOLJA22W-50KCL | Indoor Luminaires | Case Lighting | Vertical Refrigerated Case Luminaires | Standard | FALSE | [9 empty] | 42066 |  |  | NotYetVerified |  | 3 | 1740.9 | 86 | 20.2 | 13.61 | 0.9865 | 2895 | 82
PG4UCSZG | LucidLED | LucidLED | 5COOLJA22W-35KCL | Indoor Luminaires | Case Lighting | Vertical Refrigerated Case Luminaires | Standard | FALSE | [9 empty] | 42066 |  |  | NotYetVerified |  | 3 | 1740.9 | 86 | 20.2 | 13.61 | 0.9865 | 2895 | 82
PE8FXAK8 | LucidLED | LucidLED | 4COOLJA22W-40KCL | Indoor Luminaires | Case Lighting | Vertical Refrigerated Case Luminaires | Standard | FALSE | [9 empty] | 42066 |  |  | NotYetVerified |  | 3 | 1740.9 | 86 | 20.2 | 13.61 | 0.9865 | 2895 | 82
PCR5F6NH | LucidLED | LucidLED | 4COOLJA22W-45KCL | Indoor Luminaires | Case Lighting | Vertical Refrigerated Case Luminaires | Standard | FALSE | [9 empty] | 42066 |  |  | NotYetVerified |  | 3 | 1740.9 | 86 | 20.2 | 13.61 | 0.9865 | 2895 | 82
PAW2M572 | LucidLED | LucidLED | 5COOLJA22W-45KCL | Indoor Luminaires | Case Lighting | Vertical Refrigerated Case Luminaires | Standard | FALSE | [9 empty] | 42066 |  |  | NotYetVerified |  | 3 | 1740.9 | 86 | 20.2 | 13.61 | 0.9865 | 2895 | 82
P8Y49NF2 | LucidLED | LucidLED | 6COOLJA30W-40KCL | Indoor Luminaires | Case Lighting | Vertical Refrigerated Case Luminaires | Standard | FALSE | [9 empty] | 42066 |  |  | NotYetVerified |  | 3 | 1740.9 | 86 | 20.2 | 13.61 | 0.9865 | 2895 | 82
P8HGFMRJ | LucidLED | LucidLED | 4COOLJA22W-35KCL | Indoor Luminaires | Case Lighting | Vertical Refrigerated Case Luminaires | Standard | FALSE | [9 empty] | 42066 |  |  | NotYetVerified |  | 3 | 1740.9 | 86 | 20.2 | 13.61 | 0.9865 | 2895 | 82
P8BKJFFR | LucidLED | LucidLED | 6COOLJA30W-45KCL | Indoor Luminaires | Case Lighting | Vertical Refrigerated Case Luminaires | Standard | FALSE | [9 empty] | 42066 |  |  | NotYetVerified |  | 3 | 1740.9 | 86 | 20.2 | 13.61 | 0.9865 | 2895 | 82
P7E1EMB4 | LucidLED | LucidLED | 6COOLJA30W-30KCL | Indoor Luminaires | Case Lighting | Vertical Refrigerated Case Luminaires | Standard | FALSE | [9 empty] | 42066 |  |  | NotYetVerified |  | 3 | 1740.9 | 86 | 20.2 | 13.61 | 0.9865 | 2895 | 82
P37JVBGV | LucidLED | LucidLED | 6COOLJA30W-35KCL | Indoor Luminaires | Case Lighting | Vertical Refrigerated Case Luminaires | Standard | FALSE | [9 empty] | 42066 |  |  | NotYetVerified |  | 3 | 1740.9 | 86 | 20.2 | 13.61 | 0.9865 | 2895 | 82
PW4RTDRV | 01 James Industry Group (DongGuan) Co.Ltd | 01 James Industry | ZY-23W1800 LED VERTICAL REFRIGERATOR LIGHT (FROSTED COVER)(3000K) | Indoor Luminaires | Case Lighting | Vertical Refrigerated Case Luminaires | Standard | TRUE | 1938.4 | 87.16 | 22.24 | 14.98 | 0.9283 | 2913 | 81.4 | 5 | 50000 | 42047 |  |  | NotYetVerified |  | 3 | 1938 | 87 | 22 |  | 0.9 | 3000 | 80
PUFGG1QS | 01 James Industry Group (DongGuan) Co.Ltd | 01 James Industry | ZY-15W1200 LED VERTICAL REFRIGERATOR LIGHT (CLEAR COVER)(3000K) | Indoor Luminaires | Case Lighting | Vertical Refrigerated Case Luminaires | Standard | TRUE | 1784.5 | 125.13 | 14.26 | 11.87 | 0.9171 | 2857 | 80.9 | 5 | 50000 | 42047 |  |  | NotYetVerified |  | 3 | 1784.5 | 125 | 15 |  | 0.9 | 3000 | 80
PNSYDW1H | 01 James Industry Group (DongGuan) Co.Ltd | 01 James Industry | ZY-20W1500 LED VERTICAL REFRIGERATOR LIGHT (3000K FROSTED lens) | Indoor Luminaires | Case Lighting | Vertical Refrigerated Case Luminaires | Standard | TRUE | 1698.5 | 95.85 | 17.72 | 14.67 | 0.9168 | 2900 | 81.5 | 5 | 50000 | 42047 |  |  | NotYetVerified |  | 3 | 1698.5 | 95.85 | 17.72 |  |  | 3000 | 80
P1DDU1R6 | 01 James Industry Group (DongGuan) Co.Ltd | 01 James Industry | ZY-15W1200 LED VERTICAL REFRIGERATOR LIGHT (FROSTED COVER)(3000K) | Indoor Luminaires | Case Lighting | Vertical Refrigerated Case Luminaires | Standard | TRUE | 822.09 | 57.66 | 14.26 | 15.38 | 0.9156 | 2849 | 80.9 | 5 | 50000 | 42047 |  |  | NotYetVerified |  | 3 | 900 | 60 | 15 |  | 0.9 | 3000 | 80
PK1KM86B | 01 James Industry Group (DongGuan) Co.Ltd | 01 James Industry | ZY-23W1800 LED VERTICAL REFRIGERATOR LIGHT (CLEAR COVER)(3000K) | Indoor Luminaires | Case Lighting | Vertical Refrigerated Case Luminaires | Standard | TRUE | 2652.2 | 116.17 | 22.83 | 13.85 | 0.9144 | 2857 | 80.9 | 5 | 50000 | 42047 |  |  | NotYetVerified |  | 3 | 2552 | 116 | 22 |  | 0.9 | 3000 | 80
PT4DF1NM | 01 James Industry Group (DongGuan) Co.Ltd | 01 James Industry | ZY-18W1200 LED VERTICAL REFRIGERATOR LIGHT (CLEAR COVER)(3000K) | Indoor Luminaires | Case Lighting | Vertical Refrigerated Case Luminaires | Standard | TRUE | 1879.9 | 111.57 | 16.84 | 11.24 | 0.909 | 2998 | 82.3 | 5 | 50000 | 42047 |  |  | NotYetVerified |  | 3 | 1980 | 110 | 18 |  | 0.9 | 3000 | 80
PX54PWUV | 01 James Industry Group (DongGuan) Co.Ltd | 01 James Industry | ZY-18W1200 LED VERTICAL REFRIGERATOR LIGHT (FROSTED COVER)(3000K) | Indoor Luminaires | Case Lighting | Vertical Refrigerated Case Luminaires | Standard | TRUE | 1132.6 | 66.19 | 17.11 | 11.24 | 0.909 | 2997 | 82.4 | 5 | 50000 | 42047 |  |  | NotYetVerified |  | 3 | 1188 | 66 | 18 |  | 0.9 | 3000 | 80
PQU75FZK | 01 James Industry Group (DongGuan) Co.Ltd | 01 James Industry | ZY-20W1500 LED VERTICAL REFRIGERATOR LIGHT (3000K CLEAR lens) | Indoor Luminaires | Case Lighting | Vertical Refrigerated Case Luminaires | Standard | TRUE | 2050.1 | 115.56 | 17.74 | 16.98 | 0.9056 | 2910 | 81.5 | 5 | 50000 | 42047 |  |  | NotYetVerified |  | 3 | 2050.1 | 115.56 | 17.74 |  |  | 3000 | 80
PJZJE8P4 | 01 James Industry Group (DongGuan) Co.Ltd | 01 James Industry | ZY-12W900 LED VERTICAL REFRIGERATOR LIGHT (CLEAR COVER)(3000K) | Indoor Luminaires | Case Lighting | Vertical Refrigerated Case Luminaires | Standard | TRUE | 1368.4 | 127.79 | 10.71 | 13.24 | 0.9048 | 2901 | 81.4 | 5 | 50000 | 42047 |  |  | NotYetVerified |  | 3 | 1368 | 128 | 10.7 |  | 0.9 | 3000 | 80
PJMS9CTX | 01 James Industry Group (DongGuan) Co.Ltd | 01 James Industry | ZY-23W1800 LED VERTICAL REFRIGERATOR LIGHT (CLEAR COVER)(5000K) | Indoor Luminaires | Case Lighting | Vertical Refrigerated Case Luminaires | Standard | FALSE | [9 empty] | 42047 | Not Dimmable | Not Dimmable | NotYetVerified |  | 3 | 2552 | 116 | 22 |  | 0.9 | 5000 | 80
PB8YVUU9 | 01 James Industry Group (DongGuan) Co.Ltd | 01 James Industry | ZY-20W1500 LED VERTICAL REFRIGERATOR LIGHT (5000K CLEAR lens) | Indoor Luminaires | Case Lighting | Vertical Refrigerated Case Luminaires | Standard | FALSE | [9 empty] | 42047 | Not Dimmable | Not Dimmable | NotYetVerified |  | 3 | 2050.1 | 115.56 | 17.74 |  |  | 5000 | 80
PDJEQ62U | 01 James Industry Group (DongGuan) Co.Ltd | 01 James Industry | ZY-18W1200 LED VERTICAL REFRIGERATOR LIGHT (CLEAR COVER)(5000K) | Indoor Luminaires | Case Lighting | Vertical Refrigerated Case Luminaires | Standard | FALSE | [9 empty] | 42047 | Not Dimmable | Not Dimmable | NotYetVerified |  | 3 | 1980 | 110 | 18 |  | 0.9 | 5000 | 80
P6CEQF6R | 01 James Industry Group (DongGuan) Co.Ltd | 01 James Industry | ZY-23W1800 LED VERTICAL REFRIGERATOR LIGHT (FROSTED COVER)(5000K) | Indoor Luminaires | Case Lighting | Vertical Refrigerated Case Luminaires | Standard | FALSE | [9 empty] | 42047 | Not Dimmable | Not Dimmable | NotYetVerified |  | 3 | 1938 | 87 | 22 |  | 0.9 | 5000 | 80
PACZG68D | 01 James Industry Group (DongGuan) Co.Ltd | 01 James Industry | ZY-15W1200 LED VERTICAL REFRIGERATOR LIGHT (CLEAR COVER)(5000K) | Indoor Luminaires | Case Lighting | Vertical Refrigerated Case Luminaires | Standard | FALSE | [9 empty] | 42047 | Not Dimmable | Not Dimmable | NotYetVerified |  | 3 | 1784.5 | 125 | 15 |  | 0.9 | 5000 | 80
PK36XUV5 | 01 James Industry Group (DongGuan) Co.Ltd | 01 James Industry | ZY-20W1500 LED VERTICAL REFRIGERATOR LIGHT (5000K FROSTED lens) | Indoor Luminaires | Case Lighting | Vertical Refrigerated Case Luminaires | Standard | FALSE | [9 empty] | 42047 | Not Dimmable | Not Dimmable | NotYetVerified |  | 3 | 1698.5 | 95.85 | 17.72 |  |  | 5000 | 80
PTSD5B8H | 01 James Industry Group (DongGuan) Co.Ltd | 01 James Industry | ZY-12W900 LED VERTICAL REFRIGERATOR LIGHT (CLEAR COVER)(5000K) | Indoor Luminaires | Case Lighting | Vertical Refrigerated Case Luminaires | Standard | FALSE | [9 empty] | 42047 | Not Dimmable | Not Dimmable | NotYetVerified |  | 3 | 1368 | 128 | 10.7 |  | 0.9 | 5000 | 80
P57EQZDZ | 01 James Industry Group (DongGuan) Co.Ltd | 01 James Industry | ZY-18W1200 LED VERTICAL REFRIGERATOR LIGHT (FROSTED COVER)(5000K) | Indoor Luminaires | Case Lighting | Vertical Refrigerated Case Luminaires | Standard | FALSE | [9 empty] | 42047 | Not Dimmable | Not Dimmable | NotYetVerified |  | 3 | 1188 | 66 | 18 |  | 0.9 | 5000 | 80
PMFJAYTA | 01 James Industry Group (DongGuan) Co.Ltd | 01 James Industry | ZY-15W1200 LED VERTICAL REFRIGERATOR LIGHT (FROSTED COVER)(5000K) | Indoor Luminaires | Case Lighting | Vertical Refrigerated Case Luminaires | Standard | FALSE | [9 empty] | 42047 | Not Dimmable | Not Dimmable | NotYetVerified |  | 3 | 900 | 60 | 15 |  | 0.9 | 5000 | 80
P54D4HHC | 01 James Industry Group (DongGuan) Co.Ltd | 01 James Industry | ZY-23W1800 LED VERTICAL REFRIGERATOR LIGHT (CLEAR COVER)(4500K) | Indoor Luminaires | Case Lighting | Vertical Refrigerated Case Luminaires | Standard | FALSE | [9 empty] | 42047 | Not Dimmable | Not Dimmable | NotYetVerified |  | 3 | 2552 | 116 | 22 |  | 0.9 | 4500 | 80
P9K2W41A | 01 James Industry Group (DongGuan) Co.Ltd | 01 James Industry | ZY-20W1500 LED VERTICAL REFRIGERATOR LIGHT (4500K CLEAR lens) | Indoor Luminaires | Case Lighting | Vertical Refrigerated Case Luminaires | Standard | FALSE | [9 empty] | 42047 | Not Dimmable | Not Dimmable | NotYetVerified |  | 3 | 2050.1 | 115.56 | 17.74 |  |  | 4500 | 80
PAXETNCD | 01 James Industry Group (DongGuan) Co.Ltd | 01 James Industry | ZY-18W1200 LED VERTICAL REFRIGERATOR LIGHT (CLEAR COVER)(4500K) | Indoor Luminaires | Case Lighting | Vertical Refrigerated Case Luminaires | Standard | FALSE | [9 empty] | 42047 | Not Dimmable | Not Dimmable | NotYetVerified |  | 3 | 1980 | 110 | 18 |  | 0.9 | 4500 | 80
PF9XPKHN | 01 James Industry Group (DongGuan) Co.Ltd | 01 James Industry | ZY-23W1800 LED VERTICAL REFRIGERATOR LIGHT (FROSTED COVER)(4500K) | Indoor Luminaires | Case Lighting | Vertical Refrigerated Case Luminaires | Standard | FALSE | [9 empty] | 42047 | Not Dimmable | Not Dimmable | NotYetVerified |  | 3 | 1938 | 87 | 22 |  | 0.9 | 4500 | 80
PBEVBHBP | 01 James Industry Group (DongGuan) Co.Ltd | 01 James Industry | ZY-15W1200 LED VERTICAL REFRIGERATOR LIGHT (CLEAR COVER)(4500K) | Indoor Luminaires | Case Lighting | Vertical Refrigerated Case Luminaires | Standard | FALSE | [9 empty] | 42047 | Not Dimmable | Not Dimmable | NotYetVerified |  | 3 | 1784.5 | 125 | 15 |  | 0.9 | 4500 | 80
P8TPNA7S | 01 James Industry Group (DongGuan) Co.Ltd | 01 James Industry | ZY-20W1500 LED VERTICAL REFRIGERATOR LIGHT (4500K FROSTED lens) | Indoor Luminaires | Case Lighting | Vertical Refrigerated Case Luminaires | Standard | FALSE | [9 empty] | 42047 | Not Dimmable | Not Dimmable | NotYetVerified |  | 3 | 1698.5 | 95.85 | 17.72 |  |  | 4500 | 80
PRXEV6F2 | 01 James Industry Group (DongGuan) Co.Ltd | 01 James Industry | ZY-12W900 LED VERTICAL REFRIGERATOR LIGHT (CLEAR COVER)(4500K) | Indoor Luminaires | Case Lighting | Vertical Refrigerated Case Luminaires | Standard | FALSE | [9 empty] | 42047 | Not Dimmable | Not Dimmable | NotYetVerified |  | 3 | 1368 | 128 | 10.7 |  | 0.9 | 4500 | 80
P7X4CR68 | 01 James Industry Group (DongGuan) Co.Ltd | 01 James Industry | ZY-18W1200 LED VERTICAL REFRIGERATOR LIGHT (FROSTED COVER)(4500K) | Indoor Luminaires | Case Lighting | Vertical Refrigerated Case Luminaires | Standard | FALSE | [9 empty] | 42047 | Not Dimmable | Not Dimmable | NotYetVerified |  | 3 | 1188 | 66 | 18 |  | 0.9 | 4500 | 80
P7GS1X9A | 01 James Industry Group (DongGuan) Co.Ltd | 01 James Industry | ZY-15W1200 LED VERTICAL REFRIGERATOR LIGHT (FROSTED COVER)(4500K) | Indoor Luminaires | Case Lighting | Vertical Refrigerated Case Luminaires | Standard | FALSE | [9 empty] | 42047 | Not Dimmable | Not Dimmable | NotYetVerified |  | 3 | 900 | 60 | 15 |  | 0.9 | 4500 | 80
P219PEBR | 01 James Industry Group (DongGuan) Co.Ltd | 01 James Industry | ZY-23W1800 LED VERTICAL REFRIGERATOR LIGHT (CLEAR COVER)(4000K) | Indoor Luminaires | Case Lighting | Vertical Refrigerated Case Luminaires | Standard | FALSE | [9 empty] | 42047 | Not Dimmable | Not Dimmable | NotYetVerified |  | 3 | 2552 | 116 | 22 |  | 0.9 | 4000 | 80
P5U12EAQ | 01 James Industry Group (DongGuan) Co.Ltd | 01 James Industry | ZY-20W1500 LED VERTICAL REFRIGERATOR LIGHT (4000K CLEAR lens) | Indoor Luminaires | Case Lighting | Vertical Refrigerated Case Luminaires | Standard | FALSE | [9 empty] | 42047 | Not Dimmable | Not Dimmable | NotYetVerified |  | 3 | 2050.1 | 115.56 | 17.74 |  |  | 4000 | 80
PCEG3RQS | 01 James Industry Group (DongGuan) Co.Ltd | 01 James Industry | ZY-18W1200 LED VERTICAL REFRIGERATOR LIGHT (CLEAR COVER)(4000K) | Indoor Luminaires | Case Lighting | Vertical Refrigerated Case Luminaires | Standard | FALSE | [9 empty] | 42047 | Not Dimmable | Not Dimmable | NotYetVerified |  | 3 | 1980 | 110 | 18 |  | 0.9 | 4000 | 80
P8SPRTXS | 01 James Industry Group (DongGuan) Co.Ltd | 01 James Industry | ZY-23W1800 LED VERTICAL REFRIGERATOR LIGHT (FROSTED COVER)(4000K) | Indoor Luminaires | Case Lighting | Vertical Refrigerated Case Luminaires | Standard | FALSE | [9 empty] | 42047 | Not Dimmable | Not Dimmable | NotYetVerified |  | 3 | 1938 | 87 | 22 |  | 0.9 | 4000 | 80
PCQ8XJS3 | 01 James Industry Group (DongGuan) Co.Ltd | 01 James Industry | ZY-15W1200 LED VERTICAL REFRIGERATOR LIGHT (CLEAR COVER)(4000K) | Indoor Luminaires | Case Lighting | Vertical Refrigerated Case Luminaires | Standard | FALSE | [9 empty] | 42047 | Not Dimmable | Not Dimmable | NotYetVerified |  | 3 | 1784.5 | 125 | 15 |  | 0.9 | 4000 | 80
PPD93XUY | 01 James Industry Group (DongGuan) Co.Ltd | 01 James Industry | ZY-20W1500 LED VERTICAL REFRIGERATOR LIGHT (4000K FROSTED lens) | Indoor Luminaires | Case Lighting | Vertical Refrigerated Case Luminaires | Standard | FALSE | [9 empty] | 42047 | Not Dimmable | Not Dimmable | NotYetVerified |  | 3 | 1698.5 | 95.85 | 17.72 |  |  | 4000 | 80
PXYBK7F5 | 01 James Industry Group (DongGuan) Co.Ltd | 01 James Industry | ZY-12W900 LED VERTICAL REFRIGERATOR LIGHT (CLEAR COVER)(4000K) | Indoor Luminaires | Case Lighting | Vertical Refrigerated Case Luminaires | Standard | FALSE | [9 empty] | 42047 | Not Dimmable | Not Dimmable | NotYetVerified |  | 3 | 1368 | 128 | 10.7 |  | 0.9 | 4000 | 80
PFQ7HSH4 | 01 James Industry Group (DongGuan) Co.Ltd | 01 James Industry | ZY-18W1200 LED VERTICAL REFRIGERATOR LIGHT (FROSTED COVER)(4000K) | Indoor Luminaires | Case Lighting | Vertical Refrigerated Case Luminaires | Standard | FALSE | [9 empty] | 42047 | Not Dimmable | Not Dimmable | NotYetVerified |  | 3 | 1188 | 66 | 18 |  | 0.9 | 4000 | 80
PNFBB5AQ | 01 James Industry Group (DongGuan) Co.Ltd | 01 James Industry | ZY-15W1200 LED VERTICAL REFRIGERATOR LIGHT (FROSTED COVER)(4000K) | Indoor Luminaires | Case Lighting | Vertical Refrigerated Case Luminaires | Standard | FALSE | [9 empty] | 42047 | Not Dimmable | Not Dimmable | NotYetVerified |  | 3 | 900 | 60 | 15 |  | 0.9 | 4000 | 80
PJYXHDFE | 01 James Industry Group (DongGuan) Co.Ltd | 01 James Industry | ZY-23W1800 LED VERTICAL REFRIGERATOR LIGHT (CLEAR COVER)(3500K) | Indoor Luminaires | Case Lighting | Vertical Refrigerated Case Luminaires | Standard | FALSE | [9 empty] | 42047 | Not Dimmable | Not Dimmable | NotYetVerified |  | 3 | 2552 | 116 | 22 |  | 0.9 | 3500 | 80
PSVCCJU6 | 01 James Industry Group (DongGuan) Co.Ltd | 01 James Industry | ZY-20W1500 LED VERTICAL REFRIGERATOR LIGHT (3500K CLEAR lens) | Indoor Luminaires | Case Lighting | Vertical Refrigerated Case Luminaires | Standard | FALSE | [9 empty] | 42047 | Not Dimmable | Not Dimmable | NotYetVerified |  | 3 | 2050.1 | 115.56 | 17.74 |  |  | 3500 | 80
PRFHVM7Q | 01 James Industry Group (DongGuan) Co.Ltd | 01 James Industry | ZY-18W1200 LED VERTICAL REFRIGERATOR LIGHT (CLEAR COVER)(3500K) | Indoor Luminaires | Case Lighting | Vertical Refrigerated Case Luminaires | Standard | FALSE | [9 empty] | 42047 | Not Dimmable | Not Dimmable | NotYetVerified |  | 3 | 1980 | 110 | 18 |  | 0.9 | 3500 | 80
P9NS6E98 | 01 James Industry Group (DongGuan) Co.Ltd | 01 James Industry | ZY-23W1800 LED VERTICAL REFRIGERATOR LIGHT (FROSTED COVER)(3500K) | Indoor Luminaires | Case Lighting | Vertical Refrigerated Case Luminaires | Standard | FALSE | [9 empty] | 42047 | Not Dimmable | Not Dimmable | NotYetVerified |  | 3 | 1938 | 87 | 22 |  | 0.9 | 3500 | 80
PDG8NM55 | 01 James Industry Group (DongGuan) Co.Ltd | 01 James Industry | ZY-15W1200 LED VERTICAL REFRIGERATOR LIGHT (CLEAR COVER)(3500K) | Indoor Luminaires | Case Lighting | Vertical Refrigerated Case Luminaires | Standard | FALSE | [9 empty] | 42047 | Not Dimmable | Not Dimmable | NotYetVerified |  | 3 | 1784.5 | 125 | 15 |  | 0.9 | 3500 | 80
PK54MEEP | 01 James Industry Group (DongGuan) Co.Ltd | 01 James Industry | ZY-20W1500 LED VERTICAL REFRIGERATOR LIGHT (3500K FROSTED lens) | Indoor Luminaires | Case Lighting | Vertical Refrigerated Case Luminaires | Standard | FALSE | [9 empty] | 42047 | Not Dimmable | Not Dimmable | NotYetVerified |  | 3 | 1698.5 | 95.85 | 17.72 |  |  | 3500 | 80
P7TGUJ4F | 01 James Industry Group (DongGuan) Co.Ltd | 01 James Industry | ZY-12W900 LED VERTICAL REFRIGERATOR LIGHT (CLEAR COVER)(3500K) | Indoor Luminaires | Case Lighting | Vertical Refrigerated Case Luminaires | Standard | FALSE | [9 empty] | 42047 | Not Dimmable | Not Dimmable | NotYetVerified |  | 3 | 1368 | 128 | 10.7 |  | 0.9 | 3500 | 80
P48XFA87 | 01 James Industry Group (DongGuan) Co.Ltd | 01 James Industry | ZY-18W1200 LED VERTICAL REFRIGERATOR LIGHT (FROSTED COVER)(3500K) | Indoor Luminaires | Case Lighting | Vertical Refrigerated Case Luminaires | Standard | FALSE | [9 empty] | 42047 | Not Dimmable | Not Dimmable | NotYetVerified |  | 3 | 1188 | 66 | 18 |  | 0.9 | 3500 | 80
PKAFFCGE | 01 James Industry Group (DongGuan) Co.Ltd | 01 James Industry | ZY-15W1200 LED VERTICAL REFRIGERATOR LIGHT (FROSTED COVER)(3500K) | Indoor Luminaires | Case Lighting | Vertical Refrigerated Case Luminaires | Standard | FALSE | [9 empty] | 42047 | Not Dimmable | Not Dimmable | NotYetVerified |  | 3 | 900 | 60 | 15 |  | 0.9 | 3500 | 80
P9UHGG99 | James Trading Company Limited | JAMES | ZY-22W1800 LED VERTICAL REFRIGERATOR LIGHT (FROSTED COVER)(3000K) | Indoor Luminaires | Case Lighting | Vertical Refrigerated Case Luminaires | Standard | TRUE | 3011.7 | 135.72 | 22.19 | 11.27 | 0.9649 | 2942 | 82.2 | 5 |  | 42024 |  |  | NotYetVerified |  | 3 | 3000 | 135 | 22 | 20 | 0.9 | 3000 | 80
P3ZRG4DV | James Trading Company Limited | JAMES | ZY-15W1200 LED VERTICAL REFRIGERATOR LIGHT (CLEAR COVER)(3000K) | Indoor Luminaires | Case Lighting | Vertical Refrigerated Case Luminaires | Standard | TRUE | 1784.5 | 125.13 | 14.26 | 11.87 | 0.9171 | 2857 | 80.9 | 5 | 50000 | 42024 |  |  | NotYetVerified |  | 3 | 1784.5 | 125 | 15 |  | 0.9 | 3000 | 80
PUQX1922 | James Trading Company Limited | JAMES | ZY-15W1200 LED VERTICAL REFRIGERATOR LIGHT (FROSTED COVER)(3000K) | Indoor Luminaires | Case Lighting | Vertical Refrigerated Case Luminaires | Standard | TRUE | 822.09 | 57.66 | 14.26 | 15.38 | 0.9156 | 2849 | 80.9 | 5 | 50000 | 42024 |  |  | NotYetVerified |  | 3 | 900 | 60 | 15 |  | 0.9 | 3000 | 80
PYZW1H3J | James Trading Company Limited | JAMES | ZY-22W1800 LED VERTICAL REFRIGERATOR LIGHT (CLEAR COVER)(3000K) | Indoor Luminaires | Case Lighting | Vertical Refrigerated Case Luminaires | Standard | FALSE | [9 empty] | 42024 |  |  | NotYetVerified |  | 3 | 3000 | 135 | 22 | 20 | 0.9 | 3000 | 80
PDM1D3SV | James Trading Company Limited | JAMES | ZY-18W1200 LED VERTICAL REFRIGERATOR LIGHT (CLEAR COVER)(3000K) | Indoor Luminaires | Case Lighting | Vertical Refrigerated Case Luminaires | Standard | FALSE | [9 empty] | 42024 |  |  | NotYetVerified |  | 3 | 2500 | 140 | 18 | 20 | 0.9 | 3000 | 80
PQDZ9RNN | James Trading Company Limited | JAMES | ZY-18W1200 LED VERTICAL REFRIGERATOR LIGHT (FROSTED COVER)(3000K) | Indoor Luminaires | Case Lighting | Vertical Refrigerated Case Luminaires | Standard | TRUE | 2518.4 | 139.68 | 18.03 | 13.678 | 0.9622 | 2952 | 82.4 | 5 |  | 42024 |  |  | NotYetVerified |  | 3 | 2500 | 140 | 18 | 20 | 0.9 | 3000 | 80
PWD1JAGZ | James Trading Company Limited | JAMES | ZY-13W900 LED VERTICAL REFRIGERATOR LIGHT (CLEAR COVER)(3000K) | Indoor Luminaires | Case Lighting | Vertical Refrigerated Case Luminaires | Standard | TRUE | 1368.4 | 127.79 | 10.71 | 13.24 | 0.9048 | 2901 | 81.4 | 5 | 50000 | 42024 |  |  | NotYetVerified |  | 3 | 1368 | 128 | 10.7 |  | 0.9 | 3000 | 80
PV3NTGGM | James Trading Company Limited | JAMES | ZY-22W1800 LED VERTICAL REFRIGERATOR LIGHT (CLEAR COVER)(5000K) | Indoor Luminaires | Case Lighting | Vertical Refrigerated Case Luminaires | Standard | FALSE | [9 empty] | 42024 |  |  | NotYetVerified |  | 3 | 3000 | 135 | 22 | 20 | 0.9 | 5000 | 80
P4T34E67 | James Trading Company Limited | JAMES | ZY-18W1200 LED VERTICAL REFRIGERATOR LIGHT (CLEAR COVER)(5000K) | Indoor Luminaires | Case Lighting | Vertical Refrigerated Case Luminaires | Standard | FALSE | [9 empty] | 42024 |  |  | NotYetVerified |  | 3 | 2500 | 140 | 18 | 20 | 0.9 | 5000 | 80
PCX14WS2 | James Trading Company Limited | JAMES | ZY-22W1800 LED VERTICAL REFRIGERATOR LIGHT (FROSTED COVER)(5000K) | Indoor Luminaires | Case Lighting | Vertical Refrigerated Case Luminaires | Standard | FALSE | [9 empty] | 42024 |  |  | NotYetVerified |  | 3 | 3000 | 135 | 22 | 20 | 0.9 | 5000 | 80
P1HDPV7Z | James Trading Company Limited | JAMES | ZY-15W1200 LED VERTICAL REFRIGERATOR LIGHT (CLEAR COVER)(5000K) | Indoor Luminaires | Case Lighting | Vertical Refrigerated Case Luminaires | Standard | FALSE | [9 empty] | 42024 |  |  | NotYetVerified |  | 3 | 1784.5 | 125 | 15 |  | 0.9 | 5000 | 80
PRBTH4W2 | James Trading Company Limited | JAMES | ZY-13W900 LED VERTICAL REFRIGERATOR LIGHT (CLEAR COVER)(5000K) | Indoor Luminaires | Case Lighting | Vertical Refrigerated Case Luminaires | Standard | FALSE | [9 empty] | 42024 |  |  | NotYetVerified |  | 3 | 1368 | 128 | 10.7 |  | 0.9 | 5000 | 80
P51NJVYV | James Trading Company Limited | JAMES | ZY-18W1200 LED VERTICAL REFRIGERATOR LIGHT (FROSTED COVER)(5000K) | Indoor Luminaires | Case Lighting | Vertical Refrigerated Case Luminaires | Standard | FALSE | [9 empty] | 42024 |  |  | NotYetVerified |  | 3 | 2500 | 140 | 18 | 20 | 0.9 | 5000 | 80
P1RF9ESZ | James Trading Company Limited | JAMES | ZY-15W1200 LED VERTICAL REFRIGERATOR LIGHT (FROSTED COVER)(5000K) | Indoor Luminaires | Case Lighting | Vertical Refrigerated Case Luminaires | Standard | FALSE | [9 empty] | 42024 |  |  | NotYetVerified |  | 3 | 900 | 60 | 15 |  | 0.9 | 5000 | 80
P736FG25 | James Trading Company Limited | JAMES | ZY-22W1800 LED VERTICAL REFRIGERATOR LIGHT (CLEAR COVER)(4500K) | Indoor Luminaires | Case Lighting | Vertical Refrigerated Case Luminaires | Standard | FALSE | [9 empty] | 42024 |  |  | NotYetVerified |  | 3 | 3000 | 135 | 22 | 20 | 0.9 | 4500 | 80
PG3DYTR2 | James Trading Company Limited | JAMES | ZY-18W1200 LED VERTICAL REFRIGERATOR LIGHT (CLEAR COVER)(4500K) | Indoor Luminaires | Case Lighting | Vertical Refrigerated Case Luminaires | Standard | FALSE | [9 empty] | 42024 |  |  | NotYetVerified |  | 3 | 2500 | 140 | 18 | 20 | 0.9 | 4500 | 80
PUWQKA3G | James Trading Company Limited | JAMES | ZY-22W1800 LED VERTICAL REFRIGERATOR LIGHT (FROSTED COVER)(4500K) | Indoor Luminaires | Case Lighting | Vertical Refrigerated Case Luminaires | Standard | FALSE | [9 empty] | 42024 |  |  | NotYetVerified |  | 3 | 3000 | 135 | 22 | 20 | 0.9 | 4500 | 80
PATXCFWE | James Trading Company Limited | JAMES | ZY-15W1200 LED VERTICAL REFRIGERATOR LIGHT (CLEAR COVER)(4500K) | Indoor Luminaires | Case Lighting | Vertical Refrigerated Case Luminaires | Standard | FALSE | [9 empty] | 42024 |  |  | NotYetVerified |  | 3 | 1784.5 | 125 | 15 |  | 0.9 | 4500 | 80
PBDHX7AC | James Trading Company Limited | JAMES | ZY-13W900 LED VERTICAL REFRIGERATOR LIGHT (CLEAR COVER)(4500K) | Indoor Luminaires | Case Lighting | Vertical Refrigerated Case Luminaires | Standard | FALSE | [9 empty] | 42024 |  |  | NotYetVerified |  | 3 | 1368 | 128 | 10.7 |  | 0.9 | 4500 | 80
PYH3D4Y5 | James Trading Company Limited | JAMES | ZY-18W1200 LED VERTICAL REFRIGERATOR LIGHT (FROSTED COVER)(4500K) | Indoor Luminaires | Case Lighting | Vertical Refrigerated Case Luminaires | Standard | FALSE | [9 empty] | 42024 |  |  | NotYetVerified |  | 3 | 2500 | 140 | 18 | 20 | 0.9 | 4500 | 80
P41Q868C | James Trading Company Limited | JAMES | ZY-15W1200 LED VERTICAL REFRIGERATOR LIGHT (FROSTED COVER)(4500K) | Indoor Luminaires | Case Lighting | Vertical Refrigerated Case Luminaires | Standard | FALSE | [9 empty] | 42024 |  |  | NotYetVerified |  | 3 | 900 | 60 | 15 |  | 0.9 | 4500 | 80
PMGFR8AQ | James Trading Company Limited | JAMES | ZY-22W1800 LED VERTICAL REFRIGERATOR LIGHT (CLEAR COVER)(4000K) | Indoor Luminaires | Case Lighting | Vertical Refrigerated Case Luminaires | Standard | FALSE | [9 empty] | 42024 |  |  | NotYetVerified |  | 3 | 3000 | 135 | 22 | 20 | 0.9 | 4000 | 80
P1H747H2 | James Trading Company Limited | JAMES | ZY-18W1200 LED VERTICAL REFRIGERATOR LIGHT (CLEAR COVER)(4000K) | Indoor Luminaires | Case Lighting | Vertical Refrigerated Case Luminaires | Standard | FALSE | [9 empty] | 42024 |  |  | NotYetVerified |  | 3 | 2500 | 140 | 18 | 20 | 0.9 | 4000 | 80
P9GVXZ76 | James Trading Company Limited | JAMES | ZY-22W1800 LED VERTICAL REFRIGERATOR LIGHT (FROSTED COVER)(4000K) | Indoor Luminaires | Case Lighting | Vertical Refrigerated Case Luminaires | Standard | FALSE | [9 empty] | 42024 |  |  | NotYetVerified |  | 3 | 3000 | 135 | 22 | 20 | 0.9 | 4000 | 80
PAKKMAYU | James Trading Company Limited | JAMES | ZY-15W1200 LED VERTICAL REFRIGERATOR LIGHT (CLEAR COVER)(4000K) | Indoor Luminaires | Case Lighting | Vertical Refrigerated Case Luminaires | Standard | FALSE | [9 empty] | 42024 |  |  | NotYetVerified |  | 3 | 1784.5 | 125 | 15 |  | 0.9 | 4000 | 80
PS33887B | James Trading Company Limited | JAMES | ZY-13W900 LED VERTICAL REFRIGERATOR LIGHT (CLEAR COVER)(4000K) | Indoor Luminaires | Case Lighting | Vertical Refrigerated Case Luminaires | Standard | FALSE | [9 empty] | 42024 |  |  | NotYetVerified |  | 3 | 1368 | 128 | 10.7 |  | 0.9 | 4000 | 80
P9FJA121 | James Trading Company Limited | JAMES | ZY-18W1200 LED VERTICAL REFRIGERATOR LIGHT (FROSTED COVER)(4000K) | Indoor Luminaires | Case Lighting | Vertical Refrigerated Case Luminaires | Standard | FALSE | [9 empty] | 42024 |  |  | NotYetVerified |  | 3 | 2500 | 140 | 18 | 20 | 0.9 | 4000 | 80
PA1GPZ1F | James Trading Company Limited | JAMES | ZY-15W1200 LED VERTICAL REFRIGERATOR LIGHT (FROSTED COVER)(4000K) | Indoor Luminaires | Case Lighting | Vertical Refrigerated Case Luminaires | Standard | FALSE | [9 empty] | 42024 |  |  | NotYetVerified |  | 3 | 900 | 60 | 15 |  | 0.9 | 4000 | 80
PVVSP134 | James Trading Company Limited | JAMES | ZY-22W1800 LED VERTICAL REFRIGERATOR LIGHT (CLEAR COVER)(3500K) | Indoor Luminaires | Case Lighting | Vertical Refrigerated Case Luminaires | Standard | FALSE | [9 empty] | 42024 |  |  | NotYetVerified |  | 3 | 3000 | 135 | 22 | 20 | 0.9 | 3500 | 80
PBWQU9SQ | James Trading Company Limited | JAMES | ZY-18W1200 LED VERTICAL REFRIGERATOR LIGHT (CLEAR COVER)(3500K) | Indoor Luminaires | Case Lighting | Vertical Refrigerated Case Luminaires | Standard | FALSE | [9 empty] | 42024 |  |  | NotYetVerified |  | 3 | 2500 | 140 | 18 | 20 | 0.9 | 3500 | 80
P7GUGDZ9 | James Trading Company Limited | JAMES | ZY-22W1800 LED VERTICAL REFRIGERATOR LIGHT (FROSTED COVER)(3500K) | Indoor Luminaires | Case Lighting | Vertical Refrigerated Case Luminaires | Standard | FALSE | [9 empty] | 42024 |  |  | NotYetVerified |  | 3 | 3000 | 135 | 22 | 20 | 0.9 | 3500 | 80
PSBXGPBV | James Trading Company Limited | JAMES | ZY-15W1200 LED VERTICAL REFRIGERATOR LIGHT (CLEAR COVER)(3500K) | Indoor Luminaires | Case Lighting | Vertical Refrigerated Case Luminaires | Standard | FALSE | [9 empty] | 42024 |  |  | NotYetVerified |  | 3 | 1784.5 | 125 | 15 |  | 0.9 | 3500 | 80
PV32NHGY | James Trading Company Limited | JAMES | ZY-13W900 LED VERTICAL REFRIGERATOR LIGHT (CLEAR COVER)(3500K) | Indoor Luminaires | Case Lighting | Vertical Refrigerated Case Luminaires | Standard | FALSE | [9 empty] | 42024 |  |  | NotYetVerified |  | 3 | 1368 | 128 | 10.7 |  | 0.9 | 3500 | 80
PZ55XZ82 | James Trading Company Limited | JAMES | ZY-18W1200 LED VERTICAL REFRIGERATOR LIGHT (FROSTED COVER)(3500K) | Indoor Luminaires | Case Lighting | Vertical Refrigerated Case Luminaires | Standard | FALSE | [9 empty] | 42024 |  |  | NotYetVerified |  | 3 | 2500 | 140 | 18 | 20 | 0.9 | 3500 | 80
PVK7NQCP | James Trading Company Limited | JAMES | ZY-15W1200 LED VERTICAL REFRIGERATOR LIGHT (FROSTED COVER)(3500K) | Indoor Luminaires | Case Lighting | Vertical Refrigerated Case Luminaires | Standard | FALSE | [9 empty] | 42024 |  |  | NotYetVerified |  | 3 | 900 | 60 | 15 |  | 0.9 | 3500 | 80
PH53ZKEV | Sleeklighting Corp | Sleeklighting | RC-4-30K-C | Indoor Luminaires | Case Lighting | Horizontal Refrigerated Case Luminaires | Standard | TRUE | 1872.588 | 100.391 | 18.653 | 24.9 | 0.892 | 3214 | 82.1 | 5 | 50000 | 42017 |  |  | NotYetVerified |  | 3 | 1872.588 | 117 | 16 | 24.9 | 0.96 | 3000 | 84
PQAPD38K | Sleeklighting Corp | Sleeklighting | RC-4-50K-C | Indoor Luminaires | Case Lighting | Horizontal Refrigerated Case Luminaires | Standard | FALSE | [9 empty] | 42017 | Not Dimmable | Not Dimmable | NotYetVerified |  | 3 | 2016 | 126 | 16 | 24.9 | 0.96 | 5000 | 84
PNTK2Y5P | Sleeklighting Corp | Sleeklighting | RC-4-40K-C | Indoor Luminaires | Case Lighting | Horizontal Refrigerated Case Luminaires | Standard | FALSE | [9 empty] | 42017 | Not Dimmable | Not Dimmable | NotYetVerified |  | 3 | 1913 | 119 | 16 | 24.9 | 0.96 | 4000 | 84
PBTWSJ1X | 01 James Industry Group (DongGuan) Co.Ltd | 01 James Industry | ZY-20W1500 LED HORIZONTAL REFRIGERATOR LIGHT (3000K frosted lens) | Indoor Luminaires | Case Lighting | Horizontal Refrigerated Case Luminaires | Standard | TRUE | 1977.4 | 112.13 | 17.63 | 14.67 | 0.9168 | 2897 | 81.5 | 5 | 50000 | 42016 |  |  | NotYetVerified |  | 3 | 1977.4 | 112.13 | 18 |  |  | 3000
P1YPD3J3 | 01 James Industry Group (DongGuan) Co.Ltd | 01 James Industry | ZY-18W1200 LED HORIZONTAL REFRIGERATOR LIGHT (3000K frosted lens) | Indoor Luminaires | Case Lighting | Horizontal Refrigerated Case Luminaires | Standard | TRUE | 1818.1 | 106.95 | 17 | 14.48 | 0.9151 | 2998 | 82.4 | 5 | 50000 | 42016 |  |  | NotYetVerified |  | 3 | 1818.1 | 107 | 17 |  |  | 3000
P8BR34HX | 01 James Industry Group (DongGuan) Co.Ltd | 01 James Industry | ZY-15W1200 LED HORIZONTAL REFRIGERATOR LIGHT (2700K frosted lens) | Indoor Luminaires | Case Lighting | Horizontal Refrigerated Case Luminaires | Standard | TRUE | 1658.9 | 119.62 | 13.87 | 15.38 | 0.9149 | 2848 | 81.1 | 5 | 50000 | 42016 |  |  | NotYetVerified |  | 3 | 1658.9 | 119.62 | 14 |  |  | 2700
PS8H7X9P | 01 James Industry Group (DongGuan) Co.Ltd | 01 James Industry | ZY-23W1800 LED HORIZONTAL REFRIGERATOR LIGHT (3000K clear lens) | Indoor Luminaires | Case Lighting | Horizontal Refrigerated Case Luminaires | Standard | TRUE | 2776.1 | 120.96 | 22.95 | 14.24 | 0.9147 | 2915 | 81.3 | 5 | 50000 | 42016 |  |  | NotYetVerified |  | 3 | 2776.1 | 120.96 | 23 |  |  | 3000
PBD5VNU6 | 01 James Industry Group (DongGuan) Co.Ltd | 01 James Industry | ZY-23W1800 LED HORIZONTAL REFRIGERATOR LIGHT (3000K frosted lens) | Indoor Luminaires | Case Lighting | Horizontal Refrigerated Case Luminaires | Standard | TRUE | 2490.5 | 108.94 | 22.86 | 14.57 | 0.9132 | 2912 | 81.4 | 5 | 50000 | 42016 |  |  | NotYetVerified |  | 3 | 2490.5 | 108.94 | 23 |  |  | 3000
PXFUNZ21 | 01 James Industry Group (DongGuan) Co.Ltd | 01 James Industry | ZY-15W1200 LED HORIZONTAL REFRIGERATOR LIGHT (2700K clear lens) | Indoor Luminaires | Case Lighting | Horizontal Refrigerated Case Luminaires | Standard | TRUE | 1918.1 | 134.93 | 14.22 | 12.07 | 0.9127 | 2856 | 80.9 | 5 | 50000 | 42016 |  |  | NotYetVerified |  | 3 | 1918.1 | 134.93 | 14 |  |  | 2700
PY1X48HV | 01 James Industry Group (DongGuan) Co.Ltd | 01 James Industry | ZY-18W1200 LED HORIZONTAL REFRIGERATOR LIGHT (3000K clear lens) | Indoor Luminaires | Case Lighting | Horizontal Refrigerated Case Luminaires | Standard | TRUE | 2087.8 | 123.13 | 16.96 | 10.6 | 0.9097 | 2997 | 82.3 | 5 | 50000 | 42016 |  |  | NotYetVerified |  | 3 | 2087.8 | 123.13 | 17 |  |  | 3000
P98PKH5R | 01 James Industry Group (DongGuan) Co.Ltd | 01 James Industry | ZY-20W1500 LED HORIZONTAL REFRIGERATOR LIGHT (3000K clear lens) | Indoor Luminaires | Case Lighting | Horizontal Refrigerated Case Luminaires | Standard | TRUE | 2228.1 | 126.18 | 17.66 | 16.98 | 0.9056 | 2907 | 81.4 | 5 | 50000 | 42016 |  |  | NotYetVerified |  | 3 | 2228.1 | 126.18 | 18 |  |  | 3000
PJ4T868B | 01 James Industry Group (DongGuan) Co.Ltd | 01 James Industry | ZY-23W1800 LED HORIZONTAL REFRIGERATOR LIGHT (5000K clear lens) | Indoor Luminaires | Case Lighting | Horizontal Refrigerated Case Luminaires | Standard | FALSE | [9 empty] | 42016 | Not Dimmable | Not Dimmable | NotYetVerified |  | 3 | 2776.1 | 120.96 | 23 |  |  | 5000
PPWZKYF8 | 01 James Industry Group (DongGuan) Co.Ltd | 01 James Industry | ZY-23W1800 LED HORIZONTAL REFRIGERATOR LIGHT (5000K frosted lens) | Indoor Luminaires | Case Lighting | Horizontal Refrigerated Case Luminaires | Standard | FALSE | [9 empty] | 42016 | Not Dimmable | Not Dimmable | NotYetVerified |  | 3 | 2490.5 | 108.94 | 23 |  |  | 5000
PZPQYB2Y | 01 James Industry Group (DongGuan) Co.Ltd | 01 James Industry | ZY-20W1500 LED HORIZONTAL REFRIGERATOR LIGHT (5000K clear lens) | Indoor Luminaires | Case Lighting | Horizontal Refrigerated Case Luminaires | Standard | FALSE | [9 empty] | 42016 | Not Dimmable | Not Dimmable | NotYetVerified |  | 3 | 2228.1 | 126.18 | 18 |  |  | 5000
PKCY7XSE | 01 James Industry Group (DongGuan) Co.Ltd | 01 James Industry | ZY-18W1200 LED HORIZONTAL REFRIGERATOR LIGHT (5000K clear lens) | Indoor Luminaires | Case Lighting | Horizontal Refrigerated Case Luminaires | Standard | FALSE | [9 empty] | 42016 | Not Dimmable | Not Dimmable | NotYetVerified |  | 3 | 2087.8 | 123.13 | 17 |  |  | 5000
P7FGF5TP | 01 James Industry Group (DongGuan) Co.Ltd | 01 James Industry | ZY-20W1500 LED HORIZONTAL REFRIGERATOR LIGHT (5000K frosted lens) | Indoor Luminaires | Case Lighting | Horizontal Refrigerated Case Luminaires | Standard | FALSE | [9 empty] | 42016 | Not Dimmable | Not Dimmable | NotYetVerified |  | 3 | 1977.4 | 112.13 | 18 |  |  | 5000
PS9D8XTE | 01 James Industry Group (DongGuan) Co.Ltd | 01 James Industry | ZY-15W1200 LED HORIZONTAL REFRIGERATOR LIGHT (5000K clear lens) | Indoor Luminaires | Case Lighting | Horizontal Refrigerated Case Luminaires | Standard | FALSE | [9 empty] | 42016 | Not Dimmable | Not Dimmable | NotYetVerified |  | 3 | 1918.1 | 134.93 | 14 |  |  | 5000
P2WAKZ2M | 01 James Industry Group (DongGuan) Co.Ltd | 01 James Industry | ZY-18W1200 LED HORIZONTAL REFRIGERATOR LIGHT (5000K frosted lens) | Indoor Luminaires | Case Lighting | Horizontal Refrigerated Case Luminaires | Standard | FALSE | [9 empty] | 42016 | Not Dimmable | Not Dimmable | NotYetVerified |  | 3 | 1818.1 | 107 | 17 |  |  | 5000
PAAF1Q6H | 01 James Industry Group (DongGuan) Co.Ltd | 01 James Industry | ZY-15W1200 LED HORIZONTAL REFRIGERATOR LIGHT (5000K frosted lens) | Indoor Luminaires | Case Lighting | Horizontal Refrigerated Case Luminaires | Standard | FALSE | [9 empty] | 42016 | Not Dimmable | Not Dimmable | NotYetVerified |  | 3 | 1658.9 | 119.62 | 14 |  |  | 5000
PNZAHKMK | 01 James Industry Group (DongGuan) Co.Ltd | 01 James Industry | ZY-23W1800 LED HORIZONTAL REFRIGERATOR LIGHT (4500K clear lens) | Indoor Luminaires | Case Lighting | Horizontal Refrigerated Case Luminaires | Standard | FALSE | [9 empty] | 42016 | Not Dimmable | Not Dimmable | NotYetVerified |  | 3 | 2776.1 | 120.96 | 23 |  |  | 4500
PH1EVDHV | 01 James Industry Group (DongGuan) Co.Ltd | 01 James Industry | ZY-23W1800 LED HORIZONTAL REFRIGERATOR LIGHT (4500K frosted lens) | Indoor Luminaires | Case Lighting | Horizontal Refrigerated Case Luminaires | Standard | FALSE | [9 empty] | 42016 | Not Dimmable | Not Dimmable | NotYetVerified |  | 3 | 2490.5 | 108.94 | 23 |  |  | 4500
PCZXEX1G | 01 James Industry Group (DongGuan) Co.Ltd | 01 James Industry | ZY-20W1500 LED HORIZONTAL REFRIGERATOR LIGHT (4500K clear lens) | Indoor Luminaires | Case Lighting | Horizontal Refrigerated Case Luminaires | Standard | FALSE | [9 empty] | 42016 | Not Dimmable | Not Dimmable | NotYetVerified |  | 3 | 2228.1 | 126.18 | 18 |  |  | 4500
PUSAJRUE | 01 James Industry Group (DongGuan) Co.Ltd | 01 James Industry | ZY-18W1200 LED HORIZONTAL REFRIGERATOR LIGHT (4500K clear lens) | Indoor Luminaires | Case Lighting | Horizontal Refrigerated Case Luminaires | Standard | FALSE | [9 empty] | 42016 | Not Dimmable | Not Dimmable | NotYetVerified |  | 3 | 2087.8 | 123.13 | 17 |  |  | 4500
PFR65EC6 | 01 James Industry Group (DongGuan) Co.Ltd | 01 James Industry | ZY-20W1500 LED HORIZONTAL REFRIGERATOR LIGHT (4500K frosted lens) | Indoor Luminaires | Case Lighting | Horizontal Refrigerated Case Luminaires | Standard | FALSE | [9 empty] | 42016 | Not Dimmable | Not Dimmable | NotYetVerified |  | 3 | 1977.4 | 112.13 | 18 |  |  | 4500
PUFNX56W | 01 James Industry Group (DongGuan) Co.Ltd | 01 James Industry | ZY-15W1200 LED HORIZONTAL REFRIGERATOR LIGHT (4500K clear lens) | Indoor Luminaires | Case Lighting | Horizontal Refrigerated Case Luminaires | Standard | FALSE | [9 empty] | 42016 | Not Dimmable | Not Dimmable | NotYetVerified |  | 3 | 1918.1 | 134.93 | 14 |  |  | 4500
PFD6DT3J | 01 James Industry Group (DongGuan) Co.Ltd | 01 James Industry | ZY-18W1200 LED HORIZONTAL REFRIGERATOR LIGHT (4500K frosted lens) | Indoor Luminaires | Case Lighting | Horizontal Refrigerated Case Luminaires | Standard | FALSE | [9 empty] | 42016 | Not Dimmable | Not Dimmable | NotYetVerified |  | 3 | 1818.1 | 107 | 17 |  |  | 4500
PYPMFGKQ | 01 James Industry Group (DongGuan) Co.Ltd | 01 James Industry | ZY-15W1200 LED HORIZONTAL REFRIGERATOR LIGHT (4500K frosted lens) | Indoor Luminaires | Case Lighting | Horizontal Refrigerated Case Luminaires | Standard | FALSE | [9 empty] | 42016 | Not Dimmable | Not Dimmable | NotYetVerified |  | 3 | 1658.9 | 119.62 | 14 |  |  | 4500
PACCZJ24 | 01 James Industry Group (DongGuan) Co.Ltd | 01 James Industry | ZY-23W1800 LED HORIZONTAL REFRIGERATOR LIGHT (4000K clear lens) | Indoor Luminaires | Case Lighting | Horizontal Refrigerated Case Luminaires | Standard | FALSE | [9 empty] | 42016 | Not Dimmable | Not Dimmable | NotYetVerified |  | 3 | 2776.1 | 120.96 | 23 |  |  | 4000
PUNNVNT6 | 01 James Industry Group (DongGuan) Co.Ltd | 01 James Industry | ZY-23W1800 LED HORIZONTAL REFRIGERATOR LIGHT (4000K frosted lens) | Indoor Luminaires | Case Lighting | Horizontal Refrigerated Case Luminaires | Standard | FALSE | [9 empty] | 42016 | Not Dimmable | Not Dimmable | NotYetVerified |  | 3 | 2490.5 | 108.94 | 23 |  |  | 4000
PAW44JF6 | 01 James Industry Group (DongGuan) Co.Ltd | 01 James Industry | ZY-20W1500 LED HORIZONTAL REFRIGERATOR LIGHT (4000K clear lens) | Indoor Luminaires | Case Lighting | Horizontal Refrigerated Case Luminaires | Standard | FALSE | [9 empty] | 42016 | Not Dimmable | Not Dimmable | NotYetVerified |  | 3 | 2228.1 | 126.18 | 18 |  |  | 4000
PPCR8VYU | 01 James Industry Group (DongGuan) Co.Ltd | 01 James Industry | ZY-18W1200 LED HORIZONTAL REFRIGERATOR LIGHT (4000K clear lens) | Indoor Luminaires | Case Lighting | Horizontal Refrigerated Case Luminaires | Standard | FALSE | [9 empty] | 42016 | Not Dimmable | Not Dimmable | NotYetVerified |  | 3 | 2087.8 | 123.13 | 17 |  |  | 4000
PX9TE4H9 | 01 James Industry Group (DongGuan) Co.Ltd | 01 James Industry | ZY-20W1500 LED HORIZONTAL REFRIGERATOR LIGHT (4000K frosted lens) | Indoor Luminaires | Case Lighting | Horizontal Refrigerated Case Luminaires | Standard | FALSE | [9 empty] | 42016 | Not Dimmable | Not Dimmable | NotYetVerified |  | 3 | 1977.4 | 112.13 | 18 |  |  | 4000
PRTU5U8T | 01 James Industry Group (DongGuan) Co.Ltd | 01 James Industry | ZY-15W1200 LED HORIZONTAL REFRIGERATOR LIGHT (4000K clear lens) | Indoor Luminaires | Case Lighting | Horizontal Refrigerated Case Luminaires | Standard | FALSE | [9 empty] | 42016 | Not Dimmable | Not Dimmable | NotYetVerified |  | 3 | 1918.1 | 134.93 | 14 |  |  | 4000
P3ZZJ1B3 | 01 James Industry Group (DongGuan) Co.Ltd | 01 James Industry | ZY-18W1200 LED HORIZONTAL REFRIGERATOR LIGHT (4000K frosted lens) | Indoor Luminaires | Case Lighting | Horizontal Refrigerated Case Luminaires | Standard | FALSE | [9 empty] | 42016 | Not Dimmable | Not Dimmable | NotYetVerified |  | 3 | 1818.1 | 107 | 17 |  |  | 4000
PJXUSYQJ | 01 James Industry Group (DongGuan) Co.Ltd | 01 James Industry | ZY-15W1200 LED HORIZONTAL REFRIGERATOR LIGHT (4000K frosted lens) | Indoor Luminaires | Case Lighting | Horizontal Refrigerated Case Luminaires | Standard | FALSE | [9 empty] | 42016 | Not Dimmable | Not Dimmable | NotYetVerified |  | 3 | 1658.9 | 119.62 | 14 |  |  | 4000
P4DMAYKE | 01 James Industry Group (DongGuan) Co.Ltd | 01 James Industry | ZY-23W1800 LED HORIZONTAL REFRIGERATOR LIGHT (3500K clear lens) | Indoor Luminaires | Case Lighting | Horizontal Refrigerated Case Luminaires | Standard | FALSE | [9 empty] | 42016 | Not Dimmable | Not Dimmable | NotYetVerified |  | 3 | 2776.1 | 120.96 | 23 |  |  | 3500
PY5T3XB6 | 01 James Industry Group (DongGuan) Co.Ltd | 01 James Industry | ZY-23W1800 LED HORIZONTAL REFRIGERATOR LIGHT (3500K frosted lens) | Indoor Luminaires | Case Lighting | Horizontal Refrigerated Case Luminaires | Standard | FALSE | [9 empty] | 42016 | Not Dimmable | Not Dimmable | NotYetVerified |  | 3 | 2490.5 | 108.94 | 23 |  |  | 3500
PJ2BNMR4 | 01 James Industry Group (DongGuan) Co.Ltd | 01 James Industry | ZY-20W1500 LED HORIZONTAL REFRIGERATOR LIGHT (3500K clear lens) | Indoor Luminaires | Case Lighting | Horizontal Refrigerated Case Luminaires | Standard | FALSE | [9 empty] | 42016 | Not Dimmable | Not Dimmable | NotYetVerified |  | 3 | 2228.1 | 126.18 | 18 |  |  | 3500
PU2BJ3ZQ | 01 James Industry Group (DongGuan) Co.Ltd | 01 James Industry | ZY-18W1200 LED HORIZONTAL REFRIGERATOR LIGHT (3500K clear lens) | Indoor Luminaires | Case Lighting | Horizontal Refrigerated Case Luminaires | Standard | FALSE | [9 empty] | 42016 | Not Dimmable | Not Dimmable | NotYetVerified |  | 3 | 2087.8 | 123.13 | 17 |  |  | 3500
PD6VWTUF | 01 James Industry Group (DongGuan) Co.Ltd | 01 James Industry | ZY-20W1500 LED HORIZONTAL REFRIGERATOR LIGHT (3500K frosted lens) | Indoor Luminaires | Case Lighting | Horizontal Refrigerated Case Luminaires | Standard | FALSE | [9 empty] | 42016 | Not Dimmable | Not Dimmable | NotYetVerified |  | 3 | 1977.4 | 112.13 | 18 |  |  | 3500
PP6KF4PY | 01 James Industry Group (DongGuan) Co.Ltd | 01 James Industry | ZY-15W1200 LED HORIZONTAL REFRIGERATOR LIGHT (3500K clear lens) | Indoor Luminaires | Case Lighting | Horizontal Refrigerated Case Luminaires | Standard | FALSE | [9 empty] | 42016 | Not Dimmable | Not Dimmable | NotYetVerified |  | 3 | 1918.1 | 134.93 | 14 |  |  | 3500
P76D8WP4 | 01 James Industry Group (DongGuan) Co.Ltd | 01 James Industry | ZY-18W1200 LED HORIZONTAL REFRIGERATOR LIGHT (3500K frosted lens) | Indoor Luminaires | Case Lighting | Horizontal Refrigerated Case Luminaires | Standard | FALSE | [9 empty] | 42016 | Not Dimmable | Not Dimmable | NotYetVerified |  | 3 | 1818.1 | 107 | 17 |  |  | 3500
PUVMDC2D | 01 James Industry Group (DongGuan) Co.Ltd | 01 James Industry | ZY-15W1200 LED HORIZONTAL REFRIGERATOR LIGHT (3500K frosted lens) | Indoor Luminaires | Case Lighting | Horizontal Refrigerated Case Luminaires | Standard | FALSE | [9 empty] | 42016 | Not Dimmable | Not Dimmable | NotYetVerified |  | 3 | 1658.9 | 119.62 | 14 |  |  | 3500
PTM4U1AZ | 01 James Industry Group (DongGuan) Co.Ltd | 01 James Industry | ZY-15W1200 LED HORIZONTAL REFRIGERATOR LIGHT (3000K clear lens) | Indoor Luminaires | Case Lighting | Horizontal Refrigerated Case Luminaires | Standard | FALSE | [9 empty] | 42016 | Not Dimmable | Not Dimmable | NotYetVerified |  | 3 | 1918.1 | 134.93 | 14 |  |  | 3000
PM551C4P | 01 James Industry Group (DongGuan) Co.Ltd | 01 James Industry | ZY-15W1200 LED HORIZONTAL REFRIGERATOR LIGHT (3000K frosted lens) | Indoor Luminaires | Case Lighting | Horizontal Refrigerated Case Luminaires | Standard | FALSE | [9 empty] | 42016 | Not Dimmable | Not Dimmable | NotYetVerified |  | 3 | 1658.9 | 119.62 | 14 |  |  | 3000
PSMAMABA | James Trading Company Limited | JAMES | ZY-20W1500 LED VERTICAL REFRIGERATOR LIGHT (3000K FROSTED lens) | Indoor Luminaires | Case Lighting | Vertical Refrigerated Case Luminaires | Standard | TRUE | 1698.5 | 95.85 | 17.72 | 14.67 | 0.9168 | 2900 | 81.5 | 5 | 50000 | 42012 |  |  | NotYetVerified |  | 3 | 1698.5 | 95.85 | 17.72 |  |  | 3000 | 80
P1HS64TS | James Trading Company Limited | JAMES | ZY-20W1500 LED VERTICAL REFRIGERATOR LIGHT (3000K CLEAR lens) | Indoor Luminaires | Case Lighting | Vertical Refrigerated Case Luminaires | Standard | TRUE | 2050.1 | 115.56 | 17.74 | 16.98 | 0.9056 | 2910 | 81.5 | 5 | 50000 | 42012 |  |  | NotYetVerified |  | 3 | 2050.1 | 115.56 | 17.74 |  |  | 3000 | 80
PDQAK9ZQ | James Trading Company Limited | JAMES | ZY-20W1500 LED VERTICAL REFRIGERATOR LIGHT (5000K CLEAR lens) | Indoor Luminaires | Case Lighting | Vertical Refrigerated Case Luminaires | Standard | FALSE | [9 empty] | 42012 |  |  | NotYetVerified |  | 3 | 2050.1 | 115.56 | 17.74 |  |  | 5000 | 80
PN1MS7CW | James Trading Company Limited | JAMES | ZY-20W1500 LED VERTICAL REFRIGERATOR LIGHT (5000K FROSTED lens) | Indoor Luminaires | Case Lighting | Vertical Refrigerated Case Luminaires | Standard | FALSE | [9 empty] | 42012 |  |  | NotYetVerified |  | 3 | 1698.5 | 95.85 | 17.72 |  |  | 5000 | 80
PKXA6GN2 | James Trading Company Limited | JAMES | ZY-20W1500 LED VERTICAL REFRIGERATOR LIGHT (4500K CLEAR lens) | Indoor Luminaires | Case Lighting | Vertical Refrigerated Case Luminaires | Standard | FALSE | [9 empty] | 42012 |  |  | NotYetVerified |  | 3 | 2050.1 | 115.56 | 17.74 |  |  | 4500 | 80
PUBNKE4Y | James Trading Company Limited | JAMES | ZY-20W1500 LED VERTICAL REFRIGERATOR LIGHT (4500K FROSTED lens) | Indoor Luminaires | Case Lighting | Vertical Refrigerated Case Luminaires | Standard | FALSE | [9 empty] | 42012 |  |  | NotYetVerified |  | 3 | 1698.5 | 95.85 | 17.72 |  |  | 4500 | 80
PBTV51E7 | James Trading Company Limited | JAMES | ZY-20W1500 LED VERTICAL REFRIGERATOR LIGHT (4000K CLEAR lens) | Indoor Luminaires | Case Lighting | Vertical Refrigerated Case Luminaires | Standard | FALSE | [9 empty] | 42012 |  |  | NotYetVerified |  | 3 | 2050.1 | 115.56 | 17.74 |  |  | 4000 | 80
PE9GJS28 | James Trading Company Limited | JAMES | ZY-20W1500 LED VERTICAL REFRIGERATOR LIGHT (4000K FROSTED lens) | Indoor Luminaires | Case Lighting | Vertical Refrigerated Case Luminaires | Standard | FALSE | [9 empty] | 42012 |  |  | NotYetVerified |  | 3 | 1698.5 | 95.85 | 17.72 |  |  | 4000 | 80
PJB1M5W4 | James Trading Company Limited | JAMES | ZY-20W1500 LED VERTICAL REFRIGERATOR LIGHT (3500K CLEAR lens) | Indoor Luminaires | Case Lighting | Vertical Refrigerated Case Luminaires | Standard | FALSE | [9 empty] | 42012 |  |  | NotYetVerified |  | 3 | 2050.1 | 115.56 | 17.74 |  |  | 3500 | 80
PE52TGBK | James Trading Company Limited | JAMES | ZY-20W1500 LED VERTICAL REFRIGERATOR LIGHT (3500K FROSTED lens) | Indoor Luminaires | Case Lighting | Vertical Refrigerated Case Luminaires | Standard | FALSE | [9 empty] | 42012 |  |  | NotYetVerified |  | 3 | 1698.5 | 95.85 | 17.72 |  |  | 3500 | 80
PSV5NM4H | Global Energy Efficiency Holdings | G-Lite | LES-T8F-04-120-4100K[120V ONLY] | Indoor Luminaires | Case Lighting | Horizontal Refrigerated Case Luminaires | Standard | TRUE | 1969.19 | 126 | 15.63 | 17 | 0.999 | 4035 | 84 | 5 |  | 42006 |  |  | NotYetVerified |  | 3 | 1969 | 126 | 15.5 |  |  | 4100 | 84
PQMRZUEJ | Global Energy Efficiency Holdings | G-Lite | LES-T8F-04-90-4100K[120V ONLY] | Indoor Luminaires | Case Lighting | Horizontal Refrigerated Case Luminaires | Standard | TRUE | 1413.03 | 114 | 12.43 | 15 | 0.99 | 4052 | 83.5 | 5 |  | 42006 |  |  | NotYetVerified |  | 3 | 1413 | 114 | 12.5 |  |  | 4100 | 84
PHMAQPFE | Global Energy Efficiency Holdings | G-Lite | LES-T8F-04-120-3500K[120V ONLY] | Indoor Luminaires | Case Lighting | Horizontal Refrigerated Case Luminaires | Standard | TRUE | 2043.49 | 115 | 17.79 | 15 | 0.98 | 3535 | 85 | 5 |  | 42006 |  |  | NotYetVerified |  | 3 | 2043 | 115 | 17.5 |  |  | 3500 | 85
P56RVANS | Global Energy Efficiency Holdings | G-Lite | LES-T8F-04-180-4100K[120V ONLY] | Indoor Luminaires | Case Lighting | Horizontal Refrigerated Case Luminaires | Standard | TRUE | 2642.36 | 113 | 23.29 | 18 | 0.98 | 4056 | 84 | 5 |  | 42006 |  |  | NotYetVerified |  | 3 | 2650 | 113 | 23 |  |  | 4100 | 84
PG2RRV5W | Global Energy Efficiency Holdings | G-Lite | LES-T8F-04-150-4100K[120V ONLY] | Indoor Luminaires | Case Lighting | Horizontal Refrigerated Case Luminaires | Standard | TRUE | 2482.95 | 125 | 19.93 | 18 | 0.98 | 4056 | 84 | 5 |  | 42006 |  |  | NotYetVerified |  | 3 | 2500 | 125 | 20 |  |  | 4100 | 84
PDMZXJJU | Global Energy Efficiency Holdings | G-Lite | LES-T8F-04-120-5000K[120V ONLY] | Indoor Luminaires | Case Lighting | Horizontal Refrigerated Case Luminaires | Standard | FALSE | [9 empty] | 42006 |  |  | NotYetVerified |  | 3 | 1970 | 126 | 15.5 |  |  | 5000 | 83
PYWP1E3X | Global Energy Efficiency Holdings | G-Lite | LES-T8F-04-150-5000K[120V ONLY] | Indoor Luminaires | Case Lighting | Horizontal Refrigerated Case Luminaires | Standard | FALSE | [9 empty] | 42006 |  |  | NotYetVerified |  | 3 | 2500 | 125 | 20 | 20 | 0.9 | 5000 | 84
PMKB3HSK | Philips Day-Brite | Philips Day-Brite | DWAE51LH850-4-UNV-[MD360W] | Indoor Luminaires | Case Lighting | Horizontal Refrigerated Case Luminaires | Standard | TRUE | 5455.3 | 114.85 | 47.5 | 18.6 | 0.89 | 5067 | 81.2 | 5 | 50000 | 41983 |  |  | NotYetVerified |  | 4.1 | 5393.4336 | 110.0701 | 49 | 20 | 0.9 | 5000 | 80
PAK1E1N3 | Philips Day-Brite | Philips Day-Brite | DWAE51LH835-4-UNV-[MD360W] | Indoor Luminaires | Case Lighting | Horizontal Refrigerated Case Luminaires | Standard | TRUE | 4828.73 | 101.87 | 47.4 | 18.6 | 0.89 | 3494 | 82.32 | 5 | 50000 | 41983 |  |  | NotYetVerified |  | 4.1 | 5184 | 105.7959 | 49 | 20 | 0.9 | 3500 | 80
P5R5KPJ5 | Philips Day-Brite | Philips Day-Brite | DWAE51LH850-8-UNV-[MD360W] | Indoor Luminaires | Case Lighting | Horizontal Refrigerated Case Luminaires | Standard | FALSE | [9 empty] | 41983 |  |  | NotYetVerified |  | 4.1 | 10914 | 121.2667 | 90 | 20 | 0.9 | 5000 | 80
P5AEQ69W | Philips Day-Brite | Philips Day-Brite | V2WAE51LH850-8-UNV-[MD360W] | Indoor Luminaires | Case Lighting | Horizontal Refrigerated Case Luminaires | Standard | FALSE | [9 empty] | 41983 |  |  | NotYetVerified |  | 4.1 | 10914 | 121.2667 | 90 | 20 | 0.9 | 5000 | 80
P1PG784C | Philips Day-Brite | Philips Day-Brite | V2WLE51LH850-8-UNV-[MD360W] | Indoor Luminaires | Case Lighting | Horizontal Refrigerated Case Luminaires | Standard | FALSE | [9 empty] | 41983 |  |  | NotYetVerified |  | 4.1 | 10368.3 | 115.2033 | 90 | 20 | 0.9 | 5000 | 80
PFF5UNJA | Philips Day-Brite | Philips Day-Brite | V2WPE51LH850-8-UNV-[MD360W] | Indoor Luminaires | Case Lighting | Horizontal Refrigerated Case Luminaires | Standard | FALSE | [9 empty] | 41983 |  |  | NotYetVerified |  | 4.1 | 10040.88 | 111.5653 | 90 | 20 | 0.9 | 5000 | 80
PPW7A58H | Philips Day-Brite | Philips Day-Brite | DWAE70L850-4-UNV-SDIM-[MD360W] | Indoor Luminaires | Case Lighting | Horizontal Refrigerated Case Luminaires | Standard | FALSE | [9 empty] | 41983 |  |  | NotYetVerified |  | 4.1 | 7303.608 | 104.3373 | 70 | 20 | 0.9 | 5000 | 80
PZ7V2SU1 | Philips Day-Brite | Philips Day-Brite | DWAE35L850-4-UNV-SDIM-[MD360W] | Indoor Luminaires | Case Lighting | Horizontal Refrigerated Case Luminaires | Standard | FALSE | [9 empty] | 41983 |  |  | NotYetVerified |  | 4.1 | 3836.0796 | 112.8259 | 34 | 20 | 0.9 | 5000 | 80
PHJTWHY4 | Philips Day-Brite | Philips Day-Brite | V2WAE35L850-4-UNV-SDIM-[MD360W] | Indoor Luminaires | Case Lighting | Horizontal Refrigerated Case Luminaires | Standard | FALSE | [9 empty] | 41983 |  |  | NotYetVerified |  | 4.1 | 3836.0796 | 112.8259 | 34 | 20 | 0.9 | 5000 | 80
PTXJZGDD | Philips Day-Brite | Philips Day-Brite | V2WLE35L850-4-UNV-SDIM-[MD360W] | Indoor Luminaires | Case Lighting | Horizontal Refrigerated Case Luminaires | Standard | FALSE | [9 empty] | 41983 |  |  | NotYetVerified |  | 4.1 | 3729.522 | 109.6918 | 34 | 20 | 0.9 | 5000 | 80
PJ91U5YV | Philips Day-Brite | Philips Day-Brite | V2WPE35L850-4-UNV-SDIM-[MD360W] | Indoor Luminaires | Case Lighting | Horizontal Refrigerated Case Luminaires | Standard | FALSE | [9 empty] | 41983 |  |  | NotYetVerified |  | 4.1 | 3551.9255 | 104.4684 | 34 | 20 | 0.9 | 5000 | 80
PPA57XZ2 | Philips Day-Brite | Philips Day-Brite | V2WAE70L850-4-UNV-SDIM-[MD360W] | Indoor Luminaires | Case Lighting | Horizontal Refrigerated Case Luminaires | Standard | FALSE | [9 empty] | 41983 |  |  | NotYetVerified |  | 4.1 | 7303.608 | 104.3373 | 70 | 20 | 0.9 | 5000 | 80
PS8DXZQM | Philips Day-Brite | Philips Day-Brite | V2WLE70L850-4-UNV-SDIM-[MD360W] | Indoor Luminaires | Case Lighting | Horizontal Refrigerated Case Luminaires | Standard | FALSE | [9 empty] | 41983 |  |  | NotYetVerified |  | 4.1 | 7100.73 | 101.439 | 70 | 20 | 0.9 | 5000 | 80
PHCMDSBB | Philips Day-Brite | Philips Day-Brite | V2WPE70L850-4-UNV-SDIM-[MD360W] | Indoor Luminaires | Case Lighting | Horizontal Refrigerated Case Luminaires | Standard | FALSE | [9 empty] | 41983 |  |  | NotYetVerified |  | 4.1 | 6762.6 | 96.6086 | 70 | 20 | 0.9 | 5000 | 80
P7PFF8DJ | Philips Day-Brite | Philips Day-Brite | V2WAE51LH850-4-UNV-[MD360W] | Indoor Luminaires | Case Lighting | Horizontal Refrigerated Case Luminaires | Standard | FALSE | [9 empty] | 41983 |  |  | NotYetVerified |  | 4.1 | 5393.4336 | 110.0701 | 49 | 20 | 0.9 | 5000 | 80
PR4H8XDV | Philips Day-Brite | Philips Day-Brite | V2WLE51LH850-4-UNV-[MD360W] | Indoor Luminaires | Case Lighting | Horizontal Refrigerated Case Luminaires | Standard | FALSE | [9 empty] | 41983 |  |  | NotYetVerified |  | 4.1 | 5243.616 | 107.0126 | 49 | 20 | 0.9 | 5000 | 80
P4EZM5HT | Philips Day-Brite | Philips Day-Brite | V2WPE51LH850-4-UNV-[MD360W] | Indoor Luminaires | Case Lighting | Horizontal Refrigerated Case Luminaires | Standard | FALSE | [9 empty] | 41983 |  |  | NotYetVerified |  | 4.1 | 4993.92 | 101.9167 | 49 | 20 | 0.9 | 5000 | 80
PDHJVJC1 | Philips Day-Brite | Philips Day-Brite | V2WAE51LH840-8-UNV-[MD360W] | Indoor Luminaires | Case Lighting | Horizontal Refrigerated Case Luminaires | Standard | FALSE | [9 empty] | 41983 |  |  | NotYetVerified |  | 4.1 | 10700 | 118.8889 | 90 | 20 | 0.9 | 4000 | 80
P2PK86KG | Philips Day-Brite | Philips Day-Brite | DWAE51LH840-8-UNV-[MD360W] | Indoor Luminaires | Case Lighting | Horizontal Refrigerated Case Luminaires | Standard | FALSE | [9 empty] | 41983 |  |  | NotYetVerified |  | 4.1 | 10700 | 118.8889 | 90 | 20 | 0.9 | 4000 | 80
PPFDSWSN | Philips Day-Brite | Philips Day-Brite | V2WLE51LH840-8-UNV-[MD360W] | Indoor Luminaires | Case Lighting | Horizontal Refrigerated Case Luminaires | Standard | FALSE | [9 empty] | 41983 |  |  | NotYetVerified |  | 4.1 | 10165 | 112.9444 | 90 | 20 | 0.9 | 4000 | 80
P3GXWXJF | Philips Day-Brite | Philips Day-Brite | V2WPE51LH840-8-UNV-[MD360W] | Indoor Luminaires | Case Lighting | Horizontal Refrigerated Case Luminaires | Standard | FALSE | [9 empty] | 41983 |  |  | NotYetVerified |  | 4.1 | 9844 | 109.3778 | 90 | 20 | 0.9 | 4000 | 80
PKM9T1AV | Philips Day-Brite | Philips Day-Brite | V2WAE35L840-4-UNV-SDIM-[MD360W] | Indoor Luminaires | Case Lighting | Horizontal Refrigerated Case Luminaires | Standard | FALSE | [9 empty] | 41983 |  |  | NotYetVerified |  | 4.1 | 3760.8623 | 110.6136 | 34 | 20 | 0.9 | 4000 | 80
PH229XTC | Philips Day-Brite | Philips Day-Brite | DWAE35L840-4-UNV-SDIM-[MD360W] | Indoor Luminaires | Case Lighting | Horizontal Refrigerated Case Luminaires | Standard | FALSE | [9 empty] | 41983 |  |  | NotYetVerified |  | 4.1 | 3760.8623 | 110.6136 | 34 | 20 | 0.9 | 4000 | 80
P65GA9M7 | Philips Day-Brite | Philips Day-Brite | V2WLE35L840-4-UNV-SDIM-[MD360W] | Indoor Luminaires | Case Lighting | Horizontal Refrigerated Case Luminaires | Standard | FALSE | [9 empty] | 41983 |  |  | NotYetVerified |  | 4.1 | 3656.394 | 107.541 | 34 | 20 | 0.9 | 4000 | 80
PH77MFMN | Philips Day-Brite | Philips Day-Brite | V2WPE35L840-4-UNV-SDIM-[MD360W] | Indoor Luminaires | Case Lighting | Horizontal Refrigerated Case Luminaires | Standard | FALSE | [9 empty] | 41983 |  |  | NotYetVerified |  | 4.1 | 3482.28 | 102.42 | 34 | 20 | 0.9 | 4000 | 80
PQTENH5K | Philips Day-Brite | Philips Day-Brite | DWAE70L840-4-UNV-SDIM-[MD360W] | Indoor Luminaires | Case Lighting | Horizontal Refrigerated Case Luminaires | Standard | FALSE | [9 empty] | 41983 |  |  | NotYetVerified |  | 4.1 | 7160.4 | 102.2914 | 70 | 20 | 0.9 | 4000 | 80
P7GC1T1E | Philips Day-Brite | Philips Day-Brite | V2WAE70L840-4-UNV-SDIM-[MD360W] | Indoor Luminaires | Case Lighting | Horizontal Refrigerated Case Luminaires | Standard | FALSE | [9 empty] | 41983 |  |  | NotYetVerified |  | 4.1 | 7160.4 | 102.2914 | 70 | 20 | 0.9 | 4000 | 80
PNB6QWZT | Philips Day-Brite | Philips Day-Brite | V2WLE70L840-4-UNV-SDIM-[MD360W] | Indoor Luminaires | Case Lighting | Horizontal Refrigerated Case Luminaires | Standard | FALSE | [9 empty] | 41983 |  |  | NotYetVerified |  | 4.1 | 6961.5 | 99.45 | 70 | 20 | 0.9 | 4000 | 80
PTX4SM31 | Philips Day-Brite | Philips Day-Brite | V2WPE70L840-4-UNV-SDIM-[MD360W] | Indoor Luminaires | Case Lighting | Horizontal Refrigerated Case Luminaires | Standard | FALSE | [9 empty] | 41983 |  |  | NotYetVerified |  | 4.1 | 6630 | 94.7143 | 70 | 20 | 0.9 | 4000 | 80
PW4J8FWW | Philips Day-Brite | Philips Day-Brite | DWAE51LH840-4-UNV-[MD360W] | Indoor Luminaires | Case Lighting | Horizontal Refrigerated Case Luminaires | Standard | FALSE | [9 empty] | 41983 |  |  | NotYetVerified |  | 4.1 | 5287.68 | 107.9118 | 49 | 20 | 0.9 | 4000 | 80
P2NKHV8D | Philips Day-Brite | Philips Day-Brite | V2WAE51LH840-4-UNV-[MD360W] | Indoor Luminaires | Case Lighting | Horizontal Refrigerated Case Luminaires | Standard | FALSE | [9 empty] | 41983 |  |  | NotYetVerified |  | 4.1 | 5287.68 | 107.9118 | 49 | 20 | 0.9 | 4000 | 80
P4JSMJE7 | Philips Day-Brite | Philips Day-Brite | V2WLE51LH840-4-UNV-[MD360W] | Indoor Luminaires | Case Lighting | Horizontal Refrigerated Case Luminaires | Standard | FALSE | [9 empty] | 41983 |  |  | NotYetVerified |  | 4.1 | 5140.8 | 104.9143 | 49 | 20 | 0.9 | 4000 | 80
PQ9DA2SR | Philips Day-Brite | Philips Day-Brite | V2WPE51LH840-4-UNV-[MD360W] | Indoor Luminaires | Case Lighting | Horizontal Refrigerated Case Luminaires | Standard | FALSE | [9 empty] | 41983 |  |  | NotYetVerified |  | 4.1 | 4896 | 99.9184 | 49 | 20 | 0.9 | 4000 | 80
PJG3F22T | Philips Day-Brite | Philips Day-Brite | V2WAE51LH835-8-UNV-[MD360W] | Indoor Luminaires | Case Lighting | Horizontal Refrigerated Case Luminaires | Standard | FALSE | [9 empty] | 41983 |  |  | NotYetVerified |  | 4.1 | 10486 | 116.5111 | 90 | 20 | 0.9 | 3500 | 80
PD7MFJTK | Philips Day-Brite | Philips Day-Brite | DWAE51LH835-8-UNV-[MD360W] | Indoor Luminaires | Case Lighting | Horizontal Refrigerated Case Luminaires | Standard | FALSE | [9 empty] | 41983 |  |  | NotYetVerified |  | 4.1 | 10486 | 116.5111 | 90 | 20 | 0.9 | 3500 | 80
P71TGZQJ | Philips Day-Brite | Philips Day-Brite | V2WLE51LH835-8-UNV-[MD360W] | Indoor Luminaires | Case Lighting | Horizontal Refrigerated Case Luminaires | Standard | FALSE | [9 empty] | 41983 |  |  | NotYetVerified |  | 4.1 | 9961.7 | 110.6856 | 90 | 20 | 0.9 | 3500 | 80
PRMKNE5W | Philips Day-Brite | Philips Day-Brite | V2WPE51LH835-8-UNV-[MD360W] | Indoor Luminaires | Case Lighting | Horizontal Refrigerated Case Luminaires | Standard | FALSE | [9 empty] | 41983 |  |  | NotYetVerified |  | 4.1 | 9647.12 | 107.1902 | 90 | 20 | 0.9 | 3500 | 80
PTGBXJP1 | Philips Day-Brite | Philips Day-Brite | DWAE70L835-4-UNV-SDIM-[MD360W] | Indoor Luminaires | Case Lighting | Horizontal Refrigerated Case Luminaires | Standard | FALSE | [9 empty] | 41983 |  |  | NotYetVerified |  | 4.1 | 7020 | 100.2857 | 70 | 20 | 0.9 | 3500 | 80
PWA1TUPC | Philips Day-Brite | Philips Day-Brite | DWAE35L835-4-UNV-SDIM-[MD360W] | Indoor Luminaires | Case Lighting | Horizontal Refrigerated Case Luminaires | Standard | FALSE | [9 empty] | 41983 |  |  | NotYetVerified |  | 4.1 | 3687.12 | 108.4447 | 34 | 20 | 0.9 | 3500 | 80
PQPPG3U7 | Philips Day-Brite | Philips Day-Brite | V2WAE35L835-4-UNV-SDIM-[MD360W] | Indoor Luminaires | Case Lighting | Horizontal Refrigerated Case Luminaires | Standard | FALSE | [9 empty] | 41983 |  |  | NotYetVerified |  | 4.1 | 3687.12 | 108.4447 | 34 | 20 | 0.9 | 3500 | 80
PH6ZW6NR | Philips Day-Brite | Philips Day-Brite | V2WLE35L835-4-UNV-SDIM-[MD360W] | Indoor Luminaires | Case Lighting | Horizontal Refrigerated Case Luminaires | Standard | FALSE | [9 empty] | 41983 |  |  | NotYetVerified |  | 4.1 | 3584.7 | 105.4323 | 34 | 20 | 0.9 | 3500 | 80
PAEG1UFV | Philips Day-Brite | Philips Day-Brite | V2WPE35L835-4-UNV-SDIM-[MD360W] | Indoor Luminaires | Case Lighting | Horizontal Refrigerated Case Luminaires | Standard | FALSE | [9 empty] | 41983 |  |  | NotYetVerified |  | 4.1 | 3414 | 100.4118 | 34 | 20 | 0.9 | 3500 | 80
PUBPS35B | Philips Day-Brite | Philips Day-Brite | V2WAE70L835-4-UNV-SDIM-[MD360W] | Indoor Luminaires | Case Lighting | Horizontal Refrigerated Case Luminaires | Standard | FALSE | [9 empty] | 41983 |  |  | NotYetVerified |  | 4.1 | 7020 | 100.2857 | 70 | 20 | 0.9 | 3500 | 80
PAPF1J4B | Philips Day-Brite | Philips Day-Brite | V2WLE70L835-4-UNV-SDIM-[MD360W] | Indoor Luminaires | Case Lighting | Horizontal Refrigerated Case Luminaires | Standard | FALSE | [9 empty] | 41983 |  |  | NotYetVerified |  | 4.1 | 6825 | 97.5 | 70 | 20 | 0.9 | 3500 | 80
PF6BDN5U | Philips Day-Brite | Philips Day-Brite | V2WPE70L835-4-UNV-[MD360W] | Indoor Luminaires | Case Lighting | Horizontal Refrigerated Case Luminaires | Standard | FALSE | [9 empty] | 41983 |  |  | NotYetVerified |  | 4.1 | 6500 | 92.8571 | 70 | 20 | 0.9 | 3500 | 80
P3RYZRDJ | Philips Day-Brite | Philips Day-Brite | V2WPE70L835-4-UNV-SDIM-[MD360W] | Indoor Luminaires | Case Lighting | Horizontal Refrigerated Case Luminaires | Standard | FALSE | [9 empty] | 41983 |  |  | NotYetVerified |  | 4.1 | 6500 | 92.8571 | 70 | 20 | 0.9 | 3500 | 80
PA5NY3TM | Philips Day-Brite | Philips Day-Brite | V2WAE51LH835-4-UNV-[MD360W] | Indoor Luminaires | Case Lighting | Horizontal Refrigerated Case Luminaires | Standard | FALSE | [9 empty] | 41983 |  |  | NotYetVerified |  | 4.1 | 5184 | 105.7959 | 49 | 20 | 0.9 | 3500 | 80
PX3DVDTZ | Philips Day-Brite | Philips Day-Brite | V2WLE51LH835-4-UNV-[MD360W] | Indoor Luminaires | Case Lighting | Horizontal Refrigerated Case Luminaires | Standard | FALSE | [9 empty] | 41983 |  |  | NotYetVerified |  | 4.1 | 5040 | 102.8571 | 49 | 20 | 0.9 | 3500 | 80
PPDXBVAE | Philips Day-Brite | Philips Day-Brite | V2WPE51LH835-4-UNV-[MD360W] | Indoor Luminaires | Case Lighting | Horizontal Refrigerated Case Luminaires | Standard | FALSE | [9 empty] | 41983 |  |  | NotYetVerified |  | 4.1 | 4800 | 97.9592 | 49 | 20 | 0.9 | 3500 | 80
PY5KUYRJ | James Trading Company Limited | JAMES | ZY-8W900 (3000K Clear ) | Indoor Luminaires | Case Lighting | Vertical Refrigerated Case Luminaires | Standard | TRUE | 931.8 | 109.9 | 8.48 | 12.66 | 0.9155 | 2986 | 81.9 | 5 | 50000 | 41982 |  |  | NotYetVerified |  | 3 | 931.8 | 110 | 8.5 |  |  | 3000 | 80
PV92FTP5 | James Trading Company Limited | JAMES | ZY-22W1200 (3000K Semi Clear) | Indoor Luminaires | Case Lighting | Horizontal Refrigerated Case Luminaires | Standard | TRUE | 2308 | 112.1 | 20.58 | 12.96 | 0.8748 | 3052 | 81.7 | 5 | 50000 | 41982 |  |  | NotYetVerified |  | 3 | 2308 | 105 | 22 |  |  | 3000 | 80
PJJ9YZD5 | James Trading Company Limited | JAMES | ZY-22W1200A (3000K Clear) | Indoor Luminaires | Case Lighting | Vertical Refrigerated Case Luminaires | Standard | TRUE | 2279.6 | 111.1 | 20.52 | 13.07 | 0.8739 | 3072 | 82.4 | 5 | 50000 | 41982 |  |  | NotYetVerified |  | 3 | 2279.6 | 105 | 22 |  |  | 3000 | 80
P4FYH22VZ | Lumenor Energy Services LLC | Lumenor | LES-T8F-04-150-5000K[120V ONLY] | Indoor Luminaires | Case Lighting | Horizontal Refrigerated Case Luminaires | Standard | FALSE | [9 empty] | 41982 |  |  | NotYetVerified |  | 3 | 2500 | 125 | 20 | 20 | 0.9 | 5000 | 84
P84NN22U | James Trading Company Limited | JAMES | ZY-22W1200 (5000K Semi Clear) | Indoor Luminaires | Case Lighting | Horizontal Refrigerated Case Luminaires | Standard | FALSE | [9 empty] | 41982 |  |  | NotYetVerified |  | 3 | 2308 | 105 | 22 |  |  | 5000 | 80
PUECQUE5 | James Trading Company Limited | JAMES | ZY-22W1200A (5000K Clear) | Indoor Luminaires | Case Lighting | Vertical Refrigerated Case Luminaires | Standard | FALSE | [9 empty] | 41982 |  |  | NotYetVerified |  | 3 | 2279.6 | 105 | 22 |  |  | 5000 | 80
PQPG5MFV | James Trading Company Limited | JAMES | ZY-8W900 (5000K Clear) | Indoor Luminaires | Case Lighting | Vertical Refrigerated Case Luminaires | Standard | FALSE | [9 empty] | 41982 |  |  | NotYetVerified |  | 3 | 931.8 | 110 | 8.5 |  |  | 5000 | 80
PJT271RD | James Trading Company Limited | JAMES | ZY-22W1200 (4500K Semi Clear) | Indoor Luminaires | Case Lighting | Horizontal Refrigerated Case Luminaires | Standard | FALSE | [9 empty] | 41982 |  |  | NotYetVerified |  | 3 | 2308 | 105 | 22 |  |  | 4500 | 80
PX9S72PP | James Trading Company Limited | JAMES | ZY-22W1200A (4500K Clear) | Indoor Luminaires | Case Lighting | Vertical Refrigerated Case Luminaires | Standard | FALSE | [9 empty] | 41982 |  |  | NotYetVerified |  | 3 | 2279.6 | 105 | 22 |  |  | 4500 | 80
PTGKC2Y6 | James Trading Company Limited | JAMES | ZY-8W900 (4500K Clear) | Indoor Luminaires | Case Lighting | Vertical Refrigerated Case Luminaires | Standard | FALSE | [9 empty] | 41982 |  |  | NotYetVerified |  | 3 | 931.8 | 110 | 8.5 |  |  | 4500 | 80
P91TSDQX | James Trading Company Limited | JAMES | ZY-22W1200 (4000K Semi Clear) | Indoor Luminaires | Case Lighting | Horizontal Refrigerated Case Luminaires | Standard | FALSE | [9 empty] | 41982 |  |  | NotYetVerified |  | 3 | 2308 | 105 | 22 |  |  | 4000 | 80
PEPRN5BE | James Trading Company Limited | JAMES | ZY-22W1200A (4000K Clear) | Indoor Luminaires | Case Lighting | Vertical Refrigerated Case Luminaires | Standard | FALSE | [9 empty] | 41982 |  |  | NotYetVerified |  | 3 | 2279.6 | 105 | 22 |  |  | 4000 | 80
PE59R5WH | James Trading Company Limited | JAMES | ZY-8W900 (4000K Clear) | Indoor Luminaires | Case Lighting | Vertical Refrigerated Case Luminaires | Standard | FALSE | [9 empty] | 41982 |  |  | NotYetVerified |  | 3 | 931.8 | 110 | 8.5 |  |  | 4000 | 80
PDPJ52JK | James Trading Company Limited | JAMES | ZY-22W1200 (3500K Semi Clear) | Indoor Luminaires | Case Lighting | Horizontal Refrigerated Case Luminaires | Standard | FALSE | [9 empty] | 41982 |  |  | NotYetVerified |  | 3 | 2308 | 105 | 22 |  |  | 3500 | 80
PYD7377W | James Trading Company Limited | JAMES | ZY-22W1200A (3500K Clear) | Indoor Luminaires | Case Lighting | Vertical Refrigerated Case Luminaires | Standard | FALSE | [9 empty] | 41982 |  |  | NotYetVerified |  | 3 | 2279.6 | 105 | 22 |  |  | 3500 | 80
P38N82ZZ | James Trading Company Limited | JAMES | ZY-8W900 (3500K Clear) | Indoor Luminaires | Case Lighting | Vertical Refrigerated Case Luminaires | Standard | FALSE | [9 empty] | 41982 |  |  | NotYetVerified |  | 3 | 931.8 | 110 | 8.5 |  |  | 3500 | 80
PVK4FZQH | James Trading Company Limited | JAMES | ZY-12W900 LED HORIZONTAL REFRIGERATOR LIGHT (3000K frosted lens) | Indoor Luminaires | Case Lighting | Horizontal Refrigerated Case Luminaires | Standard | TRUE | 1265.5 | 119.08 | 10.63 | 15.63 | 0.9168 | 2890 | 81.6 | 5 | 50000 | 41978 |  |  | NotYetVerified |  | 3 | 1265.5 | 119.08 | 10.63 | 15.63 | 0.9 | 3000 | 81
PVAEPBP5 | James Trading Company Limited | JAMES | ZY-12W900 LED HORIZONTAL REFRIGERATOR LIGHT (3000K clear lens) | Indoor Luminaires | Case Lighting | Horizontal Refrigerated Case Luminaires | Standard | TRUE | 1448.3 | 135.83 | 10.66 | 12.08 | 0.9127 | 2900 | 81.5 | 5 | 50000 | 41978 |  |  | NotYetVerified |  | 3 | 1448.3 | 135.83 | 10.66 | 12.08 | 0.9 | 3000 | 81
PPQ5MZHA | James Trading Company Limited | JAMES | ZY-12W900 LED HORIZONTAL REFRIGERATOR LIGHT (5000K frosted lens) | Indoor Luminaires | Case Lighting | Horizontal Refrigerated Case Luminaires | Standard | FALSE | [9 empty] | 41978 |  |  | NotYetVerified |  | 3 | 1265.5 | 119.08 | 10.63 | 15.63 | 0.9 | 5000 | 81
PPGPHGTR | James Trading Company Limited | JAMES | ZY-12W900 LED HORIZONTAL REFRIGERATOR LIGHT (5000K clear lens) | Indoor Luminaires | Case Lighting | Horizontal Refrigerated Case Luminaires | Standard | FALSE | [9 empty] | 41978 |  |  | NotYetVerified |  | 3 | 1448.3 | 135.83 | 10.66 | 12.08 | 0.9 | 5000 | 81
P46KX8EZ | James Trading Company Limited | JAMES | ZY-12W900 LED HORIZONTAL REFRIGERATOR LIGHT (4500K frosted lens) | Indoor Luminaires | Case Lighting | Horizontal Refrigerated Case Luminaires | Standard | FALSE | [9 empty] | 41978 |  |  | NotYetVerified |  | 3 | 1265.5 | 119.08 | 10.63 | 15.63 | 0.9 | 4500 | 81
PPTU1JTJ | James Trading Company Limited | JAMES | ZY-12W900 LED HORIZONTAL REFRIGERATOR LIGHT (4500K clear lens) | Indoor Luminaires | Case Lighting | Horizontal Refrigerated Case Luminaires | Standard | FALSE | [9 empty] | 41978 |  |  | NotYetVerified |  | 3 | 1448.3 | 135.83 | 10.66 | 12.08 | 0.9 | 4500 | 81
PB8TC54V | James Trading Company Limited | JAMES | ZY-12W900 LED HORIZONTAL REFRIGERATOR LIGHT (4000K frosted lens) | Indoor Luminaires | Case Lighting | Horizontal Refrigerated Case Luminaires | Standard | FALSE | [9 empty] | 41978 |  |  | NotYetVerified |  | 3 | 1265.5 | 119.08 | 10.63 | 15.63 | 0.9 | 4000 | 81
P5ANM1H1 | James Trading Company Limited | JAMES | ZY-12W900 LED HORIZONTAL REFRIGERATOR LIGHT (4000K clear lens) | Indoor Luminaires | Case Lighting | Horizontal Refrigerated Case Luminaires | Standard | FALSE | [9 empty] | 41978 |  |  | NotYetVerified |  | 3 | 1448.3 | 135.83 | 10.66 | 12.08 | 0.9 | 4000 | 81
PX4CZ8QT | James Trading Company Limited | JAMES | ZY-12W900 LED HORIZONTAL REFRIGERATOR LIGHT (3500K frosted lens) | Indoor Luminaires | Case Lighting | Horizontal Refrigerated Case Luminaires | Standard | FALSE | [9 empty] | 41978 |  |  | NotYetVerified |  | 3 | 1265.5 | 119.08 | 10.63 | 15.63 | 0.9 | 3500 | 81
P9HFGY33 | James Trading Company Limited | JAMES | ZY-12W900 LED HORIZONTAL REFRIGERATOR LIGHT (3500K clear lens) | Indoor Luminaires | Case Lighting | Horizontal Refrigerated Case Luminaires | Standard | FALSE | [9 empty] | 41978 |  |  | NotYetVerified |  | 3 | 1448.3 | 135.83 | 10.66 | 12.08 | 0.9 | 3500 | 81
PS2KD329 | James Trading Company Limited | JAMES | ZY-20W1500 LED HORIZONTAL REFRIGERATOR LIGHT (3000K frosted lens) | Indoor Luminaires | Case Lighting | Horizontal Refrigerated Case Luminaires | Standard | TRUE | 1977.4 | 112.13 | 17.63 | 14.67 | 0.9168 | 2897 | 81.5 | 5 | 50000 | 41976 |  |  | NotYetVerified |  | 3 | 1977.4 | 112.13 | 18 |  |  | 3000
P99MCMH9 | James Trading Company Limited | JAMES | ZY-18W1200 LED HORIZONTAL REFRIGERATOR LIGHT (3000K frosted lens) | Indoor Luminaires | Case Lighting | Horizontal Refrigerated Case Luminaires | Standard | TRUE | 1818.1 | 106.95 | 17 | 14.48 | 0.9151 | 2998 | 82.4 | 5 | 50000 | 41976 |  |  | NotYetVerified |  | 3 | 1818.1 | 107 | 17 |  |  | 3000
PJJZ7FQ3 | James Trading Company Limited | JAMES | ZY-15W1200 LED HORIZONTAL REFRIGERATOR LIGHT (2700K frosted lens) | Indoor Luminaires | Case Lighting | Horizontal Refrigerated Case Luminaires | Standard | TRUE | 1658.9 | 119.62 | 13.87 | 15.38 | 0.9149 | 2848 | 81.1 | 5 | 50000 | 41976 |  |  | NotYetVerified |  | 3 | 1658.9 | 119.62 | 14 |  |  | 2700
P6NJ4Q9Y | James Trading Company Limited | JAMES | ZY-22W1800 LED HORIZONTAL REFRIGERATOR LIGHT (3000K clear lens) | Indoor Luminaires | Case Lighting | Horizontal Refrigerated Case Luminaires | Standard | TRUE | 2776.1 | 120.96 | 22.95 | 14.24 | 0.9147 | 2915 | 81.3 | 5 | 50000 | 41976 |  |  | NotYetVerified |  | 3 | 2776.1 | 120.96 | 23 |  |  | 3000
PMBY7NQD | James Trading Company Limited | JAMES | ZY-22W1800 LED HORIZONTAL REFRIGERATOR LIGHT (3000K frosted lens) | Indoor Luminaires | Case Lighting | Horizontal Refrigerated Case Luminaires | Standard | TRUE | 2490.5 | 108.94 | 22.86 | 14.57 | 0.9132 | 2912 | 81.4 | 5 | 50000 | 41976 |  |  | NotYetVerified |  | 3 | 2490.5 | 108.94 | 23 |  |  | 3000
PWQVF4PY | James Trading Company Limited | JAMES | ZY-15W1200 LED HORIZONTAL REFRIGERATOR LIGHT (2700K clear lens) | Indoor Luminaires | Case Lighting | Horizontal Refrigerated Case Luminaires | Standard | TRUE | 1918.1 | 134.93 | 14.22 | 12.07 | 0.9127 | 2856 | 80.9 | 5 | 50000 | 41976 |  |  | NotYetVerified |  | 3 | 1918.1 | 134.93 | 14 |  |  | 2700
PZKZ1ZFU | James Trading Company Limited | JAMES | ZY-18W1200 LED HORIZONTAL REFRIGERATOR LIGHT (3000K clear lens) | Indoor Luminaires | Case Lighting | Horizontal Refrigerated Case Luminaires | Standard | TRUE | 2087.8 | 123.13 | 16.96 | 10.6 | 0.9097 | 2997 | 82.3 | 5 | 50000 | 41976 |  |  | NotYetVerified |  | 3 | 2087.8 | 123.13 | 17 |  |  | 3000
PYSAF5YQ | James Trading Company Limited | JAMES | ZY-20W1500 LED HORIZONTAL REFRIGERATOR LIGHT (3000K clear lens) | Indoor Luminaires | Case Lighting | Horizontal Refrigerated Case Luminaires | Standard | TRUE | 2228.1 | 126.18 | 17.66 | 16.98 | 0.9056 | 2907 | 81.4 | 5 | 50000 | 41976 |  |  | NotYetVerified |  | 3 | 2228.1 | 126.18 | 18 |  |  | 3000
PU3WSVZA | James Trading Company Limited | JAMES | ZY-22W1800 LED HORIZONTAL REFRIGERATOR LIGHT (5000K clear lens) | Indoor Luminaires | Case Lighting | Horizontal Refrigerated Case Luminaires | Standard | FALSE | [9 empty] | 41976 |  |  | NotYetVerified |  | 3 | 2776.1 | 120.96 | 23 |  |  | 5000
PJPVB7VZ | James Trading Company Limited | JAMES | ZY-22W1800 LED HORIZONTAL REFRIGERATOR LIGHT (5000K frosted lens) | Indoor Luminaires | Case Lighting | Horizontal Refrigerated Case Luminaires | Standard | FALSE | [9 empty] | 41976 |  |  | NotYetVerified |  | 3 | 2490.5 | 108.94 | 23 |  |  | 5000
P168XT4K | James Trading Company Limited | JAMES | ZY-20W1500 LED HORIZONTAL REFRIGERATOR LIGHT (5000K clear lens) | Indoor Luminaires | Case Lighting | Horizontal Refrigerated Case Luminaires | Standard | FALSE | [9 empty] | 41976 |  |  | NotYetVerified |  | 3 | 2228.1 | 126.18 | 18 |  |  | 5000
PK6PKM9E | James Trading Company Limited | JAMES | ZY-18W1200 LED HORIZONTAL REFRIGERATOR LIGHT (5000K clear lens) | Indoor Luminaires | Case Lighting | Horizontal Refrigerated Case Luminaires | Standard | FALSE | [9 empty] | 41976 |  |  | NotYetVerified |  | 3 | 2087.8 | 123.13 | 17 |  |  | 5000
PR3VEZXY | James Trading Company Limited | JAMES | ZY-20W1500 LED HORIZONTAL REFRIGERATOR LIGHT (5000K frosted lens) | Indoor Luminaires | Case Lighting | Horizontal Refrigerated Case Luminaires | Standard | FALSE | [9 empty] | 41976 |  |  | NotYetVerified |  | 3 | 1977.4 | 112.13 | 18 |  |  | 5000
P64868GZ | James Trading Company Limited | JAMES | ZY-15W1200 LED HORIZONTAL REFRIGERATOR LIGHT (5000K clear lens) | Indoor Luminaires | Case Lighting | Horizontal Refrigerated Case Luminaires | Standard | FALSE | [9 empty] | 41976 |  |  | NotYetVerified |  | 3 | 1918.1 | 134.93 | 14 |  |  | 5000
PJ4VQXJ4 | James Trading Company Limited | JAMES | ZY-18W1200 LED HORIZONTAL REFRIGERATOR LIGHT (5000K frosted lens) | Indoor Luminaires | Case Lighting | Horizontal Refrigerated Case Luminaires | Standard | FALSE | [9 empty] | 41976 |  |  | NotYetVerified |  | 3 | 1818.1 | 107 | 17 |  |  | 5000
P87M7GHT | James Trading Company Limited | JAMES | ZY-15W1200 LED HORIZONTAL REFRIGERATOR LIGHT (5000K frosted lens) | Indoor Luminaires | Case Lighting | Horizontal Refrigerated Case Luminaires | Standard | FALSE | [9 empty] | 41976 |  |  | NotYetVerified |  | 3 | 1658.9 | 119.62 | 14 |  |  | 5000
PSCZWFUZ | James Trading Company Limited | JAMES | ZY-22W1800 LED HORIZONTAL REFRIGERATOR LIGHT (4500K clear lens) | Indoor Luminaires | Case Lighting | Horizontal Refrigerated Case Luminaires | Standard | FALSE | [9 empty] | 41976 |  |  | NotYetVerified |  | 3 | 2776.1 | 120.96 | 23 |  |  | 4500
PQUWG1HU | James Trading Company Limited | JAMES | ZY-22W1800 LED HORIZONTAL REFRIGERATOR LIGHT (4500K frosted lens) | Indoor Luminaires | Case Lighting | Horizontal Refrigerated Case Luminaires | Standard | FALSE | [9 empty] | 41976 |  |  | NotYetVerified |  | 3 | 2490.5 | 108.94 | 23 |  |  | 4500
PXBSVX7F | James Trading Company Limited | JAMES | ZY-20W1500 LED HORIZONTAL REFRIGERATOR LIGHT (4500K clear lens) | Indoor Luminaires | Case Lighting | Horizontal Refrigerated Case Luminaires | Standard | FALSE | [9 empty] | 41976 |  |  | NotYetVerified |  | 3 | 2228.1 | 126.18 | 18 |  |  | 4500
PSRNKVSG | James Trading Company Limited | JAMES | ZY-18W1200 LED HORIZONTAL REFRIGERATOR LIGHT (4500K clear lens) | Indoor Luminaires | Case Lighting | Horizontal Refrigerated Case Luminaires | Standard | FALSE | [9 empty] | 41976 |  |  | NotYetVerified |  | 3 | 2087.8 | 123.13 | 17 |  |  | 4500
PPDHWGEB | James Trading Company Limited | JAMES | ZY-20W1500 LED HORIZONTAL REFRIGERATOR LIGHT (4500K frosted lens) | Indoor Luminaires | Case Lighting | Horizontal Refrigerated Case Luminaires | Standard | FALSE | [9 empty] | 41976 |  |  | NotYetVerified |  | 3 | 1977.4 | 112.13 | 18 |  |  | 4500
PC4WRUZH | James Trading Company Limited | JAMES | ZY-15W1200 LED HORIZONTAL REFRIGERATOR LIGHT (4500K clear lens) | Indoor Luminaires | Case Lighting | Horizontal Refrigerated Case Luminaires | Standard | FALSE | [9 empty] | 41976 |  |  | NotYetVerified |  | 3 | 1918.1 | 134.93 | 14 |  |  | 4500
P8T61AYS | James Trading Company Limited | JAMES | ZY-18W1200 LED HORIZONTAL REFRIGERATOR LIGHT (4500K frosted lens) | Indoor Luminaires | Case Lighting | Horizontal Refrigerated Case Luminaires | Standard | FALSE | [9 empty] | 41976 |  |  | NotYetVerified |  | 3 | 1818.1 | 107 | 17 |  |  | 4500
PXYS9KZF | James Trading Company Limited | JAMES | ZY-15W1200 LED HORIZONTAL REFRIGERATOR LIGHT (4500K frosted lens) | Indoor Luminaires | Case Lighting | Horizontal Refrigerated Case Luminaires | Standard | FALSE | [9 empty] | 41976 |  |  | NotYetVerified |  | 3 | 1658.9 | 119.62 | 14 |  |  | 4500
PM9DZJJ6 | James Trading Company Limited | JAMES | ZY-22W1800 LED HORIZONTAL REFRIGERATOR LIGHT (4000K clear lens) | Indoor Luminaires | Case Lighting | Horizontal Refrigerated Case Luminaires | Standard | FALSE | [9 empty] | 41976 |  |  | NotYetVerified |  | 3 | 2776.1 | 120.96 | 23 |  |  | 4000
P6U8T3VB | James Trading Company Limited | JAMES | ZY-22W1800 LED HORIZONTAL REFRIGERATOR LIGHT (4000K frosted lens) | Indoor Luminaires | Case Lighting | Horizontal Refrigerated Case Luminaires | Standard | FALSE | [9 empty] | 41976 |  |  | NotYetVerified |  | 3 | 2490.5 | 108.94 | 23 |  |  | 4000
PB7AFF4C | James Trading Company Limited | JAMES | ZY-20W1500 LED HORIZONTAL REFRIGERATOR LIGHT (4000K clear lens) | Indoor Luminaires | Case Lighting | Horizontal Refrigerated Case Luminaires | Standard | FALSE | [9 empty] | 41976 |  |  | NotYetVerified |  | 3 | 2228.1 | 126.18 | 18 |  |  | 4000
PRHWHCXA | James Trading Company Limited | JAMES | ZY-18W1200 LED HORIZONTAL REFRIGERATOR LIGHT (4000K clear lens) | Indoor Luminaires | Case Lighting | Horizontal Refrigerated Case Luminaires | Standard | FALSE | [9 empty] | 41976 |  |  | NotYetVerified |  | 3 | 2087.8 | 123.13 | 17 |  |  | 4000
P93B52A5 | James Trading Company Limited | JAMES | ZY-20W1500 LED HORIZONTAL REFRIGERATOR LIGHT (4000K frosted lens) | Indoor Luminaires | Case Lighting | Horizontal Refrigerated Case Luminaires | Standard | FALSE | [9 empty] | 41976 |  |  | NotYetVerified |  | 3 | 1977.4 | 112.13 | 18 |  |  | 4000
PER2D8XY | James Trading Company Limited | JAMES | ZY-15W1200 LED HORIZONTAL REFRIGERATOR LIGHT (4000K clear lens) | Indoor Luminaires | Case Lighting | Horizontal Refrigerated Case Luminaires | Standard | FALSE | [9 empty] | 41976 |  |  | NotYetVerified |  | 3 | 1918.1 | 134.93 | 14 |  |  | 4000
P4V9QWM8 | James Trading Company Limited | JAMES | ZY-18W1200 LED HORIZONTAL REFRIGERATOR LIGHT (4000K frosted lens) | Indoor Luminaires | Case Lighting | Horizontal Refrigerated Case Luminaires | Standard | FALSE | [9 empty] | 41976 |  |  | NotYetVerified |  | 3 | 1818.1 | 107 | 17 |  |  | 4000
P5MQEZM6 | James Trading Company Limited | JAMES | ZY-15W1200 LED HORIZONTAL REFRIGERATOR LIGHT (4000K frosted lens) | Indoor Luminaires | Case Lighting | Horizontal Refrigerated Case Luminaires | Standard | FALSE | [9 empty] | 41976 |  |  | NotYetVerified |  | 3 | 1658.9 | 119.62 | 14 |  |  | 4000
PEC8H235 | James Trading Company Limited | JAMES | ZY-22W1800 LED HORIZONTAL REFRIGERATOR LIGHT (3500K clear lens) | Indoor Luminaires | Case Lighting | Horizontal Refrigerated Case Luminaires | Standard | FALSE | [9 empty] | 41976 |  |  | NotYetVerified |  | 3 | 2776.1 | 120.96 | 23 |  |  | 3500
P87PXPFP | James Trading Company Limited | JAMES | ZY-22W1800 LED HORIZONTAL REFRIGERATOR LIGHT (3500K frosted lens) | Indoor Luminaires | Case Lighting | Horizontal Refrigerated Case Luminaires | Standard | FALSE | [9 empty] | 41976 |  |  | NotYetVerified |  | 3 | 2490.5 | 108.94 | 23 |  |  | 3500
PKEMHU26 | James Trading Company Limited | JAMES | ZY-20W1500 LED HORIZONTAL REFRIGERATOR LIGHT (3500K clear lens) | Indoor Luminaires | Case Lighting | Horizontal Refrigerated Case Luminaires | Standard | FALSE | [9 empty] | 41976 |  |  | NotYetVerified |  | 3 | 2228.1 | 126.18 | 18 |  |  | 3500
PFTC3KJ4 | James Trading Company Limited | JAMES | ZY-18W1200 LED HORIZONTAL REFRIGERATOR LIGHT (3500K clear lens) | Indoor Luminaires | Case Lighting | Horizontal Refrigerated Case Luminaires | Standard | FALSE | [9 empty] | 41976 |  |  | NotYetVerified |  | 3 | 2087.8 | 123.13 | 17 |  |  | 3500
PXUSDMFS | James Trading Company Limited | JAMES | ZY-20W1500 LED HORIZONTAL REFRIGERATOR LIGHT (3500K frosted lens) | Indoor Luminaires | Case Lighting | Horizontal Refrigerated Case Luminaires | Standard | FALSE | [9 empty] | 41976 |  |  | NotYetVerified |  | 3 | 1977.4 | 112.13 | 18 |  |  | 3500
P8K2RC6N | James Trading Company Limited | JAMES | ZY-15W1200 LED HORIZONTAL REFRIGERATOR LIGHT (3500K clear lens) | Indoor Luminaires | Case Lighting | Horizontal Refrigerated Case Luminaires | Standard | FALSE | [9 empty] | 41976 |  |  | NotYetVerified |  | 3 | 1918.1 | 134.93 | 14 |  |  | 3500
PRES38V3 | James Trading Company Limited | JAMES | ZY-18W1200 LED HORIZONTAL REFRIGERATOR LIGHT (3500K frosted lens) | Indoor Luminaires | Case Lighting | Horizontal Refrigerated Case Luminaires | Standard | FALSE | [9 empty] | 41976 |  |  | NotYetVerified |  | 3 | 1818.1 | 107 | 17 |  |  | 3500
PW9FUX3H | James Trading Company Limited | JAMES | ZY-15W1200 LED HORIZONTAL REFRIGERATOR LIGHT (3500K frosted lens) | Indoor Luminaires | Case Lighting | Horizontal Refrigerated Case Luminaires | Standard | FALSE | [9 empty] | 41976 |  |  | NotYetVerified |  | 3 | 1658.9 | 119.62 | 14 |  |  | 3500
P7G1YF7P | James Trading Company Limited | JAMES | ZY-15W1200 LED HORIZONTAL REFRIGERATOR LIGHT (3000K clear lens) | Indoor Luminaires | Case Lighting | Horizontal Refrigerated Case Luminaires | Standard | FALSE | [9 empty] | 41976 |  |  | NotYetVerified |  | 3 | 1918.1 | 134.93 | 14 |  |  | 3000
P9471PY3 | James Trading Company Limited | JAMES | ZY-15W1200 LED HORIZONTAL REFRIGERATOR LIGHT (3000K frosted lens) | Indoor Luminaires | Case Lighting | Horizontal Refrigerated Case Luminaires | Standard | FALSE | [9 empty] | 41976 |  |  | NotYetVerified |  | 3 | 1658.9 | 119.62 | 14 |  |  | 3000
P67ZCWFAF | FY Lighting Co. Ltd | Fen Yong | FY-T8-1200EC(L30K288CD180) | Indoor Luminaires | Case Lighting | Vertical Refrigerated Case Luminaires | Standard | TRUE | 1973.1 | 112.62 | 17.52 | 10.12 | 0.992 | 3006 | 84 | 5 |  | 41969 |  |  | NotYetVerified |  | 3 | [5 empty] | 3000
PEKCG91TU | FY Lighting Co. Ltd | Fen Yong | FY-T8-1200EF(L30K288CD180) | Indoor Luminaires | Case Lighting | Vertical Refrigerated Case Luminaires | Standard | TRUE | 1136.6 | 65.4 | 17.38 | 10.02 | 0.9216 | 2995 | 84.2 | 5 |  | 41969 |  |  | NotYetVerified |  | 3 | [5 empty] | 3000
PN8X7GCF | Sunpark | SUNPARK | ZY-22W1200(3000K Frost) | Indoor Luminaires | Case Lighting | Vertical Refrigerated Case Luminaires | Standard | TRUE | 1575.5 | 76.5 | 20.6 | 16.1 | 0.896 | 2710 | 82 | 5 | 50000 | 41969 |  |  | NotYetVerified |  | 3 | 1575.5 | 76.5 | 20.6 |  |  | 3000 | 82
PS3MXXUS | Sunpark | SUNPARK | ZY-22W1500(3000K Frost) | Indoor Luminaires | Case Lighting | Vertical Refrigerated Case Luminaires | Standard | TRUE | 1740.9 | 86.2 | 20.2 | 16.3 | 0.89 | 2895 | 82 | 5 | 50000 | 41969 |  |  | NotYetVerified |  | 3 | 1740 | 86 | 20 | 20 | 0.9 | 3000 | 82
PUNXYGBJ | Sunpark | SUNPARK | ZY-22W1200( 5000K Frost) | Indoor Luminaires | Case Lighting | Vertical Refrigerated Case Luminaires | Standard | FALSE | [9 empty] | 41969 |  |  | NotYetVerified |  | 3 | 1740.9 | 86 | 20.2 | 13.61 | 0.9865 | 2895 | 82
PT59KE36 | Sunpark | SUNPARK | ZY-22W1500( 4000K Frost) | Indoor Luminaires | Case Lighting | Vertical Refrigerated Case Luminaires | Standard | FALSE | [9 empty] | 41969 |  |  | NotYetVerified |  | 3 | 1740.9 | 86 | 20.2 | 13.61 | 0.9865 | 2895 | 82
PSNWV81R | Sunpark | SUNPARK | ZY-22W1200( 4000K Frost) | Indoor Luminaires | Case Lighting | Vertical Refrigerated Case Luminaires | Standard | FALSE | [9 empty] | 41969 |  |  | NotYetVerified |  | 3 | 1740.9 | 86 | 20.2 | 13.61 | 0.9865 | 2895 | 82
PKMD2KJB | Sunpark | SUNPARK | ZY-22W1200( 4000K Clear) | Indoor Luminaires | Case Lighting | Vertical Refrigerated Case Luminaires | Standard | FALSE | [9 empty] | 41969 |  |  | NotYetVerified |  | 3 | 1740.9 | 86 | 20.2 | 13.61 | 0.9865 | 2895 | 82
PHM77NQY | Sunpark | SUNPARK | ZY-22W1200( 3000K Clear) | Indoor Luminaires | Case Lighting | Vertical Refrigerated Case Luminaires | Standard | FALSE | [9 empty] | 41969 |  |  | NotYetVerified |  | 3 | 1740.9 | 86 | 20.2 | 13.61 | 0.9865 | 2895 | 82
PH44NM6R | Sunpark | SUNPARK | ZY-22W1500( 4000K Clear) | Indoor Luminaires | Case Lighting | Vertical Refrigerated Case Luminaires | Standard | FALSE | [9 empty] | 41969 |  |  | NotYetVerified |  | 3 | 1740.9 | 86 | 20.2 | 13.61 | 0.9865 | 2895 | 82
PCCFJHJ5 | Sunpark | SUNPARK | ZY-22W1500( 5000K Clear) | Indoor Luminaires | Case Lighting | Vertical Refrigerated Case Luminaires | Standard | FALSE | [9 empty] | 41969 |  |  | NotYetVerified |  | 3 | 1740.9 | 86 | 20.2 | 13.61 | 0.9865 | 2895 | 82
PAJ8A8NR | Sunpark | SUNPARK | ZY-22W1500( 3000K Clear) | Indoor Luminaires | Case Lighting | Vertical Refrigerated Case Luminaires | Standard | FALSE | [9 empty] | 41969 |  |  | NotYetVerified |  | 3 | 1740.9 | 86 | 20.2 | 13.61 | 0.9865 | 2895 | 82
P9T34CP5 | Sunpark | SUNPARK | ZY-22W1200( 5000K Clear) | Indoor Luminaires | Case Lighting | Vertical Refrigerated Case Luminaires | Standard | FALSE | [9 empty] | 41969 |  |  | NotYetVerified |  | 3 | 1740.9 | 86 | 20.2 | 13.61 | 0.9865 | 2895 | 82
P34SD95K | Sunpark | SUNPARK | ZY-22W1500( 5000K Frost) | Indoor Luminaires | Case Lighting | Vertical Refrigerated Case Luminaires | Standard | FALSE | [9 empty] | 41969 |  |  | NotYetVerified |  | 3 | 1740.9 | 86 | 20.2 | 13.61 | 0.9865 | 2895 | 82
P5VEH38MG | FY Lighting Co. Ltd | Fen Yong | FY-T8-1200EF(L50K288CD180) | Indoor Luminaires | Case Lighting | Vertical Refrigerated Case Luminaires | Standard | FALSE | [9 empty] | 41969 |  |  | NotYetVerified |  | 3 | 1482 | 84.11 | 17.62 | 9.94 | 0.9204 | 5000 | 85.8
PEM836TD9 | FY Lighting Co. Ltd | Fen Yong | FY-T8-1200EC(L50K288CD180) | Indoor Luminaires | Case Lighting | Vertical Refrigerated Case Luminaires | Standard | FALSE | [9 empty] | 41969 |  |  | NotYetVerified |  | 3 | 2566 | 126.41 | 17.91 | 9.89 | 0.9187 | 5000 | 85.4
P9ECCTQMR | FY Lighting Co. Ltd | Fen Yong | FY-T8-1200EF(L45K288CD180) | Indoor Luminaires | Case Lighting | Vertical Refrigerated Case Luminaires | Standard | FALSE | [9 empty] | 41969 |  |  | NotYetVerified |  | 3 | 1136.6 | 65.36 | 17.39 |  | 0.9216 | 4500 | 84.2
PZ86KJ2EA | FY Lighting Co. Ltd | Fen Yong | FY-T8-1200EF(L40K288CD180) | Indoor Luminaires | Case Lighting | Vertical Refrigerated Case Luminaires | Standard | FALSE | [9 empty] | 41969 |  |  | NotYetVerified |  | 3 | 1136.6 | 65.36 | 17.39 | 10.02 | 0.9216 | 4000 | 84.2
PS33ZSKU6 | FY Lighting Co. Ltd | Fen Yong | FY-T8-1200EC(L45K288CD180) | Indoor Luminaires | Case Lighting | Vertical Refrigerated Case Luminaires | Standard | FALSE | [9 empty] | 41969 |  |  | NotYetVerified |  | 3 | 1973.1 | 112.62 | 17.52 | 10.12 | 0.922 | 4000 | 84
PBNUSXWNN | FY Lighting Co. Ltd | Fen Yong | FY-T8-1200EC(L40K288CD180) | Indoor Luminaires | Case Lighting | Vertical Refrigerated Case Luminaires | Standard | FALSE | [9 empty] | 41969 |  |  | NotYetVerified |  | 3 | 1973.1 | 112.62 | 17.52 | 10.12 | 0.922 | 4000 | 84
PPMJRY5BD | FY Lighting Co. Ltd | Fen Yong | FY-T8-1200EF(L35K288CD180) | Indoor Luminaires | Case Lighting | Vertical Refrigerated Case Luminaires | Standard | FALSE | [9 empty] | 41969 |  |  | NotYetVerified |  | 3 | 1136.6 | 65.36 | 17.39 | 10.02 | 0.9216 | 3500 | 84.2
P2MAVCS2Q | FY Lighting Co. Ltd | Fen Yong | FY-T8-1200EC(L35K288CD180) | Indoor Luminaires | Case Lighting | Vertical Refrigerated Case Luminaires | Standard | FALSE | [9 empty] | 41969 |  |  | NotYetVerified |  | 3 | 1973.1 | 112.63 | 17.52 | 10.12 | 0.992 | 3500 | 84
PZUE89TT | Innovative Lighting LLC | Innovative Lighting | 750-6*60-1-120V | Indoor Luminaires | Case Lighting | Vertical Refrigerated Case Luminaires | Standard | TRUE | 1842 | 64.4 | 28.55 | 5.09 | 0.976 | 4871 | 82.9 | 5 | 80000 | 41962 |  |  | NotYetVerified |  | 3 | 1842 | 64.4 | 28.6 |  |  | 5000 | 82.9
P2SZGG1E | Innovative Lighting LLC | Innovative Lighting | 733-6*60-1-120V | Indoor Luminaires | Case Lighting | Vertical Refrigerated Case Luminaires | Standard | TRUE | 770 | 51 | 15.14 | 13.1 | 0.92 | 4818 | 82.9 | 5 | 80000 | 41962 |  |  | NotYetVerified |  | 3 | 770 | 51 | 15.1 |  |  | 5000 | 82.9
PZH4NUUG | Innovative Lighting LLC | Innovative Lighting | 733-6*60-1A-120V | Indoor Luminaires | Case Lighting | Vertical Refrigerated Case Luminaires | Standard | FALSE | [9 empty] | 41962 |  |  | NotYetVerified |  | 3 | 770 | 51 | 15.1 |  |  | 5000 | 82.9
P39KZF56 | Self Electronics Co.Ltd | Self | FLUX-4730KSS18-C40 | Indoor Luminaires | Case Lighting | Horizontal Refrigerated Case Luminaires | Standard | TRUE | 3742.4 | 82.36 | 45.44 | 12.09 | 0.987 | 3090 | 82.5 | 5 | 50000 | 41961 |  |  | NotYetVerified |  | 3 | 3742.4 | 82.36 | 40 | 10 | 0.98 | 3000 | 83
P6764G2G | Self Electronics Co.Ltd | Self | FLUX-4730KSS18-C32 | Indoor Luminaires | Case Lighting | Horizontal Refrigerated Case Luminaires | Standard | TRUE | 3117.3 | 85.97 | 36.26 | 16.36 | 0.977 | 3097 | 83.2 | 5 | 50000 | 41961 |  |  | NotYetVerified |  | 3 | 3166.7 | 86.81 | 32 | 10 | 0.98 | 3000 | 83
PBXWABMN | Self Electronics Co.Ltd | Self | FLUX-4750KSS18-C40 | Indoor Luminaires | Case Lighting | Horizontal Refrigerated Case Luminaires | Standard | FALSE | [9 empty] | 41961 |  |  | NotYetVerified |  | 3 | 3967.1 | 87.63 | 40 | 10 | 0.98 | 5000 | 83
P44N5T7Y | Self Electronics Co.Ltd | Self | FLUX-4750KSS18-C32 | Indoor Luminaires | Case Lighting | Horizontal Refrigerated Case Luminaires | Standard | FALSE | [9 empty] | 41961 |  |  | NotYetVerified |  | 3 | 3387 | 92.73 | 32 | 10 | 0.98 | 5000 | 83
PGJ1WR5M | Self Electronics Co.Ltd | Self | FLUX-4745KSS18-C40 | Indoor Luminaires | Case Lighting | Horizontal Refrigerated Case Luminaires | Standard | FALSE | [9 empty] | 41961 |  |  | NotYetVerified |  | 3 | 3900 | 86 | 40 | 10 | 0.98 | 4500 | 83
P1UC1AUG | Self Electronics Co.Ltd | Self | FLUX-4745KSS18-C32 | Indoor Luminaires | Case Lighting | Horizontal Refrigerated Case Luminaires | Standard | FALSE | [9 empty] | 41961 |  |  | NotYetVerified |  | 3 | 3300 | 91 | 32 | 10 | 0.98 | 4500 | 83
PU8CF1J3 | Self Electronics Co.Ltd | Self | FLUX-4740KSS18-C40 | Indoor Luminaires | Case Lighting | Horizontal Refrigerated Case Luminaires | Standard | FALSE | [9 empty] | 41961 |  |  | NotYetVerified |  | 3 | 3840 | 84 | 40 | 10 | 0.98 | 4000 | 83
PF336WDW | Self Electronics Co.Ltd | Self | FLUX-4740KSS18-C32 | Indoor Luminaires | Case Lighting | Horizontal Refrigerated Case Luminaires | Standard | FALSE | [9 empty] | 41961 |  |  | NotYetVerified |  | 3 | 3250 | 90 | 32 | 10 | 0.98 | 4000 | 83
PJRRP65J | Self Electronics Co.Ltd | Self | FLUX-4735KSS18-C40 | Indoor Luminaires | Case Lighting | Horizontal Refrigerated Case Luminaires | Standard | FALSE | [9 empty] | 41961 |  |  | NotYetVerified |  | 3 | 3800 | 83 | 40 | 10 | 0.98 | 3500 | 83
P762D1A9 | Self Electronics Co.Ltd | Self | FLUX-4735KSS18-C32 | Indoor Luminaires | Case Lighting | Horizontal Refrigerated Case Luminaires | Standard | FALSE | [9 empty] | 41961 |  |  | NotYetVerified |  | 3 | 3200 | 88 | 32 | 10 | 0.98 | 3500 | 83
P6WRJU5N | Self Electronics Co.Ltd | Self | FRIO2-R4830K-PLS | Indoor Luminaires | Case Lighting | Vertical Refrigerated Case Luminaires | Standard | TRUE | 614.3 | 53 | 11.59 | 11.8 | 0.927 | 3113 | 84.4 | 5 | 50000 | 41948 |  |  | NotYetVerified |  | 3 | 631 |  | 7 |  |  | 3000 | 84
PYK9ZZV85 | Savenergy Inc | SavEnergy | SM310CTS | Indoor Luminaires | Case Lighting | Horizontal Refrigerated Case Luminaires | Standard | TRUE | 1153.7 | 107.42 | 10.74 | 20.2 | 0.9655 | 3099 | 81 | 5 |  | 41943 |  |  | NotYetVerified |  | 3 | 1153.7 | 107.42 | 10.74 | 20.2 | 0.9655 | 3099 | 81
PWJF1R9SZ | Savenergy Inc | SavEnergy | SM210CTS | Indoor Luminaires | Case Lighting | Horizontal Refrigerated Case Luminaires | Standard | TRUE | 1119.2 | 105.29 | 10.63 | 21.3 | 0.9629 | 3085 | 80.8 | 5 |  | 41943 |  |  | NotYetVerified |  | 3 | 1119.2 | 105.29 | 10.63 | 21.3 | 0.9629 | 3085 | 80.8
P2YH4GYAP | Savenergy Inc | SavEnergy | SM210CTE | Indoor Luminaires | Case Lighting | Horizontal Refrigerated Case Luminaires | Standard | FALSE | [9 empty] | 41943 |  |  | NotYetVerified |  | 3 | 1129.5 | 107.78 | 10.48 | 12.5 | 0.9587 | 5096 | 80.8
P38P2GK2J | Savenergy Inc | SavEnergy | SM210CTW | Indoor Luminaires | Case Lighting | Horizontal Refrigerated Case Luminaires | Standard | FALSE | [9 empty] | 41943 |  |  | NotYetVerified |  | 3 | 1100 | 106 | 10 | 20 | 0.96 | 4000 | 80
PSQTVSVC | Q-Technology Inc. | Quanta ProStar | 6165-24-C-Q-50 - 120V Only | Indoor Luminaires | Case Lighting | Vertical Refrigerated Case Luminaires | Standard | FALSE | [9 empty] | 41935 |  |  | NotYetVerified |  | 3 | 1320 | 54 | 17.3 |  |  | 5000 | 80
PPZBWKRV | Q-Technology Inc. | Quanta ProStar | 6165-24-L-Q-50 - 120V Only | Indoor Luminaires | Case Lighting | Vertical Refrigerated Case Luminaires | Standard | FALSE | [9 empty] | 41935 |  |  | NotYetVerified |  | 3 | 610 | 54 | 8.7 |  |  | 5000 | 80
P64U9AW2 | Q-Technology Inc. | Quanta ProStar | 6165-24-R-Q-50 - 120V Only | Indoor Luminaires | Case Lighting | Vertical Refrigerated Case Luminaires | Standard | FALSE | [9 empty] | 41935 |  |  | NotYetVerified |  | 3 | 610 | 54 | 8.7 |  |  | 5000 | 80
PAFCKBCD | Q-Technology Inc. | Quanta ProStar | 6165-24-L-Q - 120V Only | Indoor Luminaires | Case Lighting | Vertical Refrigerated Case Luminaires | Standard | FALSE | [9 empty] | 41935 |  |  | NotYetVerified |  | 3 | 593 | 54 | 8.7 |  |  | 4100 | 80
P9T6ZSGN | Q-Technology Inc. | Quanta ProStar | 6165-24-R-Q - 120V Only | Indoor Luminaires | Case Lighting | Vertical Refrigerated Case Luminaires | Standard | FALSE | [9 empty] | 41935 |  |  | NotYetVerified |  | 3 | 593 | 54 | 8.7 |  |  | 4100 | 80
PHCF9W3Q | Q-Technology Inc. | Quanta ProStar | 6165-24-C-Q - 120V Only | Indoor Luminaires | Case Lighting | Vertical Refrigerated Case Luminaires | Standard | FALSE | [9 empty] | 41935 |  |  | NotYetVerified |  | 3 | 1221 | 54 | 17.3 |  |  | 3500 | 80
P3FTEG13 | Q-Technology Inc. | Quanta ProStar | 6165-24-C-Q-35 - 120V Only | Indoor Luminaires | Case Lighting | Vertical Refrigerated Case Luminaires | Standard | FALSE | [9 empty] | 41935 |  |  | NotYetVerified |  | 3 | 1221 | 54 | 17.3 |  |  | 3500 | 80
PQB7G8MZ | Q-Technology Inc. | Quanta ProStar | 6165-24-L-Q-35 - 120V Only | Indoor Luminaires | Case Lighting | Vertical Refrigerated Case Luminaires | Standard | FALSE | [9 empty] | 41935 |  |  | NotYetVerified |  | 3 | 576 | 54 | 8.7 |  |  | 3500 | 80
P9R5FXYJ | Q-Technology Inc. | Quanta ProStar | 6165-24-R-Q-35 - 120V Only | Indoor Luminaires | Case Lighting | Vertical Refrigerated Case Luminaires | Standard | FALSE | [9 empty] | 41935 |  |  | NotYetVerified |  | 3 | 576 | 54 | 8.7 |  |  | 3500 | 80
PZJ9Q2JJ | Zero Zone Inc. | ChillBrite | FRIO2-C6930K-1 [120V ONLY] | Indoor Luminaires | Case Lighting | Vertical Refrigerated Case Luminaires | Standard | TRUE | 2710.1 | 66.92 | 40.5 | 4.98 | 0.992 | 3096 | 83.5 | 5 | 50000 | 41928 |  |  | NotYetVerified |  | 3 | 3003 |  | 36 |  |  | 3000 | 85
P4KMJ1KY | Zero Zone Inc. | ChillBrite | FRIO2-C5930K-1 [120V ONLY] | Indoor Luminaires | Case Lighting | Vertical Refrigerated Case Luminaires | Standard | TRUE | 2320.4 | 66.87 | 34.7 | 5.49 | 0.99 | 3081 | 83.5 | 5 | 50000 | 41928 |  |  | NotYetVerified |  | 3 | 2560 |  | 32 |  |  | 3000 | 85
PS6HW61U | Zero Zone Inc. | ChillBrite | FRIO2-C4830K-1 [120V ONLY] | Indoor Luminaires | Case Lighting | Vertical Refrigerated Case Luminaires | Standard | TRUE | 1933.7 | 65.04 | 29.73 | 6.23 | 0.985 | 3110 | 84.1 | 5 | 50000 | 41928 |  |  | NotYetVerified |  | 3 | 2142 |  | 26 |  |  | 3000 | 85
P5D72GEK | Zero Zone Inc. | ChillBrite | FRIO2-C6930K [120V ONLY] | Indoor Luminaires | Case Lighting | Vertical Refrigerated Case Luminaires | Standard | TRUE | 1381.3 | 63.3 | 21.82 | 8.13 | 0.976 | 3091 | 83.1 | 5 | 50000 | 41928 |  |  | NotYetVerified |  | 3 | 1405 | 63 | 22 | 10 | 0.969 | 3088 | 83
PSSTC5EH | Zero Zone Inc. | ChillBrite | FRIO2-R6930K-1 [120V ONLY] | Indoor Luminaires | Case Lighting | Vertical Refrigerated Case Luminaires | Standard | TRUE | 1393.5 | 65.3 | 21.34 | 7.88 | 0.975 | 3077 | 83.5 | 5 | 50000 | 41928 |  |  | NotYetVerified |  | 3 | 1532 |  | 18 |  |  | 3000 | 85
PQSJRNN6 | Zero Zone Inc. | ChillBrite | FRIO2-C5930K [120V ONLY] | Indoor Luminaires | Case Lighting | Vertical Refrigerated Case Luminaires | Standard | TRUE | 1142.8 | 60.63 | 18.85 | 8.9 | 0.969 | 3088 | 83.1 | 5 | 50000 | 41928 |  |  | NotYetVerified |  | 3 | 1158 | 61.64 | 18.79 | 10 | 0.969 | 3088 | 83
PR28ES9S | Zero Zone Inc. | ChillBrite | FRIO2-R5930K-1 [120V ONLY] | Indoor Luminaires | Case Lighting | Vertical Refrigerated Case Luminaires | Standard | TRUE | 1120.9 | 60.79 | 18.44 | 8.44 | 0.968 | 3075 | 83.7 | 5 | 50000 | 41928 |  |  | NotYetVerified |  | 3 | 1232 |  | 16 |  |  | 3000 | 85
PVRAPY2K | Zero Zone Inc. | ChillBrite | FRIO2-C4830K [120V ONLY] | Indoor Luminaires | Case Lighting | Vertical Refrigerated Case Luminaires | Standard | TRUE | 1022.1 | 61.99 | 16.49 | 9.12 | 0.957 | 3083 | 83 | 5 | 50000 | 41928 |  |  | NotYetVerified |  | 3 | 1022.1 | 61.99 | 16.49 | 10 | 0.963 | 3083 | 83
P32P11AQ | Zero Zone Inc. | ChillBrite | FRIO2-R4830K-1 [120V ONLY] | Indoor Luminaires | Case Lighting | Vertical Refrigerated Case Luminaires | Standard | TRUE | 1026.9 | 63.09 | 16.28 | 9.58 | 0.956 | 3079 | 83.6 | 5 | 50000 | 41928 |  |  | NotYetVerified |  | 3 | 1128 |  | 13 |  |  | 3000 | 85
PTFEUJ7P | Zero Zone Inc. | ChillBrite | FRIO2-R6930K [120V ONLY] | Indoor Luminaires | Case Lighting | Vertical Refrigerated Case Luminaires | Standard | TRUE | 712.1 | 56.5 | 12.61 | 11.25 | 0.938 | 3079 | 83.3 | 5 | 50000 | 41928 |  |  | NotYetVerified |  | 3 | 712 | 56.5 | 12.61 | 10 | 0.938 | 3079 | 83
PY25CCQ8 | Zero Zone Inc. | ChillBrite | FRIO2-R5930K [120V ONLY] | Indoor Luminaires | Case Lighting | Vertical Refrigerated Case Luminaires | Standard | TRUE | 603.1 | 52.27 | 11.54 | 11.63 | 0.929 | 3083 | 83.4 | 5 | 50000 | 41928 |  |  | NotYetVerified |  | 3 | 603 | 52.27 | 11.54 | 10 | 0.929 | 3083 | 83
PAVKQ7QX | Zero Zone Inc. | ChillBrite | FRIO2-R4830K [120V ONLY] | Indoor Luminaires | Case Lighting | Vertical Refrigerated Case Luminaires | Standard | TRUE | 538.7 | 54.71 | 9.85 | 12.03 | 0.905 | 3089 | 83.1 | 5 | 50000 | 41928 |  |  | NotYetVerified |  | 3 | 539 | 54.71 | 9.85 | 10 | 0.91 | 3089 | 83
PTSZE8QR | Zero Zone Inc. | ChillBrite | FRIO2-C5950K [120V ONLY] | Indoor Luminaires | Case Lighting | Vertical Refrigerated Case Luminaires | Standard | FALSE | [9 empty] | 41928 |  |  | NotYetVerified |  | 3 | 1211 | 63.6 | 19.03 | 10 | 0.97 | 5198 | 88
PEW6R6VF | Zero Zone Inc. | ChillBrite | FRIO2-C4850K [120V ONLY] | Indoor Luminaires | Case Lighting | Vertical Refrigerated Case Luminaires | Standard | FALSE | [9 empty] | 41928 |  |  | NotYetVerified |  | 3 | 1067.8 | 63.72 | 16.76 | 10 | 0.963 | 5186 | 88
PWXCPNR7 | Zero Zone Inc. | ChillBrite | FRIO2-C6950K [120V ONLY] | Indoor Luminaires | Case Lighting | Vertical Refrigerated Case Luminaires | Standard | FALSE | [9 empty] | 41928 |  |  | NotYetVerified |  | 3 | 1453 | 63 | 22.23 | 10 | 0.97 | 5172 | 88
PM9XK4FR | Zero Zone Inc. | ChillBrite | FRIO2-L6950K [120V ONLY] | Indoor Luminaires | Case Lighting | Vertical Refrigerated Case Luminaires | Standard | FALSE | [9 empty] | 41928 |  |  | NotYetVerified |  | 3 | 746 | 57.43 | 12.98 | 10 | 0.942 | 5168 | 88
PBEM9VRF | Zero Zone Inc. | ChillBrite | FRIO2-R6950K [120V ONLY] | Indoor Luminaires | Case Lighting | Vertical Refrigerated Case Luminaires | Standard | FALSE | [9 empty] | 41928 |  |  | NotYetVerified |  | 3 | 746 | 57.43 | 12.98 | 10 | 0.942 | 5168 | 88
PSKPZYYG | Zero Zone Inc. | ChillBrite | FRIO2-L5950K [120V ONLY] | Indoor Luminaires | Case Lighting | Vertical Refrigerated Case Luminaires | Standard | FALSE | [9 empty] | 41928 |  |  | NotYetVerified |  | 3 | 633 | 54.21 | 11.68 | 10 | 0.93 | 5152 | 88
P49QCN5B | Zero Zone Inc. | ChillBrite | FRIO2-R5950K [120V ONLY] | Indoor Luminaires | Case Lighting | Vertical Refrigerated Case Luminaires | Standard | FALSE | [9 empty] | 41928 |  |  | NotYetVerified |  | 3 | 633 | 54.21 | 11.68 | 10 | 0.93 | 5152 | 88
PS4N4YNZ | Zero Zone Inc. | ChillBrite | FRIO2-L4850K [120V ONLY] | Indoor Luminaires | Case Lighting | Vertical Refrigerated Case Luminaires | Standard | FALSE | [9 empty] | 41928 |  |  | NotYetVerified |  | 3 | 550 | 54.93 | 10.02 | 10 | 0.912 | 5152 | 88
PRNCR9ZB | Zero Zone Inc. | ChillBrite | FRIO2-R4850K [120V ONLY] | Indoor Luminaires | Case Lighting | Vertical Refrigerated Case Luminaires | Standard | FALSE | [9 empty] | 41928 |  |  | NotYetVerified |  | 3 | 550 | 54.93 | 10.02 | 10 | 0.912 | 5152 | 88
PKS3WPVD | Zero Zone Inc. | ChillBrite | FRIO2-C6940K [120V ONLY] | Indoor Luminaires | Case Lighting | Vertical Refrigerated Case Luminaires | Standard | FALSE | [9 empty] | 41928 |  |  | NotYetVerified |  | 3 | 1440 | 63 | 22 | 10 | 0.969 | 4000 | 85
PAAJNSGZ | Zero Zone Inc. | ChillBrite | FRIO2-C5940K [120V ONLY] | Indoor Luminaires | Case Lighting | Vertical Refrigerated Case Luminaires | Standard | FALSE | [9 empty] | 41928 |  |  | NotYetVerified |  | 3 | 1190 | 62.6 | 18.79 | 10 | 0.969 | 4000 | 85
PZ4DECBS | Zero Zone Inc. | ChillBrite | FRIO2-C4840K [120V ONLY] | Indoor Luminaires | Case Lighting | Vertical Refrigerated Case Luminaires | Standard | FALSE | [9 empty] | 41928 |  |  | NotYetVerified |  | 3 | 1050 | 62.6 | 16.49 | 10 | 0.963 | 4000 | 85
PNYJKYAX | Zero Zone Inc. | ChillBrite | FRIO2-L6940K [120V ONLY] | Indoor Luminaires | Case Lighting | Vertical Refrigerated Case Luminaires | Standard | FALSE | [9 empty] | 41928 |  |  | NotYetVerified |  | 3 | 725 | 56.5 | 12.61 | 10 | 0.938 | 4000 | 85
P25CMBUY | Zero Zone Inc. | ChillBrite | FRIO2-R6940K [120V ONLY] | Indoor Luminaires | Case Lighting | Vertical Refrigerated Case Luminaires | Standard | FALSE | [9 empty] | 41928 |  |  | NotYetVerified |  | 3 | 725 | 56.5 | 12.61 | 10 | 0.938 | 4000 | 85
PXHZ7UEA | Zero Zone Inc. | ChillBrite | FRIO2-L5940K [120V ONLY] | Indoor Luminaires | Case Lighting | Vertical Refrigerated Case Luminaires | Standard | FALSE | [9 empty] | 41928 |  |  | NotYetVerified |  | 3 | 620 | 53.27 | 11.54 | 10 | 0.929 | 4000 | 85
PB5AYHR9 | Zero Zone Inc. | ChillBrite | FRIO2-R5940K [120V ONLY] | Indoor Luminaires | Case Lighting | Vertical Refrigerated Case Luminaires | Standard | FALSE | [9 empty] | 41928 |  |  | NotYetVerified |  | 3 | 620 | 53.27 | 11.54 | 10 | 0.929 | 4000 | 85
P96UU5NH | Zero Zone Inc. | ChillBrite | FRIO2-L4840K [120V ONLY] | Indoor Luminaires | Case Lighting | Vertical Refrigerated Case Luminaires | Standard | FALSE | [9 empty] | 41928 |  |  | NotYetVerified |  | 3 | 542 | 54.71 | 9.85 | 10 | 0.91 | 4000 | 85
P3HM573C | Zero Zone Inc. | ChillBrite | FRIO2-R4840K [120V ONLY] | Indoor Luminaires | Case Lighting | Vertical Refrigerated Case Luminaires | Standard | FALSE | [9 empty] | 41928 |  |  | NotYetVerified |  | 3 | 542 | 54.71 | 9.85 | 10 | 0.91 | 4000 | 85
P1SBXFKG | Zero Zone Inc. | ChillBrite | FRIO2-C6935K [120V ONLY] | Indoor Luminaires | Case Lighting | Vertical Refrigerated Case Luminaires | Standard | FALSE | [9 empty] | 41928 |  |  | NotYetVerified |  | 3 | 1425 | 63 | 22 | 10 | 0.969 | 3500 | 84
PSUWMSY7 | Zero Zone Inc. | ChillBrite | FRIO2-C5935K [120V ONLY] | Indoor Luminaires | Case Lighting | Vertical Refrigerated Case Luminaires | Standard | FALSE | [9 empty] | 41928 |  |  | NotYetVerified |  | 3 | 1180 | 62.3 | 18.79 | 10 | 0.969 | 3500 | 84
PZH1SATF | Zero Zone Inc. | ChillBrite | FRIO2-C4835K [120V ONLY] | Indoor Luminaires | Case Lighting | Vertical Refrigerated Case Luminaires | Standard | FALSE | [9 empty] | 41928 |  |  | NotYetVerified |  | 3 | 1044 | 62.3 | 16.49 | 10 | 0.963 | 3500 | 84
PFAH6AUF | Zero Zone Inc. | ChillBrite | FRIO2-R6935K [120V ONLY] | Indoor Luminaires | Case Lighting | Vertical Refrigerated Case Luminaires | Standard | FALSE | [9 empty] | 41928 |  |  | NotYetVerified |  | 3 | 720 | 56.5 | 12.61 | 10 | 0.938 | 3500 | 84
PF7J1PJW | Zero Zone Inc. | ChillBrite | FRIO2-L6935K [120V ONLY] | Indoor Luminaires | Case Lighting | Vertical Refrigerated Case Luminaires | Standard | FALSE | [9 empty] | 41928 |  |  | NotYetVerified |  | 3 | 720 | 56.5 | 12.61 | 10 | 0.938 | 3500 | 84
PRTDB6MG | Zero Zone Inc. | ChillBrite | FRIO2-L5935K [120V ONLY] | Indoor Luminaires | Case Lighting | Vertical Refrigerated Case Luminaires | Standard | FALSE | [9 empty] | 41928 |  |  | NotYetVerified |  | 3 | 610 | 52.27 | 11.54 | 10 | 0.929 | 3500 | 84
P9NF2F77 | Zero Zone Inc. | ChillBrite | FRIO2-R5935K [120V ONLY] | Indoor Luminaires | Case Lighting | Vertical Refrigerated Case Luminaires | Standard | FALSE | [9 empty] | 41928 |  |  | NotYetVerified |  | 3 | 610 | 52.27 | 11.54 | 10 | 0.929 | 3500 | 84
PTG1M7SG | Zero Zone Inc. | ChillBrite | FRIO2-L4835K [120V ONLY] | Indoor Luminaires | Case Lighting | Vertical Refrigerated Case Luminaires | Standard | FALSE | [9 empty] | 41928 |  |  | NotYetVerified |  | 3 | 541 | 54.71 | 9.85 | 10 | 0.91 | 3500 | 84
P62GH5V6 | Zero Zone Inc. | ChillBrite | FRIO2-R4835K [120V ONLY] | Indoor Luminaires | Case Lighting | Vertical Refrigerated Case Luminaires | Standard | FALSE | [9 empty] | 41928 |  |  | NotYetVerified |  | 3 | 541 | 54.71 | 9.85 | 10 | 0.91 | 3500 | 84
PQZUKTXK | Zero Zone Inc. | ChillBrite | FRIO2-L4830K [120V ONLY] | Indoor Luminaires | Case Lighting | Vertical Refrigerated Case Luminaires | Standard | FALSE | [9 empty] | 41928 |  |  | NotYetVerified |  | 3 | 539 | 54.71 | 9.85 | 10 | 0.91 | 3089 | 83
P5GR5JVX | Zero Zone Inc. | ChillBrite | FRIO2-L5930K [120V ONLY] | Indoor Luminaires | Case Lighting | Vertical Refrigerated Case Luminaires | Standard | FALSE | [9 empty] | 41928 |  |  | NotYetVerified |  | 3 | 603 | 52.27 | 11.54 | 10 | 0.929 | 3083 | 83
P6CFW6QR | Zero Zone Inc. | ChillBrite | FRIO2-L6930K [120V ONLY] | Indoor Luminaires | Case Lighting | Vertical Refrigerated Case Luminaires | Standard | FALSE | [9 empty] | 41928 |  |  | NotYetVerified |  | 3 | 712 | 56.5 | 12.61 | 10 | 0.938 | 3079 | 83
PAUY1XP4 | Self Electronics Co.Ltd | Self | FLUX-4727K [120V ONLY] | Indoor Luminaires | Case Lighting | Horizontal Refrigerated Case Luminaires | Standard | TRUE | 1731.7 | 63.13 | 27.43 | 6.46 | 0.983 | 2865 | 92.8 | 5 | 50000 | 41920 |  |  | NotYetVerified |  | 3 | 1757.6 | 63.85 | 27.53 | 10 | 0.985 | 2700 | 92
PVJDUAQH | Self Electronics Co.Ltd | Self | FRIEZE-W4630K [120V ONLY] | Indoor Luminaires | Case Lighting | Horizontal Refrigerated Case Luminaires | Standard | TRUE | 755.5 | 58.27 | 12.97 | 9.87 | 0.942 | 2872 | 92.7 | 5 | 50000 | 41920 |  |  | NotYetVerified |  | 3 | 755.5 | 58.27 | 12.97 | 10 | 0.943 | 3000 | 92
PTGZE4KS | Self Electronics Co.Ltd | Self | FRIEZE-W3627K [120V ONLY] | Indoor Luminaires | Case Lighting | Horizontal Refrigerated Case Luminaires | Standard | TRUE | 537 | 54.68 | 9.82 | 12.04 | 0.901 | 2863 | 92.3 | 5 | 50000 | 41920 |  |  | NotYetVerified |  | 3 | 540.6 | 55.96 | 9.66 | 10 | 0.907 | 2700 | 92
PX43B1XH | Self Electronics Co.Ltd | Self | FLUX-4750K [120V ONLY] | Indoor Luminaires | Case Lighting | Horizontal Refrigerated Case Luminaires | Standard | FALSE | [9 empty] | 41920 |  |  | NotYetVerified |  | 3 | 2166.4 | 76.6 | 28.28 | 10 | 0.986 | 5000 | 85
PA3EZVUJ | Self Electronics Co.Ltd | Self | FRIEZE-W4650K [120V ONLY] | Indoor Luminaires | Case Lighting | Horizontal Refrigerated Case Luminaires | Standard | FALSE | [9 empty] | 41920 |  |  | NotYetVerified |  | 3 | 965 | 71.81 | 13.44 | 10 | 0.947 | 5000 | 84
P8R6MZP4 | Self Electronics Co.Ltd | Self | FRIEZE-W3650K [120V ONLY] | Indoor Luminaires | Case Lighting | Horizontal Refrigerated Case Luminaires | Standard | FALSE | [9 empty] | 41920 |  |  | NotYetVerified |  | 3 | 645.3 | 66.65 | 9.68 | 10 | 0.908 | 5000 | 84
PC59CXDU | Self Electronics Co.Ltd | Self | FLUX-4745K [120V ONLY] | Indoor Luminaires | Case Lighting | Horizontal Refrigerated Case Luminaires | Standard | FALSE | [9 empty] | 41920 |  |  | NotYetVerified |  | 3 | 2100 | 73 | 27.53 | 10 | 0.985 | 4500 | 87
P59ABA2Q | Self Electronics Co.Ltd | Self | FRIEZE-W4645K [120V ONLY] | Indoor Luminaires | Case Lighting | Horizontal Refrigerated Case Luminaires | Standard | FALSE | [9 empty] | 41920 |  |  | NotYetVerified |  | 3 | 900 | 67 | 12.97 | 10 | 0.943 | 4500 | 86
P1P28BBP | Self Electronics Co.Ltd | Self | FRIEZE-W3645K [120V ONLY] | Indoor Luminaires | Case Lighting | Horizontal Refrigerated Case Luminaires | Standard | FALSE | [9 empty] | 41920 |  |  | NotYetVerified |  | 3 | 620 | 63 | 9.66 | 10 | 0.907 | 4500 | 85
P6FFBFA5 | Self Electronics Co.Ltd | Self | FLUX-4740K [120V ONLY] | Indoor Luminaires | Case Lighting | Horizontal Refrigerated Case Luminaires | Standard | FALSE | [9 empty] | 41920 |  |  | NotYetVerified |  | 3 | 2000 | 70 | 27.53 | 10 | 0.985 | 4000 | 88
PZZ2667U | Self Electronics Co.Ltd | Self | FRIEZE-W4640K [120V ONLY] | Indoor Luminaires | Case Lighting | Horizontal Refrigerated Case Luminaires | Standard | FALSE | [9 empty] | 41920 |  |  | NotYetVerified |  | 3 | 850 | 63 | 12.97 | 10 | 0.943 | 4000 | 88
P5TAN7QU | Self Electronics Co.Ltd | Self | FRIEZE-W3640K [120V ONLY] | Indoor Luminaires | Case Lighting | Horizontal Refrigerated Case Luminaires | Standard | FALSE | [9 empty] | 41920 |  |  | NotYetVerified |  | 3 | 600 | 61 | 9.66 | 10 | 0.907 | 4000 | 86
PMDVNY5X | Self Electronics Co.Ltd | Self | FRIEZE-W4635K [120V ONLY] | Indoor Luminaires | Case Lighting | Horizontal Refrigerated Case Luminaires | Standard | FALSE | [9 empty] | 41920 |  |  | NotYetVerified |  | 3 | 800 | 61 | 12.97 | 10 | 0.943 | 3500 | 90
PGUF3ZYJ | Self Electronics Co.Ltd | Self | FLUX-4735K [120V ONLY] | Indoor Luminaires | Case Lighting | Horizontal Refrigerated Case Luminaires | Standard | FALSE | [9 empty] | 41920 |  |  | NotYetVerified |  | 3 | 1950 | 68 | 27.53 | 10 | 0.985 | 3500 | 89
PPSZRP8N | Self Electronics Co.Ltd | Self | FRIEZE-W3635K [120V ONLY] | Indoor Luminaires | Case Lighting | Horizontal Refrigerated Case Luminaires | Standard | FALSE | [9 empty] | 41920 |  |  | NotYetVerified |  | 3 | 580 | 59 | 9.66 | 10 | 0.907 | 3500 | 88
PR1TC9B9 | Self Electronics Co.Ltd | Self | FLUX-4730K [120V ONLY] | Indoor Luminaires | Case Lighting | Horizontal Refrigerated Case Luminaires | Standard | FALSE | [9 empty] | 41920 |  |  | NotYetVerified |  | 3 | 1900 | 66 | 27.53 | 10 | 0.985 | 3000 | 90
PJJ18DCE | Self Electronics Co.Ltd | Self | FRIEZE-W3630K [120V ONLY] | Indoor Luminaires | Case Lighting | Horizontal Refrigerated Case Luminaires | Standard | FALSE | [9 empty] | 41920 |  |  | NotYetVerified |  | 3 | 560 | 58 | 9.66 | 10 | 0.907 | 3000 | 90
PM9QAX36 | A2Z Green Lighting | A2Z Green Lighting | A2Z48-35OCV-15.0 | Indoor Luminaires | Case Lighting | Vertical Refrigerated Case Luminaires | Standard | TRUE | 1156 | 76.63 | 45.35 | 14.31 | 0.939 | 3410 | 83.5 | 5 | 50000 | 41908 |  |  | NotYetVerified |  | 3 | 1160 | 80 | 15 |  |  | 3500 | 85
P9VQDEA9 | A2Z Green Lighting | A2Z Green Lighting | A2Z48-35OLV-07.5 | Indoor Luminaires | Case Lighting | Vertical Refrigerated Case Luminaires | Standard | TRUE | 605.4 | 76.63 | 45.35 | 14.31 | 0.939 | 3410 | 83.5 | 5 | 50000 | 41908 |  |  | NotYetVerified |  | 3 | 580 | 80 | 7.5 |  |  | 3500 | 85
P1VZ38W6 | A2Z Green Lighting | A2Z Green Lighting | A2Z70-50OCV-25.0 | Indoor Luminaires | Case Lighting | Vertical Refrigerated Case Luminaires | Standard | FALSE | [9 empty] | 41908 | Not Yet Verified | Not Yet Verified | NotYetVerified |  | 3 | 2000 | 80 | 25 |  |  | 5000 | 85
PHKFZVUC | A2Z Green Lighting | A2Z Green Lighting | A2Z60-50OCV-20.0 | Indoor Luminaires | Case Lighting | Vertical Refrigerated Case Luminaires | Standard | FALSE | [9 empty] | 41908 | Not Yet Verified | Not Yet Verified | NotYetVerified |  | 3 | 1600 | 80 | 20 |  |  | 5000 | 85
PVYX1VPP | A2Z Green Lighting | A2Z Green Lighting | A2Z48-50OCV-15.0 | Indoor Luminaires | Case Lighting | Vertical Refrigerated Case Luminaires | Standard | FALSE | [9 empty] | 41908 | Not Yet Verified | Not Yet Verified | NotYetVerified |  | 3 | 1200 | 80 | 15 |  |  | 5000 | 85
PW7W867S | A2Z Green Lighting | A2Z Green Lighting | A2Z70-50ORV-12.5 | Indoor Luminaires | Case Lighting | Vertical Refrigerated Case Luminaires | Standard | FALSE | [9 empty] | 41908 | Not Yet Verified | Not Yet Verified | NotYetVerified |  | 3 | 1000 | 80 | 12.5 |  |  | 5000 | 85
PB5NTDWX | A2Z Green Lighting | A2Z Green Lighting | A2Z70-50OLV-12.5 | Indoor Luminaires | Case Lighting | Vertical Refrigerated Case Luminaires | Standard | FALSE | [9 empty] | 41908 | Not Yet Verified | Not Yet Verified | NotYetVerified |  | 3 | 1000 | 80 | 12.5 |  |  | 5000 | 85
PC7SSB2C | A2Z Green Lighting | A2Z Green Lighting | A2Z60-50OLV-10.0 | Indoor Luminaires | Case Lighting | Vertical Refrigerated Case Luminaires | Standard | FALSE | [9 empty] | 41908 | Not Yet Verified | Not Yet Verified | NotYetVerified |  | 3 | 800 | 80 | 10 |  |  | 5000 | 85
P2S19CQU | A2Z Green Lighting | A2Z Green Lighting | A2Z60-50ORV-10.0 | Indoor Luminaires | Case Lighting | Vertical Refrigerated Case Luminaires | Standard | FALSE | [9 empty] | 41908 | Not Yet Verified | Not Yet Verified | NotYetVerified |  | 3 | 800 | 80 | 10 |  |  | 5000 | 85
PNBP61CR | A2Z Green Lighting | A2Z Green Lighting | A2Z48-50OLV-07.5 | Indoor Luminaires | Case Lighting | Vertical Refrigerated Case Luminaires | Standard | FALSE | [9 empty] | 41908 | Not Yet Verified | Not Yet Verified | NotYetVerified |  | 3 | 600 | 80 | 7.5 |  |  | 5000 | 85
PC3EZR56 | A2Z Green Lighting | A2Z Green Lighting | A2Z48-50ORV-07.5 | Indoor Luminaires | Case Lighting | Vertical Refrigerated Case Luminaires | Standard | FALSE | [9 empty] | 41908 | Not Yet Verified | Not Yet Verified | NotYetVerified |  | 3 | 600 | 80 | 7.5 |  |  | 5000 | 85
P63NUXW8 | A2Z Green Lighting | A2Z Green Lighting | A2Z70-40OCV-25.0 | Indoor Luminaires | Case Lighting | Vertical Refrigerated Case Luminaires | Standard | FALSE | [9 empty] | 41908 | Not Yet Verified | Not Yet Verified | NotYetVerified |  | 3 | 1940 | 80 | 25 |  |  | 4000 | 85
P2CRG52U | A2Z Green Lighting | A2Z Green Lighting | A2Z60-40OCV-20.0 | Indoor Luminaires | Case Lighting | Vertical Refrigerated Case Luminaires | Standard | FALSE | [9 empty] | 41908 | Not Yet Verified | Not Yet Verified | NotYetVerified |  | 3 | 1547 | 80 | 20 |  |  | 4000 | 85
P28UXEZK | A2Z Green Lighting | A2Z Green Lighting | A2Z48-40OCV-15.0 | Indoor Luminaires | Case Lighting | Vertical Refrigerated Case Luminaires | Standard | FALSE | [9 empty] | 41908 | Not Yet Verified | Not Yet Verified | NotYetVerified |  | 3 | 1160 | 80 | 15 |  |  | 4000 | 85
PPYP34XR | A2Z Green Lighting | A2Z Green Lighting | A2Z70-40OLV-12.5 | Indoor Luminaires | Case Lighting | Vertical Refrigerated Case Luminaires | Standard | FALSE | [9 empty] | 41908 | Not Yet Verified | Not Yet Verified | NotYetVerified |  | 3 | 970 | 80 | 12.5 |  |  | 4000 | 85
P44ZW6FT | A2Z Green Lighting | A2Z Green Lighting | A2Z70-40ORV-12.5 | Indoor Luminaires | Case Lighting | Vertical Refrigerated Case Luminaires | Standard | FALSE | [9 empty] | 41908 | Not Yet Verified | Not Yet Verified | NotYetVerified |  | 3 | 970 | 80 | 12.5 |  |  | 4000 | 85
P6GFZMN4 | A2Z Green Lighting | A2Z Green Lighting | A2Z60-40OLV-10.0 | Indoor Luminaires | Case Lighting | Vertical Refrigerated Case Luminaires | Standard | FALSE | [9 empty] | 41908 | Not Yet Verified | Not Yet Verified | NotYetVerified |  | 3 | 773 | 80 | 10 |  |  | 4000 | 85
P4WSBV3Q | A2Z Green Lighting | A2Z Green Lighting | A2Z60-40ORV-10.0 | Indoor Luminaires | Case Lighting | Vertical Refrigerated Case Luminaires | Standard | FALSE | [9 empty] | 41908 | Not Yet Verified | Not Yet Verified | NotYetVerified |  | 3 | 773 | 80 | 10 |  |  | 4000 | 85
PJAMDSTG | A2Z Green Lighting | A2Z Green Lighting | A2Z48-40OLV-07.5 | Indoor Luminaires | Case Lighting | Vertical Refrigerated Case Luminaires | Standard | FALSE | [9 empty] | 41908 | Not Yet Verified | Not Yet Verified | NotYetVerified |  | 3 | 580 | 80 | 7.5 |  |  | 4000 | 85
P6M9D8Q9 | A2Z Green Lighting | A2Z Green Lighting | A2Z48-40ORV-07.5 | Indoor Luminaires | Case Lighting | Vertical Refrigerated Case Luminaires | Standard | FALSE | [9 empty] | 41908 | Not Yet Verified | Not Yet Verified | NotYetVerified |  | 3 | 580 | 80 | 7.5 |  |  | 4000 | 85
P38U93CM | A2Z Green Lighting | A2Z Green Lighting | A2Z70-35OCV-25.0 | Indoor Luminaires | Case Lighting | Vertical Refrigerated Case Luminaires | Standard | FALSE | [9 empty] | 41908 | Not Yet Verified | Not Yet Verified | NotYetVerified |  | 3 | 1940 | 80 | 25 |  |  | 3500 | 85
PTU6KXRQ | A2Z Green Lighting | A2Z Green Lighting | A2Z60-35OCV-20.0 | Indoor Luminaires | Case Lighting | Vertical Refrigerated Case Luminaires | Standard | FALSE | [9 empty] | 41908 | Not Yet Verified | Not Yet Verified | NotYetVerified |  | 3 | 1547 | 80 | 20 |  |  | 3500 | 85
PNYEPHGY | A2Z Green Lighting | A2Z Green Lighting | A2Z70-35OLV-12.5 | Indoor Luminaires | Case Lighting | Vertical Refrigerated Case Luminaires | Standard | FALSE | [9 empty] | 41908 | Not Yet Verified | Not Yet Verified | NotYetVerified |  | 3 | 970 | 80 | 12.5 |  |  | 3500 | 85
PH344RWX | A2Z Green Lighting | A2Z Green Lighting | A2Z70-35ORV-12.5 | Indoor Luminaires | Case Lighting | Vertical Refrigerated Case Luminaires | Standard | FALSE | [9 empty] | 41908 | Not Yet Verified | Not Yet Verified | NotYetVerified |  | 3 | 970 | 80 | 12.5 |  |  | 3500 | 85
PP7VZRJC | A2Z Green Lighting | A2Z Green Lighting | A2Z60-35OLV-10.0 | Indoor Luminaires | Case Lighting | Vertical Refrigerated Case Luminaires | Standard | FALSE | [9 empty] | 41908 | Not Yet Verified | Not Yet Verified | NotYetVerified |  | 3 | 773 | 80 | 10 |  |  | 3500 | 85
P8NXMV1V | A2Z Green Lighting | A2Z Green Lighting | A2Z60-35ORV-10.0 | Indoor Luminaires | Case Lighting | Vertical Refrigerated Case Luminaires | Standard | FALSE | [9 empty] | 41908 | Not Yet Verified | Not Yet Verified | NotYetVerified |  | 3 | 773 | 80 | 10 |  |  | 3500 | 85
PHHXFVX3 | A2Z Green Lighting | A2Z Green Lighting | A2Z48-35ORV-07.5 | Indoor Luminaires | Case Lighting | Vertical Refrigerated Case Luminaires | Standard | FALSE | [9 empty] | 41908 | Not Yet Verified | Not Yet Verified | NotYetVerified |  | 3 | 580 | 80 | 7.5 |  |  | 3500 | 85
P9YJUXM5 | FY Lighting Co. Ltd | Fen Yong | FY-T8-1500EF(L30K288ND240) | Indoor Luminaires | Case Lighting | Vertical Refrigerated Case Luminaires | Standard | TRUE | 1636.7 | 75.01 | 21.82 | 13.9 | 0.9392 | 2898 | 83.6 | 5 | 50000 | 41907 |  |  | NotYetVerified |  | 3 | 1600 | 75 | 22 |  | 0.9 | 3000 | 80
PW53HBY8 | FY Lighting Co. Ltd | Fen Yong | FY-T8-1800EC(L50K288ND240) | Indoor Luminaires | Case Lighting | Vertical Refrigerated Case Luminaires | Standard | FALSE | [9 empty] | 41907 |  |  | NotYetVerified |  | 3 | 3200 | 120 | 26 |  | 0.9 | 5000 | 80
PT29PVWG | FY Lighting Co. Ltd | Fen Yong | FY-T8-1800EF(L50K288ND240) | Indoor Luminaires | Case Lighting | Vertical Refrigerated Case Luminaires | Standard | FALSE | [9 empty] | 41907 |  |  | NotYetVerified |  | 3 | 3200 | 120 | 26 |  | 0.9 | 5000 | 80
P8ASXT3J | FY Lighting Co. Ltd | Fen Yong | FY-T8-1500EC(L50K288ND240) | Indoor Luminaires | Case Lighting | Vertical Refrigerated Case Luminaires | Standard | FALSE | [9 empty] | 41907 |  |  | NotYetVerified |  | 3 | 2400 | 100 | 22 |  | 0.9 | 5000 | 80
PSUYA7A4 | FY Lighting Co. Ltd | Fen Yong | FY-T8-1500EF(L50K288ND240) | Indoor Luminaires | Case Lighting | Vertical Refrigerated Case Luminaires | Standard | FALSE | [9 empty] | 41907 |  |  | NotYetVerified |  | 3 | 1600 | 75 | 22 |  | 0.9 | 5000 | 80
PXY7QTRW | FY Lighting Co. Ltd | Fen Yong | FY-T8-1800EC(L45K288ND240) | Indoor Luminaires | Case Lighting | Vertical Refrigerated Case Luminaires | Standard | FALSE | [9 empty] | 41907 |  |  | NotYetVerified |  | 3 | 3200 | 120 | 26 |  | 0.9 | 4500 | 80
PNZN9PBS | FY Lighting Co. Ltd | Fen Yong | FY-T8-1800EF(L45K288ND240) | Indoor Luminaires | Case Lighting | Vertical Refrigerated Case Luminaires | Standard | FALSE | [9 empty] | 41907 |  |  | NotYetVerified |  | 3 | 3200 | 120 | 26 |  | 0.9 | 4500 | 80
PBHSCA59 | FY Lighting Co. Ltd | Fen Yong | FY-T8-1500EC(L45K288ND240) | Indoor Luminaires | Case Lighting | Vertical Refrigerated Case Luminaires | Standard | FALSE | [9 empty] | 41907 |  |  | NotYetVerified |  | 3 | 2400 | 100 | 22 |  | 0.9 | 4500 | 80
P6MVGX74 | FY Lighting Co. Ltd | Fen Yong | FY-T8-1500EF(L45K288ND240) | Indoor Luminaires | Case Lighting | Vertical Refrigerated Case Luminaires | Standard | FALSE | [9 empty] | 41907 |  |  | NotYetVerified |  | 3 | 1600 | 75 | 22 |  | 0.9 | 4500 | 80
PTHHAUEC | FY Lighting Co. Ltd | Fen Yong | FY-T8-1800EF(L40K288ND240) | Indoor Luminaires | Case Lighting | Vertical Refrigerated Case Luminaires | Standard | FALSE | [9 empty] | 41907 |  |  | NotYetVerified |  | 3 | 3200 | 120 | 26 |  | 0.9 | 4000 | 80
PN9AZ57F | FY Lighting Co. Ltd | Fen Yong | FY-T8-1800EC(L40K288ND240) | Indoor Luminaires | Case Lighting | Vertical Refrigerated Case Luminaires | Standard | FALSE | [9 empty] | 41907 |  |  | NotYetVerified |  | 3 | 3200 | 120 | 26 |  | 0.9 | 4000 | 80
PKQ9P51J | FY Lighting Co. Ltd | Fen Yong | FY-T8-1500EC(L40K288ND240) | Indoor Luminaires | Case Lighting | Vertical Refrigerated Case Luminaires | Standard | FALSE | [9 empty] | 41907 |  |  | NotYetVerified |  | 3 | 2400 | 100 | 22 |  | 0.9 | 4000 | 80
P39SXSSZ | FY Lighting Co. Ltd | Fen Yong | FY-T8-1500EF(L40K288ND240) | Indoor Luminaires | Case Lighting | Vertical Refrigerated Case Luminaires | Standard | FALSE | [9 empty] | 41907 |  |  | NotYetVerified |  | 3 | 1600 | 75 | 22 |  | 0.9 | 4000 | 80
PS195HE9 | FY Lighting Co. Ltd | Fen Yong | FY-T8-1800EF(L35K288ND240) | Indoor Luminaires | Case Lighting | Vertical Refrigerated Case Luminaires | Standard | FALSE | [9 empty] | 41907 |  |  | NotYetVerified |  | 3 | 3200 | 120 | 26 |  | 0.9 | 3500 | 80
PCBUXHTG | FY Lighting Co. Ltd | Fen Yong | FY-T8-1800EC(L35K288ND240) | Indoor Luminaires | Case Lighting | Vertical Refrigerated Case Luminaires | Standard | FALSE | [9 empty] | 41907 |  |  | NotYetVerified |  | 3 | 3200 | 120 | 26 |  | 0.9 | 3500 | 80
PVWMQ248 | FY Lighting Co. Ltd | Fen Yong | FY-T8-1500EC(L35K288ND240) | Indoor Luminaires | Case Lighting | Vertical Refrigerated Case Luminaires | Standard | FALSE | [9 empty] | 41907 |  |  | NotYetVerified |  | 3 | 2400 | 100 | 22 |  | 0.9 | 3500 | 80
P8BR9MVR | FY Lighting Co. Ltd | Fen Yong | FY-T8-1500EF(L35K288ND240) | Indoor Luminaires | Case Lighting | Vertical Refrigerated Case Luminaires | Standard | FALSE | [9 empty] | 41907 |  |  | NotYetVerified |  | 3 | 1600 | 75 | 22 |  | 0.9 | 3500 | 80
PW1WSSBM | FY Lighting Co. Ltd | Fen Yong | FY-T8-1800EF(L30K288ND240) | Indoor Luminaires | Case Lighting | Vertical Refrigerated Case Luminaires | Standard | FALSE | [9 empty] | 41907 |  |  | NotYetVerified |  | 3 | 3200 | 120 | 26 |  | 0.9 | 3000 | 80
PNCAE2Y2 | FY Lighting Co. Ltd | Fen Yong | FY-T8-1800EC(L30K288ND240) | Indoor Luminaires | Case Lighting | Vertical Refrigerated Case Luminaires | Standard | FALSE | [9 empty] | 41907 |  |  | NotYetVerified |  | 3 | 3200 | 120 | 26 |  | 0.9 | 3000 | 80
PH5F9QNQ | FY Lighting Co. Ltd | Fen Yong | FY-T8-1500EC(L30K288ND240) | Indoor Luminaires | Case Lighting | Vertical Refrigerated Case Luminaires | Standard | FALSE | [9 empty] | 41907 |  |  | NotYetVerified |  | 3 | 2400 | 100 | 22 |  | 0.9 | 3000 | 80
P1TRPJDT | Self Electronics Co.Ltd | Self | FRESCO-4830K [120V ONLY] | Indoor Luminaires | Case Lighting | Horizontal Refrigerated Case Luminaires | Standard | TRUE | 1462.6 | 53.41 | 27.39 | 6.4 | 0.983 | 3058 | 83 | 5 | 50000 | 41906 |  |  | NotYetVerified |  | 3 | 1719 |  | 24 |  |  | 3000 | 85
PS2WGEXJ | Self Electronics Co.Ltd | Self | FRIO2-R5930K-1 [120V ONLY] | Indoor Luminaires | Case Lighting | Vertical Refrigerated Case Luminaires | Standard | TRUE | 1120.9 | 60.79 | 18.44 | 8.44 | 0.968 | 3075 | 83.7 | 5 | 50000 | 41906 |  |  | NotYetVerified |  | 3 | 1232 |  | 16 |  |  | 3000 | 85
PSFAUBSR | Self Electronics Co.Ltd | Self | FRIO2-C6930K-1 [120V ONLY] | Indoor Luminaires | Case Lighting | Vertical Refrigerated Case Luminaires | Standard | TRUE | 2710.1 | 66.92 | 40.5 | 4.98 | 0.992 | 3096 | 83.5 | 5 | 50000 | 41901 |  |  | NotYetVerified |  | 3 | 3003 |  | 36 |  |  | 3000 | 85
P4UJ69DS | Self Electronics Co.Ltd | Self | FRIO2-C5930K-1 [120V ONLY] | Indoor Luminaires | Case Lighting | Vertical Refrigerated Case Luminaires | Standard | TRUE | 2320.4 | 66.87 | 34.7 | 5.49 | 0.99 | 3081 | 83.5 | 5 | 50000 | 41901 |  |  | NotYetVerified |  | 3 | 2560 |  | 32 |  |  | 3000 | 85
PCKM5TKE | Self Electronics Co.Ltd | Self | FRIO2-C4830K-1 [120V ONLY] | Indoor Luminaires | Case Lighting | Vertical Refrigerated Case Luminaires | Standard | TRUE | 1933.7 | 65.04 | 29.73 | 6.23 | 0.985 | 3110 | 84.1 | 5 | 50000 | 41901 |  |  | NotYetVerified |  | 3 | 2142 |  | 26 |  |  | 3000 | 85
PRG726MC | Self Electronics Co.Ltd | Self | FRIO2-R6930K-1 [120V ONLY] | Indoor Luminaires | Case Lighting | Vertical Refrigerated Case Luminaires | Standard | TRUE | 1393.5 | 65.3 | 21.34 | 7.88 | 0.975 | 3077 | 83.5 | 5 | 50000 | 41901 |  |  | NotYetVerified |  | 3 | 1532 |  | 18 |  |  | 3000 | 85
PVZYE21V | Self Electronics Co.Ltd | Self | FRIO2-R4830K-1 [120V ONLY] | Indoor Luminaires | Case Lighting | Vertical Refrigerated Case Luminaires | Standard | TRUE | 1026.9 | 63.09 | 16.28 | 9.58 | 0.956 | 3079 | 83.6 | 5 | 50000 | 41901 |  |  | NotYetVerified |  | 3 | 1128 |  | 13 |  |  | 3000 | 85
P12ZBB1K | Nualight | Nualight | Porto 610HCLM AM 71 4000K C - N12L95 | Indoor Luminaires | Case Lighting | Vertical Refrigerated Case Luminaires | Standard | FALSE | [9 empty] | 41901 |  |  | NotYetVerified |  | 3 | 1740 | 58 | 30 |  | 0.982 | 4000 | 85
PNCV1KCU | Nualight | Nualight | Porto 610HCLM AM 51 4000K C - N12L80 | Indoor Luminaires | Case Lighting | Vertical Refrigerated Case Luminaires | Standard | FALSE | [9 empty] | 41901 |  |  | NotYetVerified |  | 3 | 1171.6 | 58 | 20.2 |  | 0.982 | 4000 | 85
PDMXHDZB | Nualight | Nualight | Porto 610HCLM AM 71 4000K L - N12L97 | Indoor Luminaires | Case Lighting | Vertical Refrigerated Case Luminaires | Standard | FALSE | [9 empty] | 41901 |  |  | NotYetVerified |  | 3 | 1067.2 | 58 | 18.4 |  | 0.982 | 4000 | 85
PC8CAERY | Nualight | Nualight | Porto 610HCLM AM 71 3500K R - N12L93 | Indoor Luminaires | Case Lighting | Vertical Refrigerated Case Luminaires | Standard | FALSE | [9 empty] | 41901 |  |  | NotYetVerified |  | 3 | 1067.2 | 58 | 18.4 |  | 0.982 | 4000 | 85
PQ54RQWF | Nualight | Nualight | Porto 610HCLM AM 51 4000K L - N12L82 | Indoor Luminaires | Case Lighting | Vertical Refrigerated Case Luminaires | Standard | FALSE | [9 empty] | 41901 |  |  | NotYetVerified |  | 3 | 707.6 | 58 | 12.2 |  | 0.982 | 4000 | 85
P3T5ANSS | Nualight | Nualight | Porto 610HCLM AM 51 3500K R - N12L78 | Indoor Luminaires | Case Lighting | Vertical Refrigerated Case Luminaires | Standard | FALSE | [9 empty] | 41901 |  |  | NotYetVerified |  | 3 | 707.6 | 58 | 12.2 |  | 0.982 | 4000 | 85
PRBBGKQG | Nualight | Nualight | Alto 530 HHO Perfino AM 48 4000K - N19525 | Indoor Luminaires | Case Lighting | Horizontal Refrigerated Case Luminaires | Standard | FALSE | [9 empty] | 41901 |  |  | NotYetVerified |  | 3 | 2207 | 85.88 | 25.7 |  | 0.9 | 4000 | 80
PEFAJ7AW | Nualight | Nualight | Alto 530 H Perfino AM 48 4000K - N19522 | Indoor Luminaires | Case Lighting | Horizontal Refrigerated Case Luminaires | Standard | FALSE | [9 empty] | 41901 |  |  | NotYetVerified |  | 3 | 1826 | 93.16 | 19.6 |  | 0.9 | 4000 | 80
PM2KAURA | Nualight | Nualight | Alto 530 HHO Perfino AM 36 4000K - N19519 | Indoor Luminaires | Case Lighting | Horizontal Refrigerated Case Luminaires | Standard | FALSE | [9 empty] | 41901 |  |  | NotYetVerified |  | 3 | 1655 | 86.65 | 19.1 |  | 0.9 | 4000 | 80
PJY5UD5Q | Nualight | Nualight | Alto 530 H Perfino AM 36 4000K - N19516 | Indoor Luminaires | Case Lighting | Horizontal Refrigerated Case Luminaires | Standard | FALSE | [9 empty] | 41901 |  |  | NotYetVerified |  | 3 | 1369 | 93.13 | 14.7 |  | 0.9 | 4000 | 80
PE9BXVQ2 | Nualight | Nualight | Porto 610HCLM AM 71 3500K C - N12L92 | Indoor Luminaires | Case Lighting | Vertical Refrigerated Case Luminaires | Standard | FALSE | [9 empty] | 41901 |  |  | NotYetVerified |  | 3 | 1740 | 58 | 30 |  | 0.982 | 3500 | 85
PWJ1XRQT | Nualight | Nualight | Porto 610HCLM AM 51 3500K C - N12L77 | Indoor Luminaires | Case Lighting | Vertical Refrigerated Case Luminaires | Standard | FALSE | [9 empty] | 41901 |  |  | NotYetVerified |  | 3 | 1171.6 | 58 | 20.2 |  | 0.982 | 3500 | 85
PXBU75M1 | Nualight | Nualight | Porto 610HCLM AM 71 4000K R - N12L96 | Indoor Luminaires | Case Lighting | Vertical Refrigerated Case Luminaires | Standard | FALSE | [9 empty] | 41901 |  |  | NotYetVerified |  | 3 | 1067.2 | 58 | 18.4 |  | 0.982 | 3500 | 85
PH4AZJ3A | Nualight | Nualight | Porto 610HCLM AM 71 3000K L - N12J34 | Indoor Luminaires | Case Lighting | Vertical Refrigerated Case Luminaires | Standard | FALSE | [9 empty] | 41901 |  |  | NotYetVerified |  | 3 | 1067.2 | 58 | 18.4 |  | 0.982 | 3500 | 85
PK6ZHMJG | Nualight | Nualight | Porto 610HCLM AM 51 4000K R - N12L81 | Indoor Luminaires | Case Lighting | Vertical Refrigerated Case Luminaires | Standard | FALSE | [9 empty] | 41901 |  |  | NotYetVerified |  | 3 | 707.6 | 58 | 12.2 |  | 0.982 | 3500 | 85
P8RS9NXD | Nualight | Nualight | Porto 610HCLM AM 51 3000K L - N12J25 | Indoor Luminaires | Case Lighting | Vertical Refrigerated Case Luminaires | Standard | FALSE | [9 empty] | 41901 |  |  | NotYetVerified |  | 3 | 707.6 | 58 | 12.2 |  | 0.982 | 3500 | 85
P6UTUPPP | Nualight | Nualight | Alto 530 HHO Perfino AM 48 3500K - N19524 | Indoor Luminaires | Case Lighting | Horizontal Refrigerated Case Luminaires | Standard | FALSE | [9 empty] | 41901 |  |  | NotYetVerified |  | 3 | 2159 | 84.01 | 25.7 |  | 0.9 | 3500 | 80
PRBZNF5Z | Nualight | Nualight | Alto 530 H Perfino AM 48 3500K - N19521 | Indoor Luminaires | Case Lighting | Horizontal Refrigerated Case Luminaires | Standard | FALSE | [9 empty] | 41901 |  |  | NotYetVerified |  | 3 | 1786 | 91.12 | 19.6 |  | 0.9 | 3500 | 80
PXYYZ3KN | Nualight | Nualight | Alto 530 HHO Perfino AM 36 3500K - N19518 | Indoor Luminaires | Case Lighting | Horizontal Refrigerated Case Luminaires | Standard | FALSE | [9 empty] | 41901 |  |  | NotYetVerified |  | 3 | 1619 | 84.76 | 19.1 |  | 0.9 | 3500 | 80
PJBN2D3C | Nualight | Nualight | Alto 530 H Perfino AM 36 3500K - N19515 | Indoor Luminaires | Case Lighting | Horizontal Refrigerated Case Luminaires | Standard | FALSE | [9 empty] | 41901 |  |  | NotYetVerified |  | 3 | 1340 | 91.16 | 14.7 |  | 0.9 | 3500 | 80
PSF32RMZ | Nualight | Nualight | Porto 610HCLM AM 71 3000K C - N12J32 | Indoor Luminaires | Case Lighting | Vertical Refrigerated Case Luminaires | Standard | FALSE | [9 empty] | 41901 |  |  | NotYetVerified |  | 3 | 1740 | 58 | 30 |  | 0.982 | 3000 | 85
PW9MWRYF | Nualight | Nualight | Porto 610HCLM AM 51 3000K C - N12J23 | Indoor Luminaires | Case Lighting | Vertical Refrigerated Case Luminaires | Standard | FALSE | [9 empty] | 41901 |  |  | NotYetVerified |  | 3 | 1171.6 | 58 | 20.2 |  | 0.982 | 3000 | 85
PV21AP7P | Nualight | Nualight | Porto 610HCLM AM 71 3500K L - N12L94 | Indoor Luminaires | Case Lighting | Vertical Refrigerated Case Luminaires | Standard | FALSE | [9 empty] | 41901 |  |  | NotYetVerified |  | 3 | 1067.2 | 58 | 18.4 |  | 0.982 | 3000 | 85
PTVYH2X7 | Nualight | Nualight | Porto 610HCLM AM 71 3000K R - N12J33 | Indoor Luminaires | Case Lighting | Vertical Refrigerated Case Luminaires | Standard | FALSE | [9 empty] | 41901 |  |  | NotYetVerified |  | 3 | 1067.2 | 58 | 18.4 |  | 0.982 | 3000 | 85
PK27896C | Nualight | Nualight | Porto 610HCLM AM 51 3000K R - N12J24 | Indoor Luminaires | Case Lighting | Vertical Refrigerated Case Luminaires | Standard | FALSE | [9 empty] | 41901 |  |  | NotYetVerified |  | 3 | 707.6 | 58 | 12.2 |  | 0.982 | 3000 | 85
PJZ9692X | Nualight | Nualight | Porto 610HCLM AM 51 3500K L - N12L79 | Indoor Luminaires | Case Lighting | Vertical Refrigerated Case Luminaires | Standard | FALSE | [9 empty] | 41901 |  |  | NotYetVerified |  | 3 | 707.6 | 58 | 12.2 |  | 0.982 | 3000 | 85
PNZCMS17 | Nualight | Nualight | Alto 530 HHO Perfino AM 48 3000K - N19523 | Indoor Luminaires | Case Lighting | Horizontal Refrigerated Case Luminaires | Standard | FALSE | [9 empty] | 41901 |  |  | NotYetVerified |  | 3 | 2063 | 80.27 | 25.7 |  | 0.9 | 3000 | 80
P6BE6HAA | Nualight | Nualight | Alto 530 H Perfino AM 48 3000K - N19520 | Indoor Luminaires | Case Lighting | Horizontal Refrigerated Case Luminaires | Standard | FALSE | [9 empty] | 41901 |  |  | NotYetVerified |  | 3 | 1707 | 87.09 | 19.6 |  | 0.9 | 3000 | 80
PJSF7RKQ | Nualight | Nualight | Alto 530 HHO Perfino AM 36 3000K - N19517 | Indoor Luminaires | Case Lighting | Horizontal Refrigerated Case Luminaires | Standard | FALSE | [9 empty] | 41901 |  |  | NotYetVerified |  | 3 | 1547 | 80.99 | 19.1 |  | 0.9 | 3000 | 80
P9XN81HQ | Nualight | Nualight | Alto 530 H Perfino AM 36 3000K - N19514 | Indoor Luminaires | Case Lighting | Horizontal Refrigerated Case Luminaires | Standard | FALSE | [9 empty] | 41901 |  |  | NotYetVerified |  | 3 | 1280 | 87.07 | 14.7 |  | 0.9 | 3000 | 80
PA1GHHWC | SloanLED | Cold Door 2 | 701906-3WC4x2-701936(120V Only) | Indoor Luminaires | Case Lighting | Vertical Refrigerated Case Luminaires | Standard | TRUE | 890.8 | 52.9 | 17.976 | 9.64 | 0.9898 | 3551 | 84 | 5 | 100000 | 41900 |  |  | NotYetVerified |  | 3 | 901.3 | 60.0867 | 15 | 20 | 0.9 | 3551 | 84
P4Q8SGG8 | SloanLED | Cold Door 2 | 701906-3WE5x2-701936(120V Only) | Indoor Luminaires | Case Lighting | Vertical Refrigerated Case Luminaires | Standard | TRUE | 434.49 | 52.9 | 11.401 | 9.64 | 0.9898 | 3286 | 83 | 5 | 100000 | 41900 |  |  | NotYetVerified |  | 3 | 591.5 | 53.8 | 11 | 20 | 0.9 | 3286 | 83
PNSS78W4 | SloanLED | Cold Door 2 | 701906-5WC4x2-701936(120V Only) | Indoor Luminaires | Case Lighting | Vertical Refrigerated Case Luminaires | Standard | FALSE | [9 empty] | 41900 |  |  | NotYetVerified |  | 3 | 901.3 | 60.1 | 15 | 20 | 0.9 | 5000 | 84
PVYQQ6PE | SloanLED | Cold Door 2 | 701906-5WE5x2-701936(120V Only) | Indoor Luminaires | Case Lighting | Vertical Refrigerated Case Luminaires | Standard | FALSE | [9 empty] | 41900 |  |  | NotYetVerified |  | 3 | 591.5 | 53.8 | 11 | 20 | 0.9 | 5000 | 83
P5S5316E | SloanLED | Cold Door 2 | 701906-4WC4x2-701936(120V Only) | Indoor Luminaires | Case Lighting | Vertical Refrigerated Case Luminaires | Standard | FALSE | [9 empty] | 41900 |  |  | NotYetVerified |  | 3 | 901.3 | 60.1 | 15 | 20 | 0.9 | 4000 | 84
PCRPVS87 | SloanLED | Cold Door 2 | 701906-4WE5x2-701936(120V Only) | Indoor Luminaires | Case Lighting | Vertical Refrigerated Case Luminaires | Standard | FALSE | [9 empty] | 41900 |  |  | NotYetVerified |  | 3 | 591.5 | 53.8 | 11 | 20 | 0.9 | 4000 | 83
P82GXENB | Self Electronics Co.Ltd | Self | FRIO2-C6930K [120V ONLY] | Indoor Luminaires | Case Lighting | Vertical Refrigerated Case Luminaires | Standard | TRUE | 1381.3 | 63.3 | 21.82 | 8.13 | 0.976 | 3091 | 83.1 | 5 | 50000 | 41898 |  |  | NotYetVerified |  | 3 | 1405 | 63 | 22 | 10 | 0.969 | 3088 | 83
PCNMZ3CC | Self Electronics Co.Ltd | Self | FRIO2-C5930K [120V ONLY] | Indoor Luminaires | Case Lighting | Vertical Refrigerated Case Luminaires | Standard | TRUE | 1142.8 | 60.63 | 18.85 | 8.9 | 0.969 | 3088 | 83.1 | 5 | 50000 | 41898 |  |  | NotYetVerified |  | 3 | 1158 | 61.64 | 18.79 | 10 | 0.969 | 3088 | 83
P8M1D9NJ | Self Electronics Co.Ltd | Self | FRIO2-C4830K [120V ONLY] | Indoor Luminaires | Case Lighting | Vertical Refrigerated Case Luminaires | Standard | TRUE | 1022.1 | 61.99 | 16.49 | 9.12 | 0.957 | 3083 | 83 | 5 | 50000 | 41898 |  |  | NotYetVerified |  | 3 | 1022.1 | 61.99 | 16.49 | 10 | 0.963 | 3083 | 83
PFQ58K55 | Self Electronics Co.Ltd | Self | FRIO2-R6930K [120V ONLY] | Indoor Luminaires | Case Lighting | Vertical Refrigerated Case Luminaires | Standard | TRUE | 712.1 | 56.5 | 12.61 | 11.25 | 0.938 | 3079 | 83.3 | 5 | 50000 | 41898 |  |  | NotYetVerified |  | 3 | 712 | 56.5 | 12.61 | 10 | 0.938 | 3079 | 83
PUTEREFY | Self Electronics Co.Ltd | Self | FRIO2-R5930K [120V ONLY] | Indoor Luminaires | Case Lighting | Vertical Refrigerated Case Luminaires | Standard | TRUE | 603.1 | 52.27 | 11.54 | 11.63 | 0.929 | 3083 | 83.4 | 5 | 50000 | 41898 |  |  | NotYetVerified |  | 3 | 603 | 52.27 | 11.54 | 10 | 0.929 | 3083 | 83
PRJ5SXZ4 | Self Electronics Co.Ltd | Self | FRIO2-R4830K [120V ONLY] | Indoor Luminaires | Case Lighting | Vertical Refrigerated Case Luminaires | Standard | TRUE | 538.7 | 54.71 | 9.85 | 12.03 | 0.905 | 3089 | 83.1 | 5 | 50000 | 41898 |  |  | NotYetVerified |  | 3 | 539 | 54.71 | 9.85 | 10 | 0.91 | 3089 | 83
PDYQ7KDB | Self Electronics Co.Ltd | Self | FRIO2-C5950K [120V ONLY] | Indoor Luminaires | Case Lighting | Vertical Refrigerated Case Luminaires | Standard | FALSE | [9 empty] | 41898 |  |  | NotYetVerified |  | 3 | 1211 | 63.6 | 19.03 | 10 | 0.97 | 5198 | 88
P6CGPC67 | Self Electronics Co.Ltd | Self | FRIO2-C4850K [120V ONLY] | Indoor Luminaires | Case Lighting | Vertical Refrigerated Case Luminaires | Standard | FALSE | [9 empty] | 41898 |  |  | NotYetVerified |  | 3 | 1067.8 | 63.72 | 16.76 | 10 | 0.963 | 5186 | 88
PDWGPFU3 | Self Electronics Co.Ltd | Self | FRIO2-C6950K [120V ONLY] | Indoor Luminaires | Case Lighting | Vertical Refrigerated Case Luminaires | Standard | FALSE | [9 empty] | 41898 |  |  | NotYetVerified |  | 3 | 1453 | 63 | 22.23 | 10 | 0.97 | 5172 | 88
PSZ1E6F2 | Self Electronics Co.Ltd | Self | FRIO2-L6950K [120V ONLY] | Indoor Luminaires | Case Lighting | Vertical Refrigerated Case Luminaires | Standard | FALSE | [9 empty] | 41898 |  |  | NotYetVerified |  | 3 | 746 | 57.43 | 12.98 | 10 | 0.942 | 5168 | 88
P4BQGM5J | Self Electronics Co.Ltd | Self | FRIO2-R6950K [120V ONLY] | Indoor Luminaires | Case Lighting | Vertical Refrigerated Case Luminaires | Standard | FALSE | [9 empty] | 41898 |  |  | NotYetVerified |  | 3 | 746 | 57.43 | 12.98 | 10 | 0.942 | 5168 | 88
P9DZFKV2 | Self Electronics Co.Ltd | Self | FRIO2-L5950K [120V ONLY] | Indoor Luminaires | Case Lighting | Vertical Refrigerated Case Luminaires | Standard | FALSE | [9 empty] | 41898 |  |  | NotYetVerified |  | 3 | 633 | 54.21 | 11.68 | 10 | 0.93 | 5152 | 88
P681T82T | Self Electronics Co.Ltd | Self | FRIO2-R5950K [120V ONLY] | Indoor Luminaires | Case Lighting | Vertical Refrigerated Case Luminaires | Standard | FALSE | [9 empty] | 41898 |  |  | NotYetVerified |  | 3 | 633 | 54.21 | 11.68 | 10 | 0.93 | 5152 | 88
PVRSD65Q | Self Electronics Co.Ltd | Self | FRIO2-L4850K [120V ONLY] | Indoor Luminaires | Case Lighting | Vertical Refrigerated Case Luminaires | Standard | FALSE | [9 empty] | 41898 |  |  | NotYetVerified |  | 3 | 550 | 54.93 | 10.02 | 10 | 0.912 | 5152 | 88
PEYAQSNP | Self Electronics Co.Ltd | Self | FRIO2-R4850K [120V ONLY] | Indoor Luminaires | Case Lighting | Vertical Refrigerated Case Luminaires | Standard | FALSE | [9 empty] | 41898 |  |  | NotYetVerified |  | 3 | 550 | 54.93 | 10.02 | 10 | 0.912 | 5152 | 88
PRF3KRZC | Self Electronics Co.Ltd | Self | FRIO2-C6945K [120V ONLY] | Indoor Luminaires | Case Lighting | Vertical Refrigerated Case Luminaires | Standard | FALSE | [9 empty] | 41898 |  |  | NotYetVerified |  | 3 | 1450 | 63 | 22 | 10 | 0.969 | 4500 | 87
PG6E6SXP | Self Electronics Co.Ltd | Self | FRIO2-C5945K [120V ONLY] | Indoor Luminaires | Case Lighting | Vertical Refrigerated Case Luminaires | Standard | FALSE | [9 empty] | 41898 |  |  | NotYetVerified |  | 3 | 1200 | 63.3 | 18.79 | 10 | 0.969 | 4500 | 87
PGE49D5X | Self Electronics Co.Ltd | Self | FRIO2-C4845K [120V ONLY] | Indoor Luminaires | Case Lighting | Vertical Refrigerated Case Luminaires | Standard | FALSE | [9 empty] | 41898 |  |  | NotYetVerified |  | 3 | 1060 | 63.3 | 16.49 | 10 | 0.963 | 4500 | 87
PPKXPJGP | Self Electronics Co.Ltd | Self | FRIO2-L6945K [120V ONLY] | Indoor Luminaires | Case Lighting | Vertical Refrigerated Case Luminaires | Standard | FALSE | [9 empty] | 41898 |  |  | NotYetVerified |  | 3 | 740 | 56.5 | 12.98 | 10 | 0.938 | 4500 | 86
P9AUM7WX | Self Electronics Co.Ltd | Self | FRIO2-R6945K [120V ONLY] | Indoor Luminaires | Case Lighting | Vertical Refrigerated Case Luminaires | Standard | FALSE | [9 empty] | 41898 |  |  | NotYetVerified |  | 3 | 740 | 56.5 | 12.98 | 10 | 0.938 | 4500 | 86
PREJ1RNN | Self Electronics Co.Ltd | Self | FRIO2-R5945K [120V ONLY] | Indoor Luminaires | Case Lighting | Vertical Refrigerated Case Luminaires | Standard | FALSE | [9 empty] | 41898 |  |  | NotYetVerified |  | 3 | 630 | 53.27 | 11.54 | 10 | 0.929 | 4500 | 86
PN51Z3KF | Self Electronics Co.Ltd | Self | FRIO2-L5945K [120V ONLY] | Indoor Luminaires | Case Lighting | Vertical Refrigerated Case Luminaires | Standard | FALSE | [9 empty] | 41898 |  |  | NotYetVerified |  | 3 | 630 | 53.27 | 11.54 | 10 | 0.929 | 4500 | 86
PVPMZY8J | Self Electronics Co.Ltd | Self | FRIO2-R4845K [120V ONLY] | Indoor Luminaires | Case Lighting | Vertical Refrigerated Case Luminaires | Standard | FALSE | [9 empty] | 41898 |  |  | NotYetVerified |  | 3 | 544 | 54.71 | 9.85 | 10 | 0.91 | 4500 | 86
P5U391V9 | Self Electronics Co.Ltd | Self | FRIO2-L4845K [120V ONLY] | Indoor Luminaires | Case Lighting | Vertical Refrigerated Case Luminaires | Standard | FALSE | [9 empty] | 41898 |  |  | NotYetVerified |  | 3 | 544 | 54.71 | 9.85 | 10 | 0.91 | 4500 | 86
P515R6F5 | Self Electronics Co.Ltd | Self | FRIO2-C6940K [120V ONLY] | Indoor Luminaires | Case Lighting | Vertical Refrigerated Case Luminaires | Standard | FALSE | [9 empty] | 41898 |  |  | NotYetVerified |  | 3 | 1440 | 63 | 22 | 10 | 0.969 | 4000 | 85
P2HRTXA1 | Self Electronics Co.Ltd | Self | FRIO2-C5940K [120V ONLY] | Indoor Luminaires | Case Lighting | Vertical Refrigerated Case Luminaires | Standard | FALSE | [9 empty] | 41898 |  |  | NotYetVerified |  | 3 | 1190 | 62.6 | 18.79 | 10 | 0.969 | 4000 | 85
PDMD6RHR | Self Electronics Co.Ltd | Self | FRIO2-C4840K [120V ONLY] | Indoor Luminaires | Case Lighting | Vertical Refrigerated Case Luminaires | Standard | FALSE | [9 empty] | 41898 |  |  | NotYetVerified |  | 3 | 1050 | 62.6 | 16.49 | 10 | 0.963 | 4000 | 85
PX1ZW9Q4 | Self Electronics Co.Ltd | Self | FRIO2-R6940K [120V ONLY] | Indoor Luminaires | Case Lighting | Vertical Refrigerated Case Luminaires | Standard | FALSE | [9 empty] | 41898 |  |  | NotYetVerified |  | 3 | 725 | 56.5 | 12.61 | 10 | 0.938 | 4000 | 85
PNAUME7G | Self Electronics Co.Ltd | Self | FRIO2-L6940K [120V ONLY] | Indoor Luminaires | Case Lighting | Vertical Refrigerated Case Luminaires | Standard | FALSE | [9 empty] | 41898 |  |  | NotYetVerified |  | 3 | 725 | 56.5 | 12.61 | 10 | 0.938 | 4000 | 85
PQKA4M2C | Self Electronics Co.Ltd | Self | FRIO2-L5940K [120V ONLY] | Indoor Luminaires | Case Lighting | Vertical Refrigerated Case Luminaires | Standard | FALSE | [9 empty] | 41898 |  |  | NotYetVerified |  | 3 | 620 | 53.27 | 11.54 | 10 | 0.929 | 4000 | 85
P8AFDCTX | Self Electronics Co.Ltd | Self | FRIO2-R5940K [120V ONLY] | Indoor Luminaires | Case Lighting | Vertical Refrigerated Case Luminaires | Standard | FALSE | [9 empty] | 41898 |  |  | NotYetVerified |  | 3 | 620 | 53.27 | 11.54 | 10 | 0.929 | 4000 | 85
PC19HPK5 | Self Electronics Co.Ltd | Self | FRIO2-L4840K [120V ONLY] | Indoor Luminaires | Case Lighting | Vertical Refrigerated Case Luminaires | Standard | FALSE | [9 empty] | 41898 |  |  | NotYetVerified |  | 3 | 542 | 54.71 | 9.85 | 10 | 0.91 | 4000 | 85
P7URP7FT | Self Electronics Co.Ltd | Self | FRIO2-R4840K [120V ONLY] | Indoor Luminaires | Case Lighting | Vertical Refrigerated Case Luminaires | Standard | FALSE | [9 empty] | 41898 |  |  | NotYetVerified |  | 3 | 542 | 54.71 | 9.85 | 10 | 0.91 | 4000 | 85
PN26QVBE | Self Electronics Co.Ltd | Self | FRIO2-C6935K [120V ONLY] | Indoor Luminaires | Case Lighting | Vertical Refrigerated Case Luminaires | Standard | FALSE | [9 empty] | 41898 |  |  | NotYetVerified |  | 3 | 1425 | 63 | 22 | 10 | 0.969 | 3500 | 84
PF2BDZJW | Self Electronics Co.Ltd | Self | FRIO2-C5935K [120V ONLY] | Indoor Luminaires | Case Lighting | Vertical Refrigerated Case Luminaires | Standard | FALSE | [9 empty] | 41898 |  |  | NotYetVerified |  | 3 | 1180 | 62.3 | 18.79 | 10 | 0.969 | 3500 | 84
PKF649GA | Self Electronics Co.Ltd | Self | FRIO2-C4835K [120V ONLY] | Indoor Luminaires | Case Lighting | Vertical Refrigerated Case Luminaires | Standard | FALSE | [9 empty] | 41898 |  |  | NotYetVerified |  | 3 | 1044 | 62.3 | 16.49 | 10 | 0.963 | 3500 | 84
PNX1MU1M | Self Electronics Co.Ltd | Self | FRIO2-L6935K [120V ONLY] | Indoor Luminaires | Case Lighting | Vertical Refrigerated Case Luminaires | Standard | FALSE | [9 empty] | 41898 |  |  | NotYetVerified |  | 3 | 720 | 56.5 | 12.61 | 10 | 0.938 | 3500 | 84
PGTD8R2R | Self Electronics Co.Ltd | Self | FRIO2-R6935K [120V ONLY] | Indoor Luminaires | Case Lighting | Vertical Refrigerated Case Luminaires | Standard | FALSE | [9 empty] | 41898 |  |  | NotYetVerified |  | 3 | 720 | 56.5 | 12.61 | 10 | 0.938 | 3500 | 84
PW81WT6W | Self Electronics Co.Ltd | Self | FRIO2-L5935K [120V ONLY] | Indoor Luminaires | Case Lighting | Vertical Refrigerated Case Luminaires | Standard | FALSE | [9 empty] | 41898 |  |  | NotYetVerified |  | 3 | 610 | 52.27 | 11.54 | 10 | 0.929 | 3500 | 84
PC75HECC | Self Electronics Co.Ltd | Self | FRIO2-R5935K [120V ONLY] | Indoor Luminaires | Case Lighting | Vertical Refrigerated Case Luminaires | Standard | FALSE | [9 empty] | 41898 |  |  | NotYetVerified |  | 3 | 610 | 52.27 | 11.54 | 10 | 0.929 | 3500 | 84
PDJS6VJJ | Self Electronics Co.Ltd | Self | FRIO2-R4835K [120V ONLY] | Indoor Luminaires | Case Lighting | Vertical Refrigerated Case Luminaires | Standard | FALSE | [9 empty] | 41898 |  |  | NotYetVerified |  | 3 | 541 | 54.71 | 9.85 | 10 | 0.91 | 3500 | 84
P7MQ5Q4G | Self Electronics Co.Ltd | Self | FRIO2-L4835K [120V ONLY] | Indoor Luminaires | Case Lighting | Vertical Refrigerated Case Luminaires | Standard | FALSE | [9 empty] | 41898 |  |  | NotYetVerified |  | 3 | 541 | 54.71 | 9.85 | 10 | 0.91 | 3500 | 84
PSA8JRAM | Self Electronics Co.Ltd | Self | FRIO2-L4830K [120V ONLY] | Indoor Luminaires | Case Lighting | Vertical Refrigerated Case Luminaires | Standard | FALSE | [9 empty] | 41898 |  |  | NotYetVerified |  | 3 | 539 | 54.71 | 9.85 | 10 | 0.91 | 3089 | 83
PG52HDG2 | Self Electronics Co.Ltd | Self | FRIO2-L5930K [120V ONLY] | Indoor Luminaires | Case Lighting | Vertical Refrigerated Case Luminaires | Standard | FALSE | [9 empty] | 41898 |  |  | NotYetVerified |  | 3 | 603 | 52.27 | 11.54 | 10 | 0.929 | 3083 | 83
P5F6B7HE | Self Electronics Co.Ltd | Self | FRIO2-L6930K [120V ONLY] | Indoor Luminaires | Case Lighting | Vertical Refrigerated Case Luminaires | Standard | FALSE | [9 empty] | 41898 |  |  | NotYetVerified |  | 3 | 712 | 56.5 | 12.61 | 10 | 0.938 | 3079 | 83
P62S3933 | Q-Technology Inc. | Quanta ProStar | 5165-24-L-Q-35 - 120V Only | Indoor Luminaires | Case Lighting | Vertical Refrigerated Case Luminaires | Standard | TRUE | 473 | 49.05 | 9.642 | 6.54 | 0.986 | 3576 | 84.8 | 5 |  | 41893 |  |  | NotYetVerified |  | 3
PNKSD2EY | Q-Technology Inc. | Quanta ProStar | 5165-24-C-Q-50 - 120V Only | Indoor Luminaires | Case Lighting | Vertical Refrigerated Case Luminaires | Standard | TRUE | 1087 | 60.62 | 17.93 | 6.62 | 0.986 | 5012 | 85.7 | 5 |  | 41893 |  |  | NotYetVerified |  | 3
PJXCHA8B | Q-Technology Inc. | Quanta ProStar | 5165-24-C-Q-35 - 120V Only | Indoor Luminaires | Case Lighting | Vertical Refrigerated Case Luminaires | Standard | TRUE | 939 | 52.37 | 17.93 | 6.62 | 0.986 | 3567 | 85.2 | 5 |  | 41893 |  |  | NotYetVerified |  | 3
PM4D3KFJ | Q-Technology Inc. | Quanta ProStar | 5165-24-L-Q-50 - 120V Only | Indoor Luminaires | Case Lighting | Vertical Refrigerated Case Luminaires | Standard | FALSE | [9 empty] | 41893 |  |  | NotYetVerified |  | 3 | 509 | 54 | 7.2 |  |  | 5000 | 80
P55GSPR3 | Q-Technology Inc. | Quanta ProStar | 5165-24-R-Q-50 - 120V Only | Indoor Luminaires | Case Lighting | Vertical Refrigerated Case Luminaires | Standard | FALSE | [9 empty] | 41893 |  |  | NotYetVerified |  | 3 | 509 | 54 | 7.2 |  |  | 5000 | 80
PEY8MFZU | Q-Technology Inc. | Quanta ProStar | 5165-24-R-Q - 120V Only | Indoor Luminaires | Case Lighting | Vertical Refrigerated Case Luminaires | Standard | FALSE | [9 empty] | 41893 |  |  | NotYetVerified |  | 3 | 494 | 54 | 7.2 |  |  | 4100 | 80
PARCWXHA | Q-Technology Inc. | Quanta ProStar | 5165-24-L-Q - 120V Only | Indoor Luminaires | Case Lighting | Vertical Refrigerated Case Luminaires | Standard | FALSE | [9 empty] | 41893 |  |  | NotYetVerified |  | 3 | 494 | 54 | 7.2 |  |  | 4100 | 80
P32YZTAH | Q-Technology Inc. | Quanta ProStar | 5165-24-C-Q - 120V Only | Indoor Luminaires | Case Lighting | Vertical Refrigerated Case Luminaires | Standard | FALSE | [9 empty] | 41893 |  |  | NotYetVerified |  | 3 | 1018 | 54 | 14.4 |  |  | 3500 | 80
PTEED93K | Q-Technology Inc. | Quanta ProStar | 5165-24-R-Q-35 - 120V Only | Indoor Luminaires | Case Lighting | Vertical Refrigerated Case Luminaires | Standard | FALSE | [9 empty] | 41893 |  |  | NotYetVerified |  | 3 | 480 | 54 | 7.2 |  |  | 3500 | 80
P00001LZQ | LTF LIGHTING LLC | LTF lighting | LTF-FR-22W1200( 3000K Frost) | Indoor Luminaires | Case Lighting | Vertical Refrigerated Case Luminaires | Standard | TRUE | 1575.5 | 76.5 | 20.6 | 16.1 | 0.896 | 2710 | 82 | 5 | 50000 | 41886 |  |  | NotYetVerified |  | 3 | 1575.5 | 76.5 | 20.6 |  |  | 3000 | 82
P00001M09 | LTF LIGHTING LLC | LTF lighting | LTF-30W1800(5000K Clear) | Indoor Luminaires | Case Lighting | Vertical Refrigerated Case Luminaires | Standard | FALSE | [9 empty] | 41886 |  |  | NotYetVerified |  | 3 | 1740.9 | 86 | 20.6 | 20 | 0.9 | 5000 | 82
P00001M04 | LTF LIGHTING LLC | LTF lighting | LTF-30W1800(5000K Frost) | Indoor Luminaires | Case Lighting | Vertical Refrigerated Case Luminaires | Standard | FALSE | [9 empty] | 41886 |  |  | NotYetVerified |  | 3 | 1740.9 | 86 | 20.6 | 20 | 0.9 | 5000 | 82
P00001M0J | LTF LIGHTING LLC | LTF lighting | LTF-22W1500(5000K Clear) | Indoor Luminaires | Case Lighting | Vertical Refrigerated Case Luminaires | Standard | FALSE | [9 empty] | 41886 |  |  | NotYetVerified |  | 3 | 1740 | 86 | 20 | 20 | 0.9 | 5000 | 82
P00001M0E | LTF LIGHTING LLC | LTF lighting | LTF-22W1500(5000K Frost) | Indoor Luminaires | Case Lighting | Vertical Refrigerated Case Luminaires | Standard | FALSE | [9 empty] | 41886 |  |  | NotYetVerified |  | 3 | 1740 | 86 | 20 | 20 | 0.9 | 5000 | 82
P00001LZZ | LTF LIGHTING LLC | LTF lighting | LTF-22W1200(5000K Clear) | Indoor Luminaires | Case Lighting | Vertical Refrigerated Case Luminaires | Standard | FALSE | [9 empty] | 41886 |  |  | NotYetVerified |  | 3 | 1575.5 | 76.5 | 20.6 | 20 | 0.9 | 5000 | 82
P00001LZU | LTF LIGHTING LLC | LTF lighting | LTF-22W1200(5000K Frost) | Indoor Luminaires | Case Lighting | Vertical Refrigerated Case Luminaires | Standard | FALSE | [9 empty] | 41886 |  |  | NotYetVerified |  | 3 | 1575.5 | 76.5 | 20.6 | 20 | 0.9 | 5000 | 82
P00001M08 | LTF LIGHTING LLC | LTF lighting | LTF-30W1800(4500K Clear) | Indoor Luminaires | Case Lighting | Vertical Refrigerated Case Luminaires | Standard | FALSE | [9 empty] | 41886 |  |  | NotYetVerified |  | 3 | 1740.9 | 86 | 20.6 | 20 | 0.9 | 4500 | 82
P00001M03 | LTF LIGHTING LLC | LTF lighting | LTF-30W1800(4500K Frost) | Indoor Luminaires | Case Lighting | Vertical Refrigerated Case Luminaires | Standard | FALSE | [9 empty] | 41886 |  |  | NotYetVerified |  | 3 | 1740.9 | 86 | 20.6 | 20 | 0.9 | 4500 | 82
P00001M0I | LTF LIGHTING LLC | LTF lighting | LTF-22W1500(4500K Clear) | Indoor Luminaires | Case Lighting | Vertical Refrigerated Case Luminaires | Standard | FALSE | [9 empty] | 41886 |  |  | NotYetVerified |  | 3 | 1740 | 86 | 20 | 20 | 0.9 | 4500 | 82
P00001M0D | LTF LIGHTING LLC | LTF lighting | LTF-22W1500(4500K Frost) | Indoor Luminaires | Case Lighting | Vertical Refrigerated Case Luminaires | Standard | FALSE | [9 empty] | 41886 |  |  | NotYetVerified |  | 3 | 1740 | 86 | 20 | 20 | 0.9 | 4500 | 82
P00001LZY | LTF LIGHTING LLC | LTF lighting | LTF-22W1200(4500K Clear) | Indoor Luminaires | Case Lighting | Vertical Refrigerated Case Luminaires | Standard | FALSE | [9 empty] | 41886 |  |  | NotYetVerified |  | 3 | 1575.5 | 76.5 | 20.6 | 20 | 0.9 | 4500 | 82
P00001LZT | LTF LIGHTING LLC | LTF lighting | LTF-22W1200(4500K Frost) | Indoor Luminaires | Case Lighting | Vertical Refrigerated Case Luminaires | Standard | FALSE | [9 empty] | 41886 |  |  | NotYetVerified |  | 3 | 1575.5 | 76.5 | 20.6 | 20 | 0.9 | 4500 | 82
P00001M07 | LTF LIGHTING LLC | LTF lighting | LTF-30W1800(4000K Clear) | Indoor Luminaires | Case Lighting | Vertical Refrigerated Case Luminaires | Standard | FALSE | [9 empty] | 41886 |  |  | NotYetVerified |  | 3 | 1740.9 | 86 | 20.6 | 20 | 0.9 | 4000 | 82
P00001M02 | LTF LIGHTING LLC | LTF lighting | LTF-30W1800(4000K Frost) | Indoor Luminaires | Case Lighting | Vertical Refrigerated Case Luminaires | Standard | FALSE | [9 empty] | 41886 |  |  | NotYetVerified |  | 3 | 1740.9 | 86 | 20.6 | 20 | 0.9 | 4000 | 82
P00001M0H | LTF LIGHTING LLC | LTF lighting | LTF-22W1500(4000K Clear) | Indoor Luminaires | Case Lighting | Vertical Refrigerated Case Luminaires | Standard | FALSE | [9 empty] | 41886 |  |  | NotYetVerified |  | 3 | 1740 | 86 | 20 | 20 | 0.9 | 4000 | 82
P00001M0C | LTF LIGHTING LLC | LTF lighting | LTF-22W1500(4000K Frost) | Indoor Luminaires | Case Lighting | Vertical Refrigerated Case Luminaires | Standard | FALSE | [9 empty] | 41886 |  |  | NotYetVerified |  | 3 | 1740 | 86 | 20 | 20 | 0.9 | 4000 | 82
P00001LZX | LTF LIGHTING LLC | LTF lighting | LTF-22W1200(4000K Clear) | Indoor Luminaires | Case Lighting | Vertical Refrigerated Case Luminaires | Standard | FALSE | [9 empty] | 41886 |  |  | NotYetVerified |  | 3 | 1575.5 | 76.5 | 20.6 | 20 | 0.9 | 4000 | 82
P00001LZS | LTF LIGHTING LLC | LTF lighting | LTF-22W1200(4000K Frost) | Indoor Luminaires | Case Lighting | Vertical Refrigerated Case Luminaires | Standard | FALSE | [9 empty] | 41886 |  |  | NotYetVerified |  | 3 | 1575.5 | 76.5 | 20.6 | 20 | 0.9 | 4000 | 82
P00001M06 | LTF LIGHTING LLC | LTF lighting | LTF-30W1800(3500K Clear) | Indoor Luminaires | Case Lighting | Vertical Refrigerated Case Luminaires | Standard | FALSE | [9 empty] | 41886 |  |  | NotYetVerified |  | 3 | 1740.9 | 86 | 20.6 | 20 | 0.9 | 3500 | 82
P00001M01 | LTF LIGHTING LLC | LTF lighting | LTF-30W1800(3500K Frost) | Indoor Luminaires | Case Lighting | Vertical Refrigerated Case Luminaires | Standard | FALSE | [9 empty] | 41886 |  |  | NotYetVerified |  | 3 | 1740.9 | 86 | 20.6 | 20 | 0.9 | 3500 | 82
P00001M0G | LTF LIGHTING LLC | LTF lighting | LTF-22W1500(3500K Clear) | Indoor Luminaires | Case Lighting | Vertical Refrigerated Case Luminaires | Standard | FALSE | [9 empty] | 41886 |  |  | NotYetVerified |  | 3 | 1740 | 86 | 20 | 20 | 0.9 | 3500 | 82
P00001M0B | LTF LIGHTING LLC | LTF lighting | LTF-22W1500(3500K Frost) | Indoor Luminaires | Case Lighting | Vertical Refrigerated Case Luminaires | Standard | FALSE | [9 empty] | 41886 |  |  | NotYetVerified |  | 3 | 1740 | 86 | 20 | 20 | 0.9 | 3500 | 82
P00001LZW | LTF LIGHTING LLC | LTF lighting | LTF-22W1200(3500K Clear) | Indoor Luminaires | Case Lighting | Vertical Refrigerated Case Luminaires | Standard | FALSE | [9 empty] | 41886 |  |  | NotYetVerified |  | 3 | 1575.5 | 76.5 | 20.6 | 20 | 0.9 | 3500 | 82
P00001LZR | LTF LIGHTING LLC | LTF lighting | LTF-22W1200(3500K Frost) | Indoor Luminaires | Case Lighting | Vertical Refrigerated Case Luminaires | Standard | FALSE | [9 empty] | 41886 |  |  | NotYetVerified |  | 3 | 1575.5 | 76.5 | 20.6 | 20 | 0.9 | 3500 | 82
P00001M05 | LTF LIGHTING LLC | LTF lighting | LTF-30W1800(3000K Clear) | Indoor Luminaires | Case Lighting | Vertical Refrigerated Case Luminaires | Standard | FALSE | [9 empty] | 41886 |  |  | NotYetVerified |  | 3 | 1740.9 | 86 | 20.6 | 20 | 0.9 | 3000 | 82
P00001M00 | LTF LIGHTING LLC | LTF lighting | LTF-30W1800(3000K Frost) | Indoor Luminaires | Case Lighting | Vertical Refrigerated Case Luminaires | Standard | FALSE | [9 empty] | 41886 |  |  | NotYetVerified |  | 3 | 1740.9 | 86 | 20.6 | 20 | 0.9 | 3000 | 82
P00001M0F | LTF LIGHTING LLC | LTF lighting | LTF-22W1500(3000K Clear) | Indoor Luminaires | Case Lighting | Vertical Refrigerated Case Luminaires | Standard | FALSE | [9 empty] | 41886 |  |  | NotYetVerified |  | 3 | 1740 | 86 | 20 | 20 | 0.9 | 3000 | 82
P00001M0A | LTF LIGHTING LLC | LTF lighting | LTF-22W1500(3000K Frost) | Indoor Luminaires | Case Lighting | Vertical Refrigerated Case Luminaires | Standard | FALSE | [9 empty] | 41886 |  |  | NotYetVerified |  | 3 | 1740 | 86 | 20 | 20 | 0.9 | 3000 | 82
P00001LZV | LTF LIGHTING LLC | LTF lighting | LTF-22W1200(3000K Clear) | Indoor Luminaires | Case Lighting | Vertical Refrigerated Case Luminaires | Standard | FALSE | [9 empty] | 41886 |  |  | NotYetVerified |  | 3 | 1575.5 | 76.5 | 20.6 | 20 | 0.9 | 3000 | 82
P000004T2 | Anthony International | Optimax Pro Plastic frame lighting | 60-20844-[56]004[12] | Indoor Luminaires | Case Lighting | Vertical Refrigerated Case Luminaires | Standard | TRUE | 795.8 | 55 | 14.44 | 5 | 0.9 | 3007 | 85 | 5 |  | 41885 |  |  | NotYetVerified |  | 3 | 740 | 83.16 | 13.92 | 5 | 0.9 | 3061 | 85
P000004T6 | Anthony International | Optimax Pro Plastic frame lighting | 60-20844-[78]001[12] | Indoor Luminaires | Case Lighting | Vertical Refrigerated Case Luminaires | Standard | FALSE | [9 empty] | 41885 | Not Yet Verified | Not Yet Verified | NotYetVerified |  | 3 | 1221 | 68.79 | 17.75 | 5 | 0.9 | 5041 | 85
P000004TA | Anthony International | Optimax Pro Plastic frame lighting | 60-20844-[78]002[12] | Indoor Luminaires | Case Lighting | Vertical Refrigerated Case Luminaires | Standard | FALSE | [9 empty] | 41885 | Not Yet Verified | Not Yet Verified | NotYetVerified |  | 3 | 1339 | 69.63 | 19.23 | 5 | 0.9 | 5027 | 85
P000004TP | Anthony International | Optimax Pro Plastic frame lighting | 60-20844-[78]006[12] | Indoor Luminaires | Case Lighting | Vertical Refrigerated Case Luminaires | Standard | FALSE | [9 empty] | 41885 | Not Yet Verified | Not Yet Verified | NotYetVerified |  | 3 | 1352 | 70.99 | 19.05 | 5 | 0.9 | 5024 | 85
P000004TE | Anthony International | Optimax Pro Plastic frame lighting | 60-20844-[78]003[12] | Indoor Luminaires | Case Lighting | Vertical Refrigerated Case Luminaires | Standard | FALSE | [9 empty] | 41885 | Not Yet Verified | Not Yet Verified | NotYetVerified |  | 3 | 851 | 59.46 | 14.31 | 5 | 0.9 | 5009 | 85
P000004TL | Anthony International | Optimax Pro Plastic frame lighting | 60-20844-[78]005[12] | Indoor Luminaires | Case Lighting | Vertical Refrigerated Case Luminaires | Standard | FALSE | [9 empty] | 41885 | Not Yet Verified | Not Yet Verified | NotYetVerified |  | 3 | 1305 | 71.94 | 18.14 | 5 | 0.9 | 5007 | 85
P000004TH | Anthony International | Optimax Pro Plastic frame lighting | 60-20844-[78]004[12] | Indoor Luminaires | Case Lighting | Vertical Refrigerated Case Luminaires | Standard | FALSE | [9 empty] | 41885 | Not Yet Verified | Not Yet Verified | NotYetVerified |  | 3 | 829 | 59.05 | 14.04 | 5 | 0.9 | 4994 | 85
P000004TF | Anthony International | Optimax Pro Plastic frame lighting | 60-20844-[01]004[12] | Indoor Luminaires | Case Lighting | Vertical Refrigerated Case Luminaires | Standard | FALSE | [9 empty] | 41885 | Not Yet Verified | Not Yet Verified | NotYetVerified |  | 3 | 770 | 54.77 | 14.06 | 5 | 0.9 | 3939 | 85
P000004T3 | Anthony International | Optimax Pro Plastic frame lighting | 60-20844-[01]001[12] | Indoor Luminaires | Case Lighting | Vertical Refrigerated Case Luminaires | Standard | FALSE | [9 empty] | 41885 | Not Yet Verified | Not Yet Verified | NotYetVerified |  | 3 | 1133 | 63.29 | 17.9 | 5 | 0.9 | 3921 | 85
P000004TB | Anthony International | Optimax Pro Plastic frame lighting | 60-20844-[01]003[12] | Indoor Luminaires | Case Lighting | Vertical Refrigerated Case Luminaires | Standard | FALSE | [9 empty] | 41885 | Not Yet Verified | Not Yet Verified | NotYetVerified |  | 3 | 779 | 54.81 | 14.21 | 5 | 0.9 | 3910 | 85
P000004TM | Anthony International | Optimax Pro Plastic frame lighting | 60-20844-[01]006[12] | Indoor Luminaires | Case Lighting | Vertical Refrigerated Case Luminaires | Standard | FALSE | [9 empty] | 41885 | Not Yet Verified | Not Yet Verified | NotYetVerified |  | 3 | 1187 | 63.04 | 18.83 | 5 | 0.9 | 3909 | 85
P000004T7 | Anthony International | Optimax Pro Plastic frame lighting | 60-20844-[01]002[12] | Indoor Luminaires | Case Lighting | Vertical Refrigerated Case Luminaires | Standard | FALSE | [9 empty] | 41885 | Not Yet Verified | Not Yet Verified | NotYetVerified |  | 3 | 1085 | 59.63 | 18.19 | 5 | 0.9 | 3903 | 85
P000004TI | Anthony International | Optimax Pro Plastic frame lighting | 60-20844-[01]005[12] | Indoor Luminaires | Case Lighting | Vertical Refrigerated Case Luminaires | Standard | FALSE | [9 empty] | 41885 | Not Yet Verified | Not Yet Verified | NotYetVerified |  | 3 | 1172 | 64.21 | 18.25 | 5 | 0.9 | 3885 | 85
P000004T8 | Anthony International | Optimax Pro Plastic frame lighting | 60-20844-[34]002[12] | Indoor Luminaires | Case Lighting | Vertical Refrigerated Case Luminaires | Standard | FALSE | [9 empty] | 41885 | Not Yet Verified | Not Yet Verified | NotYetVerified |  | 3 | 1120 | 62.16 | 18.02 | 5 | 0.9 | 3472 | 85
P000004TG | Anthony International | Optimax Pro Plastic frame lighting | 60-20844-[34]004[12] | Indoor Luminaires | Case Lighting | Vertical Refrigerated Case Luminaires | Standard | FALSE | [9 empty] | 41885 | Not Yet Verified | Not Yet Verified | NotYetVerified |  | 3 | 776 | 55.25 | 14.05 | 5 | 0.9 | 3470 | 85
P000004TC | Anthony International | Optimax Pro Plastic frame lighting | 60-20844-[34]003[12] | Indoor Luminaires | Case Lighting | Vertical Refrigerated Case Luminaires | Standard | FALSE | [9 empty] | 41885 | Not Yet Verified | Not Yet Verified | NotYetVerified |  | 3 | 758 | 53.28 | 14.23 | 5 | 0.9 | 3466 | 85
P000004TJ | Anthony International | Optimax Pro Plastic frame lighting | 60-20844-[34]005[12] | Indoor Luminaires | Case Lighting | Vertical Refrigerated Case Luminaires | Standard | FALSE | [9 empty] | 41885 | Not Yet Verified | Not Yet Verified | NotYetVerified |  | 3 | 1123 | 62.16 | 18.07 | 5 | 0.9 | 3463 | 85
P000004T4 | Anthony International | Optimax Pro Plastic frame lighting | 60-20844-[34]001[12] | Indoor Luminaires | Case Lighting | Vertical Refrigerated Case Luminaires | Standard | FALSE | [9 empty] | 41885 | Not Yet Verified | Not Yet Verified | NotYetVerified |  | 3 | 1108 | 61.53 | 18.01 | 5 | 0.9 | 3463 | 85
P000004TN | Anthony International | Optimax Pro Plastic frame lighting | 60-20844-[34]006[12] | Indoor Luminaires | Case Lighting | Vertical Refrigerated Case Luminaires | Standard | FALSE | [9 empty] | 41885 | Not Yet Verified | Not Yet Verified | NotYetVerified |  | 3 | 1082 | 60.11 | 18 | 5 | 0.9 | 3347 | 85
P000004TK | Anthony International | Optimax Pro Plastic frame lighting | 60-20844-[56]005[12] | Indoor Luminaires | Case Lighting | Vertical Refrigerated Case Luminaires | Standard | FALSE | [9 empty] | 41885 | Not Yet Verified | Not Yet Verified | NotYetVerified |  | 3 | 1269 | 68.32 | 18.58 | 5 | 0.9 | 3062 | 85
P000004TD | Anthony International | Optimax Pro Plastic frame lighting | 60-20844-[56]003[12] | Indoor Luminaires | Case Lighting | Vertical Refrigerated Case Luminaires | Standard | FALSE | [9 empty] | 41885 | Not Yet Verified | Not Yet Verified | NotYetVerified |  | 3 | 798 | 56.14 | 14.21 | 5 | 0.9 | 3062 | 85
P000004TO | Anthony International | Optimax Pro Plastic frame lighting | 60-20844-[56]006[12] | Indoor Luminaires | Case Lighting | Vertical Refrigerated Case Luminaires | Standard | FALSE | [9 empty] | 41885 | Not Yet Verified | Not Yet Verified | NotYetVerified |  | 3 | 1205 | 66.67 | 18.08 | 5 | 0.9 | 3057 | 85
P000004T9 | Anthony International | Optimax Pro Plastic frame lighting | 60-20844-[56]002[12] | Indoor Luminaires | Case Lighting | Vertical Refrigerated Case Luminaires | Standard | FALSE | [9 empty] | 41885 | Not Yet Verified | Not Yet Verified | NotYetVerified |  | 3 | 1233 | 66.48 | 18.55 | 5 | 0.9 | 3052 | 85
P000004T5 | Anthony International | Optimax Pro Plastic frame lighting | 60-20844-[56]001[12] | Indoor Luminaires | Case Lighting | Vertical Refrigerated Case Luminaires | Standard | FALSE | [9 empty] | 41885 | Not Yet Verified | Not Yet Verified | NotYetVerified |  | 3 | 1177 | 65.76 | 17.9 | 5 | 0.9 | 3047 | 85
P00001LNZ | Lumia Energy Solutions LLC | LUMIA | LMC4L0017L | Indoor Luminaires | Case Lighting | Horizontal Refrigerated Case Luminaires | Standard | TRUE | 1246.7 | 76.06 | 16.39 | 17.7 | 0.97 | 2866 | 85.3 | 5 |  | 41884 |  |  | NotYetVerified |  | 3 | 1200 | 75 | 17 | 20 | 0.9 | 2700 | 80
P00001LNY | Lumia Energy Solutions LLC | LUMIA | LMC4L0012L | Indoor Luminaires | Case Lighting | Horizontal Refrigerated Case Luminaires | Standard | TRUE | 935.63 | 81.08 | 11.54 | 22.6 | 0.95 | 2862 | 85.2 | 5 |  | 41884 |  |  | NotYetVerified |  | 3 | 900 | 80 | 12 | 20 | 0.9 | 2700 | 80
P00001LNW | Lumia Energy Solutions LLC | LUMIA | LFC5L0020S | Indoor Luminaires | Case Lighting | Horizontal Refrigerated Case Luminaires | Standard | TRUE | 2106.8 | 102.42 | 20.57 | 18 | 0.91 | 3075 | 80.7 | 5 |  | 41884 |  |  | NotYetVerified |  | 3 | 2000 | 100 | 20 | 20 | 0.9 | 3000 | 80
P00001LNT | Lumia Energy Solutions LLC | LUMIA | LFC4C0017S | Indoor Luminaires | Case Lighting | Horizontal Refrigerated Case Luminaires | Standard | TRUE | 1898 | 109.21 | 17.38 | 15.5 | 0.91 | 3100 | 81 | 5 |  | 41884 |  |  | NotYetVerified |  | 3 | 1500 | 100 | 17 | 20 | 0.9 | 3000 | 80
P00001BFE | Truly Green Solutions | Truly Green Solutions | 834122-30-F-F | Indoor Luminaires | Case Lighting | Vertical Refrigerated Case Luminaires | Standard | TRUE | 1575.5 | 76.5 | 20.6 | 16.1 | 0.896 | 2710 | 82 | 5 | 50000 | 41884 |  |  | NotYetVerified |  | 3 | 2300 |  | 22 |  | 0.99 | 3000 | 80
P00001F95 | 01 James Industry Group (DongGuan) Co.Ltd | 01 James Industry | ZY-22W1200(3000K Frost) | Indoor Luminaires | Case Lighting | Vertical Refrigerated Case Luminaires | Standard | TRUE | 1575.5 | 76.5 | 20.6 | 16.1 | 0.896 | 2710 | 82 | 5 | 50000 | 41884 |  |  | NotYetVerified |  | 3 | 1575.5 | 76.5 | 20.6 |  |  | 3000 | 82
P00001BEU | Truly Green Solutions | Truly Green Solutions | 835122-30-F-F | Indoor Luminaires | Case Lighting | Vertical Refrigerated Case Luminaires | Standard | TRUE | 1740.9 | 86.2 | 20.2 | 16.3 | 0.89 | 2895 | 82 | 5 | 50000 | 41884 |  |  | NotYetVerified |  | 3 | 2300 |  | 22 |  | 0.99 | 3000 | 80
P00001F8V | 01 James Industry Group (DongGuan) Co.Ltd | 01 James Industry | ZY-22W1500(3000K Frost) | Indoor Luminaires | Case Lighting | Vertical Refrigerated Case Luminaires | Standard | TRUE | 1740.9 | 86.2 | 20.2 | 16.3 | 0.89 | 2895 | 82 | 5 | 50000 | 41884 |  |  | NotYetVerified |  | 3 | 1740 | 86 | 20 | 20 | 0.9 | 3000 | 82
P00001LNX | Lumia Energy Solutions LLC | LUMIA | LFC5L0020E | Indoor Luminaires | Case Lighting | Horizontal Refrigerated Case Luminaires | Standard | FALSE | [9 empty] | 41884 |  |  | NotYetVerified |  | 3 | 2000 | 100 | 20 | 20 | 0.9 | 5000 | 80
P00001LNU | Lumia Energy Solutions LLC | LUMIA | LFC4C0017E | Indoor Luminaires | Case Lighting | Horizontal Refrigerated Case Luminaires | Standard | FALSE | [9 empty] | 41884 |  |  | NotYetVerified |  | 3 | 1898 | 109 | 17.5 | 16 | 0.9855 | 4000 | 82
P00001F9O | 01 James Industry Group (DongGuan) Co.Ltd | 01 James Industry | ZY-30W1800(5000K Clear) | Indoor Luminaires | Case Lighting | Vertical Refrigerated Case Luminaires | Standard | FALSE | [9 empty] | 41884 | Not Yet Verified | Not Yet Verified | NotYetVerified |  | 3 | 2100 | 70 | 30 | 20 | 0.9 | 5000 | 82
P00001F9J | 01 James Industry Group (DongGuan) Co.Ltd | 01 James Industry | ZY-30W1800(5000K Frost) | Indoor Luminaires | Case Lighting | Vertical Refrigerated Case Luminaires | Standard | FALSE | [9 empty] | 41884 | Not Yet Verified | Not Yet Verified | NotYetVerified |  | 3 | 2100 | 70 | 30 | 20 | 0.9 | 5000 | 82
P00001F94 | 01 James Industry Group (DongGuan) Co.Ltd | 01 James Industry | ZY-22W1500(5000K Clear) | Indoor Luminaires | Case Lighting | Vertical Refrigerated Case Luminaires | Standard | FALSE | [9 empty] | 41884 | Not Yet Verified | Not Yet Verified | NotYetVerified |  | 3 | 1740 | 86 | 20 | 20 | 0.9 | 5000 | 82
P00001F8Z | 01 James Industry Group (DongGuan) Co.Ltd | 01 James Industry | ZY-22W1500(5000K Frost) | Indoor Luminaires | Case Lighting | Vertical Refrigerated Case Luminaires | Standard | FALSE | [9 empty] | 41884 | Not Yet Verified | Not Yet Verified | NotYetVerified |  | 3 | 1740 | 86 | 20 | 20 | 0.9 | 5000 | 82
P00001F9E | 01 James Industry Group (DongGuan) Co.Ltd | 01 James Industry | ZY-22W1200(5000K Clear) | Indoor Luminaires | Case Lighting | Vertical Refrigerated Case Luminaires | Standard | FALSE | [9 empty] | 41884 | Not Yet Verified | Not Yet Verified | NotYetVerified |  | 3 | 1575.5 | 76.5 | 20.6 | 20 | 0.9 | 5000 | 82
P00001F99 | 01 James Industry Group (DongGuan) Co.Ltd | 01 James Industry | ZY-22W1200(5000K Frost) | Indoor Luminaires | Case Lighting | Vertical Refrigerated Case Luminaires | Standard | FALSE | [9 empty] | 41884 | Not Yet Verified | Not Yet Verified | NotYetVerified |  | 3 | 1575.5 | 76.5 | 20.6 | 20 | 0.9 | 5000 | 82
P00001F9N | 01 James Industry Group (DongGuan) Co.Ltd | 01 James Industry | ZY-30W1800(4500K Clear) | Indoor Luminaires | Case Lighting | Vertical Refrigerated Case Luminaires | Standard | FALSE | [9 empty] | 41884 | Not Yet Verified | Not Yet Verified | NotYetVerified |  | 3 | 2100 | 70 | 30 | 20 | 0.9 | 4500 | 82
P00001F9I | 01 James Industry Group (DongGuan) Co.Ltd | 01 James Industry | ZY-30W1800(4500K Frost) | Indoor Luminaires | Case Lighting | Vertical Refrigerated Case Luminaires | Standard | FALSE | [9 empty] | 41884 | Not Yet Verified | Not Yet Verified | NotYetVerified |  | 3 | 2100 | 70 | 30 | 20 | 0.9 | 4500 | 82
P00001F93 | 01 James Industry Group (DongGuan) Co.Ltd | 01 James Industry | ZY-22W1500(4500K Clear) | Indoor Luminaires | Case Lighting | Vertical Refrigerated Case Luminaires | Standard | FALSE | [9 empty] | 41884 | Not Yet Verified | Not Yet Verified | NotYetVerified |  | 3 | 1740 | 86 | 20 | 20 | 0.9 | 4500 | 82
P00001F8Y | 01 James Industry Group (DongGuan) Co.Ltd | 01 James Industry | ZY-22W1500(4500K Frost) | Indoor Luminaires | Case Lighting | Vertical Refrigerated Case Luminaires | Standard | FALSE | [9 empty] | 41884 | Not Yet Verified | Not Yet Verified | NotYetVerified |  | 3 | 1740 | 86 | 20 | 20 | 0.9 | 4500 | 82
P00001F9D | 01 James Industry Group (DongGuan) Co.Ltd | 01 James Industry | ZY-22W1200(4500K Clear) | Indoor Luminaires | Case Lighting | Vertical Refrigerated Case Luminaires | Standard | FALSE | [9 empty] | 41884 | Not Yet Verified | Not Yet Verified | NotYetVerified |  | 3 | 1575.5 | 76.5 | 20.6 | 20 | 0.9 | 4500 | 82
P00001F98 | 01 James Industry Group (DongGuan) Co.Ltd | 01 James Industry | ZY-22W1200(4500K Frost) | Indoor Luminaires | Case Lighting | Vertical Refrigerated Case Luminaires | Standard | FALSE | [9 empty] | 41884 | Not Yet Verified | Not Yet Verified | NotYetVerified |  | 3 | 1575.5 | 76.5 | 20.6 | 20 | 0.9 | 4500 | 82
P00001F9M | 01 James Industry Group (DongGuan) Co.Ltd | 01 James Industry | ZY-30W1800(4000K Clear) | Indoor Luminaires | Case Lighting | Vertical Refrigerated Case Luminaires | Standard | FALSE | [9 empty] | 41884 | Not Yet Verified | Not Yet Verified | NotYetVerified |  | 3 | 2100 | 70 | 30 | 20 | 0.9 | 4000 | 82
P00001F9H | 01 James Industry Group (DongGuan) Co.Ltd | 01 James Industry | ZY-30W1800(4000K Frost) | Indoor Luminaires | Case Lighting | Vertical Refrigerated Case Luminaires | Standard | FALSE | [9 empty] | 41884 | Not Yet Verified | Not Yet Verified | NotYetVerified |  | 3 | 2100 | 70 | 30 | 20 | 0.9 | 4000 | 82
P00001F92 | 01 James Industry Group (DongGuan) Co.Ltd | 01 James Industry | ZY-22W1500(4000K Clear) | Indoor Luminaires | Case Lighting | Vertical Refrigerated Case Luminaires | Standard | FALSE | [9 empty] | 41884 | Not Yet Verified | Not Yet Verified | NotYetVerified |  | 3 | 1740 | 86 | 20 | 20 | 0.9 | 4000 | 82
P00001F8X | 01 James Industry Group (DongGuan) Co.Ltd | 01 James Industry | ZY-22W1500(4000K Frost) | Indoor Luminaires | Case Lighting | Vertical Refrigerated Case Luminaires | Standard | FALSE | [9 empty] | 41884 | Not Yet Verified | Not Yet Verified | NotYetVerified |  | 3 | 1740 | 86 | 20 | 20 | 0.9 | 4000 | 82
P00001F9C | 01 James Industry Group (DongGuan) Co.Ltd | 01 James Industry | ZY-22W1200(4000K Clear) | Indoor Luminaires | Case Lighting | Vertical Refrigerated Case Luminaires | Standard | FALSE | [9 empty] | 41884 | Not Yet Verified | Not Yet Verified | NotYetVerified |  | 3 | 1575.5 | 76.5 | 20.6 | 20 | 0.9 | 4000 | 82
P00001F97 | 01 James Industry Group (DongGuan) Co.Ltd | 01 James Industry | ZY-22W1200(4000K Frost) | Indoor Luminaires | Case Lighting | Vertical Refrigerated Case Luminaires | Standard | FALSE | [9 empty] | 41884 | Not Yet Verified | Not Yet Verified | NotYetVerified |  | 3 | 1575.5 | 76.5 | 20.6 | 20 | 0.9 | 4000 | 82
P00001F9L | 01 James Industry Group (DongGuan) Co.Ltd | 01 James Industry | ZY-30W1800(3500K Clear) | Indoor Luminaires | Case Lighting | Vertical Refrigerated Case Luminaires | Standard | FALSE | [9 empty] | 41884 | Not Yet Verified | Not Yet Verified | NotYetVerified |  | 3 | 2100 | 70 | 30 | 20 | 0.9 | 3500 | 82
P00001F9G | 01 James Industry Group (DongGuan) Co.Ltd | 01 James Industry | ZY-30W1800(3500K Frost) | Indoor Luminaires | Case Lighting | Vertical Refrigerated Case Luminaires | Standard | FALSE | [9 empty] | 41884 | Not Yet Verified | Not Yet Verified | NotYetVerified |  | 3 | 2100 | 70 | 30 | 20 | 0.9 | 3500 | 82
P00001F91 | 01 James Industry Group (DongGuan) Co.Ltd | 01 James Industry | ZY-22W1500(3500K Clear) | Indoor Luminaires | Case Lighting | Vertical Refrigerated Case Luminaires | Standard | FALSE | [9 empty] | 41884 | Not Yet Verified | Not Yet Verified | NotYetVerified |  | 3 | 1740 | 86 | 20 | 20 | 0.9 | 3500 | 82
P00001F8W | 01 James Industry Group (DongGuan) Co.Ltd | 01 James Industry | ZY-22W1500(3500K Frost) | Indoor Luminaires | Case Lighting | Vertical Refrigerated Case Luminaires | Standard | FALSE | [9 empty] | 41884 | Not Yet Verified | Not Yet Verified | NotYetVerified |  | 3 | 1740 | 86 | 20 | 20 | 0.9 | 3500 | 82
P00001F9B | 01 James Industry Group (DongGuan) Co.Ltd | 01 James Industry | ZY-22W1200(3500K Clear) | Indoor Luminaires | Case Lighting | Vertical Refrigerated Case Luminaires | Standard | FALSE | [9 empty] | 41884 | Not Yet Verified | Not Yet Verified | NotYetVerified |  | 3 | 1575.5 | 76.5 | 20.6 | 20 | 0.9 | 3500 | 82
P00001F96 | 01 James Industry Group (DongGuan) Co.Ltd | 01 James Industry | ZY-22W1200(3500K Frost) | Indoor Luminaires | Case Lighting | Vertical Refrigerated Case Luminaires | Standard | FALSE | [9 empty] | 41884 | Not Yet Verified | Not Yet Verified | NotYetVerified |  | 3 | 1575.5 | 76.5 | 20.6 | 20 | 0.9 | 3500 | 82
P00001F9K | 01 James Industry Group (DongGuan) Co.Ltd | 01 James Industry | ZY-30W1800(3000K Clear) | Indoor Luminaires | Case Lighting | Vertical Refrigerated Case Luminaires | Standard | FALSE | [9 empty] | 41884 | Not Yet Verified | Not Yet Verified | NotYetVerified |  | 3 | 2100 | 70 | 30 | 20 | 0.9 | 3000 | 82
P00001F9F | 01 James Industry Group (DongGuan) Co.Ltd | 01 James Industry | ZY-30W1800(3000K Frost) | Indoor Luminaires | Case Lighting | Vertical Refrigerated Case Luminaires | Standard | FALSE | [9 empty] | 41884 | Not Yet Verified | Not Yet Verified | NotYetVerified |  | 3 | 2100 | 70 | 30 | 20 | 0.9 | 3000 | 82
P00001F90 | 01 James Industry Group (DongGuan) Co.Ltd | 01 James Industry | ZY-22W1500(3000K Clear) | Indoor Luminaires | Case Lighting | Vertical Refrigerated Case Luminaires | Standard | FALSE | [9 empty] | 41884 | Not Yet Verified | Not Yet Verified | NotYetVerified |  | 3 | 1740 | 86 | 20 | 20 | 0.9 | 3000 | 82
P00001F9A | 01 James Industry Group (DongGuan) Co.Ltd | 01 James Industry | ZY-22W1200(3000K Clear) | Indoor Luminaires | Case Lighting | Vertical Refrigerated Case Luminaires | Standard | FALSE | [9 empty] | 41884 | Not Yet Verified | Not Yet Verified | NotYetVerified |  | 3 | 1575.5 | 76.5 | 20.6 | 20 | 0.9 | 3000 | 82
P000012BY | Nualight | Lightworx | Largo 520 NA - N19371 [120V ONLY] | Indoor Luminaires | Case Lighting | Horizontal Refrigerated Case Luminaires | Standard | TRUE | 640 | 66.25 | 9.66 | 14.9 | 0.971 | 3979 | 82.1 | 5 | 50000 | 41877 |  |  | NotYetVerified | Qualified with Nualight SDMV24 Driver | 3 |  |  | 9.1 |  |  | 4000 | 82
P00001KII | Digilite LED | DIGILITE LED | HILS-LSW048TP-3K (L-4FT 3000K) [120V to 220V] | Indoor Luminaires | Case Lighting | Horizontal Refrigerated Case Luminaires | Standard | TRUE | 902.7 | 79 | 11.41 | 14 | 0.92 | 2965 | 83.6 | 5 | 50000 | 41873 |  |  | NotYetVerified |  | 3 | 903 | 80 | 11.42 |  |  | 3000 | 84
P00001LKR | Kyungsin Industrial Co. Ltd | Kyungsin | 30236R2220 | Indoor Luminaires | Case Lighting | Vertical Refrigerated Case Luminaires | Standard | TRUE | 1980.69 | 67.75 | 28.81 | 18.6 | 0.882 | 4000 | 84.4 | 5 | 50000 | 41873 |  |  | NotYetVerified |  | 3 | 1980.69 | 67.75 | 28.81 | 15.6 | 0.969 | 4000 | 84.4
P00001KIR | Digilite LED | DIGILITE LED | HILS-HSW072TP-5K (H-4FT 5000K) | Indoor Luminaires | Case Lighting | Horizontal Refrigerated Case Luminaires | Standard | FALSE | [9 empty] | 41873 |  |  | NotYetVerified |  | 3 | 1506 | 88 | 18.07 |  |  | 5178 | 86
P00001KIL | Digilite LED | DIGILITE LED | HILS-HSW090TP-5K (H-5FT 5000K) | Indoor Luminaires | Case Lighting | Horizontal Refrigerated Case Luminaires | Standard | FALSE | [9 empty] | 41873 |  |  | NotYetVerified |  | 3 | 1878 | 88 | 22.7 |  |  | 5000 | 86
P00001KIO | Digilite LED | DIGILITE LED | HILS-LSW060TP-5K (L-5FT 5000K) | Indoor Luminaires | Case Lighting | Horizontal Refrigerated Case Luminaires | Standard | FALSE | [9 empty] | 41873 |  |  | NotYetVerified |  | 3 | 1242 | 87 | 14.28 |  |  | 5000 | 86
P00001KIT | Digilite LED | DIGILITE LED | HILS-LSW048TP-5K (L-4FT 5000K) | Indoor Luminaires | Case Lighting | Horizontal Refrigerated Case Luminaires | Standard | FALSE | [9 empty] | 41873 |  |  | NotYetVerified |  | 3 | 994 | 87 | 11.42 |  |  | 5000 | 86
P00001KIS | Digilite LED | DIGILITE LED | HILS-LSW048TP-4K (L-4FT 4000K) | Indoor Luminaires | Case Lighting | Horizontal Refrigerated Case Luminaires | Standard | FALSE | [9 empty] | 41873 |  |  | NotYetVerified |  | 3 | 931 | 82 | 11.42 |  |  | 4065 | 85
P00001KIQ | Digilite LED | DIGILITE LED | HILS-HSW072TP-4K (H-4FT 4000K) | Indoor Luminaires | Case Lighting | Horizontal Refrigerated Case Luminaires | Standard | FALSE | [9 empty] | 41873 |  |  | NotYetVerified |  | 3 | 1371 | 80 | 18.07 |  |  | 4057 | 85
P00001KIK | Digilite LED | DIGILITE LED | HILS-HSW090TP-4K (H-5FT 4000K) | Indoor Luminaires | Case Lighting | Horizontal Refrigerated Case Luminaires | Standard | FALSE | [9 empty] | 41873 |  |  | NotYetVerified |  | 3 | 1750 | 82 | 22.7 |  |  | 4000 | 85
P00001KIN | Digilite LED | DIGILITE LED | HILS-LSW060TP-4K (L-5FT 4000K) | Indoor Luminaires | Case Lighting | Horizontal Refrigerated Case Luminaires | Standard | FALSE | [9 empty] | 41873 |  |  | NotYetVerified |  | 3 | 1171 | 82 | 14.28 |  |  | 4000 | 85
P00001KIJ | Digilite LED | DIGILITE LED | HILS-HSW090TP-3K (H-5FT 3000K) | Indoor Luminaires | Case Lighting | Horizontal Refrigerated Case Luminaires | Standard | FALSE | [9 empty] | 41873 |  |  | NotYetVerified |  | 3 | 1707 | 80 | 22.7 |  |  | 3000 | 84
P00001KIP | Digilite LED | DIGILITE LED | HILS-HSW072TP-3K (H-4FT 3000K) | Indoor Luminaires | Case Lighting | Horizontal Refrigerated Case Luminaires | Standard | FALSE | [9 empty] | 41873 |  |  | NotYetVerified |  | 3 | 1349 | 80 | 18.07 |  |  | 3000 | 84
P00001KIM | Digilite LED | DIGILITE LED | HILS-LSW060TP-3K (L-5FT 3000K) | Indoor Luminaires | Case Lighting | Horizontal Refrigerated Case Luminaires | Standard | FALSE | [9 empty] | 41873 |  |  | NotYetVerified |  | 3 | 1142 | 80 | 14.28 |  |  | 3000 | 84
P000016YP | Q-Technology Inc. | CrossFire / StarFire | 3130-120-UC-2-P-50 | Indoor Luminaires | Case Lighting | Horizontal Refrigerated Case Luminaires | Standard | TRUE | 3891 | 97.6 | 11.78 | 9.1 | 0.995 | 4929 | 84.7 | 5 |  | 41872 |  |  | NotYetVerified |  | 3 | [5 empty] | 5000
P000016YO | Q-Technology Inc. | CrossFire / StarFire | 3130-120-UC-2-P-35 | Indoor Luminaires | Case Lighting | Horizontal Refrigerated Case Luminaires | Standard | TRUE | 1068 | 90.4 | 11.81 | 9.06 | 0.995 | 3539 | 84.4 | 5 |  | 41872 |  |  | NotYetVerified |  | 3 | [5 empty] | 3500
P000016Z7 | Q-Technology Inc. | CrossFire / StarFire | 4130-120-UC-2-P-B-50-A | Indoor Luminaires | Case Lighting | Horizontal Refrigerated Case Luminaires | Standard | FALSE | [9 empty] | 41872 |  |  | NotYetVerified |  | 3 | 1530 | 80 | 19 |  |  | 5000 | 80
P000016Z6 | Q-Technology Inc. | CrossFire / StarFire | 4130-120-UC-2-P-B-50 | Indoor Luminaires | Case Lighting | Horizontal Refrigerated Case Luminaires | Standard | FALSE | [9 empty] | 41872 |  |  | NotYetVerified |  | 3 | 1530 | 80 | 19 |  |  | 5000 | 80
P000016Z1 | Q-Technology Inc. | CrossFire / StarFire | 4130-120-UC-2-P-50-A | Indoor Luminaires | Case Lighting | Horizontal Refrigerated Case Luminaires | Standard | FALSE | [9 empty] | 41872 |  |  | NotYetVerified |  | 3 | 1530 | 80 | 19 |  |  | 5000 | 80
P000016Z0 | Q-Technology Inc. | CrossFire / StarFire | 4130-120-UC-2-P-50 | Indoor Luminaires | Case Lighting | Horizontal Refrigerated Case Luminaires | Standard | FALSE | [9 empty] | 41872 |  |  | NotYetVerified |  | 3 | 1530 | 80 | 19 |  |  | 5000 | 80
P000016YV | Q-Technology Inc. | CrossFire / StarFire | 3130-120-UC-2-P-B-50-A | Indoor Luminaires | Case Lighting | Horizontal Refrigerated Case Luminaires | Standard | FALSE | [9 empty] | 41872 |  |  | NotYetVerified |  | 3 | 1170 | 80 | 14.2 |  |  | 5000 | 80
P000016YU | Q-Technology Inc. | CrossFire / StarFire | 3130-120-UC-2-P-B-50 | Indoor Luminaires | Case Lighting | Horizontal Refrigerated Case Luminaires | Standard | FALSE | [9 empty] | 41872 |  |  | NotYetVerified |  | 3 | 1170 | 80 | 14.2 |  |  | 5000 | 80
P000016YQ | Q-Technology Inc. | CrossFire / StarFire | 3130-120-UC-2-P-50-A | Indoor Luminaires | Case Lighting | Horizontal Refrigerated Case Luminaires | Standard | FALSE | [9 empty] | 41872 |  |  | NotYetVerified |  | 3 | 1170 | 80 | 14.2 |  |  | 5000 | 80
P000016Z9 | Q-Technology Inc. | CrossFire / StarFire | 4130-120-UC-2-P-B-41-A | Indoor Luminaires | Case Lighting | Horizontal Refrigerated Case Luminaires | Standard | FALSE | [9 empty] | 41872 |  |  | NotYetVerified |  | 3 | 1493 | 80 | 19 |  |  | 4100 | 80
P000016Z8 | Q-Technology Inc. | CrossFire / StarFire | 4130-120-UC-2-P-B-41 | Indoor Luminaires | Case Lighting | Horizontal Refrigerated Case Luminaires | Standard | FALSE | [9 empty] | 41872 |  |  | NotYetVerified |  | 3 | 1493 | 80 | 19 |  |  | 4100 | 80
P000016Z3 | Q-Technology Inc. | CrossFire / StarFire | 4130-120-UC-2-P-41-A | Indoor Luminaires | Case Lighting | Horizontal Refrigerated Case Luminaires | Standard | FALSE | [9 empty] | 41872 |  |  | NotYetVerified |  | 3 | 1493 | 80 | 19 |  |  | 4100 | 80
P000016Z2 | Q-Technology Inc. | CrossFire / StarFire | 4130-120-UC-2-P-41 | Indoor Luminaires | Case Lighting | Horizontal Refrigerated Case Luminaires | Standard | FALSE | [9 empty] | 41872 |  |  | NotYetVerified |  | 3 | 1493 | 80 | 19 |  |  | 4100 | 80
P000016YX | Q-Technology Inc. | CrossFire / StarFire | 3130-120-UC-2-P-B-41-A | Indoor Luminaires | Case Lighting | Horizontal Refrigerated Case Luminaires | Standard | FALSE | [9 empty] | 41872 |  |  | NotYetVerified |  | 3 | 1133 | 80 | 14.2 |  |  | 4100 | 80
P000016YW | Q-Technology Inc. | CrossFire / StarFire | 3130-120-UC-2-P-B-41 | Indoor Luminaires | Case Lighting | Horizontal Refrigerated Case Luminaires | Standard | FALSE | [9 empty] | 41872 |  |  | NotYetVerified |  | 3 | 1133 | 80 | 14.2 |  |  | 4100 | 80
P000016YS | Q-Technology Inc. | CrossFire / StarFire | 3130-120-UC-2-P-41-A | Indoor Luminaires | Case Lighting | Horizontal Refrigerated Case Luminaires | Standard | FALSE | [9 empty] | 41872 |  |  | NotYetVerified |  | 3 | 1133 | 80 | 14.2 |  |  | 4100 | 80
P000016YR | Q-Technology Inc. | CrossFire / StarFire | 3130-120-UC-2-P-41 | Indoor Luminaires | Case Lighting | Horizontal Refrigerated Case Luminaires | Standard | FALSE | [9 empty] | 41872 |  |  | NotYetVerified |  | 3 | 1133 | 80 | 14.2 |  |  | 4100 | 80
P000016ZB | Q-Technology Inc. | CrossFire / StarFire | 4130-120-UC-2-P-B-35-A | Indoor Luminaires | Case Lighting | Horizontal Refrigerated Case Luminaires | Standard | FALSE | [9 empty] | 41872 |  |  | NotYetVerified |  | 3 | 1450 | 80 | 19 |  |  | 3500 | 80
P000016ZA | Q-Technology Inc. | CrossFire / StarFire | 4130-120-UC-2-P-B-35 | Indoor Luminaires | Case Lighting | Horizontal Refrigerated Case Luminaires | Standard | FALSE | [9 empty] | 41872 |  |  | NotYetVerified |  | 3 | 1450 | 80 | 19 |  |  | 3500 | 80
P000016Z5 | Q-Technology Inc. | CrossFire / StarFire | 4130-120-UC-2-P-35-A | Indoor Luminaires | Case Lighting | Horizontal Refrigerated Case Luminaires | Standard | FALSE | [9 empty] | 41872 |  |  | NotYetVerified |  | 3 | 1450 | 80 | 19 |  |  | 3500 | 80
P000016Z4 | Q-Technology Inc. | CrossFire / StarFire | 4130-120-UC-2-P-35 | Indoor Luminaires | Case Lighting | Horizontal Refrigerated Case Luminaires | Standard | FALSE | [9 empty] | 41872 |  |  | NotYetVerified |  | 3 | 1450 | 80 | 19 |  |  | 3500 | 80
P000016YZ | Q-Technology Inc. | CrossFire / StarFire | 3130-120-UC-2-P-B-35-A | Indoor Luminaires | Case Lighting | Horizontal Refrigerated Case Luminaires | Standard | FALSE | [9 empty] | 41872 |  |  | NotYetVerified |  | 3 | 1100 | 80 | 14.2 |  |  | 3500 | 80
P000016YY | Q-Technology Inc. | CrossFire / StarFire | 3130-120-UC-2-P-B-35 | Indoor Luminaires | Case Lighting | Horizontal Refrigerated Case Luminaires | Standard | FALSE | [9 empty] | 41872 |  |  | NotYetVerified |  | 3 | 1100 | 80 | 14.2 |  |  | 3500 | 80
P000016YT | Q-Technology Inc. | CrossFire / StarFire | 3130-120-UC-2-P-35-A | Indoor Luminaires | Case Lighting | Horizontal Refrigerated Case Luminaires | Standard | FALSE | [9 empty] | 41872 |  |  | NotYetVerified |  | 3 | 1100 | 80 | 14.2 |  |  | 3500 | 80
P00001AP0 | Sunpark | SUNPARK | 72-36W | Indoor Luminaires | Case Lighting | Vertical Refrigerated Case Luminaires | Standard | TRUE | 3563.19 | 83.92 | 42.46 | 6.3 | 0.961 | 5270 | 87 | 5 | 50000 | 41866 |  |  | NotYetVerified |  | 3 | 35000 |  | 36.8 | 20 | 0.9 | 5000 | 80
P00001EJF | Metro LED | Metro LED | ML-T8DL-6-28W | Indoor Luminaires | Case Lighting | Vertical Refrigerated Case Luminaires | Standard | FALSE | [9 empty] | 41866 |  |  | NotYetVerified |  | 3 | 2800 | 100 | 28 |  |  | 5000 | 80
P00001EJE | Metro LED | Metro LED | ML-T8DL-5-24W | Indoor Luminaires | Case Lighting | Vertical Refrigerated Case Luminaires | Standard | TRUE | 2521.08 | 105.05 | 23.46 | 16.2 | 0.957 | 5186 | 81.6 | 5 | 50000 | 41865 |  |  | NotYetVerified |  | 3 | 2521 | 105 | 23 |  |  | 5000 | 82
P00001AOY | Sunpark | SUNPARK | 60-36W(4000K) | Indoor Luminaires | Case Lighting | Vertical Refrigerated Case Luminaires | Standard | TRUE | 3124.73 | 73.98 | 42.3 | 7.69 | 0.988 | 4071 | 86.3 | 5 | 50000 | 41864 |  |  | NotYetVerified |  | 3 | 3100 |  | 36.8 |  | 0.9 | 4000 | 80
P00001AOW | Sunpark | SUNPARK | 60-18W(4000K) | Indoor Luminaires | Case Lighting | Vertical Refrigerated Case Luminaires | Standard | TRUE | 1627.78 | 70.41 | 23.19 | 14.09 | 0.963 | 4059 | 86 | 5 | 50000 | 41864 |  |  | NotYetVerified |  | 3 | 1600 |  | 18.4 |  | 0.9 | 4000 | 80
P00001AOU | Sunpark | SUNPARK | 72-18W | Indoor Luminaires | Case Lighting | Vertical Refrigerated Case Luminaires | Standard | TRUE | 1857.1 | 80.05 | 23.2 | 14 | 0.966 | 5248 | 86.9 | 5 | 50000 | 41862 |  |  | NotYetVerified |  | 3 | 1800 |  | 18.4 |  |  | 5000 | 80
P00000XO7 | James Trading Company Limited | JAMES | ZY-22W1200(3000K Frost) | Indoor Luminaires | Case Lighting | Vertical Refrigerated Case Luminaires | Standard | TRUE | 1575.5 | 76.5 | 20.6 | 16.1 | 0.896 | 2710 | 82 | 5 | 50000 | 41855 |  |  | NotYetVerified |  | 3 | 1575.5 | 76.5 | 20.6 |  |  | 3000 | 82
P00000XNN | James Trading Company Limited | JAMES | ZY-22W1500( 3000K Frost) | Indoor Luminaires | Case Lighting | Vertical Refrigerated Case Luminaires | Standard | TRUE | 2884.7 | 131.06 | 22.01 | 10.7 | 0.9705 | 2916 | 82 | 5 |  | 41855 |  |  | NotYetVerified |  | 3 | 2880 | 131 | 22 | 20 | 0.9 | 3000 | 82
P00000XO6 | James Trading Company Limited | JAMES | ZY-30W1800( 5000K Clear) | Indoor Luminaires | Case Lighting | Vertical Refrigerated Case Luminaires | Standard | FALSE | [9 empty] | 41855 |  |  | NotYetVerified |  | 3 | 3930 | 131 | 30 | 20 | 0.9 | 5000 | 82
P00000XO1 | James Trading Company Limited | JAMES | ZY-30W1800( 5000K Frost) | Indoor Luminaires | Case Lighting | Vertical Refrigerated Case Luminaires | Standard | FALSE | [9 empty] | 41855 |  |  | NotYetVerified |  | 3 | 3930 | 131 | 30 | 20 | 0.9 | 5000 | 82
P00000XNW | James Trading Company Limited | JAMES | ZY-22W1500( 5000K Clear) | Indoor Luminaires | Case Lighting | Vertical Refrigerated Case Luminaires | Standard | FALSE | [9 empty] | 41855 |  |  | NotYetVerified |  | 3 | 2880 | 131 | 22 | 20 | 0.9 | 5000 | 82
P00000XNR | James Trading Company Limited | JAMES | ZY-22W1500( 5000K Frost) | Indoor Luminaires | Case Lighting | Vertical Refrigerated Case Luminaires | Standard | FALSE | [9 empty] | 41855 |  |  | NotYetVerified |  | 3 | 2880 | 131 | 22 | 20 | 0.9 | 5000 | 82
P00000XO5 | James Trading Company Limited | JAMES | ZY-30W1800( 4500K Clear) | Indoor Luminaires | Case Lighting | Vertical Refrigerated Case Luminaires | Standard | FALSE | [9 empty] | 41855 |  |  | NotYetVerified |  | 3 | 3930 | 131 | 30 | 20 | 0.9 | 4500 | 82
P00000XO0 | James Trading Company Limited | JAMES | ZY-30W1800( 4500K Frost) | Indoor Luminaires | Case Lighting | Vertical Refrigerated Case Luminaires | Standard | FALSE | [9 empty] | 41855 |  |  | NotYetVerified |  | 3 | 3930 | 131 | 30 | 20 | 0.9 | 4500 | 82
P00000XNV | James Trading Company Limited | JAMES | ZY-22W1500( 4500K Clear) | Indoor Luminaires | Case Lighting | Vertical Refrigerated Case Luminaires | Standard | FALSE | [9 empty] | 41855 |  |  | NotYetVerified |  | 3 | 2880 | 131 | 22 | 20 | 0.9 | 4500 | 82
P00000XNQ | James Trading Company Limited | JAMES | ZY-22W1500( 4500K Frost) | Indoor Luminaires | Case Lighting | Vertical Refrigerated Case Luminaires | Standard | FALSE | [9 empty] | 41855 |  |  | NotYetVerified |  | 3 | 2880 | 131 | 22 | 20 | 0.9 | 4500 | 82
P00000XO4 | James Trading Company Limited | JAMES | ZY-30W1800( 4000K Clear) | Indoor Luminaires | Case Lighting | Vertical Refrigerated Case Luminaires | Standard | FALSE | [9 empty] | 41855 |  |  | NotYetVerified |  | 3 | 3930 | 131 | 30 | 20 | 0.9 | 4000 | 82
P00000XNZ | James Trading Company Limited | JAMES | ZY-30W1800( 4000K Frost) | Indoor Luminaires | Case Lighting | Vertical Refrigerated Case Luminaires | Standard | FALSE | [9 empty] | 41855 |  |  | NotYetVerified |  | 3 | 3930 | 131 | 30 | 20 | 0.9 | 4000 | 82
P00000XNU | James Trading Company Limited | JAMES | ZY-22W1500( 4000K Clear) | Indoor Luminaires | Case Lighting | Vertical Refrigerated Case Luminaires | Standard | FALSE | [9 empty] | 41855 |  |  | NotYetVerified |  | 3 | 2880 | 131 | 22 | 20 | 0.9 | 4000 | 82
P00000XNP | James Trading Company Limited | JAMES | ZY-22W1500( 4000K Frost) | Indoor Luminaires | Case Lighting | Vertical Refrigerated Case Luminaires | Standard | FALSE | [9 empty] | 41855 |  |  | NotYetVerified |  | 3 | 2880 | 131 | 22 | 20 | 0.9 | 4000 | 82
P00000XO3 | James Trading Company Limited | JAMES | ZY-30W1800( 3500K Clear) | Indoor Luminaires | Case Lighting | Vertical Refrigerated Case Luminaires | Standard | FALSE | [9 empty] | 41855 |  |  | NotYetVerified |  | 3 | 3930 | 131 | 30 | 20 | 0.9 | 3500 | 82
P00000XNY | James Trading Company Limited | JAMES | ZY-30W1800( 3500K Frost) | Indoor Luminaires | Case Lighting | Vertical Refrigerated Case Luminaires | Standard | FALSE | [9 empty] | 41855 |  |  | NotYetVerified |  | 3 | 3930 | 131 | 30 | 20 | 0.9 | 3500 | 82
P00000XNT | James Trading Company Limited | JAMES | ZY-22W1500( 3500K Clear) | Indoor Luminaires | Case Lighting | Vertical Refrigerated Case Luminaires | Standard | FALSE | [9 empty] | 41855 |  |  | NotYetVerified |  | 3 | 2880 | 131 | 22 | 20 | 0.9 | 3500 | 82
P00000XNO | James Trading Company Limited | JAMES | ZY-22W1500( 3500K Frost) | Indoor Luminaires | Case Lighting | Vertical Refrigerated Case Luminaires | Standard | FALSE | [9 empty] | 41855 |  |  | NotYetVerified |  | 3 | 2880 | 131 | 22 | 20 | 0.9 | 3500 | 82
P00000XO2 | James Trading Company Limited | JAMES | ZY-30W1800( 3000K Clear) | Indoor Luminaires | Case Lighting | Vertical Refrigerated Case Luminaires | Standard | FALSE | [9 empty] | 41855 |  |  | NotYetVerified |  | 3 | 3930 | 131 | 30 | 20 | 0.9 | 3000 | 82
P00000XNX | James Trading Company Limited | JAMES | ZY-30W1800( 3000K Frost) | Indoor Luminaires | Case Lighting | Vertical Refrigerated Case Luminaires | Standard | FALSE | [9 empty] | 41855 |  |  | NotYetVerified |  | 3 | 3930 | 131 | 30 | 20 | 0.9 | 3000 | 82
P00000XNS | James Trading Company Limited | JAMES | ZY-22W1500( 3000K Clear) | Indoor Luminaires | Case Lighting | Vertical Refrigerated Case Luminaires | Standard | FALSE | [9 empty] | 41855 |  |  | NotYetVerified |  | 3 | 2880 | 131 | 22 | 20 | 0.9 | 3000 | 82
P00000XOG | James Trading Company Limited | JAMES | ZY-22W1200( 5000K Clear) | Indoor Luminaires | Case Lighting | Vertical Refrigerated Case Luminaires | Standard | FALSE | [9 empty] | 41855 |  |  | NotYetVerified |  | 3 | 1740.9 | 86 | 20.2 | 13.61 | 0.9865 | 2895 | 82
P00000XOF | James Trading Company Limited | JAMES | ZY-22W1200( 4500K Clear) | Indoor Luminaires | Case Lighting | Vertical Refrigerated Case Luminaires | Standard | FALSE | [9 empty] | 41855 |  |  | NotYetVerified |  | 3 | 1740.9 | 86 | 20.2 | 13.61 | 0.9865 | 2895 | 82
P00000XOE | James Trading Company Limited | JAMES | ZY-22W1200( 4000K Clear) | Indoor Luminaires | Case Lighting | Vertical Refrigerated Case Luminaires | Standard | FALSE | [9 empty] | 41855 |  |  | NotYetVerified |  | 3 | 1740.9 | 86 | 20.2 | 13.61 | 0.9865 | 2895 | 82
P00000XOD | James Trading Company Limited | JAMES | ZY-22W1200( 3500K Clear) | Indoor Luminaires | Case Lighting | Vertical Refrigerated Case Luminaires | Standard | FALSE | [9 empty] | 41855 |  |  | NotYetVerified |  | 3 | 1740.9 | 86 | 20.2 | 13.61 | 0.9865 | 2895 | 82
P00000XOC | James Trading Company Limited | JAMES | ZY-22W1200( 3000K Clear) | Indoor Luminaires | Case Lighting | Vertical Refrigerated Case Luminaires | Standard | FALSE | [9 empty] | 41855 |  |  | NotYetVerified |  | 3 | 1740.9 | 86 | 20.2 | 13.61 | 0.9865 | 2895 | 82
P00000XOB | James Trading Company Limited | JAMES | ZY-22W1200( 5000K Frost) | Indoor Luminaires | Case Lighting | Vertical Refrigerated Case Luminaires | Standard | FALSE | [9 empty] | 41855 |  |  | NotYetVerified |  | 3 | 1740.9 | 86 | 20.2 | 13.61 | 0.9865 | 2895 | 82
P00000XOA | James Trading Company Limited | JAMES | ZY-22W1200( 4500K Frost) | Indoor Luminaires | Case Lighting | Vertical Refrigerated Case Luminaires | Standard | FALSE | [9 empty] | 41855 |  |  | NotYetVerified |  | 3 | 1740.9 | 86 | 20.2 | 13.61 | 0.9865 | 2895 | 82
P00000XO9 | James Trading Company Limited | JAMES | ZY-22W1200( 4000K Frost) | Indoor Luminaires | Case Lighting | Vertical Refrigerated Case Luminaires | Standard | FALSE | [9 empty] | 41855 |  |  | NotYetVerified |  | 3 | 1740.9 | 86 | 20.2 | 13.61 | 0.9865 | 2895 | 82
P00000XO8 | James Trading Company Limited | JAMES | ZY-22W1200( 3500K Frost) | Indoor Luminaires | Case Lighting | Vertical Refrigerated Case Luminaires | Standard | FALSE | [9 empty] | 41855 |  |  | NotYetVerified |  | 3 | 1740.9 | 86 | 20.2 | 13.61 | 0.9865 | 2895 | 82
P000010R2 | Lumenor Energy Services LLC | Lumenor | LES-T8F-04-120-4100K[120V ONLY] | Indoor Luminaires | Case Lighting | Horizontal Refrigerated Case Luminaires | Standard | TRUE | 1969.19 | 126 | 15.63 | 17 | 0.999 | 4035 | 84 | 5 |  | 41844 |  |  | NotYetVerified |  | 3 | 1969 | 126 | 15.5 |  |  | 4100 | 84
P000010R7 | Lumenor Energy Services LLC | Lumenor | LES-T8F-04-90-4100K[120V ONLY] | Indoor Luminaires | Case Lighting | Horizontal Refrigerated Case Luminaires | Standard | TRUE | 1413.03 | 114 | 12.43 | 15 | 0.99 | 4052 | 83.5 | 5 |  | 41844 |  |  | NotYetVerified |  | 3 | 1413 | 114 | 12.5 |  |  | 4100 | 84
P000010R4 | Lumenor Energy Services LLC | Lumenor | LES-T8F-04-120-3500K[120V ONLY] | Indoor Luminaires | Case Lighting | Horizontal Refrigerated Case Luminaires | Standard | TRUE | 2043.49 | 115 | 17.79 | 15 | 0.98 | 3535 | 85 | 5 |  | 41844 |  |  | NotYetVerified |  | 3 | 2043 | 115 | 17.5 |  |  | 3500 | 85
P000010R6 | Lumenor Energy Services LLC | Lumenor | LES-T8F-04-180-4100K[120V ONLY] | Indoor Luminaires | Case Lighting | Horizontal Refrigerated Case Luminaires | Standard | TRUE | 2642.36 | 113 | 23.29 | 18 | 0.98 | 4056 | 84 | 5 |  | 41844 |  |  | NotYetVerified |  | 3 | 2650 | 113 | 23 |  |  | 4100 | 84
P000010R5 | Lumenor Energy Services LLC | Lumenor | LES-T8F-04-150-4100K[120V ONLY] | Indoor Luminaires | Case Lighting | Horizontal Refrigerated Case Luminaires | Standard | TRUE | 2482.95 | 125 | 19.93 | 18 | 0.98 | 4056 | 84 | 5 |  | 41844 |  |  | NotYetVerified |  | 3 | 2500 | 125 | 20 |  |  | 4100 | 84
P000010R3 | Lumenor Energy Services LLC | Lumenor | LES-T8F-04-120-5000K[120V ONLY] | Indoor Luminaires | Case Lighting | Horizontal Refrigerated Case Luminaires | Standard | FALSE | [9 empty] | 41844 |  |  | NotYetVerified |  | 3 | 1970 | 126 | 15.5 |  |  | 5000 | 83
P00001IAG | PowerSecure Inc | Efficient Lights | CS-36-D-35K-1200 [120V Only] | Indoor Luminaires | Case Lighting | Horizontal Refrigerated Case Luminaires | Standard | TRUE | 1196 | 60.8 | 19.67 | 9.69 | 0.984 | 3687 | 85.6 | 5 | 50000 | 41830 |  |  | NotYetVerified |  | 3 | 1200 | 60 | 20 |  |  | 3500 | 85
P00001IAE | PowerSecure Inc | Efficient Lights | CS-48-D-35K-800 [120V Only] | Indoor Luminaires | Case Lighting | Horizontal Refrigerated Case Luminaires | Standard | TRUE | 769.7 | 57.48 | 13.39 | 7.42 | 0.962 | 3703 | 85.6 | 5 | 50000 | 41830 |  |  | NotYetVerified |  | 3 | 770 | 57.5 | 13.4 |  |  | 3500 | 85
P00001IAF | PowerSecure Inc | Efficient Lights | CS-36-D-35K-600 [120V Only] | Indoor Luminaires | Case Lighting | Horizontal Refrigerated Case Luminaires | Standard | TRUE | 611.5 | 57.04 | 10.72 | 9.69 | 0.942 | 3690 | 85.6 | 5 | 50000 | 41830 |  |  | NotYetVerified |  | 3 | 611 | 57 | 10.5 |  |  | 3500 | 85
P00000QV3 | ElectraLED Inc. | ElectraLED | SELS-6C35-EM07A | Indoor Luminaires | Case Lighting | Vertical Refrigerated Case Luminaires | Standard | TRUE | 1757 | 75.2 | 24.75 | 10.1 | 0.939 | 3311 | 82.9 | 5 | 64000 | 41817 |  |  | NotYetVerified |  | 3 | 1850 |  | 21.6 | 20 | 0.9 | 3500 | 80
P00000QVC | ElectraLED Inc. | ElectraLED | SELS-6L35-EM07A | Indoor Luminaires | Case Lighting | Vertical Refrigerated Case Luminaires | Standard | TRUE | 884 | 75.2 | 12.38 | 10.1 | 0.939 | 3311 | 82.9 | 5 | 64000 | 41817 |  |  | NotYetVerified |  | 3 | 930 |  | 10.8 | 20 | 0.9 | 3500 | 80
P00000QV6 | ElectraLED Inc. | ElectraLED | SELS-5L35-EM07A | Indoor Luminaires | Case Lighting | Vertical Refrigerated Case Luminaires | Standard | TRUE | 745 | 74.7 | 10.37 | 10.9 | 0.918 | 3300 | 83 | 5 | 64000 | 41817 |  |  | NotYetVerified |  | 3 | 770 |  | 9 | 20 | 0.9 | 3500 | 80
P00000QV0 | ElectraLED Inc. | ElectraLED | SELS-5C35-EM07A | Indoor Luminaires | Case Lighting | Vertical Refrigerated Case Luminaires | Standard | TRUE | 1499 | 74.7 | 20.74 | 10.9 | 0.918 | 3300 | 83 | 5 | 64000 | 41817 |  |  | NotYetVerified |  | 3 | 1540 |  | 18 | 20 | 0.9 | 3500 | 80
P00000QV5 | ElectraLED Inc. | ElectraLED | SELS-6C50-EM07A | Indoor Luminaires | Case Lighting | Vertical Refrigerated Case Luminaires | Standard | FALSE | [9 empty] | 41817 |  |  | NotYetVerified |  | 3 | 1850 | 85.6482 | 21.6 | 20 | 0.9 | 5000 | 80
P00000QV2 | ElectraLED Inc. | ElectraLED | SELS-5C50-EM07A | Indoor Luminaires | Case Lighting | Vertical Refrigerated Case Luminaires | Standard | FALSE | [9 empty] | 41817 |  |  | NotYetVerified |  | 3 | 1540 | 85.5556 | 18 | 20 | 0.9 | 5000 | 80
P00000QVH | ElectraLED Inc. | ElectraLED | SELS-6R50-EM07A | Indoor Luminaires | Case Lighting | Vertical Refrigerated Case Luminaires | Standard | FALSE | [9 empty] | 41817 |  |  | NotYetVerified |  | 3 | 930 | 86.1111 | 10.8 | 20 | 0.9 | 5000 | 80
P00000QVE | ElectraLED Inc. | ElectraLED | SELS-6L50-EM07A | Indoor Luminaires | Case Lighting | Vertical Refrigerated Case Luminaires | Standard | FALSE | [9 empty] | 41817 |  |  | NotYetVerified |  | 3 | 930 | 86.1111 | 10.8 | 20 | 0.9 | 5000 | 80
P00000QVB | ElectraLED Inc. | ElectraLED | SELS-5R50-EM07A | Indoor Luminaires | Case Lighting | Vertical Refrigerated Case Luminaires | Standard | FALSE | [9 empty] | 41817 |  |  | NotYetVerified |  | 3 | 770 | 85.5556 | 9 | 20 | 0.9 | 5000 | 80
P00000QV8 | ElectraLED Inc. | ElectraLED | SELS-5L50-EM07A | Indoor Luminaires | Case Lighting | Vertical Refrigerated Case Luminaires | Standard | FALSE | [9 empty] | 41817 |  |  | NotYetVerified |  | 3 | 770 | 85.5556 | 9 | 20 | 0.9 | 5000 | 80
P00000QV4 | ElectraLED Inc. | ElectraLED | SELS-6C40-EM07A | Indoor Luminaires | Case Lighting | Vertical Refrigerated Case Luminaires | Standard | FALSE | [9 empty] | 41817 |  |  | NotYetVerified |  | 3 | 1850 | 85.6482 | 21.6 | 20 | 0.9 | 4000 | 80
P00000QV1 | ElectraLED Inc. | ElectraLED | SELS-5C40-EM07A | Indoor Luminaires | Case Lighting | Vertical Refrigerated Case Luminaires | Standard | FALSE | [9 empty] | 41817 |  |  | NotYetVerified |  | 3 | 1540 | 85.5556 | 18 | 20 | 0.9 | 4000 | 80
P00000QVG | ElectraLED Inc. | ElectraLED | SELS-6R40-EM07A | Indoor Luminaires | Case Lighting | Vertical Refrigerated Case Luminaires | Standard | FALSE | [9 empty] | 41817 |  |  | NotYetVerified |  | 3 | 930 | 86.1111 | 10.8 | 20 | 0.9 | 4000 | 80
P00000QVD | ElectraLED Inc. | ElectraLED | SELS-6L40-EM07A | Indoor Luminaires | Case Lighting | Vertical Refrigerated Case Luminaires | Standard | FALSE | [9 empty] | 41817 |  |  | NotYetVerified |  | 3 | 930 | 86.1111 | 10.8 | 20 | 0.9 | 4000 | 80
P00000QVA | ElectraLED Inc. | ElectraLED | SELS-5R40-EM07A | Indoor Luminaires | Case Lighting | Vertical Refrigerated Case Luminaires | Standard | FALSE | [9 empty] | 41817 |  |  | NotYetVerified |  | 3 | 770 | 85.5556 | 9 | 20 | 0.9 | 4000 | 80
P00000QV7 | ElectraLED Inc. | ElectraLED | SELS-5L40-EM07A | Indoor Luminaires | Case Lighting | Vertical Refrigerated Case Luminaires | Standard | FALSE | [9 empty] | 41817 |  |  | NotYetVerified |  | 3 | 770 | 85.5556 | 9 | 20 | 0.9 | 4000 | 80
P00000QVF | ElectraLED Inc. | ElectraLED | SELS-6R35-EM07A | Indoor Luminaires | Case Lighting | Vertical Refrigerated Case Luminaires | Standard | FALSE | [9 empty] | 41817 |  |  | NotYetVerified |  | 3 | 930 | 86.1111 | 10.8 | 20 | 0.9 | 3500 | 80
P00000QV9 | ElectraLED Inc. | ElectraLED | SELS-5R35-EM07A | Indoor Luminaires | Case Lighting | Vertical Refrigerated Case Luminaires | Standard | FALSE | [9 empty] | 41817 |  |  | NotYetVerified |  | 3 | 770 | 85.5556 | 9 | 20 | 0.9 | 3500 | 80
P00000QUU | ElectraLED Inc. | ElectraLED | SELS-4L35-EM07A | Indoor Luminaires | Case Lighting | Vertical Refrigerated Case Luminaires | Standard | TRUE | 610 | 74.2 | 8.24 | 10.8 | 0.925 | 3305 | 82.9 | 5 | 64000 | 41815 |  |  | NotYetVerified |  | 3 | 620 |  | 7.2 | 20 | 0.9 | 3000 | 80
P00000QUR | ElectraLED Inc. | ElectraLED | SELS-4C35-EM07A | Indoor Luminaires | Case Lighting | Vertical Refrigerated Case Luminaires | Standard | TRUE | 1204 | 74.2 | 16.47 | 10.8 | 0.925 | 3305 | 82.9 | 5 | 64000 | 41815 |  |  | NotYetVerified |  | 3 | 1230 |  | 14.4 | 20 | 0.9 | 3000 | 80
P00000QUT | ElectraLED Inc. | ElectraLED | SELS-4C50-EM07A | Indoor Luminaires | Case Lighting | Vertical Refrigerated Case Luminaires | Standard | FALSE | [9 empty] | 41815 |  |  | NotYetVerified |  | 3 | 1230 | 85.4167 | 14.4 | 20 | 0.9 | 5000 | 80
P00000QUZ | ElectraLED Inc. | ElectraLED | SELS-4R50-EM07A | Indoor Luminaires | Case Lighting | Vertical Refrigerated Case Luminaires | Standard | FALSE | [9 empty] | 41815 |  |  | NotYetVerified |  | 3 | 620 | 86.1111 | 7.2 | 20 | 0.9 | 5000 | 80
P00000QUW | ElectraLED Inc. | ElectraLED | SELS-4L50-EM07A | Indoor Luminaires | Case Lighting | Vertical Refrigerated Case Luminaires | Standard | FALSE | [9 empty] | 41815 |  |  | NotYetVerified |  | 3 | 620 | 86.1111 | 7.2 | 20 | 0.9 | 5000 | 80
P00000QUS | ElectraLED Inc. | ElectraLED | SELS-4C40-EM07A | Indoor Luminaires | Case Lighting | Vertical Refrigerated Case Luminaires | Standard | FALSE | [9 empty] | 41815 |  |  | NotYetVerified |  | 3 | 1230 | 85.4167 | 14.4 | 20 | 0.9 | 4000 | 80
P00000QUY | ElectraLED Inc. | ElectraLED | SELS-4R40-EM07A | Indoor Luminaires | Case Lighting | Vertical Refrigerated Case Luminaires | Standard | FALSE | [9 empty] | 41815 |  |  | NotYetVerified |  | 3 | 620 | 86.1111 | 7.2 | 20 | 0.9 | 4000 | 80
P00000QUV | ElectraLED Inc. | ElectraLED | SELS-4L40-EM07A | Indoor Luminaires | Case Lighting | Vertical Refrigerated Case Luminaires | Standard | FALSE | [9 empty] | 41815 |  |  | NotYetVerified |  | 3 | 620 | 86.1111 | 7.2 | 20 | 0.9 | 4000 | 80
P00000QUX | ElectraLED Inc. | ElectraLED | SELS-4R35-EM07A | Indoor Luminaires | Case Lighting | Vertical Refrigerated Case Luminaires | Standard | FALSE | [9 empty] | 41815 |  |  | NotYetVerified |  | 3 | 620 | 86.1111 | 7.2 | 20 | 0.9 | 3500 | 80
P00001KBT | ZHONGSHAN LIANG JIE LIGHTING CO. LTD | ZHONGSHAN LIANG JIE LIGHTING | LJ-VCL6'-36W | Indoor Luminaires | Case Lighting | Vertical Refrigerated Case Luminaires | Standard | TRUE | 3295.55 | 90.07 | 36.59 | 16.7 | 0.92 | 5071 | 81.1 | 5 | 50000 | 41813 |  |  | NotYetVerified |  | 3 | 3296 | 90 | 37 | 16.7 | 0.92 | 5000 | 81
P00001KBZ | UNIC IMPORT LLC | UNIC IMPORT | LJ-VCL6'-36W | Indoor Luminaires | Case Lighting | Vertical Refrigerated Case Luminaires | Standard | TRUE | 3295.55 | 90.07 | 36.59 | 16.7 | 0.92 | 5071 | 81.1 | 5 | 50000 | 41813 |  |  | NotYetVerified |  | 3 | 3296 | 90 | 37 | 16.7 | 0.92 | 5000 | 81
P00001KBW | Ultra Energy Group LLC | Ultra Energy Group | LJ-VCL6'-36W | Indoor Luminaires | Case Lighting | Vertical Refrigerated Case Luminaires | Standard | TRUE | 3295.55 | 90.07 | 36.59 | 16.7 | 0.92 | 5071 | 81.1 | 5 | 50000 | 41813 |  |  | NotYetVerified |  | 3 | 3296 | 90 | 37 | 16.7 | 0.92 | 5000 | 81
P00001IAD | PowerSecure Inc | Efficient Lights | CS-48-D-35K-1600 [120V Only] | Indoor Luminaires | Case Lighting | Horizontal Refrigerated Case Luminaires | Standard | TRUE | 1662 | 85.8 | 19.37 | 5.21 | 0.989 | 3512 | 82.9 | 5 | 50000 | 41788 |  |  | NotYetVerified |  | 3 | 1662 | 85.8 | 20 | 5.21 | 0.989 | 3500 | 83
P00001IBD | Ledtech Electronics Corporation | Altair | TD03WHSBNDH03 | Indoor Luminaires | Case Lighting | Horizontal Refrigerated Case Luminaires | Standard | TRUE | 248.963 | 67.653 | 3.68 | 16.73 | 0.9542 | 3533 | 85 | 5 | 50000 | 41774 |  |  | NotYetVerified |  | 3 | 225 | 90 | 2.5 |  |  | 3500 | 80
P00001IBR | Ledtech Electronics Corporation | Altair | TD08DHS5NDH02 | Indoor Luminaires | Case Lighting | Horizontal Refrigerated Case Luminaires | Standard | FALSE | [9 empty] | 41774 |  |  | NotYetVerified |  | 3 | 675 | 90 | 7.5 |  |  | 5000 | 80
P00001IBO | Ledtech Electronics Corporation | Altair | TD06DHS4NDH03 | Indoor Luminaires | Case Lighting | Horizontal Refrigerated Case Luminaires | Standard | FALSE | [9 empty] | 41774 |  |  | NotYetVerified |  | 3 | 540 | 90 | 6 |  |  | 5000 | 80
P00001IBL | Ledtech Electronics Corporation | Altair | TD05DHS3NDH02 | Indoor Luminaires | Case Lighting | Horizontal Refrigerated Case Luminaires | Standard | FALSE | [9 empty] | 41774 |  |  | NotYetVerified |  | 3 | 432 | 90 | 4.8 |  |  | 5000 | 80
P00001IBI | Ledtech Electronics Corporation | Altair | TD04DHS2NDH02 | Indoor Luminaires | Case Lighting | Horizontal Refrigerated Case Luminaires | Standard | FALSE | [9 empty] | 41774 |  |  | NotYetVerified |  | 3 | 324 | 90 | 3.6 |  |  | 5000 | 80
P00001IBF | Ledtech Electronics Corporation | Altair | TD03DHSBNDH02 | Indoor Luminaires | Case Lighting | Horizontal Refrigerated Case Luminaires | Standard | FALSE | [9 empty] | 41774 |  |  | NotYetVerified |  | 3 | 225 | 90 | 2.5 |  |  | 5000 | 80
P00001IBQ | Ledtech Electronics Corporation | Altair | TD08THS5NDH03 | Indoor Luminaires | Case Lighting | Horizontal Refrigerated Case Luminaires | Standard | FALSE | [9 empty] | 41774 |  |  | NotYetVerified |  | 3 | 675 | 90 | 7.5 |  |  | 4000 | 80
P00001IBN | Ledtech Electronics Corporation | Altair | TD06THS4NDH03 | Indoor Luminaires | Case Lighting | Horizontal Refrigerated Case Luminaires | Standard | FALSE | [9 empty] | 41774 |  |  | NotYetVerified |  | 3 | 540 | 90 | 6 |  |  | 4000 | 80
P00001IBK | Ledtech Electronics Corporation | Altair | TD05THS3NDH03 | Indoor Luminaires | Case Lighting | Horizontal Refrigerated Case Luminaires | Standard | FALSE | [9 empty] | 41774 |  |  | NotYetVerified |  | 3 | 432 | 90 | 4.8 |  |  | 4000 | 80
P00001IBH | Ledtech Electronics Corporation | Altair | TD04THS2NDH03 | Indoor Luminaires | Case Lighting | Horizontal Refrigerated Case Luminaires | Standard | FALSE | [9 empty] | 41774 |  |  | NotYetVerified |  | 3 | 324 | 90 | 3.6 |  |  | 4000 | 80
P00001IBE | Ledtech Electronics Corporation | Altair | TD03TBSBNDH03 | Indoor Luminaires | Case Lighting | Horizontal Refrigerated Case Luminaires | Standard | FALSE | [9 empty] | 41774 |  |  | NotYetVerified |  | 3 | 225 | 90 | 2.5 |  |  | 4000 | 80
P00001IBP | Ledtech Electronics Corporation | Altair | TD08WHS5NDH03 | Indoor Luminaires | Case Lighting | Horizontal Refrigerated Case Luminaires | Standard | FALSE | [9 empty] | 41774 |  |  | NotYetVerified |  | 3 | 675 | 90 | 7.5 |  |  | 3500 | 80
P00001IBM | Ledtech Electronics Corporation | Altair | TD06WHS4NDH03 | Indoor Luminaires | Case Lighting | Horizontal Refrigerated Case Luminaires | Standard | FALSE | [9 empty] | 41774 |  |  | NotYetVerified |  | 3 | 540 | 90 | 6 |  |  | 3500 | 80
P00001IBJ | Ledtech Electronics Corporation | Altair | TD05WHS3NDH03 | Indoor Luminaires | Case Lighting | Horizontal Refrigerated Case Luminaires | Standard | FALSE | [9 empty] | 41774 |  |  | NotYetVerified |  | 3 | 432 | 90 | 4.8 |  |  | 3500 | 80
P00001IBG | Ledtech Electronics Corporation | Altair | TD04WHS2NDH03 | Indoor Luminaires | Case Lighting | Horizontal Refrigerated Case Luminaires | Standard | FALSE | [9 empty] | 41774 |  |  | NotYetVerified |  | 3 | 324 | 90 | 3.6 |  |  | 3500 | 80
P00000X3V | International Light Technologies | ShelfLight | ILT36-SF-W30 | Indoor Luminaires | Case Lighting | Horizontal Refrigerated Case Luminaires | Standard | TRUE | 451 | 71.7 | 6.3 | 14.4 | 0.936 | 3137 | 81.7 | 5 | 50000 | 41773 |  |  | NotYetVerified |  | 3 | 451 | 72 | 6.3 | 14.4 | 0.936 | 3000 | 90
P00000X4A | International Light Technologies | ShelfLight | ILT70-SF-W50 | Indoor Luminaires | Case Lighting | Horizontal Refrigerated Case Luminaires | Standard | FALSE | [9 empty] | 41773 |  |  | NotYetVerified |  | 3 | 1187.5 | 81.8966 | 14.5 | 14.4 | 0.936 | 5000 | 87
P00000X46 | International Light Technologies | ShelfLight | ILT60-SF-W50 | Indoor Luminaires | Case Lighting | Horizontal Refrigerated Case Luminaires | Standard | FALSE | [9 empty] | 41773 |  |  | NotYetVerified |  | 3 | 950 | 81.8966 | 11.6 | 14.4 | 0.936 | 5000 | 87
P00000X42 | International Light Technologies | ShelfLight | ILT48-SF-W50 | Indoor Luminaires | Case Lighting | Horizontal Refrigerated Case Luminaires | Standard | FALSE | [9 empty] | 41773 |  |  | NotYetVerified |  | 3 | 712.5 | 81.8966 | 8.7 | 14.4 | 0.936 | 5000 | 87
P00000X3Y | International Light Technologies | ShelfLight | ILT36-SF-W50 | Indoor Luminaires | Case Lighting | Horizontal Refrigerated Case Luminaires | Standard | FALSE | [9 empty] | 41773 |  |  | NotYetVerified |  | 3 | 475 | 81.8966 | 5.8 | 14.4 | 0.936 | 5000 | 87
P00000X49 | International Light Technologies | ShelfLight | ILT70-SF-W40 | Indoor Luminaires | Case Lighting | Horizontal Refrigerated Case Luminaires | Standard | FALSE | [9 empty] | 41773 |  |  | NotYetVerified |  | 3 | 1187.5 | 81.8966 | 14.5 | 14.4 | 0.936 | 4000 | 90
P00000X45 | International Light Technologies | ShelfLight | ILT60-SF-W40 | Indoor Luminaires | Case Lighting | Horizontal Refrigerated Case Luminaires | Standard | FALSE | [9 empty] | 41773 |  |  | NotYetVerified |  | 3 | 950 | 81.8966 | 11.6 | 14.4 | 0.936 | 4000 | 90
P00000X41 | International Light Technologies | ShelfLight | ILT48-SF-W40 | Indoor Luminaires | Case Lighting | Horizontal Refrigerated Case Luminaires | Standard | FALSE | [9 empty] | 41773 |  |  | NotYetVerified |  | 3 | 712.5 | 81.8966 | 8.7 | 14.4 | 0.936 | 4000 | 90
P00000X3X | International Light Technologies | ShelfLight | ILT36-SF-W40 | Indoor Luminaires | Case Lighting | Horizontal Refrigerated Case Luminaires | Standard | FALSE | [9 empty] | 41773 |  |  | NotYetVerified |  | 3 | 475 | 81.8966 | 5.8 | 14.4 | 0.936 | 4000 | 90
P00000X48 | International Light Technologies | ShelfLight | ILT70-SF-W35 | Indoor Luminaires | Case Lighting | Horizontal Refrigerated Case Luminaires | Standard | FALSE | [9 empty] | 41773 |  |  | NotYetVerified |  | 3 | 1127 | 71.6921 | 15.72 | 14.4 | 0.936 | 3500 | 90
P00000X44 | International Light Technologies | ShelfLight | ILT60-SF-W35 | Indoor Luminaires | Case Lighting | Horizontal Refrigerated Case Luminaires | Standard | FALSE | [9 empty] | 41773 |  |  | NotYetVerified |  | 3 | 902 | 71.7011 | 12.58 | 14.4 | 0.936 | 3500 | 90
P00000X40 | International Light Technologies | ShelfLight | ILT48-SF-W35 | Indoor Luminaires | Case Lighting | Horizontal Refrigerated Case Luminaires | Standard | FALSE | [9 empty] | 41773 |  |  | NotYetVerified |  | 3 | 676 | 71.6861 | 9.43 | 14.4 | 0.936 | 3500 | 90
P00000X3W | International Light Technologies | ShelfLight | ILT36-SF-W35 | Indoor Luminaires | Case Lighting | Horizontal Refrigerated Case Luminaires | Standard | FALSE | [9 empty] | 41773 |  |  | NotYetVerified |  | 3 | 451 | 71.7125 | 6.289 | 14.4 | 0.936 | 3500 | 90
P00000X47 | International Light Technologies | ShelfLight | ILT70-SF-W30 | Indoor Luminaires | Case Lighting | Horizontal Refrigerated Case Luminaires | Standard | FALSE | [9 empty] | 41773 |  |  | NotYetVerified |  | 3 | 1127 | 71.6921 | 15.72 | 14.4 | 0.936 | 3000 | 90
P00000X43 | International Light Technologies | ShelfLight | ILT60-SF-W30 | Indoor Luminaires | Case Lighting | Horizontal Refrigerated Case Luminaires | Standard | FALSE | [9 empty] | 41773 |  |  | NotYetVerified |  | 3 | 902 | 71.7011 | 12.58 | 14.4 | 0.936 | 3000 | 90
P00000X3Z | International Light Technologies | ShelfLight | ILT48-SF-W30 | Indoor Luminaires | Case Lighting | Horizontal Refrigerated Case Luminaires | Standard | FALSE | [9 empty] | 41773 |  |  | NotYetVerified |  | 3 | 676 | 71.6861 | 9.43 | 14.4 | 0.936 | 3000 | 90
P00000ZRK | Leotek Electronics USA LLC | Leotek Electronics USA Corp. | CL8-4A05F-WW-24VD | Indoor Luminaires | Case Lighting | Vertical Refrigerated Case Luminaires | Standard | TRUE | 944.91 | 72 | 13.14 | 21 | 0.9 | 2979 | 82 | 5 | 100000 | 41765 |  |  | NotYetVerified |  | 3 | 944.91 | 72 | 13.14 |  | 0.9 | 3000 | 80
P00000ZRQ | Leotek Electronics USA LLC | Leotek Electronics USA Corp. | CL8-6A08F-CW-24VD | Indoor Luminaires | Case Lighting | Vertical Refrigerated Case Luminaires | Standard | FALSE | [9 empty] | 41765 |  |  | NotYetVerified |  | 3 | 1788.96 | 85 | 21.11 | 20 | 0.9 | 5000 | 80
P00000ZRR | Leotek Electronics USA LLC | Leotek Electronics USA Corp. | CL8-5A07F-CW-24VD | Indoor Luminaires | Case Lighting | Vertical Refrigerated Case Luminaires | Standard | FALSE | [9 empty] | 41765 |  |  | NotYetVerified |  | 3 | 1454.44 | 85 | 17.18 | 20 | 0.9 | 5000 | 80
P00000ZRS | Leotek Electronics USA LLC | Leotek Electronics USA Corp. | CL8-4A05F-CW-24VD | Indoor Luminaires | Case Lighting | Vertical Refrigerated Case Luminaires | Standard | FALSE | [9 empty] | 41765 |  |  | NotYetVerified |  | 3 | 1052.97 | 79 | 13.35 | 20 | 0.9 | 5000 | 80
P00000ZRN | Leotek Electronics USA LLC | Leotek Electronics USA Corp. | CL8-6A08F-NW-24VD | Indoor Luminaires | Case Lighting | Vertical Refrigerated Case Luminaires | Standard | FALSE | [9 empty] | 41765 |  |  | NotYetVerified |  | 3 | 1729.33 | 83 | 20.95 | 20 | 0.9 | 4000 | 80
P00000ZRO | Leotek Electronics USA LLC | Leotek Electronics USA Corp. | CL8-5A07F-NW-24VD | Indoor Luminaires | Case Lighting | Vertical Refrigerated Case Luminaires | Standard | FALSE | [9 empty] | 41765 |  |  | NotYetVerified |  | 3 | 1417.49 | 82 | 17.18 | 20 | 0.9 | 4000 | 80
P00000ZRP | Leotek Electronics USA LLC | Leotek Electronics USA Corp. | CL8-4A05F-NW-24VD | Indoor Luminaires | Case Lighting | Vertical Refrigerated Case Luminaires | Standard | FALSE | [9 empty] | 41765 |  |  | NotYetVerified |  | 3 | 1027.41 | 78 | 13.16 | 20 | 0.9 | 4000 | 80
P00000ZRL | Leotek Electronics USA LLC | Leotek Electronics USA Corp. | CL8-6A08F-WW-24VD | Indoor Luminaires | Case Lighting | Vertical Refrigerated Case Luminaires | Standard | FALSE | [9 empty] | 41765 |  |  | NotYetVerified |  | 3 | 1565.14 | 74 | 21.26 | 20 | 0.9 | 3000 | 80
P00000ZRM | Leotek Electronics USA LLC | Leotek Electronics USA Corp. | CL8-5A07F-WW-24VD | Indoor Luminaires | Case Lighting | Vertical Refrigerated Case Luminaires | Standard | FALSE | [9 empty] | 41765 |  |  | NotYetVerified |  | 3 | 1304.29 | 74 | 17.68 | 20 | 0.9 | 3000 | 80
P0000157O | Philips Lighting North America Corporation (Rosemont) | PrimeSet | 9290008911 | Indoor Luminaires | Case Lighting | Vertical Refrigerated Case Luminaires | Standard | TRUE | 700.7 | 54.96 | 12.75 | 12.63 | 0.907 | 3973 | 85 | 5 | 50000 | 41758 |  |  | NotYetVerified |  | 3 | 723 | 57.9 | 12.48 | 12.94 | 0.9 | 4000 | 85
P0000157Q | Philips Lighting North America Corporation (Rosemont) | PrimeSet | 9290008905 | Indoor Luminaires | Case Lighting | Vertical Refrigerated Case Luminaires | Standard | FALSE | [9 empty] | 41758 |  |  | NotYetVerified |  | 3 | 900 | 56.9 | 15.8 | 16 | 0.91 | 5000 | 85
P0000157S | Philips Lighting North America Corporation (Rosemont) | PrimeSet | 9290008901 | Indoor Luminaires | Case Lighting | Vertical Refrigerated Case Luminaires | Standard | FALSE | [9 empty] | 41758 |  |  | NotYetVerified |  | 3 | 1000 | 58.8 | 17 | 14 | 0.92 | 5000 | 85
P0000157P | Philips Lighting North America Corporation (Rosemont) | PrimeSet | 9290008907 | Indoor Luminaires | Case Lighting | Vertical Refrigerated Case Luminaires | Standard | FALSE | [9 empty] | 41758 |  |  | NotYetVerified |  | 3 | 906.1 | 58.46 | 15.5 | 15.6 | 0.911 | 3986 | 85.1
P0000157R | Philips Lighting North America Corporation (Rosemont) | PrimeSet | 9290008903 | Indoor Luminaires | Case Lighting | Vertical Refrigerated Case Luminaires | Standard | FALSE | [9 empty] | 41758 |  |  | NotYetVerified |  | 3 | 1013 | 59.9 | 16.9 | 14 | 0.92 | 3977 | 85.2
P00000S47 | GE Lighting Solutions | Immersion | GE-LT406050EDR-SYSB (Qualified at 120V Only) | Indoor Luminaires | Case Lighting | Vertical Refrigerated Case Luminaires | Standard | TRUE | 906.5 | 105.4 | 8.6 | 18.58 | 0.925 | 5172 | 80 |  | 50000 | 41738 |  |  | NotYetVerified |  | 3 |  | 81.3 | 8 |  |  | 5000
P00000S48 | GE Lighting Solutions | Immersion | GE-LT406050EDL-SYSB (Qualified at 120V Only) | Indoor Luminaires | Case Lighting | Vertical Refrigerated Case Luminaires | Standard | FALSE | [9 empty] | 41738 |  |  | NotYetVerified |  | 3 | 650 | 81.3 | 8 |  |  | 5000 | 75
P00000S45 | GE Lighting Solutions | Immersion | GE-LT406050CTR-SYSB (Qualified at 120V Only) | Indoor Luminaires | Case Lighting | Vertical Refrigerated Case Luminaires | Standard | TRUE | 1405.4 | 80.3 | 17.5 | 18.55 | 0.925 | 5230 | 81 |  | 50000 | 41737 |  |  | NotYetVerified |  | 3 | 1070 | 66.9 | 16 |  |  | 5000 | 75
P00000ZM4 | Leotek Electronics USA LLC | Leotek Electronics Corp. | CL6-6A10H-NW8-24VD - 120V | Indoor Luminaires | Case Lighting | Vertical Refrigerated Case Luminaires | Standard | TRUE | 2084.65 | 81 | 25.59 | 16 | 0.95 | 4115 | 84 | 5 | 60000 | 41733 |  |  | NotYetVerified |  | 3 |  |  |  |  | 0.9 | 4000 | 80
P00000ZM3 | Leotek Electronics USA LLC | Leotek Electronics Corp. | CL6-5A08H-NW8-24VD - 120V | Indoor Luminaires | Case Lighting | Vertical Refrigerated Case Luminaires | Standard | TRUE | 1667.72 | 82 | 20.44 | 17 | 0.93 | 4085 | 84 | 5 | 60000 | 41733 |  |  | NotYetVerified |  | 3 |  |  |  |  | 0.9 | 4000 | 80
P00000S49 | GE Lighting Solutions | Immersion | GE-LT406040EDR-SYSB (Qualified at 120V Only) | Indoor Luminaires | Case Lighting | Vertical Refrigerated Case Luminaires | Standard | TRUE | 577.2 | 64.8 | 8.9 | 18.72 | 0.921 | 4031 | 82.2 | 5 | 50000 | 41733 |  |  | NotYetVerified |  | 3 | 650 | 72 | 9 |  |  | 4000 | 80
P00000ZM6 | Leotek Electronics USA LLC | Leotek Electronics Corp. | CL6-5A08H-CW8-24VD - 120V | Indoor Luminaires | Case Lighting | Vertical Refrigerated Case Luminaires | Standard | TRUE | 1668.36 | 83 | 20.02 | 17 | 0.92 | 4891 | 85 | 5 | 60000 | 41733 |  |  | NotYetVerified |  | 3 |  |  |  |  | 0.9 | 5000 | 80
P00000S46 | GE Lighting Solutions | Immersion | GE-LT406040CTR-SYSB (Qualified at 120V Only) | Indoor Luminaires | Case Lighting | Vertical Refrigerated Case Luminaires | Standard | TRUE | 1097.3 | 65.2 | 16.8 | 18.77 | 0.915 | 4075 | 82.7 | 5 | 50000 | 41733 |  |  | NotYetVerified |  | 3 | 1070 | 59 | 18 |  |  | 4000 | 80
P00000S4A | GE Lighting Solutions | Immersion | GE-LT406040EDL-SYSB (Qualified at 120V Only) | Indoor Luminaires | Case Lighting | Vertical Refrigerated Case Luminaires | Standard | FALSE | [9 empty] | 41733 |  |  | NotYetVerified |  | 3 | 650 | 72 | 9 |  |  | 4000 | 80
P00001FMG | GTech Services Inc. | Gtech Services Inc. | G-CT45848LG7D6Z | Indoor Luminaires | Case Lighting | Vertical Refrigerated Case Luminaires | Standard | TRUE | 1762.98 | 102.49 | 17.2 | 7.55 | 0.965 | 3113 | 83 | 5 | 73000 | 41731 |  |  | NotYetVerified |  | 3 | 1600 | 100 | 16 | 9 | 0.9 | 3000 | 80
P00001FLG | GTech Services Inc. | Gtech Services Inc. | G-CT47248LG7D6Z | Indoor Luminaires | Case Lighting | Vertical Refrigerated Case Luminaires | Standard | TRUE | 1792.47 | 104.82 | 17.1 | 7.62 | 0.96 | 3112 | 83 | 5 | 73000 | 41731 |  |  | NotYetVerified |  | 3 | 1600 | 100 | 16 | 8 | 0.9 | 3000 | 80
P00001FMM | GTech Services Inc. | Gtech Services Inc. | G-CT33936LG7D6Z | Indoor Luminaires | Case Lighting | Vertical Refrigerated Case Luminaires | Standard | TRUE | 1323.1 | 100 | 13 | 7.87 | 0.958 | 3101 | 82.9 | 5 | 73000 | 41731 |  |  | NotYetVerified |  | 3 | 1200 | 100 | 12 | 9 | 0.9 | 3000 | 80
P00001FLM | GTech Services Inc. | Gtech Services Inc. | G-CT35336LG7D6Z | Indoor Luminaires | Case Lighting | Vertical Refrigerated Case Luminaires | Standard | TRUE | 1347.87 | 102.89 | 13.1 | 8.03 | 0.957 | 3141 | 82.9 | 5 | 73000 | 41731 |  |  | NotYetVerified |  | 3 | 1200 | 100 | 12 | 8 | 0.9 | 3000 | 80
P00001FMV | GTech Services Inc. | Gtech Services Inc. | G-ST59030LG7D6Z | Indoor Luminaires | Case Lighting | Vertical Refrigerated Case Luminaires | Standard | TRUE | 1142.71 | 100.23 | 11.4 | 8.22 | 0.957 | 3147 | 83 | 5 | 73000 | 41731 |  |  | NotYetVerified |  | 3 | 1000 | 100 | 10 | 9.5 | 0.9 | 3000 | 80
P00001FMD | GTech Services Inc. | Gtech Services Inc. | G-ST57030LG7D6Z | Indoor Luminaires | Case Lighting | Vertical Refrigerated Case Luminaires | Standard | TRUE | 1126.66 | 100.59 | 11.2 | 8.01 | 0.957 | 3105 | 83.1 | 5 | 73000 | 41731 |  |  | NotYetVerified |  | 3 | 1000 | 100 | 10 | 8 | 0.9 | 3000 | 80
P00001FMA | GTech Services Inc. | Gtech Services Inc. | G-CT57060LG7D6Z | Indoor Luminaires | Case Lighting | Vertical Refrigerated Case Luminaires | Standard | TRUE | 2167.02 | 100.79 | 21.5 | 7.95 | 0.956 | 3108 | 82.9 | 5 | 73000 | 41731 |  |  | NotYetVerified |  | 3 | 2000 | 100 | 20 | 8 | 0.9 | 3000 | 80
P00001FMJ | GTech Services Inc. | Gtech Services Inc. | G-ST45824LG7D6Z | Indoor Luminaires | Case Lighting | Vertical Refrigerated Case Luminaires | Standard | TRUE | 912.66 | 100.29 | 9.1 | 8.13 | 0.955 | 3120 | 82.9 | 5 | 73000 | 41731 |  |  | NotYetVerified |  | 3 | 800 | 100 | 8 | 9 | 0.9 | 3000 | 80
P00001FLS | GTech Services Inc. | Gtech Services Inc. | G-CT23224LG7D6Z | Indoor Luminaires | Case Lighting | Vertical Refrigerated Case Luminaires | Standard | TRUE | 894.61 | 102.82 | 8.7 | 8.45 | 0.953 | 3134 | 83.1 | 5 | 73000 | 41731 |  |  | NotYetVerified |  | 3 | 800 | 100 | 8 | 8 | 0.9 | 3000 | 80
P00001FLJ | GTech Services Inc. | Gtech Services Inc. | G-ST47224LG7D6Z | Indoor Luminaires | Case Lighting | Vertical Refrigerated Case Luminaires | Standard | TRUE | 932.47 | 106.44 | 8.76 | 8.19 | 0.952 | 3129 | 83 | 5 | 73000 | 41731 |  |  | NotYetVerified |  | 3 | 800 | 100 | 8 | 8 | 0.9 | 3000 | 80
P00001FLY | GTech Services Inc. | Gtech Services Inc. | G-CT17218LG7D6Z | Indoor Luminaires | Case Lighting | Vertical Refrigerated Case Luminaires | Standard | TRUE | 670.45 | 104.75 | 6.4 | 8.59 | 0.949 | 3124 | 82.8 | 5 | 73000 | 41731 |  |  | NotYetVerified |  | 3 | 600 | 100 | 6 | 8 | 0.9 | 3000 | 80
P00001FLP | GTech Services Inc. | Gtech Services Inc. | G-ST35318LG7D6Z | Indoor Luminaires | Case Lighting | Vertical Refrigerated Case Luminaires | Standard | TRUE | 674.79 | 102.24 | 6.6 | 8.4 | 0.949 | 3144 | 83 | 5 | 73000 | 41731 |  |  | NotYetVerified |  | 3 | 600 | 100 | 6 | 8 | 0.9 | 3000 | 80
P00001FMP | GTech Services Inc. | Gtech Services Inc. | G-ST33918LG7D6Z | Indoor Luminaires | Case Lighting | Vertical Refrigerated Case Luminaires | Standard | TRUE | 693.45 | 103.5 | 6.7 | 8.4 | 0.949 | 3130 | 83.2 | 5 | 73000 | 41731 |  |  | NotYetVerified |  | 3 | 600 | 100 | 6 | 9 | 0.9 | 3000 | 80
P00001FM4 | GTech Services Inc. | Gtech Services Inc. | G-CT11212LG7D6Z | Indoor Luminaires | Case Lighting | Vertical Refrigerated Case Luminaires | Standard | TRUE | 419.96 | 104.99 | 4 | 8.6 | 0.946 | 3170 | 83 | 5 | 73000 | 41731 |  |  | NotYetVerified |  | 3 | 400 | 100 | 4 | 8 | 0.9 | 3000 | 80
P00001FLV | GTech Services Inc. | Gtech Services Inc. | G-ST23212LG7D6Z | Indoor Luminaires | Case Lighting | Vertical Refrigerated Case Luminaires | Standard | TRUE | 443.32 | 100.75 | 4.4 | 8.77 | 0.945 | 3118 | 83 | 5 | 73000 | 41731 |  |  | NotYetVerified |  | 3 | 400 | 100 | 4 | 8 | 0.9 | 3000 | 80
P00001FM1 | GTech Services Inc. | Gtech Services Inc. | G-ST17210LG7D6Z | Indoor Luminaires | Case Lighting | Vertical Refrigerated Case Luminaires | Standard | TRUE | 329.97 | 103.11 | 3.2 | 8.72 | 0.944 | 3114 | 82.9 | 5 | 73000 | 41731 |  |  | NotYetVerified |  | 3 | 300 | 100 | 3 | 8 | 0.9 | 3000 | 80
P00001FM7 | GTech Services Inc. | Gtech Services Inc. | G-ST11206LG7D6Z | Indoor Luminaires | Case Lighting | Vertical Refrigerated Case Luminaires | Standard | TRUE | 211.13 | 100.53 | 2.1 | 8.82 | 0.942 | 3148 | 83.1 | 5 | 73000 | 41731 |  |  | NotYetVerified |  | 3 | 200 | 100 | 2 | 8 | 0.9 | 3000 | 80
P00001FMS | GTech Services Inc. | Gtech Services Inc. | G-CT59060LG7D6Z | Indoor Luminaires | Case Lighting | Vertical Refrigerated Case Luminaires | Standard | TRUE | 2225.74 | 104.98 | 21.2 | 9.18 | 0.937 | 3128 | 83.1 | 5 | 73000 | 41731 |  |  | NotYetVerified |  | 3 | 2000 | 100 | 20 | 9.5 | 0.9 | 3000 | 80
P00001FMU | GTech Services Inc. | Gtech Services Inc. | G-CT59060LG5D6Z | Indoor Luminaires | Case Lighting | Vertical Refrigerated Case Luminaires | Standard | FALSE | [9 empty] | 41731 |  |  | NotYetVerified |  | 3 | 2000 | 100 | 20 | 9.5 | 0.9 | 4000 | 80
P00001FMX | GTech Services Inc. | Gtech Services Inc. | G-ST59030LG5D6Z | Indoor Luminaires | Case Lighting | Vertical Refrigerated Case Luminaires | Standard | FALSE | [9 empty] | 41731 |  |  | NotYetVerified |  | 3 | 1000 | 100 | 10 | 9.5 | 0.9 | 4000 | 80
P00001FMI | GTech Services Inc. | Gtech Services Inc. | G-CT45848LG5D6Z | Indoor Luminaires | Case Lighting | Vertical Refrigerated Case Luminaires | Standard | FALSE | [9 empty] | 41731 |  |  | NotYetVerified |  | 3 | 1600 | 100 | 16 | 9 | 0.9 | 4000 | 80
P00001FMO | GTech Services Inc. | Gtech Services Inc. | G-CT33936LG5D6Z | Indoor Luminaires | Case Lighting | Vertical Refrigerated Case Luminaires | Standard | FALSE | [9 empty] | 41731 |  |  | NotYetVerified |  | 3 | 1200 | 100 | 12 | 9 | 0.9 | 4000 | 80
P00001FML | GTech Services Inc. | Gtech Services Inc. | G-ST45824LG5D6Z | Indoor Luminaires | Case Lighting | Vertical Refrigerated Case Luminaires | Standard | FALSE | [9 empty] | 41731 |  |  | NotYetVerified |  | 3 | 800 | 100 | 8 | 9 | 0.9 | 4000 | 80
P00001FMR | GTech Services Inc. | Gtech Services Inc. | G-ST33918LG5D6Z | Indoor Luminaires | Case Lighting | Vertical Refrigerated Case Luminaires | Standard | FALSE | [9 empty] | 41731 |  |  | NotYetVerified |  | 3 | 600 | 100 | 6 | 9 | 0.9 | 4000 | 80
P00001FMC | GTech Services Inc. | Gtech Services Inc. | G-CT57060LG5D6Z | Indoor Luminaires | Case Lighting | Vertical Refrigerated Case Luminaires | Standard | FALSE | [9 empty] | 41731 |  |  | NotYetVerified |  | 3 | 2000 | 100 | 20 | 8 | 0.9 | 4000 | 80
P00001FLI | GTech Services Inc. | Gtech Services Inc. | G-CT47248LG5D6Z | Indoor Luminaires | Case Lighting | Vertical Refrigerated Case Luminaires | Standard | FALSE | [9 empty] | 41731 |  |  | NotYetVerified |  | 3 | 1600 | 100 | 16 | 8 | 0.9 | 4000 | 80
P00001FLO | GTech Services Inc. | Gtech Services Inc. | G-CT35336LG5D6Z | Indoor Luminaires | Case Lighting | Vertical Refrigerated Case Luminaires | Standard | FALSE | [9 empty] | 41731 |  |  | NotYetVerified |  | 3 | 1200 | 100 | 12 | 8 | 0.9 | 4000 | 80
P00001FMF | GTech Services Inc. | Gtech Services Inc. | G-ST57030LG5D6Z | Indoor Luminaires | Case Lighting | Vertical Refrigerated Case Luminaires | Standard | FALSE | [9 empty] | 41731 |  |  | NotYetVerified |  | 3 | 1000 | 100 | 10 | 8 | 0.9 | 4000 | 80
P00001FLU | GTech Services Inc. | Gtech Services Inc. | G-CT23224LG5D6Z | Indoor Luminaires | Case Lighting | Vertical Refrigerated Case Luminaires | Standard | FALSE | [9 empty] | 41731 |  |  | NotYetVerified |  | 3 | 800 | 100 | 8 | 8 | 0.9 | 4000 | 80
P00001FLL | GTech Services Inc. | Gtech Services Inc. | G-ST47224LG5D6Z | Indoor Luminaires | Case Lighting | Vertical Refrigerated Case Luminaires | Standard | FALSE | [9 empty] | 41731 |  |  | NotYetVerified |  | 3 | 800 | 100 | 8 | 8 | 0.9 | 4000 | 80
P00001FM0 | GTech Services Inc. | Gtech Services Inc. | G-CT17218LG5D6Z | Indoor Luminaires | Case Lighting | Vertical Refrigerated Case Luminaires | Standard | FALSE | [9 empty] | 41731 |  |  | NotYetVerified |  | 3 | 600 | 100 | 6 | 8 | 0.9 | 4000 | 80
P00001FLR | GTech Services Inc. | Gtech Services Inc. | G-ST35318LG5D6Z | Indoor Luminaires | Case Lighting | Vertical Refrigerated Case Luminaires | Standard | FALSE | [9 empty] | 41731 |  |  | NotYetVerified |  | 3 | 600 | 100 | 6 | 8 | 0.9 | 4000 | 80
P00001FM6 | GTech Services Inc. | Gtech Services Inc. | G-CT11212LG5D6Z | Indoor Luminaires | Case Lighting | Vertical Refrigerated Case Luminaires | Standard | FALSE | [9 empty] | 41731 |  |  | NotYetVerified |  | 3 | 400 | 100 | 4 | 8 | 0.9 | 4000 | 80
P00001FLX | GTech Services Inc. | Gtech Services Inc. | G-ST23212LG5D6Z | Indoor Luminaires | Case Lighting | Vertical Refrigerated Case Luminaires | Standard | FALSE | [9 empty] | 41731 |  |  | NotYetVerified |  | 3 | 400 | 100 | 4 | 8 | 0.9 | 4000 | 80
P00001FM3 | GTech Services Inc. | Gtech Services Inc. | G-ST17210LG5D6Z | Indoor Luminaires | Case Lighting | Vertical Refrigerated Case Luminaires | Standard | FALSE | [9 empty] | 41731 |  |  | NotYetVerified |  | 3 | 300 | 100 | 3 | 8 | 0.9 | 4000 | 80
P00001FM9 | GTech Services Inc. | Gtech Services Inc. | G-ST11206LG5D6Z | Indoor Luminaires | Case Lighting | Vertical Refrigerated Case Luminaires | Standard | FALSE | [9 empty] | 41731 |  |  | NotYetVerified |  | 3 | 200 | 100 | 2 | 8 | 0.9 | 4000 | 80
P00001FMT | GTech Services Inc. | Gtech Services Inc. | G-CT59060LG6D6Z | Indoor Luminaires | Case Lighting | Vertical Refrigerated Case Luminaires | Standard | FALSE | [9 empty] | 41731 |  |  | NotYetVerified |  | 3 | 2000 | 100 | 20 | 9.5 | 0.9 | 3500 | 80
P00001FMW | GTech Services Inc. | Gtech Services Inc. | G-ST59030LG6D6Z | Indoor Luminaires | Case Lighting | Vertical Refrigerated Case Luminaires | Standard | FALSE | [9 empty] | 41731 |  |  | NotYetVerified |  | 3 | 1000 | 100 | 10 | 9.5 | 0.9 | 3500 | 80
P00001FMH | GTech Services Inc. | Gtech Services Inc. | G-CT45848LG6D6Z | Indoor Luminaires | Case Lighting | Vertical Refrigerated Case Luminaires | Standard | FALSE | [9 empty] | 41731 |  |  | NotYetVerified |  | 3 | 1600 | 100 | 16 | 9 | 0.9 | 3500 | 80
P00001FMN | GTech Services Inc. | Gtech Services Inc. | G-CT33936LG6D6Z | Indoor Luminaires | Case Lighting | Vertical Refrigerated Case Luminaires | Standard | FALSE | [9 empty] | 41731 |  |  | NotYetVerified |  | 3 | 1200 | 100 | 12 | 9 | 0.9 | 3500 | 80
P00001FMK | GTech Services Inc. | Gtech Services Inc. | G-ST45824LG6D6Z | Indoor Luminaires | Case Lighting | Vertical Refrigerated Case Luminaires | Standard | FALSE | [9 empty] | 41731 |  |  | NotYetVerified |  | 3 | 800 | 100 | 8 | 9 | 0.9 | 3500 | 80
P00001FMQ | GTech Services Inc. | Gtech Services Inc. | G-ST33918LG6D6Z | Indoor Luminaires | Case Lighting | Vertical Refrigerated Case Luminaires | Standard | FALSE | [9 empty] | 41731 |  |  | NotYetVerified |  | 3 | 600 | 100 | 6 | 9 | 0.9 | 3500 | 80
P00001FMB | GTech Services Inc. | Gtech Services Inc. | G-CT57060LG6D6Z | Indoor Luminaires | Case Lighting | Vertical Refrigerated Case Luminaires | Standard | FALSE | [9 empty] | 41731 |  |  | NotYetVerified |  | 3 | 2000 | 100 | 20 | 8 | 0.9 | 3500 | 80
P00001FLH | GTech Services Inc. | Gtech Services Inc. | G-CT47248LG6D6Z | Indoor Luminaires | Case Lighting | Vertical Refrigerated Case Luminaires | Standard | FALSE | [9 empty] | 41731 |  |  | NotYetVerified |  | 3 | 1600 | 100 | 16 | 8 | 0.9 | 3500 | 80
P00001FLN | GTech Services Inc. | Gtech Services Inc. | G-CT35336LG6D6Z | Indoor Luminaires | Case Lighting | Vertical Refrigerated Case Luminaires | Standard | FALSE | [9 empty] | 41731 |  |  | NotYetVerified |  | 3 | 1200 | 100 | 12 | 8 | 0.9 | 3500 | 80
P00001FME | GTech Services Inc. | Gtech Services Inc. | G-ST57030LG6D6Z | Indoor Luminaires | Case Lighting | Vertical Refrigerated Case Luminaires | Standard | FALSE | [9 empty] | 41731 |  |  | NotYetVerified |  | 3 | 1000 | 100 | 10 | 8 | 0.9 | 3500 | 80
P00001FLT | GTech Services Inc. | Gtech Services Inc. | G-CT23224LG6D6Z | Indoor Luminaires | Case Lighting | Vertical Refrigerated Case Luminaires | Standard | FALSE | [9 empty] | 41731 |  |  | NotYetVerified |  | 3 | 800 | 100 | 8 | 8 | 0.9 | 3500 | 80
P00001FLK | GTech Services Inc. | Gtech Services Inc. | G-ST47224LG6D6Z | Indoor Luminaires | Case Lighting | Vertical Refrigerated Case Luminaires | Standard | FALSE | [9 empty] | 41731 |  |  | NotYetVerified |  | 3 | 800 | 100 | 8 | 8 | 0.9 | 3500 | 80
P00001FLZ | GTech Services Inc. | Gtech Services Inc. | G-CT17218LG6D6Z | Indoor Luminaires | Case Lighting | Vertical Refrigerated Case Luminaires | Standard | FALSE | [9 empty] | 41731 |  |  | NotYetVerified |  | 3 | 600 | 100 | 6 | 8 | 0.9 | 3500 | 80
P00001FLQ | GTech Services Inc. | Gtech Services Inc. | G-ST35318LG6D6Z | Indoor Luminaires | Case Lighting | Vertical Refrigerated Case Luminaires | Standard | FALSE | [9 empty] | 41731 |  |  | NotYetVerified |  | 3 | 600 | 100 | 6 | 8 | 0.9 | 3500 | 80
P00001FM5 | GTech Services Inc. | Gtech Services Inc. | G-CT11212LG6D6Z | Indoor Luminaires | Case Lighting | Vertical Refrigerated Case Luminaires | Standard | FALSE | [9 empty] | 41731 |  |  | NotYetVerified |  | 3 | 400 | 100 | 4 | 8 | 0.9 | 3500 | 80
P00001FLW | GTech Services Inc. | Gtech Services Inc. | G-ST23212LG6D6Z | Indoor Luminaires | Case Lighting | Vertical Refrigerated Case Luminaires | Standard | FALSE | [9 empty] | 41731 |  |  | NotYetVerified |  | 3 | 400 | 100 | 4 | 8 | 0.9 | 3500 | 80
P00001FM2 | GTech Services Inc. | Gtech Services Inc. | G-ST17210LG6D6Z | Indoor Luminaires | Case Lighting | Vertical Refrigerated Case Luminaires | Standard | FALSE | [9 empty] | 41731 |  |  | NotYetVerified |  | 3 | 300 | 100 | 3 | 8 | 0.9 | 3500 | 80
P00001FM8 | GTech Services Inc. | Gtech Services Inc. | G-ST11206LG6D6Z | Indoor Luminaires | Case Lighting | Vertical Refrigerated Case Luminaires | Standard | FALSE | [9 empty] | 41731 |  |  | NotYetVerified |  | 3 | 200 | 100 | 2 | 8 | 0.9 | 3500 | 80
P000019D2 | SloanLED | Cold Door 2 | 701906-3WC5x2-701895-24W-[All Options]-[All Options] | Indoor Luminaires | Case Lighting | Vertical Refrigerated Case Luminaires | Standard | TRUE | 1199 | 51.18 | 23.16 | 8.49 | 0.8886 | 3304 | 83.4 | 5 | 100000 | 41729 |  |  | NotYetVerified |  | 3 | [5 empty] | 3500 | 85
P000019D7 | SloanLED | Cold Door 2 | 701906-3WE5x2-701895-24W-[All Options]-[All Options] | Indoor Luminaires | Case Lighting | Vertical Refrigerated Case Luminaires | Standard | TRUE | 548.8 | 51.18 | 14.42 | 8.49 | 0.8886 | 3304 | 83.4 | 5 | 100000 | 41729 |  |  | NotYetVerified |  | 3 | [5 empty] | 3500 | 85
P000019D6 | SloanLED | Cold Door 2 | 701906-5WC6x2-701895-24W-[All Options]-[All Options] | Indoor Luminaires | Case Lighting | Vertical Refrigerated Case Luminaires | Standard | FALSE | [9 empty] | 41729 |  |  | NotYetVerified |  | 3 | 1850 | 70.3 | 26.3 |  |  | 5064.4 | 85.7
P000019D5 | SloanLED | Cold Door 2 | 701906-5WC5x2-701895-24W-[All Options]-[All Options] | Indoor Luminaires | Case Lighting | Vertical Refrigerated Case Luminaires | Standard | FALSE | [9 empty] | 41729 |  |  | NotYetVerified |  | 3 | 1480 | 70.3 | 21 |  |  | 5064.4 | 85.7
P000019D4 | SloanLED | Cold Door 2 | 701906-4WC6x2-701895-24W-[All Options]-[All Options] | Indoor Luminaires | Case Lighting | Vertical Refrigerated Case Luminaires | Standard | FALSE | [9 empty] | 41729 |  |  | NotYetVerified |  | 3 | 1510 | 57.4 | 26.3 |  |  | 4100 | 84.9
P000019D3 | SloanLED | Cold Door 2 | 701906-3WC6x2-701895-24W-[All Options]-[All Options] | Indoor Luminaires | Case Lighting | Vertical Refrigerated Case Luminaires | Standard | FALSE | [9 empty] | 41729 |  |  | NotYetVerified |  | 3 | 1498.8 | 57.1 | 26.3 |  |  | 3410 | 83.7
P000004NT | Amerlux Exterior Lighting Group | Amerlux | SB8-1/2W-48-35K-24V | Indoor Luminaires | Case Lighting | Horizontal Refrigerated Case Luminaires | Standard | TRUE | 1078.4 | 48.7 | 22.12 | 11.37 | 0.974 | 3363 | 83.4 | 5 | 50000 | 41725 |  |  | NotYetVerified |  | 3
P000004NS | Amerlux Exterior Lighting Group | Amerlux | SB8-1/2W-41K-46?-24V | Indoor Luminaires | Case Lighting | Horizontal Refrigerated Case Luminaires | Standard | TRUE | 910.65 | 68.3 | 13.33 | 19 | 0.93 | 4058 | 83 | 5 | 50000 | 41725 |  |  | NotYetVerified |  | 3
P000004NR | Amerlux Exterior Lighting Group | Amerlux | SB8-1/4W-28K-46?-24V | Indoor Luminaires | Case Lighting | Horizontal Refrigerated Case Luminaires | Standard | TRUE | 768.27 | 53.3 | 14.41 | 18 | 0.93 | 2774 | 84 | 5 | 50000 | 41725 |  |  | NotYetVerified |  | 3
P000004NQ | Amerlux Exterior Lighting Group | Amerlux | SB8-1/2W-28K-46?-24V | Indoor Luminaires | Case Lighting | Horizontal Refrigerated Case Luminaires | Standard | TRUE | 829.9 | 64.53 | 12.86 | 19 | 0.92 | 2839 | 82.9 | 5 | 50000 | 41725 |  |  | NotYetVerified |  | 3
P000004OL | Amerlux Exterior Lighting Group | Amerlux | SB12-1/2W-66?-41K-120D | Indoor Luminaires | Case Lighting | Horizontal Refrigerated Case Luminaires | Standard | FALSE | [9 empty] | 41725 | Not Yet Verified | Not Yet Verified | NotYetVerified |  | 3 | 2096.74 | 56.05 | 37.41 | 11 | 0.98 | 4090 | 88
P000004OK | Amerlux Exterior Lighting Group | Amerlux | SB12-1/2W-60?-41K-120D | Indoor Luminaires | Case Lighting | Horizontal Refrigerated Case Luminaires | Standard | FALSE | [9 empty] | 41725 | Not Yet Verified | Not Yet Verified | NotYetVerified |  | 3 | 1906.12 | 56.02 | 34.02 | 11 | 0.98 | 4090 | 88
P000004OJ | Amerlux Exterior Lighting Group | Amerlux | SB12-1/2W-48?-41K-120D | Indoor Luminaires | Case Lighting | Horizontal Refrigerated Case Luminaires | Standard | FALSE | [9 empty] | 41725 | Not Yet Verified | Not Yet Verified | NotYetVerified |  | 3 | 1524.9 | 56.05 | 27.21 | 11 | 0.98 | 4090 | 88
P000004O7 | Amerlux Exterior Lighting Group | Amerlux | SB8-1/2W-66?-41K | Indoor Luminaires | Case Lighting | Horizontal Refrigerated Case Luminaires | Standard | FALSE | [9 empty] | 41725 | Not Yet Verified | Not Yet Verified | NotYetVerified |  | 3 | 1306.25 | 68 | 19.11 | 19 | 0.93 | 4058 | 83
P000004O6 | Amerlux Exterior Lighting Group | Amerlux | SB8-1/2W-60?-41K | Indoor Luminaires | Case Lighting | Horizontal Refrigerated Case Luminaires | Standard | FALSE | [9 empty] | 41725 | Not Yet Verified | Not Yet Verified | NotYetVerified |  | 3 | 1187 | 68 | 17.4 | 19 | 0.93 | 4058 | 83
P000004O5 | Amerlux Exterior Lighting Group | Amerlux | SB8-1/2W-48?-41K | Indoor Luminaires | Case Lighting | Horizontal Refrigerated Case Luminaires | Standard | FALSE | [9 empty] | 41725 | Not Yet Verified | Not Yet Verified | NotYetVerified |  | 3 | 950 | 68 | 13.9 | 19 | 0.93 | 4058 | 83
P000004OI | Amerlux Exterior Lighting Group | Amerlux | SB12-1/2W-66?-35K-120D | Indoor Luminaires | Case Lighting | Horizontal Refrigerated Case Luminaires | Standard | FALSE | [9 empty] | 41725 | Not Yet Verified | Not Yet Verified | NotYetVerified |  | 3 | 2174.47 | 56.12 | 38.75 | 11 | 0.9812 | 3575 | 85.79
P000004OH | Amerlux Exterior Lighting Group | Amerlux | SB12-1/2W-60?-35K-120D | Indoor Luminaires | Case Lighting | Horizontal Refrigerated Case Luminaires | Standard | FALSE | [9 empty] | 41725 | Not Yet Verified | Not Yet Verified | NotYetVerified |  | 3 | 1976.78 | 56.11 | 35.23 | 11 | 0.9812 | 3575 | 85.79
P000004OG | Amerlux Exterior Lighting Group | Amerlux | SB12-1/2W-48?-35K-120D | Indoor Luminaires | Case Lighting | Horizontal Refrigerated Case Luminaires | Standard | FALSE | [9 empty] | 41725 | Not Yet Verified | Not Yet Verified | NotYetVerified |  | 3 | 1581.43 | 56.12 | 28.18 | 11 | 0.9812 | 3575 | 85.79
P000004O4 | Amerlux Exterior Lighting Group | Amerlux | SB8-1/2W-66?-35K | Indoor Luminaires | Case Lighting | Horizontal Refrigerated Case Luminaires | Standard | FALSE | [9 empty] | 41725 | Not Yet Verified | Not Yet Verified | NotYetVerified |  | 3 | 1323.34 | 69 | 19.25 | 19 | 0.93 | 3481 | 84
P000004O3 | Amerlux Exterior Lighting Group | Amerlux | SB8-1/2W-60?-35K | Indoor Luminaires | Case Lighting | Horizontal Refrigerated Case Luminaires | Standard | FALSE | [9 empty] | 41725 | Not Yet Verified | Not Yet Verified | NotYetVerified |  | 3 | 1203 | 69 | 17.49 | 19 | 0.93 | 3481 | 84
P000004O2 | Amerlux Exterior Lighting Group | Amerlux | SB8-1/2W-48?-35K | Indoor Luminaires | Case Lighting | Horizontal Refrigerated Case Luminaires | Standard | FALSE | [9 empty] | 41725 | Not Yet Verified | Not Yet Verified | NotYetVerified |  | 3 | 962.43 | 69 | 14 | 19 | 0.93 | 3481 | 84
P000004O1 | Amerlux Exterior Lighting Group | Amerlux | SB8-1/2W-46?-35K | Indoor Luminaires | Case Lighting | Horizontal Refrigerated Case Luminaires | Standard | FALSE | [9 empty] | 41725 | Not Yet Verified | Not Yet Verified | NotYetVerified |  | 3 | 922.33 | 69 | 13.45 | 19 | 0.93 | 3481 | 84
P000004OC | Amerlux Exterior Lighting Group | Amerlux | SB8-1/4W-60?-35K | Indoor Luminaires | Case Lighting | Horizontal Refrigerated Case Luminaires | Standard | FALSE | [9 empty] | 41725 | Not Yet Verified | Not Yet Verified | NotYetVerified |  | 3 | 676.89 | 49.8 | 13.59 | 14.2 | 0.9161 | 3428 | 83.81
P000004OB | Amerlux Exterior Lighting Group | Amerlux | SB8-1/4W-48?-35K | Indoor Luminaires | Case Lighting | Horizontal Refrigerated Case Luminaires | Standard | FALSE | [9 empty] | 41725 | Not Yet Verified | Not Yet Verified | NotYetVerified |  | 3 | 541.51 | 49.81 | 10.87 | 14.2 | 0.9161 | 3428 | 83.81
P000004OA | Amerlux Exterior Lighting Group | Amerlux | SB8-1/4W-46?-35K | Indoor Luminaires | Case Lighting | Horizontal Refrigerated Case Luminaires | Standard | FALSE | [9 empty] | 41725 | Not Yet Verified | Not Yet Verified | NotYetVerified |  | 3 | 518.95 | 49.8 | 10.42 | 14.2 | 0.9161 | 3428 | 83.81
P000004OR | Amerlux Exterior Lighting Group | Amerlux | SB12-1/2W-66?-30K-45D | Indoor Luminaires | Case Lighting | Horizontal Refrigerated Case Luminaires | Standard | FALSE | [9 empty] | 41725 | Not Yet Verified | Not Yet Verified | NotYetVerified |  | 3 | 2284.31 | 59.1 | 38.65 | 11.2 | 0.9813 | 3165 | 85
P000004OQ | Amerlux Exterior Lighting Group | Amerlux | SB12-1/2W-60?-30K-45D | Indoor Luminaires | Case Lighting | Horizontal Refrigerated Case Luminaires | Standard | FALSE | [9 empty] | 41725 | Not Yet Verified | Not Yet Verified | NotYetVerified |  | 3 | 2076.65 | 59.09 | 35.14 | 11.2 | 0.9813 | 3165 | 85
P000004OP | Amerlux Exterior Lighting Group | Amerlux | SB12-1/2W-48?-30K-45D | Indoor Luminaires | Case Lighting | Horizontal Refrigerated Case Luminaires | Standard | FALSE | [9 empty] | 41725 | Not Yet Verified | Not Yet Verified | NotYetVerified |  | 3 | 1661.32 | 59.09 | 28.11 | 11.2 | 0.9813 | 3165 | 85
P000004OO | Amerlux Exterior Lighting Group | Amerlux | SB12-1/2W-66?-30K-30D | Indoor Luminaires | Case Lighting | Horizontal Refrigerated Case Luminaires | Standard | FALSE | [9 empty] | 41725 | Not Yet Verified | Not Yet Verified | NotYetVerified |  | 3 | 2320.87 | 63.36 | 36.63 | 11.6 | 0.9795 | 3151 | 84.8
P000004ON | Amerlux Exterior Lighting Group | Amerlux | SB12-1/2W-60?-30K-30D | Indoor Luminaires | Case Lighting | Horizontal Refrigerated Case Luminaires | Standard | FALSE | [9 empty] | 41725 | Not Yet Verified | Not Yet Verified | NotYetVerified |  | 3 | 2109.88 | 63.36 | 33.3 | 11.6 | 0.9795 | 3151 | 84.8
P000004OM | Amerlux Exterior Lighting Group | Amerlux | SB12-1/2W-48?-30K-30D | Indoor Luminaires | Case Lighting | Horizontal Refrigerated Case Luminaires | Standard | FALSE | [9 empty] | 41725 | Not Yet Verified | Not Yet Verified | NotYetVerified |  | 3 | 1687.91 | 63.36 | 26.64 | 11.6 | 0.9795 | 3151 | 84.8
P000004O0 | Amerlux Exterior Lighting Group | Amerlux | SB8-1/2W-66?-30K | Indoor Luminaires | Case Lighting | Horizontal Refrigerated Case Luminaires | Standard | FALSE | [9 empty] | 41725 | Not Yet Verified | Not Yet Verified | NotYetVerified |  | 3 | 1182.77 | 65 | 18.14 | 19 | 0.92 | 2974 | 83
P000004NZ | Amerlux Exterior Lighting Group | Amerlux | SB8-1/2W-60?-30K | Indoor Luminaires | Case Lighting | Horizontal Refrigerated Case Luminaires | Standard | FALSE | [9 empty] | 41725 | Not Yet Verified | Not Yet Verified | NotYetVerified |  | 3 | 1075.25 | 65 | 16.49 | 19 | 0.92 | 2974 | 83
P000004NY | Amerlux Exterior Lighting Group | Amerlux | SB8-1/2W-48?-30K | Indoor Luminaires | Case Lighting | Horizontal Refrigerated Case Luminaires | Standard | FALSE | [9 empty] | 41725 | Not Yet Verified | Not Yet Verified | NotYetVerified |  | 3 | 860.2 | 65 | 13.19 | 19 | 0.92 | 2974 | 83
P000004NX | Amerlux Exterior Lighting Group | Amerlux | SB8-1/2W-46?-30K | Indoor Luminaires | Case Lighting | Horizontal Refrigerated Case Luminaires | Standard | FALSE | [9 empty] | 41725 | Not Yet Verified | Not Yet Verified | NotYetVerified |  | 3 | 824.35 | 65 | 12.64 | 19 | 0.92 | 2974 | 83
P000004NW | Amerlux Exterior Lighting Group | Amerlux | SB8-1/2W-66?-28K | Indoor Luminaires | Case Lighting | Horizontal Refrigerated Case Luminaires | Standard | FALSE | [9 empty] | 41725 | Not Yet Verified | Not Yet Verified | NotYetVerified |  | 3 | 1190.75 | 65 | 18.42 | 19 | 0.92 | 2839 | 83
P000004NV | Amerlux Exterior Lighting Group | Amerlux | SB8-1/2W-60?-28K | Indoor Luminaires | Case Lighting | Horizontal Refrigerated Case Luminaires | Standard | FALSE | [9 empty] | 41725 | Not Yet Verified | Not Yet Verified | NotYetVerified |  | 3 | 1082.5 | 65 | 16.75 | 19 | 0.92 | 2839 | 83
P000004NU | Amerlux Exterior Lighting Group | Amerlux | SB8-1/2W-48?-28K | Indoor Luminaires | Case Lighting | Horizontal Refrigerated Case Luminaires | Standard | FALSE | [9 empty] | 41725 | Not Yet Verified | Not Yet Verified | NotYetVerified |  | 3 | 866 | 65 | 13.4 | 19 | 0.92 | 2839 | 83
P000004O9 | Amerlux Exterior Lighting Group | Amerlux | SB8-1/4W-60?-28K | Indoor Luminaires | Case Lighting | Horizontal Refrigerated Case Luminaires | Standard | FALSE | [9 empty] | 41725 | Not Yet Verified | Not Yet Verified | NotYetVerified |  | 3 | 1002.12 | 53.3 | 18.8 | 18 | 0.93 | 2774 | 84
P000004O8 | Amerlux Exterior Lighting Group | Amerlux | SB8-1/4W-48?-28K | Indoor Luminaires | Case Lighting | Horizontal Refrigerated Case Luminaires | Standard | FALSE | [9 empty] | 41725 | Not Yet Verified | Not Yet Verified | NotYetVerified |  | 3 | 801.7 | 53.3 | 15.04 | 18 | 0.93 | 2774 | 84
P000004OF | Amerlux Exterior Lighting Group | Amerlux | SB12-1/2W-66?-28K-120D | Indoor Luminaires | Case Lighting | Horizontal Refrigerated Case Luminaires | Standard | FALSE | [9 empty] | 41725 | Not Yet Verified | Not Yet Verified | NotYetVerified |  | 3 | 1647.77 | 69.15 | 23.83 | 18.8 | 0.9358 | 2706 | 84.02
P000004OE | Amerlux Exterior Lighting Group | Amerlux | SB12-1/2W-60?-28K-120D | Indoor Luminaires | Case Lighting | Horizontal Refrigerated Case Luminaires | Standard | FALSE | [9 empty] | 41725 | Not Yet Verified | Not Yet Verified | NotYetVerified |  | 3 | 1497.97 | 69.15 | 21.66 | 18.8 | 0.9358 | 2706 | 84.02
P000004OD | Amerlux Exterior Lighting Group | Amerlux | SB12-1/2W-48?-28K-120D | Indoor Luminaires | Case Lighting | Horizontal Refrigerated Case Luminaires | Standard | FALSE | [9 empty] | 41725 | Not Yet Verified | Not Yet Verified | NotYetVerified |  | 3 | 1198.38 | 69.15 | 17.33 | 18.8 | 0.9358 | 2706 | 84.02
P00001HIZ | LED Power Inc. | LED Power Inc. | SB12-1/2W-66?-50K-120D | Indoor Luminaires | Case Lighting | Horizontal Refrigerated Case Luminaires | Standard | FALSE | [9 empty] | 41722 |  |  | NotYetVerified |  | 3 | 2329.35 | 59.7 | 39.02 | 18 | 0.94 | 5056 | 85
P00001HIY | LED Power Inc. | LED Power Inc. | SB12-1/2W-60?-50K-120D | Indoor Luminaires | Case Lighting | Horizontal Refrigerated Case Luminaires | Standard | FALSE | [9 empty] | 41722 |  |  | NotYetVerified |  | 3 | 2117.59 | 59.7 | 35.48 | 18 | 0.94 | 5056 | 85
P00001HIX | LED Power Inc. | LED Power Inc. | SB12-1/2W-48?-50K-120D | Indoor Luminaires | Case Lighting | Horizontal Refrigerated Case Luminaires | Standard | FALSE | [9 empty] | 41722 |  |  | NotYetVerified |  | 3 | 1694.07 | 59.7 | 28.38 | 18 | 0.94 | 5056 | 85
P00001HIW | LED Power Inc. | LED Power Inc. | SB8-1/2W-66?-50K | Indoor Luminaires | Case Lighting | Horizontal Refrigerated Case Luminaires | Standard | FALSE | [9 empty] | 41722 |  |  | NotYetVerified |  | 3 | 1552.91 | 59.7 | 26.01 | 18 | 0.94 | 5056 | 85
P00001HIV | LED Power Inc. | LED Power Inc. | SB8-1/2W-60?-50K | Indoor Luminaires | Case Lighting | Horizontal Refrigerated Case Luminaires | Standard | FALSE | [9 empty] | 41722 |  |  | NotYetVerified |  | 3 | 1411.73 | 59.7 | 23.65 | 18 | 0.94 | 5056 | 85
P00001HIU | LED Power Inc. | LED Power Inc. | SB8-1/2W-48?-50K | Indoor Luminaires | Case Lighting | Horizontal Refrigerated Case Luminaires | Standard | FALSE | [9 empty] | 41722 |  |  | NotYetVerified |  | 3 | 1129.38 | 59.7 | 18.92 | 18 | 0.94 | 5056 | 85
P00001HIT | LED Power Inc. | LED Power Inc. | SB8-1/2W-46-50K-24V | Indoor Luminaires | Case Lighting | Horizontal Refrigerated Case Luminaires | Standard | TRUE | 1082.2 | 59.7 | 18.13 | 18 | 0.94 | 5056 | 85 | 5 | 50000 | 41719 |  |  | NotYetVerified | Qualified with Philips Advance LED120A0024V33F | 3
P00000S5E | GE Lighting Solutions | Immersion | GELT404835EDR-SY (120V Only) | Indoor Luminaires | Case Lighting | Vertical Refrigerated Case Luminaires | Standard | TRUE | 390.7 | 76.3 | 5.1 | 7.63 | 0.977 | 3454 | 82.5 | 5 | 50000 | 41712 |  |  | NotYetVerified |  | 3 | 416 | 68.2 | 6.1 |  | 0.9 | 3500 | 80
P00000S5B | GE Lighting Solutions | Immersion | GELT404835CTR-SY (120V Only) | Indoor Luminaires | Case Lighting | Vertical Refrigerated Case Luminaires | Standard | TRUE | 705.6 | 70.4 | 10 | 7.36 | 0.977 | 3454 | 81.8 | 5 | 50000 | 41712 |  |  | NotYetVerified |  | 3 | 753 | 64.4 | 11.7 |  | 0.9 | 3500 | 80
P0000000B | 1 Source LED | 3LB Series | 3LB-4D-(L/R)080-4100K-LP (120V Only) | Indoor Luminaires | Case Lighting | Vertical Refrigerated Case Luminaires | Standard | TRUE | 704.32 | 68 | 10.32 | 7 | 0.97 | 4108 | 82 | 5 | 50000 | 41712 |  |  | NotYetVerified |  | 3 | 704 | 68 | 10.3 |  | 0.9 | 4000 | 82
P0000000A | 1 Source LED | 3LB Series | 3LB-4D-M160-4100K-NP (120V Only) | Indoor Luminaires | Case Lighting | Vertical Refrigerated Case Luminaires | Standard | TRUE | 1170.16 | 75 | 15.67 | 7 | 0.97 | 4136 | 82 | 5 | 50000 | 41712 |  |  | NotYetVerified |  | 3 | 1170 | 75 | 15.7 |  | 0.9 | 4000 | 82
P0000000D | 1 Source LED | 3LB Series | 3LB-4D-(L/R)080-3500K-LP (120V Only) | Indoor Luminaires | Case Lighting | Vertical Refrigerated Case Luminaires | Standard | TRUE | 851.34 | 87 | 9.76 | 6 | 0.96 | 3499 | 85 | 5 | 50000 | 41712 |  |  | NotYetVerified |  | 3 | 851 | 87 | 9.8 |  | 0.9 | 3500 | 85
P0000000C | 1 Source LED | 3LB Series | 3LB-4C-L080-3500K-HP (120V Only) | Indoor Luminaires | Case Lighting | Horizontal Refrigerated Case Luminaires | Standard | TRUE | 2088.4 | 94 | 22.24 | 21 | 0.95 | 3573 | 86 | 5 | 50000 | 41712 |  |  | NotYetVerified |  | 3 | 2088 | 94 | 22.2 |  | 0.9 | 3500 | 86
P00000S5D | GE Lighting Solutions | Immersion | GELT404850CTR-SY (120V Only) | Indoor Luminaires | Case Lighting | Vertical Refrigerated Case Luminaires | Standard | FALSE | [9 empty] | 41712 |  |  | NotYetVerified |  | 3 | 872 | 74.5 | 11.7 |  | 0.9 | 5000 | 80
P00000S5J | GE Lighting Solutions | Immersion | GELT404850EDL-SY (120V Only) | Indoor Luminaires | Case Lighting | Vertical Refrigerated Case Luminaires | Standard | FALSE | [9 empty] | 41712 |  |  | NotYetVerified |  | 3 | 477 | 78.2 | 6.1 |  | 0.9 | 5000 | 80
P00000S5I | GE Lighting Solutions | Immersion | GELT404850EDR-SY (120V Only) | Indoor Luminaires | Case Lighting | Vertical Refrigerated Case Luminaires | Standard | FALSE | [9 empty] | 41712 |  |  | NotYetVerified |  | 3 | 477 | 78.2 | 6.1 |  | 0.9 | 5000 | 80
P00000S5C | GE Lighting Solutions | Immersion | GELT404840CTR-SY (120V Only) | Indoor Luminaires | Case Lighting | Vertical Refrigerated Case Luminaires | Standard | FALSE | [9 empty] | 41712 |  |  | NotYetVerified |  | 3 | 806 | 68.9 | 11.7 |  | 0.9 | 4000 | 80
P00000S5H | GE Lighting Solutions | Immersion | GELT404840EDL-SY (120V Only) | Indoor Luminaires | Case Lighting | Vertical Refrigerated Case Luminaires | Standard | FALSE | [9 empty] | 41712 |  |  | NotYetVerified |  | 3 | 441 | 72.3 | 6.1 |  | 0.9 | 4000 | 80
P00000S5G | GE Lighting Solutions | Immersion | GELT404840EDR-SY (120V Only) | Indoor Luminaires | Case Lighting | Vertical Refrigerated Case Luminaires | Standard | FALSE | [9 empty] | 41712 |  |  | NotYetVerified |  | 3 | 441 | 72.3 | 6.1 |  | 0.9 | 4000 | 80
P00000S5F | GE Lighting Solutions | Immersion | GELT404835EDL-SY (120V Only) | Indoor Luminaires | Case Lighting | Vertical Refrigerated Case Luminaires | Standard | FALSE | [9 empty] | 41712 |  |  | NotYetVerified |  | 3 | 416 | 68.2 | 6.1 |  | 0.9 | 3500 | 80
P000016YG | Q-Technology Inc. | CrossFire / StarFire | 5160-120-CP-[blank and Q options]-50 | Indoor Luminaires | Case Lighting | Vertical Refrigerated Case Luminaires | Standard | TRUE | 1167 | 88.8 | 13.15 | 13.6 | 0.988 | 5083 | 86 | 5 | 75000 | 41711 |  |  | NotYetVerified | Updated 12/12/2016 | 3 |  |  |  | 13.6 | 0.997 | 5000 | 80
P000016YF | Q-Technology Inc. | CrossFire / StarFire | 5160-120-LP-[blank and Q options]-50 | Indoor Luminaires | Case Lighting | Vertical Refrigerated Case Luminaires | Standard | TRUE | 559.2 | 85.1 | 6.571 | 13.5 | 0.988 | 5092 | 86 | 5 | 75000 | 41711 |  |  | NotYetVerified | Updated 12/12/2016 | 3 |  |  |  | 13.6 | 0.997 | 5000 | 80
P000016YM | Q-Technology Inc. | CrossFire / StarFire | 6160-120-CP-[blank and Q options]-50 | Indoor Luminaires | Case Lighting | Vertical Refrigerated Case Luminaires | Standard | FALSE | [9 empty] | 41711 |  |  | NotYetVerified | Updated 12/12/2016 | 3 | 1450 | 80.55 | 18 | 13.6 | 0.997 | 5000 | 80
P000016YJ | Q-Technology Inc. | CrossFire / StarFire | 4160-120-CP-[blank and Q options]-50 | Indoor Luminaires | Case Lighting | Vertical Refrigerated Case Luminaires | Standard | FALSE | [9 empty] | 41711 |  |  | NotYetVerified | Updated 12/12/2016 | 3 | 1130 | 80.71 | 14 | 13.9 | 0.997 | 5000 | 80
P000016YN | Q-Technology Inc. | CrossFire / StarFire | 6160-120-RP-[blank and Q options]-50 | Indoor Luminaires | Case Lighting | Vertical Refrigerated Case Luminaires | Standard | FALSE | [9 empty] | 41711 |  |  | NotYetVerified | Updated 12/12/2016 | 3 | 720 | 80 | 9 | 13.6 | 0.997 | 5000 | 80
P000016YL | Q-Technology Inc. | CrossFire / StarFire | 6160-120-LP-[blank and Q options]-50 | Indoor Luminaires | Case Lighting | Vertical Refrigerated Case Luminaires | Standard | FALSE | [9 empty] | 41711 |  |  | NotYetVerified | Updated 12/12/2016 | 3 | 720 | 80 | 9 | 13.6 | 0.997 | 5000 | 80
P000016YK | Q-Technology Inc. | CrossFire / StarFire | 5160-120-RP-[blank and Q options]-50 | Indoor Luminaires | Case Lighting | Vertical Refrigerated Case Luminaires | Standard | FALSE | [9 empty] | 41711 |  |  | NotYetVerified | Updated 12/12/2016 | 3 | 567 | 81 | 7 | 13.6 | 0.997 | 5000 | 80
P000016YI | Q-Technology Inc. | CrossFire / StarFire | 4160-120-LP-[blank and Q options]-50 | Indoor Luminaires | Case Lighting | Vertical Refrigerated Case Luminaires | Standard | FALSE | [9 empty] | 41711 |  |  | NotYetVerified | Updated 12/12/2016 | 3 | 535 | 79.85 | 6.7 | 13.6 | 0.997 | 5000 | 80
P000016YH | Q-Technology Inc. | CrossFire / StarFire | 4160-120-RP-[blank and Q options]-50 | Indoor Luminaires | Case Lighting | Vertical Refrigerated Case Luminaires | Standard | FALSE | [9 empty] | 41711 |  |  | NotYetVerified | Updated 12/12/2016 | 3 | 565 | 79.57 | 7.1 | 13.6 | 0.997 | 5000 | 80
P00000S4F | GE Lighting Solutions | Immersion | GE-LT407040EDL-SY | Indoor Luminaires | Case Lighting | Vertical Refrigerated Case Luminaires | Standard | TRUE | 649 | 82.7 | 7.9 | 15.04 | 0.919 | 4016 | 80.8 | 5 | 50000 | 41705 |  |  | NotYetVerified |  | 3 | 695 | 69.5 | 10 |  | 0.9 | 4000 | 80
P00000S4B | GE Lighting Solutions | Immersion | GE-LT407040CTR-SY | Indoor Luminaires | Case Lighting | Vertical Refrigerated Case Luminaires | Standard | TRUE | 1119 | 72.4 | 15.5 | 15.38 | 0.915 | 4114 | 82.7 | 5 | 50000 | 41705 |  |  | NotYetVerified |  | 3 | 1213 | 62.8 | 19.3 |  | 0.9 | 4000 | 80
P00000S4E | GE Lighting Solutions | Immersion | GE-LT407050CTR-SB | Indoor Luminaires | Case Lighting | Vertical Refrigerated Case Luminaires | Standard | FALSE | [9 empty] | 41705 |  |  | NotYetVerified |  | 3 | 1268 | 65.7 | 19.3 |  |  | 5000 | 73
P00000S4D | GE Lighting Solutions | Immersion | GE-LT407050CTR-SY | Indoor Luminaires | Case Lighting | Vertical Refrigerated Case Luminaires | Standard | FALSE | [9 empty] | 41705 |  |  | NotYetVerified |  | 3 | 1268 | 65.7 | 19.3 |  |  | 5000 | 73
P00000S4M | GE Lighting Solutions | Immersion | GE-LT407050EDR-SB | Indoor Luminaires | Case Lighting | Vertical Refrigerated Case Luminaires | Standard | FALSE | [9 empty] | 41705 |  |  | NotYetVerified |  | 3 | 739 | 78.9 | 10 |  |  | 5000 | 73
P00000S4L | GE Lighting Solutions | Immersion | GE-LT407050EDR-SY | Indoor Luminaires | Case Lighting | Vertical Refrigerated Case Luminaires | Standard | FALSE | [9 empty] | 41705 |  |  | NotYetVerified |  | 3 | 739 | 78.9 | 10 |  |  | 5000 | 73
P00000S4K | GE Lighting Solutions | Immersion | GE-LT407050EDL-SB | Indoor Luminaires | Case Lighting | Vertical Refrigerated Case Luminaires | Standard | FALSE | [9 empty] | 41705 |  |  | NotYetVerified |  | 3 | 739 | 78.9 | 10 |  |  | 5000 | 73
P00000S4J | GE Lighting Solutions | Immersion | GE-LT407050EDL-SY | Indoor Luminaires | Case Lighting | Vertical Refrigerated Case Luminaires | Standard | FALSE | [9 empty] | 41705 |  |  | NotYetVerified |  | 3 | 739 | 78.9 | 10 |  |  | 5000 | 73
P00000S4C | GE Lighting Solutions | Immersion | GE-LT407040CTR-SB | Indoor Luminaires | Case Lighting | Vertical Refrigerated Case Luminaires | Standard | FALSE | [9 empty] | 41705 |  |  | NotYetVerified |  | 3 | 1213 | 62.8 | 19.3 |  |  | 4000 | 80
P00000S4I | GE Lighting Solutions | Immersion | GE-LT407040EDR-SB | Indoor Luminaires | Case Lighting | Vertical Refrigerated Case Luminaires | Standard | FALSE | [9 empty] | 41705 |  |  | NotYetVerified |  | 3 | 695 | 69.5 | 10 |  |  | 4000 | 80
P00000S4H | GE Lighting Solutions | Immersion | GE-LT407040EDR-SY | Indoor Luminaires | Case Lighting | Vertical Refrigerated Case Luminaires | Standard | FALSE | [9 empty] | 41705 |  |  | NotYetVerified |  | 3 | 695 | 69.5 | 10 |  |  | 4000 | 80
P00000S4G | GE Lighting Solutions | Immersion | GE-LT407040EDL-SB | Indoor Luminaires | Case Lighting | Vertical Refrigerated Case Luminaires | Standard | FALSE | [9 empty] | 41705 |  |  | NotYetVerified |  | 3 | 695 | 69.5 | 10 |  |  | 4000 | 80
P00000009 | 1 Source LED | 3LB Series | 3LB-4D-M160-3500K-NP [120V Only] | Indoor Luminaires | Case Lighting | Vertical Refrigerated Case Luminaires | Standard | TRUE | 1260.04 | 84 | 14.92 | 6 | 0.96 | 3561 | 85 | 5 | 50000 | 41704 |  |  | NotYetVerified |  | 3 | 1260.04 | 84 | 14.92 | 6 | 0.96 | 3500 | 85
P00001EMJ | Self Electronics Co.Ltd | Self | FRIO2-C4850K-PLS [120V ONLY] | Indoor Luminaires | Case Lighting | Vertical Refrigerated Case Luminaires | Standard | TRUE | 1088.6 | 60.63 | 17.95 | 11.4 | 0.96 | 5280 | 88.1 | 5 | 50000 | 41704 |  |  | NotYetVerified |  | 3 | 1199 |  | 13 |  |  | 5000 | 84
P00001EMD | Self Electronics Co.Ltd | Self | FRESCO-4850K-PLS [120V ONLY] | Indoor Luminaires | Case Lighting | Horizontal Refrigerated Case Luminaires | Standard | TRUE | 1662.7 | 56.3 | 29.53 | 8.04 | 0.99 | 5304 | 88.2 | 5 | 50000 | 41703 |  |  | NotYetVerified |  | 3 | 1662.7 | 56.3 | 30 |  |  | 5000 | 88.2
P00001ELV | Self Electronics Co.Ltd | Self | FRIO2-C6950K-PLS [120V ONLY] | Indoor Luminaires | Case Lighting | Vertical Refrigerated Case Luminaires | Standard | TRUE | 1482.6 | 61.49 | 24.11 | 9.43 | 0.98 | 5198 | 87.6 | 5 | 50000 | 41703 |  |  | NotYetVerified |  | 3 | 1482.6 | 61.5 | 24.11 |  |  | 5000 | 87.6
P00001ELD | Self Electronics Co.Ltd | Self | FRIO2-C5950K-PLS [120V ONLY] | Indoor Luminaires | Case Lighting | Vertical Refrigerated Case Luminaires | Standard | TRUE | 1317.2 | 61.52 | 21.42 | 11.52 | 0.97 | 5212 | 87.8 | 5 | 50000 | 41703 |  |  | NotYetVerified |  | 3 | 1317 | 61.52 | 21.42 |  |  | 5000 | 87.8
P00001ELJ | Self Electronics Co.Ltd | Self | FRIO2-L5950K-PLS [120V ONLY] | Indoor Luminaires | Case Lighting | Vertical Refrigerated Case Luminaires | Standard | TRUE | 693.8 | 49.64 | 13.98 | 11.3 | 0.95 | 5288 | 88.2 | 5 | 50000 | 41703 |  |  | NotYetVerified |  | 3 | 693.8 | 49.64 | 14 |  |  | 5000 | 88
P00001EM1 | Self Electronics Co.Ltd | Self | FRIO2-L6950K-PLS [120V ONLY] | Indoor Luminaires | Case Lighting | Vertical Refrigerated Case Luminaires | Standard | TRUE | 811.2 | 52.49 | 15.45 | 11.28 | 0.95 | 5270 | 88.1 | 5 | 50000 | 41703 |  |  | NotYetVerified |  | 3 | 811.2 | 52.49 | 15.45 |  |  | 5000 | 88.1
P00001EM6 | Self Electronics Co.Ltd | Self | FRIO2-R6950K-PLS [120V ONLY] | Indoor Luminaires | Case Lighting | Vertical Refrigerated Case Luminaires | Standard | FALSE | [9 empty] | 41703 |  |  | NotYetVerified |  | 3 | 811.2 | 52.49 | 15.45 |  | 0.95 | 5000 | 88.1
P00001ELO | Self Electronics Co.Ltd | Self | FRIO2-R5950K-PLS [120V ONLY] | Indoor Luminaires | Case Lighting | Vertical Refrigerated Case Luminaires | Standard | FALSE | [9 empty] | 41703 |  |  | NotYetVerified |  | 3 | 693.8 | 49.64 | 14 |  |  | 5000 | 88
P00001ELW | Self Electronics Co.Ltd | Self | FRIO2-C6940K-PLS [120V ONLY] | Indoor Luminaires | Case Lighting | Vertical Refrigerated Case Luminaires | Standard | FALSE | [9 empty] | 41703 |  |  | NotYetVerified |  | 3 | 1482.6 | 61.49 | 24.11 |  |  | 5000 | 87.6
P00001EME | Self Electronics Co.Ltd | Self | FRESCO-4840K-PLS [120V ONLY] | Indoor Luminaires | Case Lighting | Horizontal Refrigerated Case Luminaires | Standard | FALSE | [9 empty] | 41703 |  |  | NotYetVerified |  | 3 | 1662.7 | 56.3 | 30 |  |  | 4000 | 88.2
P00001EM5 | Self Electronics Co.Ltd | Self | FRIO2-R6940K-PLS [120V ONLY] | Indoor Luminaires | Case Lighting | Vertical Refrigerated Case Luminaires | Standard | FALSE | [9 empty] | 41703 |  |  | NotYetVerified |  | 3 | 811.2 | 52.49 | 15.45 |  | 0.95 | 4000 | 88.1
P00001EM2 | Self Electronics Co.Ltd | Self | FRIO2-L6940K-PLS [120V ONLY] | Indoor Luminaires | Case Lighting | Vertical Refrigerated Case Luminaires | Standard | FALSE | [9 empty] | 41703 |  |  | NotYetVerified |  | 3 | 811.2 | 52.49 | 15.45 |  | 0.95 | 4000 | 88.1
P00001ELN | Self Electronics Co.Ltd | Self | FRIO2-R5940K-PLS [120V ONLY] | Indoor Luminaires | Case Lighting | Vertical Refrigerated Case Luminaires | Standard | FALSE | [9 empty] | 41703 |  |  | NotYetVerified |  | 3 | 693.8 | 49.64 | 14 |  |  | 4000 | 88
P00001ELK | Self Electronics Co.Ltd | Self | FRIO2-L5940K-PLS [120V ONLY] | Indoor Luminaires | Case Lighting | Vertical Refrigerated Case Luminaires | Standard | FALSE | [9 empty] | 41703 |  |  | NotYetVerified |  | 3 | 693.8 | 49.64 | 14 |  |  | 4000 | 88
P00001ELE | Self Electronics Co.Ltd | Self | FRIO2-C5940K-PLS [120V ONLY] | Indoor Luminaires | Case Lighting | Vertical Refrigerated Case Luminaires | Standard | FALSE | [9 empty] | 41703 |  |  | NotYetVerified |  | 3 | 1317 | 61.52 | 21.42 |  |  | 4000 | 87.8
P00001EMF | Self Electronics Co.Ltd | Self | FRESCO-4830K-PLS [120V ONLY] | Indoor Luminaires | Case Lighting | Horizontal Refrigerated Case Luminaires | Standard | FALSE | [9 empty] | 41703 |  |  | NotYetVerified |  | 3 | 1662.7 | 56.3 | 29.53 |  |  | 3000 | 88.2
P00001EM4 | Self Electronics Co.Ltd | Self | FRIO2-R6930K-PLS [120V ONLY] | Indoor Luminaires | Case Lighting | Vertical Refrigerated Case Luminaires | Standard | FALSE | [9 empty] | 41703 |  |  | NotYetVerified |  | 3 | 811.2 | 52.49 | 15.45 |  | 0.95 | 3000 | 88.1
P00001EM3 | Self Electronics Co.Ltd | Self | FRIO2-L6930K-PLS [120V ONLY] | Indoor Luminaires | Case Lighting | Vertical Refrigerated Case Luminaires | Standard | FALSE | [9 empty] | 41703 |  |  | NotYetVerified |  | 3 | 811.2 | 52.49 | 15.45 |  | 0.95 | 3000 | 88.1
P00001ELM | Self Electronics Co.Ltd | Self | FRIO2-R5930K-PLS [120V ONLY] | Indoor Luminaires | Case Lighting | Vertical Refrigerated Case Luminaires | Standard | FALSE | [9 empty] | 41703 |  |  | NotYetVerified |  | 3 | 693.8 | 49.64 | 14 |  |  | 3000 | 88
P00001ELL | Self Electronics Co.Ltd | Self | FRIO2-L5930K-PLS [120V ONLY] | Indoor Luminaires | Case Lighting | Vertical Refrigerated Case Luminaires | Standard | FALSE | [9 empty] | 41703 |  |  | NotYetVerified |  | 3 | 693.8 | 49.64 | 14 |  |  | 3000 | 88
P00001ELF | Self Electronics Co.Ltd | Self | FRIO2-C5930K-PLS [120V ONLY] | Indoor Luminaires | Case Lighting | Vertical Refrigerated Case Luminaires | Standard | FALSE | [9 empty] | 41703 |  |  | NotYetVerified |  | 3 | 1317.2 | 61.52 | 21.42 |  |  | 3000 | 87.8
P00001ELX | Self Electronics Co.Ltd | Self | FRIO2-C6930K-PLS [120V ONLY] | Indoor Luminaires | Case Lighting | Vertical Refrigerated Case Luminaires | Standard | FALSE | [9 empty] | 41703 |  |  | NotYetVerified |  | 3 | 1482.6 | 61.5 | 24.11 |  |  | 3000 | 87.6
P000012UZ | OSRAM | LEDstixx | LSX/V/S/24V/850/60/C [OT96W] | Indoor Luminaires | Case Lighting | Vertical Refrigerated Case Luminaires | Standard | TRUE | 1301 | 49.6 | 29.51 | 12.7 | 0.979 | 5001 | 85 | 5 | 50000 | 41702 |  |  | NotYetVerified |  | 3 | 1301 | 49.6 | 29.51 | 12 | 0.98 | 5001 | 85
P000012V0 | OSRAM | LEDstixx | LSX/V/S/24V/850/60/R [OT96W] | Indoor Luminaires | Case Lighting | Vertical Refrigerated Case Luminaires | Standard | TRUE | 840 | 49.6 | 20.68 | 12.7 | 0.979 | 5001 | 85 | 5 | 50000 | 41702 |  |  | NotYetVerified |  | 3 | 840 | 49.6 | 20.68 |  |  | 5001 | 85
P000012V1 | OSRAM | LEDstixx | LSX/V/S/24V/850/60/C [OT75W] | Indoor Luminaires | Case Lighting | Vertical Refrigerated Case Luminaires | Standard | TRUE | 1302 | 50.5 | 31.41 | 9.8 | 0.971 | 4981 | 84.8 | 5 | 50000 | 41702 |  |  | NotYetVerified |  | 3 | 1302 | 50.5 | 31.41 |  |  | 4981 | 84.8
P000012VK | OSRAM | LEDstixx | LSX/V/D/24V/850/72/C [OT96W] | Indoor Luminaires | Case Lighting | Vertical Refrigerated Case Luminaires | Standard | FALSE | [9 empty] | 41702 |  |  | NotYetVerified |  | 3 | 1724 | 49.6 | 34.76 | 12.7 | 0.979 | 5001 | 85
P000012VE | OSRAM | LEDstixx | LSX/V/S/24V/850/72/C [OT96W] | Indoor Luminaires | Case Lighting | Vertical Refrigerated Case Luminaires | Standard | FALSE | [9 empty] | 41702 |  |  | NotYetVerified |  | 3 | 1561 | 49.6 | 31.47 | 12.7 | 0.979 | 5001 | 85
P000012VH | OSRAM | LEDstixx | LSX/V/D/24V/850/60/C [OT96W] | Indoor Luminaires | Case Lighting | Vertical Refrigerated Case Luminaires | Standard | FALSE | [9 empty] | 41702 |  |  | NotYetVerified |  | 3 | 1437 | 49.6 | 28.97 | 12.7 | 0.979 | 5001 | 85
P000012VM | OSRAM | LEDstixx | LSX/V/D/24V/850/72/R [OT96W] | Indoor Luminaires | Case Lighting | Vertical Refrigerated Case Luminaires | Standard | FALSE | [9 empty] | 41702 |  |  | NotYetVerified |  | 3 | 1177 | 49.6 | 23.73 | 12.7 | 0.979 | 5001 | 85
P000012VL | OSRAM | LEDstixx | LSX/V/D/24V/850/72/L [OT96W] | Indoor Luminaires | Case Lighting | Vertical Refrigerated Case Luminaires | Standard | FALSE | [9 empty] | 41702 |  |  | NotYetVerified |  | 3 | 1177 | 49.6 | 23.73 | 12.7 | 0.979 | 5001 | 85
P000012VG | OSRAM | LEDstixx | LSX/V/S/24V/850/72/R [OT96W] | Indoor Luminaires | Case Lighting | Vertical Refrigerated Case Luminaires | Standard | FALSE | [9 empty] | 41702 |  |  | NotYetVerified |  | 3 | 1008 | 49.6 | 20.32 | 12.7 | 0.979 | 5001 | 85
P000012VF | OSRAM | LEDstixx | LSX/V/S/24V/850/72/L [OT96W] | Indoor Luminaires | Case Lighting | Vertical Refrigerated Case Luminaires | Standard | FALSE | [9 empty] | 41702 |  |  | NotYetVerified |  | 3 | 1008 | 49.6 | 20.32 | 12.7 | 0.979 | 5001 | 85
P000012VJ | OSRAM | LEDstixx | LSX/V/D/24V/850/60/R [OT96W] | Indoor Luminaires | Case Lighting | Vertical Refrigerated Case Luminaires | Standard | FALSE | [9 empty] | 41702 |  |  | NotYetVerified |  | 3 | 981 | 49.6 | 19.78 | 12.7 | 0.979 | 5001 | 85
P000012VI | OSRAM | LEDstixx | LSX/V/D/24V/850/60/L [OT96W] | Indoor Luminaires | Case Lighting | Vertical Refrigerated Case Luminaires | Standard | FALSE | [9 empty] | 41702 |  |  | NotYetVerified |  | 3 | 981 | 49.6 | 19.78 | 12.7 | 0.979 | 5001 | 85
P000012VD | OSRAM | LEDstixx | LSX/V/S/24V/850/60/L [OT96W] | Indoor Luminaires | Case Lighting | Vertical Refrigerated Case Luminaires | Standard | FALSE | [9 empty] | 41702 |  |  | NotYetVerified |  | 3 | 840 | 49.6 | 16.94 | 12.7 | 0.979 | 5001 | 85
P000012VA | OSRAM | LEDstixx | LSX/V/D/24V/850/72/C [OT75W] | Indoor Luminaires | Case Lighting | Vertical Refrigerated Case Luminaires | Standard | FALSE | [9 empty] | 41702 |  |  | NotYetVerified |  | 3 | 1804 | 50.5 | 35.72 | 9.8 | 0.971 | 4981 | 84.8
P000012V4 | OSRAM | LEDstixx | LSX/V/S/24V/850/72/C [OT75W] | Indoor Luminaires | Case Lighting | Vertical Refrigerated Case Luminaires | Standard | FALSE | [9 empty] | 41702 |  |  | NotYetVerified |  | 3 | 1562 | 50.5 | 30.93 | 9.8 | 0.971 | 4981 | 84.8
P000012V7 | OSRAM | LEDstixx | LSX/V/D/24V/850/60/C [OT75W] | Indoor Luminaires | Case Lighting | Vertical Refrigerated Case Luminaires | Standard | FALSE | [9 empty] | 41702 |  |  | NotYetVerified |  | 3 | 1503 | 50.5 | 29.76 | 9.8 | 0.971 | 4981 | 84.8
P000012VC | OSRAM | LEDstixx | LSX/V/D/24V/850/72/R [OT75W] | Indoor Luminaires | Case Lighting | Vertical Refrigerated Case Luminaires | Standard | FALSE | [9 empty] | 41702 |  |  | NotYetVerified |  | 3 | 1220 | 50.5 | 24.16 | 9.8 | 0.971 | 4981 | 84.8
P000012VB | OSRAM | LEDstixx | LSX/V/D/24V/850/72/L [OT75W] | Indoor Luminaires | Case Lighting | Vertical Refrigerated Case Luminaires | Standard | FALSE | [9 empty] | 41702 |  |  | NotYetVerified |  | 3 | 1220 | 50.5 | 24.16 | 9.8 | 0.971 | 4981 | 84.8
P000012V6 | OSRAM | LEDstixx | LSX/V/S/24V/850/72/R [OT75W] | Indoor Luminaires | Case Lighting | Vertical Refrigerated Case Luminaires | Standard | FALSE | [9 empty] | 41702 |  |  | NotYetVerified |  | 3 | 1022 | 50.5 | 20.24 | 9.8 | 0.971 | 4981 | 84.8
P000012V5 | OSRAM | LEDstixx | LSX/V/S/24V/850/72/L [OT75W] | Indoor Luminaires | Case Lighting | Vertical Refrigerated Case Luminaires | Standard | FALSE | [9 empty] | 41702 |  |  | NotYetVerified |  | 3 | 1022 | 50.5 | 20.24 | 9.8 | 0.971 | 4981 | 84.8
P000012V9 | OSRAM | LEDstixx | LSX/V/D/24V/850/60/R [OT75W] | Indoor Luminaires | Case Lighting | Vertical Refrigerated Case Luminaires | Standard | FALSE | [9 empty] | 41702 |  |  | NotYetVerified |  | 3 | 1017 | 50.5 | 20.14 | 9.8 | 0.971 | 4981 | 84.8
P000012V8 | OSRAM | LEDstixx | LSX/V/D/24V/850/60/L [OT75W] | Indoor Luminaires | Case Lighting | Vertical Refrigerated Case Luminaires | Standard | FALSE | [9 empty] | 41702 |  |  | NotYetVerified |  | 3 | 1017 | 50.5 | 20.14 | 9.8 | 0.971 | 4981 | 84.8
P000012V3 | OSRAM | LEDstixx | LSX/V/S/24V/850/60/R [OT75W] | Indoor Luminaires | Case Lighting | Vertical Refrigerated Case Luminaires | Standard | FALSE | [9 empty] | 41702 |  |  | NotYetVerified |  | 3 | 852 | 50.5 | 16.87 | 9.8 | 0.971 | 4981 | 84.8
P000012V2 | OSRAM | LEDstixx | LSX/V/S/24V/850/60/L [OT75W] | Indoor Luminaires | Case Lighting | Vertical Refrigerated Case Luminaires | Standard | FALSE | [9 empty] | 41702 |  |  | NotYetVerified |  | 3 | 852 | 50.5 | 16.87 | 9.8 | 0.971 | 4981 | 84.8
P000018KI | Savenergy Inc | SavEnergy | SM417ML | Indoor Luminaires | Case Lighting | Horizontal Refrigerated Case Luminaires | Standard | TRUE | 1246.7 | 76.06 | 16.39 | 17.7 | 0.97 | 2866 | 85.3 | 5 |  | 41695 |  |  | NotYetVerified |  | 3 | 1200 | 75 | 17 | 20 | 0.9 | 2700 | 80
P000018KH | Savenergy Inc | SavEnergy | SM412ML | Indoor Luminaires | Case Lighting | Horizontal Refrigerated Case Luminaires | Standard | TRUE | 935.63 | 81.08 | 11.54 | 22.6 | 0.95 | 2862 | 85.2 | 5 |  | 41695 |  |  | NotYetVerified |  | 3 | 900 | 80 | 12 | 20 | 0.9 | 2700 | 80
P00000QQH | ElectraLED Inc. | Eclipse | ELS-C5-5000K [120V ONLY] | Indoor Luminaires | Case Lighting | Vertical Refrigerated Case Luminaires | Standard | FALSE | [9 empty] | 41682 |  |  | NotYetVerified |  | 3 | 1497 | 75.2 | 19.9 |  |  | 5000 | 85
P00000QQL | ElectraLED Inc. | Eclipse | ELS-L5-5000K [120V ONLY] | Indoor Luminaires | Case Lighting | Vertical Refrigerated Case Luminaires | Standard | FALSE | [9 empty] | 41682 |  |  | NotYetVerified |  | 3 | 749 | 74.9 | 10 |  |  | 5000 | 85
P00000QQK | ElectraLED Inc. | Eclipse | ELS-R5-5000K [120V ONLY] | Indoor Luminaires | Case Lighting | Vertical Refrigerated Case Luminaires | Standard | FALSE | [9 empty] | 41682 |  |  | NotYetVerified |  | 3 | 749 | 74.9 | 10 |  |  | 5000 | 85
P00000QQG | ElectraLED Inc. | Eclipse | ELS-C5-4500K [120V ONLY] | Indoor Luminaires | Case Lighting | Vertical Refrigerated Case Luminaires | Standard | FALSE | [9 empty] | 41682 |  |  | NotYetVerified |  | 3 | 1347 | 67.7 | 19.9 |  |  | 4500 | 85
P00000QQJ | ElectraLED Inc. | Eclipse | ELS-L5-4500K [120V ONLY] | Indoor Luminaires | Case Lighting | Vertical Refrigerated Case Luminaires | Standard | FALSE | [9 empty] | 41682 |  |  | NotYetVerified |  | 3 | 674 | 67.4 | 10 |  |  | 4500 | 85
P00000QQI | ElectraLED Inc. | Eclipse | ELS-R5-4500K | Indoor Luminaires | Case Lighting | Vertical Refrigerated Case Luminaires | Standard | FALSE | [9 empty] | 41682 |  |  | NotYetVerified |  | 3 | 674 | 67.4 | 10 |  |  | 4500 | 85
P000018KZ | SCHOTT Gemtron | Polaris | SG-6-35C-RU | Indoor Luminaires | Case Lighting | Vertical Refrigerated Case Luminaires | Standard | TRUE | 866 | 51.2 | 16.9 | 11.8 | 0.985 | 3612 | 89 | 5 | 88000 | 41681 |  |  | NotYetVerified |  | 3 |  |  | 18 |  |  | 3500 | 85
P000018KN | SCHOTT Gemtron | Polaris | SG-5-35C-RU | Indoor Luminaires | Case Lighting | Vertical Refrigerated Case Luminaires | Standard | TRUE | 697 | 61.7 | 11.3 | 11.8 | 0.985 | 3519 | 89 | 5 | 88000 | 41681 |  |  | NotYetVerified |  | 3 |  |  | 15 |  |  | 3500 | 85
P000018KR | SCHOTT Gemtron | Polaris | SG-5-35L-RU | Indoor Luminaires | Case Lighting | Vertical Refrigerated Case Luminaires | Standard | TRUE | 362 | 58.3 | 6.21 | 11.8 | 0.985 | 3474 | 89 | 5 | 88000 | 41681 |  |  | NotYetVerified |  | 3 |  |  | 7.5 |  |  | 3500 | 85
P000018L3 | SCHOTT Gemtron | Polaris | SG-6-35L-RU | Indoor Luminaires | Case Lighting | Vertical Refrigerated Case Luminaires | Standard | TRUE | 390 | 52.2 | 7.47 | 2.1 | 0.985 | 3542 | 89 | 5 | 88000 | 41681 |  |  | NotYetVerified |  | 3 |  |  | 9 |  |  | 3500
P00001HHU | LED Power Inc. | LED Power Inc. | SB8-1/2W-48-35K-24V | Indoor Luminaires | Case Lighting | Horizontal Refrigerated Case Luminaires | Standard | TRUE | 1078.4 | 48.7 | 22.12 | 11.37 | 0.974 | 3363 | 83.4 | 5 | 50000 | 41678 |  |  | NotYetVerified |  | 3
P00001HHT | LED Power Inc. | LED Power Inc. | SB8-1/2W-41K-46?-24V | Indoor Luminaires | Case Lighting | Horizontal Refrigerated Case Luminaires | Standard | TRUE | 910.65 | 68.3 | 13.33 | 19 | 0.93 | 4058 | 83 | 5 | 50000 | 41678 |  |  | NotYetVerified |  | 3
P00001HHS | LED Power Inc. | LED Power Inc. | SB8-1/4W-28K-46?-24V | Indoor Luminaires | Case Lighting | Horizontal Refrigerated Case Luminaires | Standard | TRUE | 768.27 | 53.3 | 14.41 | 18 | 0.93 | 2774 | 84 | 5 | 50000 | 41678 |  |  | NotYetVerified |  | 3
P00001HHR | LED Power Inc. | LED Power Inc. | SB8-1/2W-28K-46?-24V | Indoor Luminaires | Case Lighting | Horizontal Refrigerated Case Luminaires | Standard | TRUE | 829.9 | 64.53 | 12.86 | 19 | 0.92 | 2839 | 82.9 | 5 | 50000 | 41678 |  |  | NotYetVerified |  | 3
P00001HIM | LED Power Inc. | LED Power Inc. | SB12-1/2W-66?-41K-120D | Indoor Luminaires | Case Lighting | Horizontal Refrigerated Case Luminaires | Standard | FALSE | [9 empty] | 41678 |  |  | NotYetVerified |  | 3 | 2096.74 | 56.05 | 37.41 | 11 | 0.98 | 4090 | 88
P00001HIL | LED Power Inc. | LED Power Inc. | SB12-1/2W-60?-41K-120D | Indoor Luminaires | Case Lighting | Horizontal Refrigerated Case Luminaires | Standard | FALSE | [9 empty] | 41678 |  |  | NotYetVerified |  | 3 | 1906.12 | 56.02 | 34.02 | 11 | 0.98 | 4090 | 88
P00001HIK | LED Power Inc. | LED Power Inc. | SB12-1/2W-48?-41K-120D | Indoor Luminaires | Case Lighting | Horizontal Refrigerated Case Luminaires | Standard | FALSE | [9 empty] | 41678 |  |  | NotYetVerified |  | 3 | 1524.9 | 56.05 | 27.21 | 11 | 0.98 | 4090 | 88
P00001HI8 | LED Power Inc. | LED Power Inc. | SB8-1/2W-66?-41K | Indoor Luminaires | Case Lighting | Horizontal Refrigerated Case Luminaires | Standard | FALSE | [9 empty] | 41678 |  |  | NotYetVerified |  | 3 | 1306.25 | 68 | 19.11 | 19 | 0.93 | 4058 | 83
P00001HI7 | LED Power Inc. | LED Power Inc. | SB8-1/2W-60?-41K | Indoor Luminaires | Case Lighting | Horizontal Refrigerated Case Luminaires | Standard | FALSE | [9 empty] | 41678 |  |  | NotYetVerified |  | 3 | 1187 | 68 | 17.4 | 19 | 0.93 | 4058 | 83
P00001HI6 | LED Power Inc. | LED Power Inc. | SB8-1/2W-48?-41K | Indoor Luminaires | Case Lighting | Horizontal Refrigerated Case Luminaires | Standard | FALSE | [9 empty] | 41678 |  |  | NotYetVerified |  | 3 | 950 | 68 | 13.9 | 19 | 0.93 | 4058 | 83
P00001HIJ | LED Power Inc. | LED Power Inc. | SB12-1/2W-66?-35K-120D | Indoor Luminaires | Case Lighting | Horizontal Refrigerated Case Luminaires | Standard | FALSE | [9 empty] | 41678 |  |  | NotYetVerified |  | 3 | 2174.47 | 56.12 | 38.75 | 11 | 0.9812 | 3575 | 85.79
P00001HII | LED Power Inc. | LED Power Inc. | SB12-1/2W-60?-35K-120D | Indoor Luminaires | Case Lighting | Horizontal Refrigerated Case Luminaires | Standard | FALSE | [9 empty] | 41678 |  |  | NotYetVerified |  | 3 | 1976.78 | 56.11 | 35.23 | 11 | 0.9812 | 3575 | 85.79
P00001HIH | LED Power Inc. | LED Power Inc. | SB12-1/2W-48?-35K-120D | Indoor Luminaires | Case Lighting | Horizontal Refrigerated Case Luminaires | Standard | FALSE | [9 empty] | 41678 |  |  | NotYetVerified |  | 3 | 1581.43 | 56.12 | 28.18 | 11 | 0.9812 | 3575 | 85.79
P00001HI5 | LED Power Inc. | LED Power Inc. | SB8-1/2W-66?-35K | Indoor Luminaires | Case Lighting | Horizontal Refrigerated Case Luminaires | Standard | FALSE | [9 empty] | 41678 |  |  | NotYetVerified |  | 3 | 1323.34 | 69 | 19.25 | 19 | 0.93 | 3481 | 84
P00001HI4 | LED Power Inc. | LED Power Inc. | SB8-1/2W-60?-35K | Indoor Luminaires | Case Lighting | Horizontal Refrigerated Case Luminaires | Standard | FALSE | [9 empty] | 41678 |  |  | NotYetVerified |  | 3 | 1203 | 69 | 17.49 | 19 | 0.93 | 3481 | 84
P00001HI3 | LED Power Inc. | LED Power Inc. | SB8-1/2W-48?-35K | Indoor Luminaires | Case Lighting | Horizontal Refrigerated Case Luminaires | Standard | FALSE | [9 empty] | 41678 |  |  | NotYetVerified |  | 3 | 962.43 | 69 | 14 | 19 | 0.93 | 3481 | 84
P00001HI2 | LED Power Inc. | LED Power Inc. | SB8-1/2W-46?-35K | Indoor Luminaires | Case Lighting | Horizontal Refrigerated Case Luminaires | Standard | FALSE | [9 empty] | 41678 |  |  | NotYetVerified |  | 3 | 922.33 | 69 | 13.45 | 19 | 0.93 | 3481 | 84
P00001HID | LED Power Inc. | LED Power Inc. | SB8-1/4W-60?-35K | Indoor Luminaires | Case Lighting | Horizontal Refrigerated Case Luminaires | Standard | FALSE | [9 empty] | 41678 |  |  | NotYetVerified |  | 3 | 676.89 | 49.8 | 13.59 | 14.2 | 0.9161 | 3428 | 83.81
P00001HIC | LED Power Inc. | LED Power Inc. | SB8-1/4W-48?-35K | Indoor Luminaires | Case Lighting | Horizontal Refrigerated Case Luminaires | Standard | FALSE | [9 empty] | 41678 |  |  | NotYetVerified |  | 3 | 541.51 | 49.81 | 10.87 | 14.2 | 0.9161 | 3428 | 83.81
P00001HIB | LED Power Inc. | LED Power Inc. | SB8-1/4W-46?-35K | Indoor Luminaires | Case Lighting | Horizontal Refrigerated Case Luminaires | Standard | FALSE | [9 empty] | 41678 |  |  | NotYetVerified |  | 3 | 518.95 | 49.8 | 10.42 | 14.2 | 0.9161 | 3428 | 83.81
P00001HIS | LED Power Inc. | LED Power Inc. | SB12-1/2W-66?-30K-45D | Indoor Luminaires | Case Lighting | Horizontal Refrigerated Case Luminaires | Standard | FALSE | [9 empty] | 41678 |  |  | NotYetVerified |  | 3 | 2284.31 | 59.1 | 38.65 | 11.2 | 0.9813 | 3165 | 85
P00001HIR | LED Power Inc. | LED Power Inc. | SB12-1/2W-60?-30K-45D | Indoor Luminaires | Case Lighting | Horizontal Refrigerated Case Luminaires | Standard | FALSE | [9 empty] | 41678 |  |  | NotYetVerified |  | 3 | 2076.65 | 59.09 | 35.14 | 11.2 | 0.9813 | 3165 | 85
P00001HIQ | LED Power Inc. | LED Power Inc. | SB12-1/2W-48?-30K-45D | Indoor Luminaires | Case Lighting | Horizontal Refrigerated Case Luminaires | Standard | FALSE | [9 empty] | 41678 |  |  | NotYetVerified |  | 3 | 1661.32 | 59.09 | 28.11 | 11.2 | 0.9813 | 3165 | 85
P00001HIP | LED Power Inc. | LED Power Inc. | SB12-1/2W-66?-30K-30D | Indoor Luminaires | Case Lighting | Horizontal Refrigerated Case Luminaires | Standard | FALSE | [9 empty] | 41678 |  |  | NotYetVerified |  | 3 | 2320.87 | 63.36 | 36.63 | 11.6 | 0.9795 | 3151 | 84.8
P00001HIO | LED Power Inc. | LED Power Inc. | SB12-1/2W-60?-30K-30D | Indoor Luminaires | Case Lighting | Horizontal Refrigerated Case Luminaires | Standard | FALSE | [9 empty] | 41678 |  |  | NotYetVerified |  | 3 | 2109.88 | 63.36 | 33.3 | 11.6 | 0.9795 | 3151 | 84.8
P00001HIN | LED Power Inc. | LED Power Inc. | SB12-1/2W-48?-30K-30D | Indoor Luminaires | Case Lighting | Horizontal Refrigerated Case Luminaires | Standard | FALSE | [9 empty] | 41678 |  |  | NotYetVerified |  | 3 | 1687.91 | 63.36 | 26.64 | 11.6 | 0.9795 | 3151 | 84.8
P00001HI1 | LED Power Inc. | LED Power Inc. | SB8-1/2W-66?-30K | Indoor Luminaires | Case Lighting | Horizontal Refrigerated Case Luminaires | Standard | FALSE | [9 empty] | 41678 |  |  | NotYetVerified |  | 3 | 1182.77 | 65 | 18.14 | 19 | 0.92 | 2974 | 83
P00001HI0 | LED Power Inc. | LED Power Inc. | SB8-1/2W-60?-30K | Indoor Luminaires | Case Lighting | Horizontal Refrigerated Case Luminaires | Standard | FALSE | [9 empty] | 41678 |  |  | NotYetVerified |  | 3 | 1075.25 | 65 | 16.49 | 19 | 0.92 | 2974 | 83
P00001HHZ | LED Power Inc. | LED Power Inc. | SB8-1/2W-48?-30K | Indoor Luminaires | Case Lighting | Horizontal Refrigerated Case Luminaires | Standard | FALSE | [9 empty] | 41678 |  |  | NotYetVerified |  | 3 | 860.2 | 65 | 13.19 | 19 | 0.92 | 2974 | 83
P00001HHY | LED Power Inc. | LED Power Inc. | SB8-1/2W-46?-30K | Indoor Luminaires | Case Lighting | Horizontal Refrigerated Case Luminaires | Standard | FALSE | [9 empty] | 41678 |  |  | NotYetVerified |  | 3 | 824.35 | 65 | 12.64 | 19 | 0.92 | 2974 | 83
P00001HHX | LED Power Inc. | LED Power Inc. | SB8-1/2W-66?-28K | Indoor Luminaires | Case Lighting | Horizontal Refrigerated Case Luminaires | Standard | FALSE | [9 empty] | 41678 |  |  | NotYetVerified |  | 3 | 1190.75 | 65 | 18.42 | 19 | 0.92 | 2839 | 83
P00001HHW | LED Power Inc. | LED Power Inc. | SB8-1/2W-60?-28K | Indoor Luminaires | Case Lighting | Horizontal Refrigerated Case Luminaires | Standard | FALSE | [9 empty] | 41678 |  |  | NotYetVerified |  | 3 | 1082.5 | 65 | 16.75 | 19 | 0.92 | 2839 | 83
P00001HHV | LED Power Inc. | LED Power Inc. | SB8-1/2W-48?-28K | Indoor Luminaires | Case Lighting | Horizontal Refrigerated Case Luminaires | Standard | FALSE | [9 empty] | 41678 |  |  | NotYetVerified |  | 3 | 866 | 65 | 13.4 | 19 | 0.92 | 2839 | 83
P00001HIA | LED Power Inc. | LED Power Inc. | SB8-1/4W-60?-28K | Indoor Luminaires | Case Lighting | Horizontal Refrigerated Case Luminaires | Standard | FALSE | [9 empty] | 41678 |  |  | NotYetVerified |  | 3 | 1002.12 | 53.3 | 18.8 | 18 | 0.93 | 2774 | 84
P00001HI9 | LED Power Inc. | LED Power Inc. | SB8-1/4W-48?-28K | Indoor Luminaires | Case Lighting | Horizontal Refrigerated Case Luminaires | Standard | FALSE | [9 empty] | 41678 |  |  | NotYetVerified |  | 3 | 801.7 | 53.3 | 15.04 | 18 | 0.93 | 2774 | 84
P00001HIG | LED Power Inc. | LED Power Inc. | SB12-1/2W-66?-28K-120D | Indoor Luminaires | Case Lighting | Horizontal Refrigerated Case Luminaires | Standard | FALSE | [9 empty] | 41678 |  |  | NotYetVerified |  | 3 | 1647.77 | 69.15 | 23.83 | 18.8 | 0.9358 | 2706 | 84.02
P00001HIF | LED Power Inc. | LED Power Inc. | SB12-1/2W-60?-28K-120D | Indoor Luminaires | Case Lighting | Horizontal Refrigerated Case Luminaires | Standard | FALSE | [9 empty] | 41678 |  |  | NotYetVerified |  | 3 | 1497.97 | 69.15 | 21.66 | 18.8 | 0.9358 | 2706 | 84.02
P00001HIE | LED Power Inc. | LED Power Inc. | SB12-1/2W-48?-28K-120D | Indoor Luminaires | Case Lighting | Horizontal Refrigerated Case Luminaires | Standard | FALSE | [9 empty] | 41678 |  |  | NotYetVerified |  | 3 | 1198.38 | 69.15 | 17.33 | 18.8 | 0.9358 | 2706 | 84.02
P00000QPX | ElectraLED Inc. | Eclipse | ELS-R5-3500K [120V ONLY] | Indoor Luminaires | Case Lighting | Vertical Refrigerated Case Luminaires | Standard | TRUE | 546 | 57.2 | 9.5 | 11.8 | 0.998 | 3500 | 84 | 5 | 50000 | 41677 |  |  | NotYetVerified |  | 3 |  | 60 | 10 |  | 0.99 | 3500 | 85
P00000QPV | ElectraLED Inc. | Eclipse | ELS-C5-3500K [120V ONLY] | Indoor Luminaires | Case Lighting | Vertical Refrigerated Case Luminaires | Standard | TRUE | 1142 | 58 | 19.7 | 11.8 | 0.997 | 3500 | 84 | 5 | 50000 | 41677 |  |  | NotYetVerified |  | 3 |  | 60 | 20 |  | 0.99 | 3500 | 85
P00000QPW | ElectraLED Inc. | Eclipse | ELS-C5-4000K [120V ONLY] | Indoor Luminaires | Case Lighting | Vertical Refrigerated Case Luminaires | Standard | FALSE | [9 empty] | 41677 |  |  | NotYetVerified |  | 3 | 1213 | 61 | 19.9 |  |  | 4000 | 85
P00000QQ0 | ElectraLED Inc. | Eclipse | ELS-L5-4000K [120V ONLY] | Indoor Luminaires | Case Lighting | Vertical Refrigerated Case Luminaires | Standard | FALSE | [9 empty] | 41677 |  |  | NotYetVerified |  | 3 | 607 | 60.7 | 10 |  |  | 4000 | 85
P00000QPZ | ElectraLED Inc. | Eclipse | ELS-R5-4000K [120V ONLY] | Indoor Luminaires | Case Lighting | Vertical Refrigerated Case Luminaires | Standard | FALSE | [9 empty] | 41677 |  |  | NotYetVerified |  | 3 | 607 | 60.7 | 10 |  |  | 4000 | 85
P00000QPY | ElectraLED Inc. | Eclipse | ELS-L5-3500K [120V ONLY] | Indoor Luminaires | Case Lighting | Vertical Refrigerated Case Luminaires | Standard | FALSE | [9 empty] | 41677 |  |  | NotYetVerified |  | 3 | 546 | 54.6 | 10 |  |  | 3500 | 85
P000019CR | SloanLED | Cold Door | 701906-2-WW-60-701933-[All Options]-[All Options] (120V Only) | Indoor Luminaires | Case Lighting | Vertical Refrigerated Case Luminaires | Standard | TRUE | 1116.76 | 55.56 | 20.1 | 9.1 | 0.99 | 3584 | 84 | 5 | 100000 | 41669 |  |  | NotYetVerified |  | 3 | [5 empty] | 3500 | 85
P000019CQ | SloanLED | Cold Door | 701906-2-END-WW-60-701933-[All Options]-[All Options] (120V Only) | Indoor Luminaires | Case Lighting | Vertical Refrigerated Case Luminaires | Standard | TRUE | 534.8 | 55.56 | 10.11 | 9.2 | 0.99 | 3600 | 85 | 5 | 100000 | 41669 |  |  | NotYetVerified |  | 3 | [5 empty] | 3500 | 85
P000012BN | Nualight | Nualight | Alto 530 HHO Perfino NA 36 3000K | Indoor Luminaires | Case Lighting | Horizontal Refrigerated Case Luminaires | Standard | TRUE | 1576 | 63.5 | 24.8 | 9.24 | 0.98 | 2999 | 82 | 5 | 50000 | 41667 |  |  | NotYetVerified |  | 3 | 1547 | 80.99 | 19.1 |  | 0.9 | 3000 | 80
P00000WI9 | Hussmann | Hussmann | 3008002 / 0536888 | Indoor Luminaires | Case Lighting | Horizontal Refrigerated Case Luminaires | Standard | TRUE | 1576 | 63.5 | 24.8 | 9.24 | 0.98 | 2999 | 82 | 5 | 50000 | 41667 |  |  | NotYetVerified | Updated Model Numbers on 12/21/2016 | 3 | 1547 | 80.99 | 19.1 |  | 0.9 | 3000 | 80
P00001IBX | Marco | Lightworx | Pure Shelf NA 36 3000K Dif | Indoor Luminaires | Case Lighting | Horizontal Refrigerated Case Luminaires | Standard | TRUE | 534.8 | 53.8 | 29.83 | 19.3 | 0.97 | 2964 | 84.3 | 5 | 50000 | 41667 |  |  | NotYetVerified | The following driver variations have been verified for this product:Philips Advance Xitanium LEDINTA0024V0FLODelta SDMV2480A | 3 | 539 | 61.95 | 8.7 |  | 0.9 | 3000 | 80
P000012BM | Nualight | Nualight | Alto 530 H Perfino NA 36 3000K | Indoor Luminaires | Case Lighting | Horizontal Refrigerated Case Luminaires | Standard | TRUE | 1274 | 65.6 | 19.41 | 11.6 | 0.966 | 3019 | 82 | 5 | 50000 | 41667 |  |  | NotYetVerified |  | 3 | 1280 | 87.07 | 14.7 |  | 0.9 | 3000 | 80
P00000WIA | Hussmann | Hussmann | 3007999 / 0536885 | Indoor Luminaires | Case Lighting | Horizontal Refrigerated Case Luminaires | Standard | TRUE | 1274 | 65.6 | 19.41 | 11.6 | 0.966 | 3019 | 82 | 5 | 50000 | 41667 |  |  | NotYetVerified | Updated Model Numbers on 12/21/2016 | 3 | 1280 | 87.07 | 14.7 |  | 0.9 | 3000 | 80
P000012BX | Nualight | Nualight | Alto 530 HHO Perfino NA 48 4000K | Indoor Luminaires | Case Lighting | Horizontal Refrigerated Case Luminaires | Standard | FALSE | [9 empty] | 41667 |  |  | NotYetVerified |  | 3 | 2207 | 85.88 | 25.7 |  | 0.9 | 4000 | 80
P000012BU | Nualight | Nualight | Alto 530 H Perfino NA 48 4000K | Indoor Luminaires | Case Lighting | Horizontal Refrigerated Case Luminaires | Standard | FALSE | [9 empty] | 41667 |  |  | NotYetVerified |  | 3 | 1826 | 93.16 | 19.6 |  | 0.9 | 4000 | 80
P000012BR | Nualight | Nualight | Alto 530 HHO Perfino NA 36 4000K | Indoor Luminaires | Case Lighting | Horizontal Refrigerated Case Luminaires | Standard | FALSE | [9 empty] | 41667 |  |  | NotYetVerified |  | 3 | 1655 | 86.65 | 19.1 |  | 0.9 | 4000 | 80
P000012BP | Nualight | Nualight | Alto 530 H Perfino NA 36 4000K | Indoor Luminaires | Case Lighting | Horizontal Refrigerated Case Luminaires | Standard | FALSE | [9 empty] | 41667 |  |  | NotYetVerified |  | 3 | 1369 | 93.13 | 14.7 |  | 0.9 | 4000 | 80
P000012BW | Nualight | Nualight | Alto 530 HHO Perfino NA 48 3500K | Indoor Luminaires | Case Lighting | Horizontal Refrigerated Case Luminaires | Standard | FALSE | [9 empty] | 41667 |  |  | NotYetVerified |  | 3 | 2159 | 84.01 | 25.7 |  | 0.9 | 3500 | 80
P000012BT | Nualight | Nualight | Alto 530 H Perfino NA 48 3500K | Indoor Luminaires | Case Lighting | Horizontal Refrigerated Case Luminaires | Standard | FALSE | [9 empty] | 41667 |  |  | NotYetVerified |  | 3 | 1786 | 91.12 | 19.6 |  | 0.9 | 3500 | 80
P000012BQ | Nualight | Nualight | Alto 530 HHO Perfino NA 36 3500K | Indoor Luminaires | Case Lighting | Horizontal Refrigerated Case Luminaires | Standard | FALSE | [9 empty] | 41667 |  |  | NotYetVerified |  | 3 | 1619 | 84.76 | 19.1 |  | 0.9 | 3500 | 80
P000012BO | Nualight | Nualight | Alto 530 H Perfino NA 36 3500K | Indoor Luminaires | Case Lighting | Horizontal Refrigerated Case Luminaires | Standard | FALSE | [9 empty] | 41667 |  |  | NotYetVerified |  | 3 | 1340 | 91.16 | 14.7 |  | 0.9 | 3500 | 80
P000012BV | Nualight | Nualight | Alto 530 HHO Perfino NA 48 3000K | Indoor Luminaires | Case Lighting | Horizontal Refrigerated Case Luminaires | Standard | FALSE | [9 empty] | 41667 |  |  | NotYetVerified |  | 3 | 2063 | 80.27 | 25.7 |  | 0.9 | 3000 | 80
P000012BS | Nualight | Nualight | Alto 530 H Perfino NA 48 3000K | Indoor Luminaires | Case Lighting | Horizontal Refrigerated Case Luminaires | Standard | FALSE | [9 empty] | 41667 |  |  | NotYetVerified |  | 3 | 1707 | 87.09 | 19.6 |  | 0.9 | 3000 | 80
P00001IBY | Marco | Lightworx | Pure Shelf NA 36 4000K | Indoor Luminaires | Case Lighting | Horizontal Refrigerated Case Luminaires | Standard | FALSE | [9 empty] | 41667 |  |  | NotYetVerified | The following driver variations have been verified for this product:Philips Advance Xitanium LEDINTA0024V0FLODelta SDMV2480A | 3 | 691 | 79.43 | 8.7 |  | 0.9 | 4000 | 80
P00000WIK | Hussmann | Hussmann | 3008016 / 0536896 | Indoor Luminaires | Case Lighting | Horizontal Refrigerated Case Luminaires | Standard | FALSE | [9 empty] | 41667 |  |  | NotYetVerified | Updated Model Numbers on 12/21/2016 | 3 | 2207 | 85.88 | 25.7 |  | 0.9 | 4000 | 80
P00000WIH | Hussmann | Hussmann | 3008013 / 0536893 | Indoor Luminaires | Case Lighting | Horizontal Refrigerated Case Luminaires | Standard | FALSE | [9 empty] | 41667 |  |  | NotYetVerified | Updated Model Numbers on 12/21/2016 | 3 | 1826 | 93.16 | 19.6 |  | 0.9 | 4000 | 80
P00000WIE | Hussmann | Hussmann | 3008004 / 0536890 | Indoor Luminaires | Case Lighting | Horizontal Refrigerated Case Luminaires | Standard | FALSE | [9 empty] | 41667 |  |  | NotYetVerified | Updated Model Numbers on 12/21/2016 | 3 | 1655 | 86.65 | 19.1 |  | 0.9 | 4000 | 80
P00000WIC | Hussmann | Hussmann | 3008001 / 0536887 | Indoor Luminaires | Case Lighting | Horizontal Refrigerated Case Luminaires | Standard | FALSE | [9 empty] | 41667 |  |  | NotYetVerified | Updated Model Numbers on 12/21/2016 | 3 | 1369 | 93.13 | 14.7 |  | 0.9 | 4000 | 80
P00000WIJ | Hussmann | Hussmann | 3008015 / 0536895 | Indoor Luminaires | Case Lighting | Horizontal Refrigerated Case Luminaires | Standard | FALSE | [9 empty] | 41667 |  |  | NotYetVerified | Updated Model Numbers on 12/21/2016 | 3 | 2159 | 84.01 | 25.7 |  | 0.9 | 3500 | 80
P00000WIG | Hussmann | Hussmann | 3008012 / 0536892 | Indoor Luminaires | Case Lighting | Horizontal Refrigerated Case Luminaires | Standard | FALSE | [9 empty] | 41667 |  |  | NotYetVerified | Updated Model Numbers on 12/21/2016 | 3 | 1786 | 91.12 | 19.6 |  | 0.9 | 3500 | 80
P00000WID | Hussmann | Hussmann | 3008003 / 0536889 | Indoor Luminaires | Case Lighting | Horizontal Refrigerated Case Luminaires | Standard | FALSE | [9 empty] | 41667 |  |  | NotYetVerified | Updated Model Numbers on 12/21/2016 | 3 | 1619 | 84.76 | 19.1 |  | 0.9 | 3500 | 80
P00000WIB | Hussmann | Hussmann | 3008000 / 0536886 | Indoor Luminaires | Case Lighting | Horizontal Refrigerated Case Luminaires | Standard | FALSE | [9 empty] | 41667 |  |  | NotYetVerified | Updated Model Numbers on 12/21/2016 | 3 | 1340 | 91.16 | 14.7 |  | 0.9 | 3500 | 80
P00000WII | Hussmann | Hussmann | 3008014 / 0536894 | Indoor Luminaires | Case Lighting | Horizontal Refrigerated Case Luminaires | Standard | FALSE | [9 empty] | 41667 |  |  | NotYetVerified | Updated Model Numbers on 12/21/2016 | 3 | 2063 | 80.27 | 25.7 |  | 0.9 | 3000 | 80
P00000WIF | Hussmann | Hussmann | 3008011 / 0536891 | Indoor Luminaires | Case Lighting | Horizontal Refrigerated Case Luminaires | Standard | FALSE | [9 empty] | 41667 |  |  | NotYetVerified | Updated Model Numbers on 12/21/2016 | 3 | 1707 | 87.09 | 19.6 |  | 0.9 | 3000 | 80
P00001IAJ | Ledtech Electronics Corporation | LEDTECH | TD04WHSBPU003 | Indoor Luminaires | Case Lighting | Horizontal Refrigerated Case Luminaires | Standard | TRUE | 321.56 | 86.21 | 3.73 | 16.73 | 0.9542 | 3370 | 83.5 | 5 | 50000 | 41666 |  |  | NotYetVerified |  | 3 | 321.56 | 86.21 | 3.75 |  |  | 3500 | 80
P00001IBC | Ledtech Electronics Corporation | Altair | TD13DHS5PU002 | Indoor Luminaires | Case Lighting | Horizontal Refrigerated Case Luminaires | Standard | FALSE | [9 empty] | 41666 |  |  | NotYetVerified |  | 3 | 875 | 70 | 12.5 |  |  | 5000 | 80
P00001IAX | Ledtech Electronics Corporation | LEDTECH | TD13DHS5PU002 | Indoor Luminaires | Case Lighting | Horizontal Refrigerated Case Luminaires | Standard | FALSE | [9 empty] | 41666 |  |  | NotYetVerified |  | 3 | 875 | 70 | 12.5 |  |  | 5000 | 80
P00001IB9 | Ledtech Electronics Corporation | Altair | TD10DHS4PU003 | Indoor Luminaires | Case Lighting | Horizontal Refrigerated Case Luminaires | Standard | FALSE | [9 empty] | 41666 |  |  | NotYetVerified |  | 3 | 700 | 70 | 10 |  |  | 5000 | 80
P00001IAU | Ledtech Electronics Corporation | LEDTECH | TD10DHS4PU003 | Indoor Luminaires | Case Lighting | Horizontal Refrigerated Case Luminaires | Standard | FALSE | [9 empty] | 41666 |  |  | NotYetVerified |  | 3 | 700 | 70 | 10 |  |  | 5000 | 80
P00001IB6 | Ledtech Electronics Corporation | Altair | TD08DHS3PU002 | Indoor Luminaires | Case Lighting | Horizontal Refrigerated Case Luminaires | Standard | FALSE | [9 empty] | 41666 |  |  | NotYetVerified |  | 3 | 525 | 70 | 7.5 |  |  | 5000 | 80
P00001IAR | Ledtech Electronics Corporation | LEDTECH | TD08DHS3PU002 | Indoor Luminaires | Case Lighting | Horizontal Refrigerated Case Luminaires | Standard | FALSE | [9 empty] | 41666 |  |  | NotYetVerified |  | 3 | 525 | 70 | 7.5 |  |  | 5000 | 80
P00001IB3 | Ledtech Electronics Corporation | Altair | TD05DHS2PU002 | Indoor Luminaires | Case Lighting | Horizontal Refrigerated Case Luminaires | Standard | FALSE | [9 empty] | 41666 |  |  | NotYetVerified |  | 3 | 350 | 70 | 5 |  |  | 5000 | 80
P00001IAO | Ledtech Electronics Corporation | LEDTECH | TD05DHS2PU002 | Indoor Luminaires | Case Lighting | Horizontal Refrigerated Case Luminaires | Standard | FALSE | [9 empty] | 41666 |  |  | NotYetVerified |  | 3 | 350 | 70 | 5 |  |  | 5000 | 80
P00001IB0 | Ledtech Electronics Corporation | Altair | TD04DHSBPU002 | Indoor Luminaires | Case Lighting | Horizontal Refrigerated Case Luminaires | Standard | FALSE | [9 empty] | 41666 |  |  | NotYetVerified |  | 3 | 263 | 70 | 3.75 |  |  | 5000 | 80
P00001IAL | Ledtech Electronics Corporation | LEDTECH | TD04DHSBPU002 | Indoor Luminaires | Case Lighting | Horizontal Refrigerated Case Luminaires | Standard | FALSE | [9 empty] | 41666 |  |  | NotYetVerified |  | 3 | 263 | 70 | 3.75 |  |  | 5000 | 80
P00001IBB | Ledtech Electronics Corporation | Altair | TD13THS5PU003 | Indoor Luminaires | Case Lighting | Horizontal Refrigerated Case Luminaires | Standard | FALSE | [9 empty] | 41666 |  |  | NotYetVerified |  | 3 | 875 | 70 | 12.5 |  |  | 4000 | 80
P00001IAW | Ledtech Electronics Corporation | LEDTECH | TD13THS5PU003 | Indoor Luminaires | Case Lighting | Horizontal Refrigerated Case Luminaires | Standard | FALSE | [9 empty] | 41666 |  |  | NotYetVerified |  | 3 | 875 | 70 | 12.5 |  |  | 4000 | 80
P00001IB8 | Ledtech Electronics Corporation | Altair | TD10THS4PU003 | Indoor Luminaires | Case Lighting | Horizontal Refrigerated Case Luminaires | Standard | FALSE | [9 empty] | 41666 |  |  | NotYetVerified |  | 3 | 700 | 70 | 10 |  |  | 4000 | 80
P00001IAT | Ledtech Electronics Corporation | LEDTECH | TD10THS4PU003 | Indoor Luminaires | Case Lighting | Horizontal Refrigerated Case Luminaires | Standard | FALSE | [9 empty] | 41666 |  |  | NotYetVerified |  | 3 | 700 | 70 | 10 |  |  | 4000 | 80
P00001IB5 | Ledtech Electronics Corporation | Altair | TD08THS3PU003 | Indoor Luminaires | Case Lighting | Horizontal Refrigerated Case Luminaires | Standard | FALSE | [9 empty] | 41666 |  |  | NotYetVerified |  | 3 | 525 | 70 | 7.5 |  |  | 4000 | 80
P00001IAQ | Ledtech Electronics Corporation | LEDTECH | TD08THS3PU003 | Indoor Luminaires | Case Lighting | Horizontal Refrigerated Case Luminaires | Standard | FALSE | [9 empty] | 41666 |  |  | NotYetVerified |  | 3 | 525 | 70 | 7.5 |  |  | 4000 | 80
P00001IB2 | Ledtech Electronics Corporation | Altair | TD05THS2PU002 | Indoor Luminaires | Case Lighting | Horizontal Refrigerated Case Luminaires | Standard | FALSE | [9 empty] | 41666 |  |  | NotYetVerified |  | 3 | 350 | 70 | 5 |  |  | 4000 | 80
P00001IAN | Ledtech Electronics Corporation | LEDTECH | TD05THS2PU002 | Indoor Luminaires | Case Lighting | Horizontal Refrigerated Case Luminaires | Standard | FALSE | [9 empty] | 41666 |  |  | NotYetVerified |  | 3 | 350 | 70 | 5 |  |  | 4000 | 80
P00001IAZ | Ledtech Electronics Corporation | Altair | TD04THSBPU003 | Indoor Luminaires | Case Lighting | Horizontal Refrigerated Case Luminaires | Standard | FALSE | [9 empty] | 41666 |  |  | NotYetVerified |  | 3 | 263 | 70 | 3.75 |  |  | 4000 | 80
P00001IAK | Ledtech Electronics Corporation | LEDTECH | TD04THSBPU003 | Indoor Luminaires | Case Lighting | Horizontal Refrigerated Case Luminaires | Standard | FALSE | [9 empty] | 41666 |  |  | NotYetVerified |  | 3 | 263 | 70 | 3.75 |  |  | 4000 | 80
P00001IBA | Ledtech Electronics Corporation | Altair | TD13WHS5PU003 | Indoor Luminaires | Case Lighting | Horizontal Refrigerated Case Luminaires | Standard | FALSE | [9 empty] | 41666 |  |  | NotYetVerified |  | 3 | 875 | 70 | 12.5 |  |  | 3500 | 80
P00001IAV | Ledtech Electronics Corporation | LEDTECH | TD13WHS5PU003 | Indoor Luminaires | Case Lighting | Horizontal Refrigerated Case Luminaires | Standard | FALSE | [9 empty] | 41666 |  |  | NotYetVerified |  | 3 | 875 | 70 | 12.5 |  |  | 3500 | 80
P00001IB7 | Ledtech Electronics Corporation | Altair | TD10WHS4PU003 | Indoor Luminaires | Case Lighting | Horizontal Refrigerated Case Luminaires | Standard | FALSE | [9 empty] | 41666 |  |  | NotYetVerified |  | 3 | 700 | 70 | 10 |  |  | 3500 | 80
P00001IAS | Ledtech Electronics Corporation | LEDTECH | TD10WHS4PU003 | Indoor Luminaires | Case Lighting | Horizontal Refrigerated Case Luminaires | Standard | FALSE | [9 empty] | 41666 |  |  | NotYetVerified |  | 3 | 700 | 70 | 10 |  |  | 3500 | 80
P00001IB4 | Ledtech Electronics Corporation | Altair | TD08WHS3PU003 | Indoor Luminaires | Case Lighting | Horizontal Refrigerated Case Luminaires | Standard | FALSE | [9 empty] | 41666 |  |  | NotYetVerified |  | 3 | 525 | 70 | 7.5 |  |  | 3500 | 80
P00001IAP | Ledtech Electronics Corporation | LEDTECH | TD08WHS3PU003 | Indoor Luminaires | Case Lighting | Horizontal Refrigerated Case Luminaires | Standard | FALSE | [9 empty] | 41666 |  |  | NotYetVerified |  | 3 | 525 | 70 | 7.5 |  |  | 3500 | 80
P00001IB1 | Ledtech Electronics Corporation | Altair | TD05WHS2PU003 | Indoor Luminaires | Case Lighting | Horizontal Refrigerated Case Luminaires | Standard | FALSE | [9 empty] | 41666 |  |  | NotYetVerified |  | 3 | 350 | 70 | 5 |  |  | 3500 | 80
P00001IAM | Ledtech Electronics Corporation | LEDTECH | TD05WHS2PU003 | Indoor Luminaires | Case Lighting | Horizontal Refrigerated Case Luminaires | Standard | FALSE | [9 empty] | 41666 |  |  | NotYetVerified |  | 3 | 350 | 70 | 5 |  |  | 3500 | 80
P00001IAY | Ledtech Electronics Corporation | Altair | TD04WHSBPU003 | Indoor Luminaires | Case Lighting | Horizontal Refrigerated Case Luminaires | Standard | FALSE | [9 empty] | 41666 |  |  | NotYetVerified |  | 3 | 263 | 70.1333 | 3.75 |  |  | 3500 | 80
P000019CO | SloanLED | Cold Door 2 | 701906-4WC5x2-701895-24W-[All Options]-[All Options] | Indoor Luminaires | Case Lighting | Vertical Refrigerated Case Luminaires | Standard | TRUE | 1208 | 55.83 | 22.84 | 11.02 | 0.88 | 4100 | 84.9 | 5 | 100000 | 41663 |  |  | NotYetVerified |  | 3 | [5 empty] | 4100 | 85
P000019CP | SloanLED | Cold Door 2 | 701906-4WE5x2-701895-24W-[All Options]-[All Options] | Indoor Luminaires | Case Lighting | Vertical Refrigerated Case Luminaires | Standard | TRUE | 581.7 | 55.83 | 14.36 | 11.02 | 0.88 | 4012 | 84.4 | 5 | 100000 | 41663 |  |  | NotYetVerified |  | 3 | [5 empty] | 4100 | 85
P00000SYB | GE Lighting Solutions | GE Lighting | 85757 | Indoor Luminaires | Case Lighting | Vertical Refrigerated Case Luminaires | Standard | TRUE | 789.8 | 82.2 | 9.6 | 11.4 | 0.92 | 3288 | 85.5 | 5 | 50000 | 41662 |  |  | NotYetVerified |  | 3 | 789.8 | 82.2 | 9.6 |  |  | 3000 | 85.5
P00000SYC | GE Lighting Solutions | GE Lighting | 85755 | Indoor Luminaires | Case Lighting | Vertical Refrigerated Case Luminaires | Standard | TRUE | 485.4 | 82.6 | 5.9 | 11.4 | 0.92 | 3296 | 85.9 | 5 | 50000 | 41662 |  |  | NotYetVerified |  | 3 | 485.4 | 82.6 | 5.9 |  |  | 3000 | 85.9
P000018KD | Savenergy Inc | SavEnergy | SM520CTS | Indoor Luminaires | Case Lighting | Horizontal Refrigerated Case Luminaires | Standard | TRUE | 2106.8 | 102.42 | 20.57 | 18 | 0.91 | 3075 | 80.7 | 5 |  | 41662 |  |  | NotYetVerified |  | 3 | 2000 | 100 | 20 | 20 | 0.9 | 3000 | 80
P000018KA | Savenergy Inc | SavEnergy | SM417CTS | Indoor Luminaires | Case Lighting | Horizontal Refrigerated Case Luminaires | Standard | TRUE | 1898 | 109.21 | 17.38 | 15.5 | 0.91 | 3100 | 81 | 5 |  | 41662 |  |  | NotYetVerified |  | 3 | 1500 | 100 | 17 | 20 | 0.9 | 3000 | 80
P000018KC | Savenergy Inc | SavEnergy | SM417CTE | Indoor Luminaires | Case Lighting | Horizontal Refrigerated Case Luminaires | Standard | FALSE | [9 empty] | 41662 |  |  | NotYetVerified |  | 3 | 1986.7 | 113.2 | 17.55 | 18 | 0.98662 | 5299 | 83.4
P000018KF | Savenergy Inc | SavEnergy | SM520CTE | Indoor Luminaires | Case Lighting | Horizontal Refrigerated Case Luminaires | Standard | FALSE | [9 empty] | 41662 |  |  | NotYetVerified |  | 3 | 2000 | 100 | 20 | 20 | 0.9 | 5000 | 80
P000018KB | Savenergy Inc | SavEnergy | SM417CTW | Indoor Luminaires | Case Lighting | Horizontal Refrigerated Case Luminaires | Standard | FALSE | [9 empty] | 41662 |  |  | NotYetVerified |  | 3 | 1898 | 109 | 17.5 | 16 | 0.9855 | 4000 | 82
P00000SYM | GE Lighting Solutions | GE Lighting | 85702 | Indoor Luminaires | Case Lighting | Vertical Refrigerated Case Luminaires | Standard | FALSE | [9 empty] | 41662 |  |  | NotYetVerified |  | 3 | 979.5 | 86.6814 | 11.3 | 14 | 0.9 | 5181 | 87.5
P00000SYD | GE Lighting Solutions | GE Lighting | 85699 | Indoor Luminaires | Case Lighting | Vertical Refrigerated Case Luminaires | Standard | FALSE | [9 empty] | 41662 |  |  | NotYetVerified |  | 3 | 979.5 | 86.6814 | 11.3 | 14 | 0.9 | 5181 | 87.5
P00000SYO | GE Lighting Solutions | GE Lighting | 85704 | Indoor Luminaires | Case Lighting | Vertical Refrigerated Case Luminaires | Standard | FALSE | [9 empty] | 41662 |  |  | NotYetVerified |  | 3 | 546.2 | 92.5763 | 5.9 | 14 | 0.9 | 5105 | 86.7
P00000SYN | GE Lighting Solutions | GE Lighting | 85703 | Indoor Luminaires | Case Lighting | Vertical Refrigerated Case Luminaires | Standard | FALSE | [9 empty] | 41662 |  |  | NotYetVerified |  | 3 | 546.2 | 92.5763 | 5.9 | 14 | 0.9 | 5105 | 86.7
P00000SYF | GE Lighting Solutions | GE Lighting | 85701 | Indoor Luminaires | Case Lighting | Vertical Refrigerated Case Luminaires | Standard | FALSE | [9 empty] | 41662 |  |  | NotYetVerified |  | 3 | 546.2 | 92.5763 | 5.9 | 14 | 0.9 | 5105 | 86.7
P00000SYE | GE Lighting Solutions | GE Lighting | 85700 | Indoor Luminaires | Case Lighting | Vertical Refrigerated Case Luminaires | Standard | FALSE | [9 empty] | 41662 |  |  | NotYetVerified |  | 3 | 546.2 | 92.5763 | 5.9 | 14 | 0.9 | 5105 | 86.7
P00000SZP | GE Lighting Solutions | GE Lighting | 85722 | Indoor Luminaires | Case Lighting | Vertical Refrigerated Case Luminaires | Standard | FALSE | [9 empty] | 41662 |  |  | NotYetVerified |  | 3 | 1169.1 | 88.5682 | 13.2 | 14 | 0.9 | 5031 | 84.4
P00000SZG | GE Lighting Solutions | GE Lighting | 85717 | Indoor Luminaires | Case Lighting | Vertical Refrigerated Case Luminaires | Standard | FALSE | [9 empty] | 41662 |  |  | NotYetVerified |  | 3 | 1169.1 | 88.5682 | 13.2 | 14 | 0.9 | 5031 | 84.4
P00000SZ8 | GE Lighting Solutions | GE Lighting | 85745 | Indoor Luminaires | Case Lighting | Vertical Refrigerated Case Luminaires | Standard | FALSE | [9 empty] | 41662 |  |  | NotYetVerified |  | 3 | 870.6 | 92.617 | 9.4 | 14 | 0.9 | 4957 | 84
P00000SYZ | GE Lighting Solutions | GE Lighting | 85742 | Indoor Luminaires | Case Lighting | Vertical Refrigerated Case Luminaires | Standard | FALSE | [9 empty] | 41662 |  |  | NotYetVerified |  | 3 | 870.6 | 92.617 | 9.4 | 14 | 0.9 | 4957 | 84
P00000SZA | GE Lighting Solutions | GE Lighting | 85747 | Indoor Luminaires | Case Lighting | Vertical Refrigerated Case Luminaires | Standard | FALSE | [9 empty] | 41662 |  |  | NotYetVerified |  | 3 | 542.6 | 91.9661 | 5.9 | 14 | 0.9 | 4931 | 83.6
P00000SZ9 | GE Lighting Solutions | GE Lighting | 85746 | Indoor Luminaires | Case Lighting | Vertical Refrigerated Case Luminaires | Standard | FALSE | [9 empty] | 41662 |  |  | NotYetVerified |  | 3 | 542.6 | 91.9661 | 5.9 | 14 | 0.9 | 4931 | 83.6
P00000SZ1 | GE Lighting Solutions | GE Lighting | 85744 | Indoor Luminaires | Case Lighting | Vertical Refrigerated Case Luminaires | Standard | FALSE | [9 empty] | 41662 |  |  | NotYetVerified |  | 3 | 542.6 | 91.9661 | 5.9 | 14 | 0.9 | 4931 | 83.6
P00000SZ0 | GE Lighting Solutions | GE Lighting | 85743 | Indoor Luminaires | Case Lighting | Vertical Refrigerated Case Luminaires | Standard | FALSE | [9 empty] | 41662 |  |  | NotYetVerified |  | 3 | 542.6 | 91.9661 | 5.9 | 14 | 0.9 | 4931 | 83.6
P00000SZR | GE Lighting Solutions | GE Lighting | 85724 | Indoor Luminaires | Case Lighting | Vertical Refrigerated Case Luminaires | Standard | FALSE | [9 empty] | 41662 |  |  | NotYetVerified |  | 3 | 710 | 93.421 | 7.6 | 14 | 0.9 | 4849 | 83.5
P00000SZQ | GE Lighting Solutions | GE Lighting | 85723 | Indoor Luminaires | Case Lighting | Vertical Refrigerated Case Luminaires | Standard | FALSE | [9 empty] | 41662 |  |  | NotYetVerified |  | 3 | 710 | 93.421 | 7.6 | 14 | 0.9 | 4849 | 83.5
P00000SZI | GE Lighting Solutions | GE Lighting | 85721 | Indoor Luminaires | Case Lighting | Vertical Refrigerated Case Luminaires | Standard | FALSE | [9 empty] | 41662 |  |  | NotYetVerified |  | 3 | 710 | 93.421 | 7.6 | 14 | 0.9 | 4849 | 83.5
P00000SZH | GE Lighting Solutions | GE Lighting | 85720 | Indoor Luminaires | Case Lighting | Vertical Refrigerated Case Luminaires | Standard | FALSE | [9 empty] | 41662 |  |  | NotYetVerified |  | 3 | 710 | 93.421 | 7.6 | 14 | 0.9 | 4849 | 83.5
P00000SZ5 | GE Lighting Solutions | GE Lighting | 85751 | Indoor Luminaires | Case Lighting | Vertical Refrigerated Case Luminaires | Standard | FALSE | [9 empty] | 41662 |  |  | NotYetVerified |  | 3 | 819.6 | 85.375 | 9.6 | 14 | 0.9 | 4052 | 86.8
P00000SYW | GE Lighting Solutions | GE Lighting | 85748 | Indoor Luminaires | Case Lighting | Vertical Refrigerated Case Luminaires | Standard | FALSE | [9 empty] | 41662 |  |  | NotYetVerified |  | 3 | 819.6 | 85.375 | 9.6 | 14 | 0.9 | 4052 | 86.8
P00000SZM | GE Lighting Solutions | GE Lighting | 85728 | Indoor Luminaires | Case Lighting | Vertical Refrigerated Case Luminaires | Standard | FALSE | [9 empty] | 41662 |  |  | NotYetVerified |  | 3 | 1088.2 | 82.4394 | 13.2 | 14 | 0.9 | 4026 | 86.4
P00000SZD | GE Lighting Solutions | GE Lighting | 85725 | Indoor Luminaires | Case Lighting | Vertical Refrigerated Case Luminaires | Standard | FALSE | [9 empty] | 41662 |  |  | NotYetVerified |  | 3 | 1088.2 | 82.4394 | 13.2 | 14 | 0.9 | 4026 | 86.4
P00000SZ7 | GE Lighting Solutions | GE Lighting | 85753 | Indoor Luminaires | Case Lighting | Vertical Refrigerated Case Luminaires | Standard | FALSE | [9 empty] | 41662 |  |  | NotYetVerified |  | 3 | 518.5 | 87.8814 | 5.9 | 14 | 0.9 | 3942 | 86.1
P00000SZ6 | GE Lighting Solutions | GE Lighting | 85752 | Indoor Luminaires | Case Lighting | Vertical Refrigerated Case Luminaires | Standard | FALSE | [9 empty] | 41662 |  |  | NotYetVerified |  | 3 | 518.5 | 87.8814 | 5.9 | 14 | 0.9 | 3942 | 86.1
P00000SYY | GE Lighting Solutions | GE Lighting | 85750 | Indoor Luminaires | Case Lighting | Vertical Refrigerated Case Luminaires | Standard | FALSE | [9 empty] | 41662 |  |  | NotYetVerified |  | 3 | 518.5 | 87.8814 | 5.9 | 14 | 0.9 | 3942 | 86.1
P00000SYX | GE Lighting Solutions | GE Lighting | 85749 | Indoor Luminaires | Case Lighting | Vertical Refrigerated Case Luminaires | Standard | FALSE | [9 empty] | 41662 |  |  | NotYetVerified |  | 3 | 518.5 | 87.8814 | 5.9 | 14 | 0.9 | 3942 | 86.1
P00000SZO | GE Lighting Solutions | GE Lighting | 85735 | Indoor Luminaires | Case Lighting | Vertical Refrigerated Case Luminaires | Standard | FALSE | [9 empty] | 41662 |  |  | NotYetVerified |  | 3 | 651.1 | 87.9865 | 7.4 | 14 | 0.9 | 3937 | 86.2
P00000SZN | GE Lighting Solutions | GE Lighting | 85734 | Indoor Luminaires | Case Lighting | Vertical Refrigerated Case Luminaires | Standard | FALSE | [9 empty] | 41662 |  |  | NotYetVerified |  | 3 | 651.1 | 87.9865 | 7.4 | 14 | 0.9 | 3937 | 86.2
P00000SZF | GE Lighting Solutions | GE Lighting | 85727 | Indoor Luminaires | Case Lighting | Vertical Refrigerated Case Luminaires | Standard | FALSE | [9 empty] | 41662 |  |  | NotYetVerified |  | 3 | 651.1 | 87.9865 | 7.4 | 14 | 0.9 | 3937 | 86.2
P00000SZE | GE Lighting Solutions | GE Lighting | 85726 | Indoor Luminaires | Case Lighting | Vertical Refrigerated Case Luminaires | Standard | FALSE | [9 empty] | 41662 |  |  | NotYetVerified |  | 3 | 651.1 | 87.9865 | 7.4 | 14 | 0.9 | 3937 | 86.2
P00000SYP | GE Lighting Solutions | GE Lighting | 85708 | Indoor Luminaires | Case Lighting | Vertical Refrigerated Case Luminaires | Standard | FALSE | [9 empty] | 41662 |  |  | NotYetVerified |  | 3 | 982 | 86.9027 | 11.3 | 14 | 0.9 | 3742 | 85.3
P00000SYG | GE Lighting Solutions | GE Lighting | 85705 | Indoor Luminaires | Case Lighting | Vertical Refrigerated Case Luminaires | Standard | FALSE | [9 empty] | 41662 |  |  | NotYetVerified |  | 3 | 982 | 86.9027 | 11.3 | 14 | 0.9 | 3742 | 85.3
P00000SYR | GE Lighting Solutions | GE Lighting | 85710 | Indoor Luminaires | Case Lighting | Vertical Refrigerated Case Luminaires | Standard | FALSE | [9 empty] | 41662 |  |  | NotYetVerified |  | 3 | 553.7 | 93.8475 | 5.9 | 14 | 0.9 | 3723 | 85.2
P00000SYQ | GE Lighting Solutions | GE Lighting | 85709 | Indoor Luminaires | Case Lighting | Vertical Refrigerated Case Luminaires | Standard | FALSE | [9 empty] | 41662 |  |  | NotYetVerified |  | 3 | 553.7 | 93.8475 | 5.9 | 14 | 0.9 | 3723 | 85.2
P00000SYI | GE Lighting Solutions | GE Lighting | 85707 | Indoor Luminaires | Case Lighting | Vertical Refrigerated Case Luminaires | Standard | FALSE | [9 empty] | 41662 |  |  | NotYetVerified |  | 3 | 553.7 | 93.8475 | 5.9 | 14 | 0.9 | 3723 | 85.2
P00000SYH | GE Lighting Solutions | GE Lighting | 85706 | Indoor Luminaires | Case Lighting | Vertical Refrigerated Case Luminaires | Standard | FALSE | [9 empty] | 41662 |  |  | NotYetVerified |  | 3 | 553.7 | 93.8475 | 5.9 | 14 | 0.9 | 3723 | 85.2
P00000SZJ | GE Lighting Solutions | GE Lighting | 85739 | Indoor Luminaires | Case Lighting | Vertical Refrigerated Case Luminaires | Standard | FALSE | [9 empty] | 41662 |  |  | NotYetVerified |  | 3 | 1053 | 78.5821 | 13.4 | 14 | 0.9 | 3333 | 85.9
P00000SZB | GE Lighting Solutions | GE Lighting | 85736 | Indoor Luminaires | Case Lighting | Vertical Refrigerated Case Luminaires | Standard | FALSE | [9 empty] | 41662 |  |  | NotYetVerified |  | 3 | 1053 | 78.5821 | 13.4 | 14 | 0.9 | 3333 | 85.9
P00000SZL | GE Lighting Solutions | GE Lighting | 85741 | Indoor Luminaires | Case Lighting | Vertical Refrigerated Case Luminaires | Standard | FALSE | [9 empty] | 41662 |  |  | NotYetVerified |  | 3 | 635.8 | 83.6579 | 7.6 | 14 | 0.9 | 3299 | 85.8
P00000SZK | GE Lighting Solutions | GE Lighting | 85738 | Indoor Luminaires | Case Lighting | Vertical Refrigerated Case Luminaires | Standard | FALSE | [9 empty] | 41662 |  |  | NotYetVerified |  | 3 | 635.8 | 83.6579 | 7.6 | 14 | 0.9 | 3299 | 85.8
P00000SZC | GE Lighting Solutions | GE Lighting | 85737 | Indoor Luminaires | Case Lighting | Vertical Refrigerated Case Luminaires | Standard | FALSE | [9 empty] | 41662 |  |  | NotYetVerified |  | 3 | 635.8 | 83.6579 | 7.6 | 14 | 0.9 | 3299 | 85.8
P00000SZ4 | GE Lighting Solutions | GE Lighting | 85759 | Indoor Luminaires | Case Lighting | Vertical Refrigerated Case Luminaires | Standard | FALSE | [9 empty] | 41662 |  |  | NotYetVerified |  | 3 | 485.4 | 82.2712 | 5.9 | 14 | 0.9 | 3296 | 85.9
P00000SZ3 | GE Lighting Solutions | GE Lighting | 85758 | Indoor Luminaires | Case Lighting | Vertical Refrigerated Case Luminaires | Standard | FALSE | [9 empty] | 41662 |  |  | NotYetVerified |  | 3 | 485.4 | 82.2712 | 5.9 | 14 | 0.9 | 3296 | 85.9
P00000SYV | GE Lighting Solutions | GE Lighting | 85756 | Indoor Luminaires | Case Lighting | Vertical Refrigerated Case Luminaires | Standard | FALSE | [9 empty] | 41662 |  |  | NotYetVerified |  | 3 | 485.4 | 82.2712 | 5.9 | 14 | 0.9 | 3296 | 85.9
P00000SZ2 | GE Lighting Solutions | GE Lighting | 85754 | Indoor Luminaires | Case Lighting | Vertical Refrigerated Case Luminaires | Standard | FALSE | [9 empty] | 41662 |  |  | NotYetVerified |  | 3 | 789.8 | 82.2708 | 9.6 | 14 | 0.9 | 3288 | 85.5
P00000SYS | GE Lighting Solutions | GE Lighting | 85714 | Indoor Luminaires | Case Lighting | Vertical Refrigerated Case Luminaires | Standard | FALSE | [9 empty] | 41662 |  |  | NotYetVerified |  | 3 | 871.6 | 77.1327 | 11.3 | 14 | 0.9 | 3252 | 87.2
P00000SYJ | GE Lighting Solutions | GE Lighting | 85711 | Indoor Luminaires | Case Lighting | Vertical Refrigerated Case Luminaires | Standard | FALSE | [9 empty] | 41662 |  |  | NotYetVerified |  | 3 | 871.6 | 77.1327 | 11.3 | 14 | 0.9 | 3252 | 87.2
P00000SYU | GE Lighting Solutions | GE Lighting | 85716 | Indoor Luminaires | Case Lighting | Vertical Refrigerated Case Luminaires | Standard | FALSE | [9 empty] | 41662 |  |  | NotYetVerified |  | 3 | 495.6 | 84 | 5.9 | 14 | 0.9 | 3229 | 87.3
P00000SYT | GE Lighting Solutions | GE Lighting | 85715 | Indoor Luminaires | Case Lighting | Vertical Refrigerated Case Luminaires | Standard | FALSE | [9 empty] | 41662 |  |  | NotYetVerified |  | 3 | 495.6 | 84 | 5.9 | 14 | 0.9 | 3229 | 87.3
P00000SYL | GE Lighting Solutions | GE Lighting | 85713 | Indoor Luminaires | Case Lighting | Vertical Refrigerated Case Luminaires | Standard | FALSE | [9 empty] | 41662 |  |  | NotYetVerified |  | 3 | 495.6 | 84 | 5.9 | 14 | 0.9 | 3229 | 87.3
P00000SYK | GE Lighting Solutions | GE Lighting | 85712 | Indoor Luminaires | Case Lighting | Vertical Refrigerated Case Luminaires | Standard | FALSE | [9 empty] | 41662 |  |  | NotYetVerified |  | 3 | 495.6 | 84 | 5.9 | 14 | 0.9 | 3229 | 87.3
P000012AM | Nualight | Nualight | Porto 610 CLM 42 3000K R - N12L69 | Indoor Luminaires | Case Lighting | Vertical Refrigerated Case Luminaires | Standard | TRUE | 549 | 53.52 | 9.376 | 6.87 | 0.992 | 3105 | 83.2 | 5 | 50000 | 41652 |  |  | NotYetVerified |  | 3 | 585.8 | 58 | 10.1 |  | 0.982 | 3000 | 85
P00000WGX | Hussmann | EcoShine II Plus Canopy | 3007980 / 0533567 | Indoor Luminaires | Case Lighting | Horizontal Refrigerated Case Luminaires | Standard | TRUE | 318 | 74 | 4.328 | 11.4 | 0.966 | 3028 | 83.3 | 5 | 50000 | 41652 |  |  | NotYetVerified | Updated Model Numbers on 12/21/2016 | 3 | 324.8025 | 72.1783 | 4.5 |  |  | 3000 | 80
P000012BJ | Nualight | Nualight | Porto 610 CLM 71 4000K C - N12L95 | Indoor Luminaires | Case Lighting | Vertical Refrigerated Case Luminaires | Standard | FALSE | [9 empty] | 41652 |  |  | NotYetVerified |  | 3 | 1740 | 58 | 30 |  | 0.982 | 4000 | 85
P000012BA | Nualight | Nualight | Porto 610 CLM 59 4000K C - N12K40 | Indoor Luminaires | Case Lighting | Vertical Refrigerated Case Luminaires | Standard | FALSE | [9 empty] | 41652 |  |  | NotYetVerified |  | 3 | 1421 | 58 | 24.5 |  | 0.982 | 4000 | 85
P000012B1 | Nualight | Nualight | Porto 610 CLM 51 4000K C - N12L86 | Indoor Luminaires | Case Lighting | Vertical Refrigerated Case Luminaires | Standard | FALSE | [9 empty] | 41652 |  |  | NotYetVerified |  | 3 | 1171.6 | 58 | 20.2 |  | 0.982 | 4000 | 85
P000012BL | Nualight | Nualight | Porto 610 CLM 71 4000K L - N12L97 | Indoor Luminaires | Case Lighting | Vertical Refrigerated Case Luminaires | Standard | FALSE | [9 empty] | 41652 |  |  | NotYetVerified |  | 3 | 1067.2 | 58 | 18.4 |  | 0.982 | 4000 | 85
P000012BK | Nualight | Nualight | Porto 610 CLM 71 4000K R - N12L96 | Indoor Luminaires | Case Lighting | Vertical Refrigerated Case Luminaires | Standard | FALSE | [9 empty] | 41652 |  |  | NotYetVerified |  | 3 | 1067.2 | 58 | 18.4 |  | 0.982 | 4000 | 85
P000012AS | Nualight | Nualight | Porto 610 CLM 42 4000K C - N12L74 | Indoor Luminaires | Case Lighting | Vertical Refrigerated Case Luminaires | Standard | FALSE | [9 empty] | 41652 |  |  | NotYetVerified |  | 3 | 957 | 58 | 16.5 |  | 0.982 | 4000 | 85
P000012BC | Nualight | Nualight | Porto 610 CLM 59 4000K L - N12K42 | Indoor Luminaires | Case Lighting | Vertical Refrigerated Case Luminaires | Standard | FALSE | [9 empty] | 41652 |  |  | NotYetVerified |  | 3 | 887.4 | 58 | 15.3 |  | 0.982 | 4000 | 85
P000012BB | Nualight | Nualight | Porto 610 CLM 59 4000K R - N12K41 | Indoor Luminaires | Case Lighting | Vertical Refrigerated Case Luminaires | Standard | FALSE | [9 empty] | 41652 |  |  | NotYetVerified |  | 3 | 887.4 | 58 | 15.3 |  | 0.982 | 4000 | 85
P000012B3 | Nualight | Nualight | Porto 610 CLM 51 4000K L - N12L88 | Indoor Luminaires | Case Lighting | Vertical Refrigerated Case Luminaires | Standard | FALSE | [9 empty] | 41652 |  |  | NotYetVerified |  | 3 | 707.6 | 58 | 12.2 |  | 0.982 | 4000 | 85
P000012B2 | Nualight | Nualight | Porto 610 CLM 51 4000K R - N12L87 | Indoor Luminaires | Case Lighting | Vertical Refrigerated Case Luminaires | Standard | FALSE | [9 empty] | 41652 |  |  | NotYetVerified |  | 3 | 707.6 | 58 | 12.2 |  | 0.982 | 4000 | 85
P000012AU | Nualight | Nualight | Porto 610 CLM 42 4000K L - N12L76 | Indoor Luminaires | Case Lighting | Vertical Refrigerated Case Luminaires | Standard | FALSE | [9 empty] | 41652 |  |  | NotYetVerified |  | 3 | 585.8 | 58 | 10.1 |  | 0.982 | 4000 | 85
P000012AT | Nualight | Nualight | Porto 610 CLM 42 4000K R - N12L75 | Indoor Luminaires | Case Lighting | Vertical Refrigerated Case Luminaires | Standard | FALSE | [9 empty] | 41652 |  |  | NotYetVerified |  | 3 | 585.8 | 58 | 10.1 |  | 0.982 | 4000 | 85
P000012BG | Nualight | Nualight | Porto 610 CLM 71 3500K C - N12L92 | Indoor Luminaires | Case Lighting | Vertical Refrigerated Case Luminaires | Standard | FALSE | [9 empty] | 41652 |  |  | NotYetVerified |  | 3 | 1740 | 58 | 30 |  | 0.982 | 3500 | 85
P000012B7 | Nualight | Nualight | Porto 610 CLM 59 3500K C - N12L89 | Indoor Luminaires | Case Lighting | Vertical Refrigerated Case Luminaires | Standard | FALSE | [9 empty] | 41652 |  |  | NotYetVerified |  | 3 | 1421 | 58 | 24.5 |  | 0.982 | 3500 | 85
P000012AY | Nualight | Nualight | Porto 610 CLM 51 3500K C - N12L83 | Indoor Luminaires | Case Lighting | Vertical Refrigerated Case Luminaires | Standard | FALSE | [9 empty] | 41652 |  |  | NotYetVerified |  | 3 | 1171.6 | 58 | 20.2 |  | 0.982 | 3500 | 85
P000012BI | Nualight | Nualight | Porto 610 CLM 71 3500K L - N12L94 | Indoor Luminaires | Case Lighting | Vertical Refrigerated Case Luminaires | Standard | FALSE | [9 empty] | 41652 |  |  | NotYetVerified |  | 3 | 1067.2 | 58 | 18.4 |  | 0.982 | 3500 | 85
P000012BH | Nualight | Nualight | Porto 610 CLM 71 3500K R - N12L93 | Indoor Luminaires | Case Lighting | Vertical Refrigerated Case Luminaires | Standard | FALSE | [9 empty] | 41652 |  |  | NotYetVerified |  | 3 | 1067.2 | 58 | 18.4 |  | 0.982 | 3500 | 85
P000012AP | Nualight | Nualight | Porto 610 CLM 42 3500K C - N12L71 | Indoor Luminaires | Case Lighting | Vertical Refrigerated Case Luminaires | Standard | FALSE | [9 empty] | 41652 |  |  | NotYetVerified |  | 3 | 957 | 58 | 16.5 |  | 0.982 | 3500 | 85
P000012B9 | Nualight | Nualight | Porto 610 CLM 59 3500K L - N12L91 | Indoor Luminaires | Case Lighting | Vertical Refrigerated Case Luminaires | Standard | FALSE | [9 empty] | 41652 |  |  | NotYetVerified |  | 3 | 887.4 | 58 | 15.3 |  | 0.982 | 3500 | 85
P000012B8 | Nualight | Nualight | Porto 610 CLM 59 3500K R - N12L90 | Indoor Luminaires | Case Lighting | Vertical Refrigerated Case Luminaires | Standard | FALSE | [9 empty] | 41652 |  |  | NotYetVerified |  | 3 | 887.4 | 58 | 15.3 |  | 0.982 | 3500 | 85
P000012B0 | Nualight | Nualight | Porto 610 CLM 51 3500K R - N12L85 | Indoor Luminaires | Case Lighting | Vertical Refrigerated Case Luminaires | Standard | FALSE | [9 empty] | 41652 |  |  | NotYetVerified |  | 3 | 707.6 | 58 | 12.2 |  | 0.982 | 3500 | 85
P000012AZ | Nualight | Nualight | Porto 610 CLM 51 3500K R - N12L84 | Indoor Luminaires | Case Lighting | Vertical Refrigerated Case Luminaires | Standard | FALSE | [9 empty] | 41652 |  |  | NotYetVerified |  | 3 | 707.6 | 58 | 12.2 |  | 0.982 | 3500 | 85
P000012AR | Nualight | Nualight | Porto 610 CLM 42 3500K L - N12L73 | Indoor Luminaires | Case Lighting | Vertical Refrigerated Case Luminaires | Standard | FALSE | [9 empty] | 41652 |  |  | NotYetVerified |  | 3 | 585.8 | 58 | 10.1 |  | 0.982 | 3500 | 85
P000012AQ | Nualight | Nualight | Porto 610 CLM 42 3500K R - N12L72 | Indoor Luminaires | Case Lighting | Vertical Refrigerated Case Luminaires | Standard | FALSE | [9 empty] | 41652 |  |  | NotYetVerified |  | 3 | 585.8 | 58 | 10.1 |  | 0.982 | 3500 | 85
P000012BD | Nualight | Nualight | Porto 610 CLM 71 3000K C - N12J32 | Indoor Luminaires | Case Lighting | Vertical Refrigerated Case Luminaires | Standard | FALSE | [9 empty] | 41652 |  |  | NotYetVerified |  | 3 | 1740 | 58 | 30 |  | 0.982 | 3000 | 85
P000012B4 | Nualight | Nualight | Porto 610 CLM 59 3000K C - N12J29 | Indoor Luminaires | Case Lighting | Vertical Refrigerated Case Luminaires | Standard | FALSE | [9 empty] | 41652 |  |  | NotYetVerified |  | 3 | 1421 | 58 | 24.5 |  | 0.982 | 3000 | 85
P000012AV | Nualight | Nualight | Porto 610 CLM 51 3000K C - N12J26 | Indoor Luminaires | Case Lighting | Vertical Refrigerated Case Luminaires | Standard | FALSE | [9 empty] | 41652 |  |  | NotYetVerified |  | 3 | 1171.6 | 58 | 20.2 |  | 0.982 | 3000 | 85
P000012BF | Nualight | Nualight | Porto 610 CLM 71 3000K L - N12J34 | Indoor Luminaires | Case Lighting | Vertical Refrigerated Case Luminaires | Standard | FALSE | [9 empty] | 41652 |  |  | NotYetVerified |  | 3 | 1067.2 | 58 | 18.4 |  | 0.982 | 3000 | 85
P000012BE | Nualight | Nualight | Porto 610 CLM 71 3000K R - N12J33 | Indoor Luminaires | Case Lighting | Vertical Refrigerated Case Luminaires | Standard | FALSE | [9 empty] | 41652 |  |  | NotYetVerified |  | 3 | 1067.2 | 58 | 18.4 |  | 0.982 | 3000 | 85
P000012AN | Nualight | Nualight | Porto 610 CLM 42 3000K C - N12L68 | Indoor Luminaires | Case Lighting | Vertical Refrigerated Case Luminaires | Standard | FALSE | [9 empty] | 41652 |  |  | NotYetVerified |  | 3 | 957 | 58 | 16.5 |  | 0.982 | 3000 | 85
P000012B6 | Nualight | Nualight | Porto 610 CLM 59 3000K L - N12J31 | Indoor Luminaires | Case Lighting | Vertical Refrigerated Case Luminaires | Standard | FALSE | [9 empty] | 41652 |  |  | NotYetVerified |  | 3 | 887.4 | 58 | 15.3 |  | 0.982 | 3000 | 85
P000012B5 | Nualight | Nualight | Porto 610 CLM 59 3000K R - N12J30 | Indoor Luminaires | Case Lighting | Vertical Refrigerated Case Luminaires | Standard | FALSE | [9 empty] | 41652 |  |  | NotYetVerified |  | 3 | 887.4 | 58 | 15.3 |  | 0.982 | 3000 | 85
P000012AX | Nualight | Nualight | Porto 610 CLM 51 3000K L - N12J28 | Indoor Luminaires | Case Lighting | Vertical Refrigerated Case Luminaires | Standard | FALSE | [9 empty] | 41652 |  |  | NotYetVerified |  | 3 | 707.6 | 58 | 12.2 |  | 0.982 | 3000 | 85
P000012AW | Nualight | Nualight | Porto 610 CLM 51 3000K R - N12J27 | Indoor Luminaires | Case Lighting | Vertical Refrigerated Case Luminaires | Standard | FALSE | [9 empty] | 41652 |  |  | NotYetVerified |  | 3 | 707.6 | 58 | 12.2 |  | 0.982 | 3000 | 85
P000012AO | Nualight | Nualight | Porto 610 CLM 42 3000K L - N12L70 | Indoor Luminaires | Case Lighting | Vertical Refrigerated Case Luminaires | Standard | FALSE | [9 empty] | 41652 |  |  | NotYetVerified |  | 3 | 585.8 | 58 | 10.1 |  | 0.982 | 3000 | 85
P00000WHW | Hussmann | EcoShine II Plus Canopy | 3008029 / 0533602 | Indoor Luminaires | Case Lighting | Horizontal Refrigerated Case Luminaires | Standard | FALSE | [9 empty] | 41652 |  |  | NotYetVerified | Updated Model Numbers on 12/21/2016 | 3 | 2771.7 | 80.1 | 34.6 |  |  | 4000 | 80
P00000WHT | Hussmann | EcoShine II Plus Canopy | 3008026 / 0533584 | Indoor Luminaires | Case Lighting | Horizontal Refrigerated Case Luminaires | Standard | FALSE | [9 empty] | 41652 |  |  | NotYetVerified | Updated Model Numbers on 12/21/2016 | 3 | 2228.2 | 76.8 | 29 |  |  | 4000 | 80
P00000WHQ | Hussmann | EcoShine II Plus Canopy | ESII Plus HO Canopy 48 4000K -Â 533599 | Indoor Luminaires | Case Lighting | Horizontal Refrigerated Case Luminaires | Standard | FALSE | [9 empty] | 41652 |  |  | NotYetVerified |  | 3 | 2186.9 | 80.1 | 27.3 |  |  | 4000 | 80
P00000WI8 | Hussmann | EcoShine II Plus Canopy | 3008023 / 0533695 | Indoor Luminaires | Case Lighting | Horizontal Refrigerated Case Luminaires | Standard | FALSE | [9 empty] | 41652 |  |  | NotYetVerified | Updated Model Numbers on 12/21/2016 | 3 | 2186.4 | 80.11 | 27.3 |  |  | 4000 | 80
P00000WI5 | Hussmann | EcoShine II Plus Canopy | 3008019 / 0533689 | Indoor Luminaires | Case Lighting | Horizontal Refrigerated Case Luminaires | Standard | FALSE | [9 empty] | 41652 |  |  | NotYetVerified | Updated Model Numbers on 12/21/2016 | 3 | 1767.2 | 76.8 | 23 |  |  | 4000 | 80
P00000WHN | Hussmann | EcoShine II Plus Canopy | ESII Plus Canopy 48 4000K -Â 533581 | Indoor Luminaires | Case Lighting | Horizontal Refrigerated Case Luminaires | Standard | FALSE | [9 empty] | 41652 |  |  | NotYetVerified |  | 3 | 1767.2 | 76.8 | 23 |  |  | 4000 | 80
P00000WI2 | Hussmann | EcoShine II Plus Canopy | 3008010 / 0533692 | Indoor Luminaires | Case Lighting | Horizontal Refrigerated Case Luminaires | Standard | FALSE | [9 empty] | 41652 |  |  | NotYetVerified | Updated Model Numbers on 12/21/2016 | 3 | 1618.2 | 80.1 | 20.2 |  |  | 4000 | 80
P00000WHK | Hussmann | EcoShine II Plus Canopy | ESII Plus HO Canopy 36 4000K -Â 533596 | Indoor Luminaires | Case Lighting | Horizontal Refrigerated Case Luminaires | Standard | FALSE | [9 empty] | 41652 |  |  | NotYetVerified |  | 3 | 1618.2 | 80.1 | 20.2 |  |  | 4000 | 80
P00000WHZ | Hussmann | EcoShine II Plus Canopy | 3008007 / 0533605 | Indoor Luminaires | Case Lighting | Horizontal Refrigerated Case Luminaires | Standard | FALSE | [9 empty] | 41652 |  |  | NotYetVerified | Updated Model Numbers on 12/21/2016 | 3 | 1267.8 | 76.8 | 16.5 |  |  | 4000 | 80
P00000WHH | Hussmann | EcoShine II Plus Canopy | ESII Plus Canopy 36 4000K -Â 533578 | Indoor Luminaires | Case Lighting | Horizontal Refrigerated Case Luminaires | Standard | FALSE | [9 empty] | 41652 |  |  | NotYetVerified |  | 3 | 1267.8 | 76.8 | 16.5 |  |  | 4000 | 80
P00000WHE | Hussmann | EcoShine II Plus Canopy | 3007998 / 0533593 | Indoor Luminaires | Case Lighting | Horizontal Refrigerated Case Luminaires | Standard | FALSE | [9 empty] | 41652 |  |  | NotYetVerified | Updated Model Numbers on 12/21/2016 | 3 | 881.2 | 80.1 | 11 |  |  | 4000 | 80
P00000WH8 | Hussmann | EcoShine II Plus Canopy | 3007992 / 0533590 | Indoor Luminaires | Case Lighting | Horizontal Refrigerated Case Luminaires | Standard | FALSE | [9 empty] | 41652 |  |  | NotYetVerified | Updated Model Numbers on 12/21/2016 | 3 | 745 | 80.1 | 9.3 |  |  | 4000 | 80
P00000WHB | Hussmann | EcoShine II Plus Canopy | 3007995 / 0533575 | Indoor Luminaires | Case Lighting | Horizontal Refrigerated Case Luminaires | Standard | FALSE | [9 empty] | 41652 |  |  | NotYetVerified | Updated Model Numbers on 12/21/2016 | 3 | 691.5 | 76.8 | 9 |  |  | 4000 | 80
P00000WH5 | Hussmann | EcoShine II Plus Canopy | 3007988 / 0533572 | Indoor Luminaires | Case Lighting | Horizontal Refrigerated Case Luminaires | Standard | FALSE | [9 empty] | 41652 |  |  | NotYetVerified | Updated Model Numbers on 12/21/2016 | 3 | 576.3 | 76.8 | 7.5 |  |  | 4000 | 80
P00000WH2 | Hussmann | EcoShine II Plus Canopy | 3007985 / 0533587 | Indoor Luminaires | Case Lighting | Horizontal Refrigerated Case Luminaires | Standard | FALSE | [9 empty] | 41652 |  |  | NotYetVerified | Updated Model Numbers on 12/21/2016 | 3 | 448.6 | 80.1 | 5.6 |  |  | 4000 | 80
P00000WGZ | Hussmann | EcoShine II Plus Canopy | 3007982 / 0533569 | Indoor Luminaires | Case Lighting | Horizontal Refrigerated Case Luminaires | Standard | FALSE | [9 empty] | 41652 |  |  | NotYetVerified | Updated Model Numbers on 12/21/2016 | 3 | 345.8 | 76.8 | 4.5 |  |  | 4000 | 80
P00000WHV | Hussmann | EcoShine II Plus Canopy | 3008028 / 0533601 | Indoor Luminaires | Case Lighting | Horizontal Refrigerated Case Luminaires | Standard | FALSE | [9 empty] | 41652 |  |  | NotYetVerified | Updated Model Numbers on 12/21/2016 | 3 | 2687.2 | 77.7 | 34.6 |  |  | 3500 | 80
P00000WHS | Hussmann | EcoShine II Plus Canopy | 3008025 / 0533583 | Indoor Luminaires | Case Lighting | Horizontal Refrigerated Case Luminaires | Standard | FALSE | [9 empty] | 41652 |  |  | NotYetVerified | Updated Model Numbers on 12/21/2016 | 3 | 2194.5 | 75.7 | 29 |  |  | 3500 | 80
P00000WI7 | Hussmann | EcoShine II Plus Canopy | 3008021 / 0533694 | Indoor Luminaires | Case Lighting | Horizontal Refrigerated Case Luminaires | Standard | FALSE | [9 empty] | 41652 |  |  | NotYetVerified | Updated Model Numbers on 12/21/2016 | 3 | 2120.3 | 77.7 | 27.3 |  |  | 3500 | 80
P00000WHP | Hussmann | EcoShine II Plus Canopy | ESII Plus HO Canopy 48 3500K -Â 533598 | Indoor Luminaires | Case Lighting | Horizontal Refrigerated Case Luminaires | Standard | FALSE | [9 empty] | 41652 |  |  | NotYetVerified |  | 3 | 2120.3 | 77.7 | 27.3 |  |  | 3500 | 80
P00000WI4 | Hussmann | EcoShine II Plus Canopy | 3008018 / 0533688 | Indoor Luminaires | Case Lighting | Horizontal Refrigerated Case Luminaires | Standard | FALSE | [9 empty] | 41652 |  |  | NotYetVerified | Updated Model Numbers on 12/21/2016 | 3 | 1740.4 | 75.7 | 23 |  |  | 3500 | 80
P00000WHM | Hussmann | EcoShine II Plus Canopy | ESII Plus Canopy 48 3500K -Â 533580 | Indoor Luminaires | Case Lighting | Horizontal Refrigerated Case Luminaires | Standard | FALSE | [9 empty] | 41652 |  |  | NotYetVerified |  | 3 | 1740.4 | 75.7 | 23 |  |  | 3500 | 80
P00000WI1 | Hussmann | EcoShine II Plus Canopy | 3008009 / 0533691 | Indoor Luminaires | Case Lighting | Horizontal Refrigerated Case Luminaires | Standard | FALSE | [9 empty] | 41652 |  |  | NotYetVerified | Updated Model Numbers on 12/21/2016 | 3 | 1568.8 | 77.7 | 20.2 |  |  | 3500 | 80
P00000WHJ | Hussmann | EcoShine II Plus Canopy | ESII Plus HO Canopy 36 3500K -Â 533595 | Indoor Luminaires | Case Lighting | Horizontal Refrigerated Case Luminaires | Standard | FALSE | [9 empty] | 41652 |  |  | NotYetVerified |  | 3 | 1568.8 | 77.7 | 20.2 |  |  | 3500 | 80
P00000WHY | Hussmann | EcoShine II Plus Canopy | 3008006 / 0533604 | Indoor Luminaires | Case Lighting | Horizontal Refrigerated Case Luminaires | Standard | FALSE | [9 empty] | 41652 |  |  | NotYetVerified | Updated Model Numbers on 12/21/2016 | 3 | 1248.6 | 75.7 | 16.5 |  |  | 3500 | 80
P00000WHG | Hussmann | EcoShine II Plus Canopy | ESII Plus Canopy 36 3500K -Â 533577 | Indoor Luminaires | Case Lighting | Horizontal Refrigerated Case Luminaires | Standard | FALSE | [9 empty] | 41652 |  |  | NotYetVerified |  | 3 | 1248.6 | 75.7 | 16.5 |  |  | 3500 | 80
P00000WHD | Hussmann | EcoShine II Plus Canopy | 3007997 / 0533592 | Indoor Luminaires | Case Lighting | Horizontal Refrigerated Case Luminaires | Standard | FALSE | [9 empty] | 41652 |  |  | NotYetVerified | Updated Model Numbers on 12/21/2016 | 3 | 854.3 | 77.7 | 11 |  |  | 3500 | 80
P00000WH7 | Hussmann | EcoShine II Plus Canopy | 3007991 / 0533589 | Indoor Luminaires | Case Lighting | Horizontal Refrigerated Case Luminaires | Standard | FALSE | [9 empty] | 41652 |  |  | NotYetVerified | Updated Model Numbers on 12/21/2016 | 3 | 722.3 | 77.7 | 9.3 |  |  | 3500 | 80
P00000WHA | Hussmann | EcoShine II Plus Canopy | 3007994 / 0533574 | Indoor Luminaires | Case Lighting | Horizontal Refrigerated Case Luminaires | Standard | FALSE | [9 empty] | 41652 |  |  | NotYetVerified | Updated Model Numbers on 12/21/2016 | 3 | 681 | 75.7 | 9 |  |  | 3500 | 80
P00000WH4 | Hussmann | EcoShine II Plus Canopy | 3007987 / 0533571 | Indoor Luminaires | Case Lighting | Horizontal Refrigerated Case Luminaires | Standard | FALSE | [9 empty] | 41652 |  |  | NotYetVerified | Updated Model Numbers on 12/21/2016 | 3 | 567.5 | 75.7 | 7.5 |  |  | 3500 | 80
P00000WH1 | Hussmann | EcoShine II Plus Canopy | 3007984 / 0533586 | Indoor Luminaires | Case Lighting | Horizontal Refrigerated Case Luminaires | Standard | FALSE | [9 empty] | 41652 |  |  | NotYetVerified | Updated Model Numbers on 12/21/2016 | 3 | 434.9 | 77.7 | 5.6 |  |  | 3500 | 80
P00000WGY | Hussmann | EcoShine II Plus Canopy | 3007981 / 0533568 | Indoor Luminaires | Case Lighting | Horizontal Refrigerated Case Luminaires | Standard | FALSE | [9 empty] | 41652 |  |  | NotYetVerified | Updated Model Numbers on 12/21/2016 | 3 | 340.5 | 75.7 | 4.5 |  |  | 3500 | 80
P00000WHU | Hussmann | EcoShine II Plus Canopy | 3008027 / 0533600 | Indoor Luminaires | Case Lighting | Horizontal Refrigerated Case Luminaires | Standard | FALSE | [9 empty] | 41652 |  |  | NotYetVerified | Updated Model Numbers on 12/21/2016 | 3 | 2501.3 | 72.3 | 34.6 |  |  | 3000 | 80
P00000WHR | Hussmann | EcoShine II Plus Canopy | 3008024 / 0533582 | Indoor Luminaires | Case Lighting | Horizontal Refrigerated Case Luminaires | Standard | FALSE | [9 empty] | 41652 |  |  | NotYetVerified | Updated Model Numbers on 12/21/2016 | 3 | 2093.2 | 72.2 | 29 |  |  | 3000 | 80
P00000WI6 | Hussmann | EcoShine II Plus Canopy | 3008020 / 0533693 | Indoor Luminaires | Case Lighting | Horizontal Refrigerated Case Luminaires | Standard | FALSE | [9 empty] | 41652 |  |  | NotYetVerified | Updated Model Numbers on 12/21/2016 | 3 | 1973.6 | 72.3 | 27.3 |  |  | 3000 | 80
P00000WHO | Hussmann | EcoShine II Plus Canopy | ESII Plus HO Canopy 48 3000K -Â 533597 | Indoor Luminaires | Case Lighting | Horizontal Refrigerated Case Luminaires | Standard | FALSE | [9 empty] | 41652 |  |  | NotYetVerified |  | 3 | 1973.6 | 72.3 | 27.3 |  |  | 3000 | 80
P00000WI3 | Hussmann | EcoShine II Plus Canopy | 3008017 / 0533687 | Indoor Luminaires | Case Lighting | Horizontal Refrigerated Case Luminaires | Standard | FALSE | [9 empty] | 41652 |  |  | NotYetVerified | Updated Model Numbers on 12/21/2016 | 3 | 1660.1 | 72.2 | 23 |  |  | 3000 | 80
P00000WHL | Hussmann | EcoShine II Plus Canopy | ESII Plus Canopy 48 3000K -Â 533579 | Indoor Luminaires | Case Lighting | Horizontal Refrigerated Case Luminaires | Standard | FALSE | [9 empty] | 41652 |  |  | NotYetVerified |  | 3 | 1660.1 | 72.2 | 23 |  |  | 3000 | 80
P00000WI0 | Hussmann | EcoShine II Plus Canopy | 3008008 / 0533690 | Indoor Luminaires | Case Lighting | Horizontal Refrigerated Case Luminaires | Standard | FALSE | [9 empty] | 41652 |  |  | NotYetVerified | Updated Model Numbers on 12/21/2016 | 3 | 1460.3 | 72.3 | 20.2 |  |  | 3000 | 80
P00000WHI | Hussmann | EcoShine II Plus Canopy | ESII Plus HO Canopy 36 3000K -Â 533594 | Indoor Luminaires | Case Lighting | Horizontal Refrigerated Case Luminaires | Standard | FALSE | [9 empty] | 41652 |  |  | NotYetVerified |  | 3 | 1460.3 | 72.3 | 20.2 |  |  | 3000 | 80
P00000WHX | Hussmann | EcoShine II Plus Canopy | 3008005 / 0533603 | Indoor Luminaires | Case Lighting | Horizontal Refrigerated Case Luminaires | Standard | FALSE | [9 empty] | 41652 |  |  | NotYetVerified | Updated Model Numbers on 12/21/2016 | 3 | 1190.9 | 72.2 | 16.5 |  |  | 3000 | 80
P00000WHF | Hussmann | EcoShine II Plus Canopy | ESII Plus Canopy 36 3000K -Â 533576 | Indoor Luminaires | Case Lighting | Horizontal Refrigerated Case Luminaires | Standard | FALSE | [9 empty] | 41652 |  |  | NotYetVerified |  | 3 | 1190.9 | 72.2 | 16.5 |  |  | 3000 | 80
P00000WHC | Hussmann | EcoShine II Plus Canopy | 3007996 / 0533591 | Indoor Luminaires | Case Lighting | Horizontal Refrigerated Case Luminaires | Standard | FALSE | [9 empty] | 41652 |  |  | NotYetVerified | Updated Model Numbers on 12/21/2016 | 3 | 795.2 | 72.3 | 11 |  |  | 3000 | 80
P00000WH6 | Hussmann | EcoShine II Plus Canopy | 3007989 / 0533588 | Indoor Luminaires | Case Lighting | Horizontal Refrigerated Case Luminaires | Standard | FALSE | [9 empty] | 41652 |  |  | NotYetVerified | Updated Model Numbers on 12/21/2016 | 3 | 672.3 | 72.3 | 9.3 |  |  | 3000 | 80
P00000WH9 | Hussmann | EcoShine II Plus Canopy | 3007993 / 0533573 | Indoor Luminaires | Case Lighting | Horizontal Refrigerated Case Luminaires | Standard | FALSE | [9 empty] | 41652 |  |  | NotYetVerified | Updated Model Numbers on 12/21/2016 | 3 | 649.6 | 72.2 | 9 |  |  | 3000 | 80
P00000WH3 | Hussmann | EcoShine II Plus Canopy | 3007986 / 0533570 | Indoor Luminaires | Case Lighting | Horizontal Refrigerated Case Luminaires | Standard | FALSE | [9 empty] | 41652 |  |  | NotYetVerified | Updated Model Numbers on 12/21/2016 | 3 | 541.3 | 72.2 | 7.5 |  |  | 3000 | 80
P00000WH0 | Hussmann | EcoShine II Plus Canopy | 3007983 / 0533585 | Indoor Luminaires | Case Lighting | Horizontal Refrigerated Case Luminaires | Standard | FALSE | [9 empty] | 41652 |  |  | NotYetVerified | Updated Model Numbers on 12/21/2016 | 3 | 404.8 | 72.3 | 5.6 |  |  | 3000 | 80
P000012RQ | OSRAM | LEDstixx | LSX/V/3/D/24V/840/48/C [OT96W Driver] | Indoor Luminaires | Case Lighting | Vertical Refrigerated Case Luminaires | Standard | TRUE | 957 | 79.2 | 12.08 | 15.1 | 0.961 | 3936 | 85.3 | 5 | 50000 | 41647 |  |  | NotYetVerified |  | 3 | 957 | 79.2 | 12.08 |  |  | 4000 | 85
P000012RR | OSRAM | LEDstixx | LSX/V/3/D/24V/840/48/L[OT96W Driver] | Indoor Luminaires | Case Lighting | Vertical Refrigerated Case Luminaires | Standard | TRUE | 503 | 79.2 | 6.35 | 15.1 | 0.961 | 3936 | 85.3 | 5 | 50000 | 41647 |  |  | NotYetVerified |  | 3 | 503 | 79.2 | 6.35 |  |  | 4000 | 85
P000012RO | OSRAM | LEDstixx | LSX/V/3/D/24V/840/48/C [OT75W Driver] | Indoor Luminaires | Case Lighting | Vertical Refrigerated Case Luminaires | Standard | TRUE | 960 | 76.5 | 12.55 | 12.7 | 0.947 | 3930 | 85.3 | 5 | 50000 | 41647 |  |  | NotYetVerified |  | 3 | 960 | 76.5 | 12.55 |  |  | 4000 | 85
P000012RP | OSRAM | LEDstixx | LSX/V/3/D/24V/840/48/L [OT75W Driver] | Indoor Luminaires | Case Lighting | Vertical Refrigerated Case Luminaires | Standard | TRUE | 500 | 76.5 | 6.54 | 12.7 | 0.947 | 3930 | 85.3 | 5 | 50000 | 41647 |  |  | NotYetVerified |  | 3 | 500 | 76.5 | 6.54 | 12.7 | 0.947 | 3930 | 85.3
P000012TL | OSRAM | LEDstixx | LSX/V/3/D/24V/850/72/C [OT96W Driver] | Indoor Luminaires | Case Lighting | Vertical Refrigerated Case Luminaires | Standard | FALSE | [9 empty] | 41647 |  |  | NotYetVerified |  | 3 | 1355 | 74.2 | 18.26 | 15.3 | 0.966 | 5204 | 87.7
P000012T5 | OSRAM | LEDstixx | LSX/V/3/S/24V/850/72/C [OT96W Driver] | Indoor Luminaires | Case Lighting | Vertical Refrigerated Case Luminaires | Standard | FALSE | [9 empty] | 41647 |  |  | NotYetVerified |  | 3 | 1351 | 74.2 | 18.2 | 15.3 | 0.966 | 5204 | 87.7
P000012TF | OSRAM | LEDstixx | LSX/V/3/D/24V/850/60/C [OT96W Driver] | Indoor Luminaires | Case Lighting | Vertical Refrigerated Case Luminaires | Standard | FALSE | [9 empty] | 41647 |  |  | NotYetVerified |  | 3 | 1129 | 74.2 | 15.22 | 15.3 | 0.966 | 5204 | 87.7
P000012SZ | OSRAM | LEDstixx | LSX/V/3/S/24V/850/60/C [OT96W Driver] | Indoor Luminaires | Case Lighting | Vertical Refrigerated Case Luminaires | Standard | FALSE | [9 empty] | 41647 |  |  | NotYetVerified |  | 3 | 1126 | 74.2 | 15.18 | 15.3 | 0.966 | 5204 | 87.7
P000012T9 | OSRAM | LEDstixx | LSX/V/3/D/24V/850/48/C [OT96W Driver] | Indoor Luminaires | Case Lighting | Vertical Refrigerated Case Luminaires | Standard | FALSE | [9 empty] | 41647 |  |  | NotYetVerified |  | 3 | 903 | 74.2 | 12.17 | 15.3 | 0.966 | 5204 | 87.7
P000012ST | OSRAM | LEDstixx | LSX/V/3/S/24V/850/48/C [OT96W Driver] | Indoor Luminaires | Case Lighting | Vertical Refrigerated Case Luminaires | Standard | FALSE | [9 empty] | 41647 |  |  | NotYetVerified |  | 3 | 901 | 74.2 | 12.14 | 15.3 | 0.966 | 5204 | 87.7
P000012T7 | OSRAM | LEDstixx | LSX/V/3/S/24V/850/72/R [OT96W Driver] | Indoor Luminaires | Case Lighting | Vertical Refrigerated Case Luminaires | Standard | FALSE | [9 empty] | 41647 |  |  | NotYetVerified |  | 3 | 737 | 74.2 | 9.93 | 15.3 | 0.966 | 5204 | 87.7
P000012T6 | OSRAM | LEDstixx | LSX/V/3/S/24V/850/72/L [OT96W Driver] | Indoor Luminaires | Case Lighting | Vertical Refrigerated Case Luminaires | Standard | FALSE | [9 empty] | 41647 |  |  | NotYetVerified |  | 3 | 737 | 74.2 | 9.93 | 15.3 | 0.966 | 5204 | 87.7
P000012TN | OSRAM | LEDstixx | LSX/V/3/D/24V/850/72/R [OT96W Driver] | Indoor Luminaires | Case Lighting | Vertical Refrigerated Case Luminaires | Standard | FALSE | [9 empty] | 41647 |  |  | NotYetVerified |  | 3 | 721 | 74.2 | 9.72 | 15.3 | 0.966 | 5204 | 87.7
P000012TM | OSRAM | LEDstixx | LSX/V/3/D/24V/850/72/L [OT96W Driver] | Indoor Luminaires | Case Lighting | Vertical Refrigerated Case Luminaires | Standard | FALSE | [9 empty] | 41647 |  |  | NotYetVerified |  | 3 | 721 | 74.2 | 9.72 | 15.3 | 0.966 | 5204 | 87.7
P000012T1 | OSRAM | LEDstixx | LSX/V/3/S/24V/850/60/R [OT96W Driver] | Indoor Luminaires | Case Lighting | Vertical Refrigerated Case Luminaires | Standard | FALSE | [9 empty] | 41647 |  |  | NotYetVerified |  | 3 | 614 | 74.2 | 8.27 | 15.3 | 0.966 | 5204 | 87.7
P000012T0 | OSRAM | LEDstixx | LSX/V/3/S/24V/850/60/L [OT96W Driver] | Indoor Luminaires | Case Lighting | Vertical Refrigerated Case Luminaires | Standard | FALSE | [9 empty] | 41647 |  |  | NotYetVerified |  | 3 | 614 | 74.2 | 8.27 | 15.3 | 0.966 | 5204 | 87.7
P000012TH | OSRAM | LEDstixx | LSX/V/3/D/24V/850/60/R [OT96W Driver] | Indoor Luminaires | Case Lighting | Vertical Refrigerated Case Luminaires | Standard | FALSE | [9 empty] | 41647 |  |  | NotYetVerified |  | 3 | 601 | 74.2 | 8.1 | 15.3 | 0.966 | 5204 | 87.7
P000012TG | OSRAM | LEDstixx | LSX/V/3/D/24V/850/60/L [OT96W Driver] | Indoor Luminaires | Case Lighting | Vertical Refrigerated Case Luminaires | Standard | FALSE | [9 empty] | 41647 |  |  | NotYetVerified |  | 3 | 601 | 74.2 | 8.1 | 15.3 | 0.966 | 5204 | 87.7
P000012SV | OSRAM | LEDstixx | LSX/V/3/S/24V/850/48/R [OT96W Driver] | Indoor Luminaires | Case Lighting | Vertical Refrigerated Case Luminaires | Standard | FALSE | [9 empty] | 41647 |  |  | NotYetVerified |  | 3 | 491 | 74.2 | 6.62 | 15.3 | 0.966 | 5204 | 87.7
P000012SU | OSRAM | LEDstixx | LSX/V/3/S/24V/850/48/L [OT96W Driver] | Indoor Luminaires | Case Lighting | Vertical Refrigerated Case Luminaires | Standard | FALSE | [9 empty] | 41647 |  |  | NotYetVerified |  | 3 | 491 | 74.2 | 6.62 | 15.3 | 0.966 | 5204 | 87.7
P000012TB | OSRAM | LEDstixx | LSX/V/3/D/24V/850/48/R [OT96W Driver] | Indoor Luminaires | Case Lighting | Vertical Refrigerated Case Luminaires | Standard | FALSE | [9 empty] | 41647 |  |  | NotYetVerified |  | 3 | 481 | 74.2 | 6.48 | 15.3 | 0.966 | 5204 | 87.7
P000012TA | OSRAM | LEDstixx | LSX/V/3/D/24V/850/48/L [OT96W Driver] | Indoor Luminaires | Case Lighting | Vertical Refrigerated Case Luminaires | Standard | FALSE | [9 empty] | 41647 |  |  | NotYetVerified |  | 3 | 481 | 74.2 | 6.48 | 15.3 | 0.966 | 5204 | 87.7
P000012S7 | OSRAM | LEDstixx | LSX/V/3/S/24V/850/72/C [OT75W Driver] | Indoor Luminaires | Case Lighting | Vertical Refrigerated Case Luminaires | Standard | FALSE | [9 empty] | 41647 |  |  | NotYetVerified |  | 3 | 1350 | 72.6 | 18.6 | 13 | 0.947 | 5203 | 87.7
P000012SN | OSRAM | LEDstixx | LSX/V/3/D/24V/850/72/C [OT75W Driver] | Indoor Luminaires | Case Lighting | Vertical Refrigerated Case Luminaires | Standard | FALSE | [9 empty] | 41647 |  |  | NotYetVerified |  | 3 | 1349 | 72.6 | 18.58 | 13 | 0.947 | 5203 | 87.7
P000012S1 | OSRAM | LEDstixx | LSX/V/3/S/24V/850/60/C [OT75W Driver] | Indoor Luminaires | Case Lighting | Vertical Refrigerated Case Luminaires | Standard | FALSE | [9 empty] | 41647 |  |  | NotYetVerified |  | 3 | 1125 | 72.6 | 15.5 | 13 | 0.947 | 5203 | 87.7
P000012SH | OSRAM | LEDstixx | LSX/V/3/D/24V/850/60/C [OT75W Driver] | Indoor Luminaires | Case Lighting | Vertical Refrigerated Case Luminaires | Standard | FALSE | [9 empty] | 41647 |  |  | NotYetVerified |  | 3 | 1124 | 72.6 | 15.48 | 13 | 0.947 | 5203 | 87.7
P000012RV | OSRAM | LEDstixx | LSX/V/3/S/24V/850/48/C [OT75W Driver] | Indoor Luminaires | Case Lighting | Vertical Refrigerated Case Luminaires | Standard | FALSE | [9 empty] | 41647 |  |  | NotYetVerified |  | 3 | 900 | 72.6 | 12.4 | 13 | 0.947 | 5203 | 87.7
P000012SB | OSRAM | LEDstixx | LSX/V/3/D/24V/850/48/C [OT75W Driver] | Indoor Luminaires | Case Lighting | Vertical Refrigerated Case Luminaires | Standard | FALSE | [9 empty] | 41647 |  |  | NotYetVerified |  | 3 | 899 | 72.6 | 12.38 | 13 | 0.947 | 5203 | 87.7
P000012S9 | OSRAM | LEDstixx | LSX/V/3/S/24V/850/72/R [OT75W Driver] | Indoor Luminaires | Case Lighting | Vertical Refrigerated Case Luminaires | Standard | FALSE | [9 empty] | 41647 |  |  | NotYetVerified |  | 3 | 736 | 72.6 | 10.14 | 13 | 0.947 | 5203 | 87.7
P000012S8 | OSRAM | LEDstixx | LSX/V/3/S/24V/850/72/L [OT75W Driver] | Indoor Luminaires | Case Lighting | Vertical Refrigerated Case Luminaires | Standard | FALSE | [9 empty] | 41647 |  |  | NotYetVerified |  | 3 | 736 | 72.6 | 10.14 | 13 | 0.947 | 5203 | 87.7
P000012SP | OSRAM | LEDstixx | LSX/V/3/D/24V/850/72/R [OT75W Driver] | Indoor Luminaires | Case Lighting | Vertical Refrigerated Case Luminaires | Standard | FALSE | [9 empty] | 41647 |  |  | NotYetVerified |  | 3 | 719 | 72.6 | 9.9 | 13 | 0.947 | 5203 | 87.7
P000012SO | OSRAM | LEDstixx | LSX/V/3/D/24V/850/72/L [OT75W Driver] | Indoor Luminaires | Case Lighting | Vertical Refrigerated Case Luminaires | Standard | FALSE | [9 empty] | 41647 |  |  | NotYetVerified |  | 3 | 719 | 72.6 | 9.9 | 13 | 0.947 | 5203 | 87.7
P000012S3 | OSRAM | LEDstixx | LSX/V/3/S/24V/850/60/R [OT75W Driver] | Indoor Luminaires | Case Lighting | Vertical Refrigerated Case Luminaires | Standard | FALSE | [9 empty] | 41647 |  |  | NotYetVerified |  | 3 | 613 | 72.6 | 8.44 | 13 | 0.947 | 5203 | 87.7
P000012S2 | OSRAM | LEDstixx | LSX/V/3/S/24V/850/60/L [OT75W Driver] | Indoor Luminaires | Case Lighting | Vertical Refrigerated Case Luminaires | Standard | FALSE | [9 empty] | 41647 |  |  | NotYetVerified |  | 3 | 613 | 72.6 | 8.44 | 13 | 0.947 | 5203 | 87.7
P000012SJ | OSRAM | LEDstixx | LSX/V/3/D/24V/850/60/R [OT75W Driver] | Indoor Luminaires | Case Lighting | Vertical Refrigerated Case Luminaires | Standard | FALSE | [9 empty] | 41647 |  |  | NotYetVerified |  | 3 | 599 | 72.6 | 8.25 | 13 | 0.947 | 5203 | 87.7
P000012SI | OSRAM | LEDstixx | LSX/V/3/D/24V/850/60/L [OT75W Driver] | Indoor Luminaires | Case Lighting | Vertical Refrigerated Case Luminaires | Standard | FALSE | [9 empty] | 41647 |  |  | NotYetVerified |  | 3 | 599 | 72.6 | 8.25 | 13 | 0.947 | 5203 | 87.7
P000012RX | OSRAM | LEDstixx | LSX/V/3/S/24V/850/48/R [OT75W Driver] | Indoor Luminaires | Case Lighting | Vertical Refrigerated Case Luminaires | Standard | FALSE | [9 empty] | 41647 |  |  | NotYetVerified |  | 3 | 490 | 72.6 | 6.75 | 13 | 0.947 | 5203 | 87.7
P000012RW | OSRAM | LEDstixx | LSX/V/3/S/24V/850/48/L [OT75W Driver] | Indoor Luminaires | Case Lighting | Vertical Refrigerated Case Luminaires | Standard | FALSE | [9 empty] | 41647 |  |  | NotYetVerified |  | 3 | 490 | 72.6 | 6.75 | 13 | 0.947 | 5203 | 87.7
P000012SD | OSRAM | LEDstixx | LSX/V/3/D/24V/850/48/R [OT75W Driver] | Indoor Luminaires | Case Lighting | Vertical Refrigerated Case Luminaires | Standard | FALSE | [9 empty] | 41647 |  |  | NotYetVerified |  | 3 | 479 | 72.6 | 6.6 | 13 | 0.947 | 5203 | 87.7
P000012SC | OSRAM | LEDstixx | LSX/V/3/D/24V/850/48/L [OT75W Driver] | Indoor Luminaires | Case Lighting | Vertical Refrigerated Case Luminaires | Standard | FALSE | [9 empty] | 41647 |  |  | NotYetVerified |  | 3 | 479 | 72.6 | 6.6 | 13 | 0.947 | 5203 | 87.7
P000012T2 | OSRAM | LEDstixx | LSX/V/3/S/24V/840/72/C [OT96W Driver] | Indoor Luminaires | Case Lighting | Vertical Refrigerated Case Luminaires | Standard | FALSE | [9 empty] | 41647 |  |  | NotYetVerified |  | 3 | 1457 | 79.2 | 18.4 | 15.1 | 0.961 | 3936 | 85.3
P000012TI | OSRAM | LEDstixx | LSX/V/3/D/24V/840/72/C [OT96W Driver] | Indoor Luminaires | Case Lighting | Vertical Refrigerated Case Luminaires | Standard | FALSE | [9 empty] | 41647 |  |  | NotYetVerified |  | 3 | 1435 | 79.2 | 18.12 | 15.1 | 0.961 | 3936 | 85.3
P000012SW | OSRAM | LEDstixx | LSX/V/3/S/24V/840/60/C [OT96W Driver] | Indoor Luminaires | Case Lighting | Vertical Refrigerated Case Luminaires | Standard | FALSE | [9 empty] | 41647 |  |  | NotYetVerified |  | 3 | 1214 | 79.2 | 15.33 | 15.1 | 0.961 | 3936 | 85.3
P000012TC | OSRAM | LEDstixx | LSX/V/3/D/24V/840/60/C [OT96W Driver] | Indoor Luminaires | Case Lighting | Vertical Refrigerated Case Luminaires | Standard | FALSE | [9 empty] | 41647 |  |  | NotYetVerified |  | 3 | 1196 | 79.2 | 15.1 | 15.1 | 0.961 | 3936 | 85.3
P000012SQ | OSRAM | LEDstixx | LSX/V/3/S/24V/840/48/C [OT96W Driver] | Indoor Luminaires | Case Lighting | Vertical Refrigerated Case Luminaires | Standard | FALSE | [9 empty] | 41647 |  |  | NotYetVerified |  | 3 | 971 | 79.2 | 12.26 | 15.1 | 0.961 | 3936 | 85.3
P000012T4 | OSRAM | LEDstixx | LSX/V/3/S/24V/840/72/R [OT96W Driver] | Indoor Luminaires | Case Lighting | Vertical Refrigerated Case Luminaires | Standard | FALSE | [9 empty] | 41647 |  |  | NotYetVerified |  | 3 | 796 | 79.4 | 10.03 | 15.1 | 0.961 | 3936 | 85.3
P000012T3 | OSRAM | LEDstixx | LSX/V/3/S/24V/840/72/L [OT96W Driver] | Indoor Luminaires | Case Lighting | Vertical Refrigerated Case Luminaires | Standard | FALSE | [9 empty] | 41647 |  |  | NotYetVerified |  | 3 | 796 | 79.4 | 10.03 | 15.1 | 0.961 | 3936 | 85.3
P000012TK | OSRAM | LEDstixx | LSX/V/3/D/24V/840/72/R [OT96W Driver] | Indoor Luminaires | Case Lighting | Vertical Refrigerated Case Luminaires | Standard | FALSE | [9 empty] | 41647 |  |  | NotYetVerified |  | 3 | 755 | 79.2 | 9.53 | 15.1 | 0.961 | 3936 | 85.3
P000012TJ | OSRAM | LEDstixx | LSX/V/3/D/24V/840/72/L [OT96W Driver] | Indoor Luminaires | Case Lighting | Vertical Refrigerated Case Luminaires | Standard | FALSE | [9 empty] | 41647 |  |  | NotYetVerified |  | 3 | 755 | 79.2 | 9.53 | 15.1 | 0.961 | 3936 | 85.3
P000012SY | OSRAM | LEDstixx | LSX/V/3/S/24V/840/60/R [OT96W Driver] | Indoor Luminaires | Case Lighting | Vertical Refrigerated Case Luminaires | Standard | FALSE | [9 empty] | 41647 |  |  | NotYetVerified |  | 3 | 663 | 79.3 | 8.36 | 15.1 | 0.961 | 3936 | 85.3
P000012SX | OSRAM | LEDstixx | LSX/V/3/S/24V/840/60/L [OT96W Driver] | Indoor Luminaires | Case Lighting | Vertical Refrigerated Case Luminaires | Standard | FALSE | [9 empty] | 41647 |  |  | NotYetVerified |  | 3 | 663 | 79.3 | 8.36 | 15.1 | 0.961 | 3936 | 85.3
P000012TE | OSRAM | LEDstixx | LSX/V/3/D/24V/840/60/R [OT96W Driver] | Indoor Luminaires | Case Lighting | Vertical Refrigerated Case Luminaires | Standard | FALSE | [9 empty] | 41647 |  |  | NotYetVerified |  | 3 | 629 | 79.2 | 7.94 | 15.1 | 0.961 | 3936 | 85.3
P000012TD | OSRAM | LEDstixx | LSX/V/3/D/24V/840/60/L [OT96W Driver] | Indoor Luminaires | Case Lighting | Vertical Refrigerated Case Luminaires | Standard | FALSE | [9 empty] | 41647 |  |  | NotYetVerified |  | 3 | 629 | 79.2 | 7.94 | 15.1 | 0.961 | 3936 | 85.3
P000012SS | OSRAM | LEDstixx | LSX/V/3/S/24V/840/48/R [OT96W Driver] | Indoor Luminaires | Case Lighting | Vertical Refrigerated Case Luminaires | Standard | FALSE | [9 empty] | 41647 |  |  | NotYetVerified |  | 3 | 530 | 79.2 | 6.69 | 15.1 | 0.961 | 3936 | 85.3
P000012SR | OSRAM | LEDstixx | LSX/V/3/S/24V/840/48/L [OT96W Driver] | Indoor Luminaires | Case Lighting | Vertical Refrigerated Case Luminaires | Standard | FALSE | [9 empty] | 41647 |  |  | NotYetVerified |  | 3 | 530 | 79.2 | 6.69 | 15.1 | 0.961 | 3936 | 85.3
P000012T8 | OSRAM | LEDstixx | LSX/V/3/D/24V/840/48/R [OT96W Driver] | Indoor Luminaires | Case Lighting | Vertical Refrigerated Case Luminaires | Standard | FALSE | [9 empty] | 41647 |  |  | NotYetVerified |  | 3 | 503 | 79.2 | 6.35 | 15.1 | 0.961 | 3936 | 85.3
P000012S4 | OSRAM | LEDstixx | LSX/V/3/S/24V/840/72/C [OT75W Driver] | Indoor Luminaires | Case Lighting | Vertical Refrigerated Case Luminaires | Standard | FALSE | [9 empty] | 41647 |  |  | NotYetVerified |  | 3 | 1450 | 76.5 | 18.96 | 12.7 | 0.947 | 3930 | 85.3
P000012SK | OSRAM | LEDstixx | LSX/V/3/D/24V/840/72/C [OT75W Driver] | Indoor Luminaires | Case Lighting | Vertical Refrigerated Case Luminaires | Standard | FALSE | [9 empty] | 41647 |  |  | NotYetVerified |  | 3 | 1440 | 76.5 | 18.83 | 12.7 | 0.947 | 3930 | 85.3
P000012RY | OSRAM | LEDstixx | LSX/V/3/S/24V/840/60/C [OT75W Driver] | Indoor Luminaires | Case Lighting | Vertical Refrigerated Case Luminaires | Standard | FALSE | [9 empty] | 41647 |  |  | NotYetVerified |  | 3 | 1209 | 76.5 | 15.8 | 12.7 | 0.947 | 3930 | 85.3
P000012SE | OSRAM | LEDstixx | LSX/V/3/D/24V/840/60/C [OT75W Driver] | Indoor Luminaires | Case Lighting | Vertical Refrigerated Case Luminaires | Standard | FALSE | [9 empty] | 41647 |  |  | NotYetVerified |  | 3 | 1200 | 76.5 | 15.69 | 12.7 | 0.947 | 3930 | 85.3
P000012RS | OSRAM | LEDstixx | LSX/V/3/S/24V/840/48/C [OT75W Driver] | Indoor Luminaires | Case Lighting | Vertical Refrigerated Case Luminaires | Standard | FALSE | [9 empty] | 41647 |  |  | NotYetVerified |  | 3 | 967 | 76.5 | 12.64 | 12.7 | 0.947 | 3930 | 85.3
P000012S6 | OSRAM | LEDstixx | LSX/V/3/S/24V/840/72/R [OT75W Driver] | Indoor Luminaires | Case Lighting | Vertical Refrigerated Case Luminaires | Standard | FALSE | [9 empty] | 41647 |  |  | NotYetVerified |  | 3 | 793 | 76.5 | 10.36 | 12.7 | 0.947 | 3930 | 85.3
P000012S5 | OSRAM | LEDstixx | LSX/V/3/S/24V/840/72/L [OT75W Driver] | Indoor Luminaires | Case Lighting | Vertical Refrigerated Case Luminaires | Standard | FALSE | [9 empty] | 41647 |  |  | NotYetVerified |  | 3 | 793 | 76.5 | 10.36 | 12.7 | 0.947 | 3930 | 85.3
P000012SM | OSRAM | LEDstixx | LSX/V/3/D/24V/840/72/R [OT75W Driver] | Indoor Luminaires | Case Lighting | Vertical Refrigerated Case Luminaires | Standard | FALSE | [9 empty] | 41647 |  |  | NotYetVerified |  | 3 | 750 | 76.4 | 9.82 | 12.7 | 0.947 | 3930 | 85.3
P000012SL | OSRAM | LEDstixx | LSX/V/3/D/24V/840/72/L [OT75W Driver] | Indoor Luminaires | Case Lighting | Vertical Refrigerated Case Luminaires | Standard | FALSE | [9 empty] | 41647 |  |  | NotYetVerified |  | 3 | 750 | 76.4 | 9.82 | 12.7 | 0.947 | 3930 | 85.3
P000012S0 | OSRAM | LEDstixx | LSX/V/3/S/24V/840/60/R [OT75W Driver] | Indoor Luminaires | Case Lighting | Vertical Refrigerated Case Luminaires | Standard | FALSE | [9 empty] | 41647 |  |  | NotYetVerified |  | 3 | 661 | 76.5 | 8.63 | 12.7 | 0.947 | 3930 | 85.3
P000012RZ | OSRAM | LEDstixx | LSX/V/3/S/24V/840/60/L [OT75W Driver] | Indoor Luminaires | Case Lighting | Vertical Refrigerated Case Luminaires | Standard | FALSE | [9 empty] | 41647 |  |  | NotYetVerified |  | 3 | 661 | 76.5 | 8.63 | 12.7 | 0.947 | 3930 | 85.3
P000012SG | OSRAM | LEDstixx | LSX/V/3/D/24V/840/60/R [OT75W Driver] | Indoor Luminaires | Case Lighting | Vertical Refrigerated Case Luminaires | Standard | FALSE | [9 empty] | 41647 |  |  | NotYetVerified |  | 3 | 625 | 76.4 | 8.18 | 12.7 | 0.947 | 3930 | 85.3
P000012SF | OSRAM | LEDstixx | LSX/V/3/D/24V/840/60/L [OT75W Driver] | Indoor Luminaires | Case Lighting | Vertical Refrigerated Case Luminaires | Standard | FALSE | [9 empty] | 41647 |  |  | NotYetVerified |  | 3 | 625 | 76.4 | 8.18 | 12.7 | 0.947 | 3930 | 85.3
P000012RU | OSRAM | LEDstixx | LSX/V/3/S/24V/840/48/R [OT75W Driver] | Indoor Luminaires | Case Lighting | Vertical Refrigerated Case Luminaires | Standard | FALSE | [9 empty] | 41647 |  |  | NotYetVerified |  | 3 | 529 | 76.5 | 6.9 | 12.7 | 0.947 | 3930 | 85.3
P000012RT | OSRAM | LEDstixx | LSX/V/3/S/24V/840/48/L [OT75W Driver] | Indoor Luminaires | Case Lighting | Vertical Refrigerated Case Luminaires | Standard | FALSE | [9 empty] | 41647 |  |  | NotYetVerified |  | 3 | 529 | 76.5 | 6.9 | 12.7 | 0.947 | 3930 | 85.3
P000012SA | OSRAM | LEDstixx | LSX/V/3/D/24V/840/48/R [OT75W Driver] | Indoor Luminaires | Case Lighting | Vertical Refrigerated Case Luminaires | Standard | FALSE | [9 empty] | 41647 |  |  | NotYetVerified |  | 3 | 500 | 76.5 | 6.54 | 12.7 | 0.947 | 3930 | 85.3
P000014WQ | Philips Lighting North America Corporation (Rosemont) | Philips | 929000000000 | Indoor Luminaires | Case Lighting | Vertical Refrigerated Case Luminaires | Standard | TRUE | 785.3 | 52.04 | 15.1 | 16.42 | 0.903 | 3761 | 84.4 | 5 | 50000 | 41634 |  |  | NotYetVerified |  | 3 | 801.6 | 53.09 | 15.1 | 16.42 | 0.9 | 3761 | 84.4
P000014WS | Philips Lighting North America Corporation (Rosemont) | Philips | 929000000000 | Indoor Luminaires | Case Lighting | Vertical Refrigerated Case Luminaires | Standard | FALSE | [9 empty] | 41634 |  |  | NotYetVerified |  | 3 | 986.1 | 55.62 | 17.73 | 15.12 | 0.92 | 3870 | 84.5
P000014WR | Philips Lighting North America Corporation (Rosemont) | Philips | 929000000000 | Indoor Luminaires | Case Lighting | Vertical Refrigerated Case Luminaires | Standard | FALSE | [9 empty] | 41634 |  |  | NotYetVerified |  | 3 | 1119 | 57.68 | 19.4 | 14.34 | 0.93 | 3859 | 84.4
P000014WT | Philips Lighting North America Corporation (Rosemont) | Philips | 929000000000 | Indoor Luminaires | Case Lighting | Vertical Refrigerated Case Luminaires | Standard | FALSE | [9 empty] | 41634 |  |  | NotYetVerified |  | 3 | 669.4 | 53.3 | 12.56 | 22.85 | 0.89 | 3826 | 85
P000014WU | Philips Lighting North America Corporation (Rosemont) | Philips | 929000867913 [120V Only] | Indoor Luminaires | Case Lighting | Vertical Refrigerated Case Luminaires | Standard | TRUE | 964.6 | 55.2 | 17.48 | 8.75 | 0.99 | 2888 | 83.4 | 5 | 50000 | 41628 |  |  | NotYetVerified |  | 3 | 964.6 | 55.2 | 17.48 | 8.75 | 0.99 | 2888 | 83.4
P000014WV | Philips Lighting North America Corporation (Rosemont) | Philips | 929000000000 | Indoor Luminaires | Case Lighting | Vertical Refrigerated Case Luminaires | Standard | TRUE | 522.4 | 55.8 | 9.359 | 12 | 0.975 | 2872 | 83.8 | 5 | 50000 | 41628 |  |  | NotYetVerified |  | 3 | 522.4 | 55.8 | 9.359 | 12 | 0.975 | 2872 | 83.8
P00001HH8 | LED Power Inc. | LED Power | SB8-1/2W-48?-41K-45D-24V | Indoor Luminaires | Case Lighting | Vertical Refrigerated Case Luminaires | Standard | TRUE | 938.91 | 65.25 | 14.39 | 12 | 0.95 | 4162 | 85 | 5 | 50000 | 41628 |  |  | NotYetVerified | Qualified with Advance drivers LEDINTA0024V41FO and LED120A0024V33F at 120V | 3
P00001HHF | LED Power Inc. | LED Power | DFBL6-48-47?-41K-24V (Std. Power) | Indoor Luminaires | Case Lighting | Vertical Refrigerated Case Luminaires | Standard | TRUE | 984.68 | 65.17 | 15.11 | 12 | 0.95 | 4082 | 83 | 5 | 50000 | 41628 |  |  | NotYetVerified | Qualified with Advance drivers LEDINTA0024V41FO and LED120A0024V33F at 120V | 3
P00001HHE | LED Power Inc. | LED Power | SFBL6-24-47?-41K-24V (Std. Power) | Indoor Luminaires | Case Lighting | Vertical Refrigerated Case Luminaires | Standard | TRUE | 717.89 | 59.48 | 12.07 | 12 | 0.93 | 4043 | 83 | 5 | 50000 | 41628 |  |  | NotYetVerified | Qualified with Advance drivers LEDINTA0024V41FO and LED120A0024V33F at 120V | 3
P00001HHG | LED Power Inc. | LED Power | DFBL6-48-47?-41K-24V (Low Power) | Indoor Luminaires | Case Lighting | Vertical Refrigerated Case Luminaires | Standard | TRUE | 920.28 | 82.17 | 11.2 | 20 | 0.9238 | 4054 | 82.4 | 5 | 50000 | 41628 |  |  | NotYetVerified |  | 3
P00001HH9 | LED Power Inc. | LED Power | SB8-1/2W-48?-50K-45D-24V | Indoor Luminaires | Case Lighting | Vertical Refrigerated Case Luminaires | Standard | TRUE | 886.79 | 67.21 | 13.19 | 19.9 | 0.923 | 5100 | 86.3 | 5 | 50000 | 41628 |  |  | NotYetVerified | Qualified with Advance drivers LEDINTA0024V41FO and LED120A0024V33F at 120V | 3
P00001HHH | LED Power Inc. | LED Power | SFBL6(R/L)-24-47?-41K-24V (Low Power) | Indoor Luminaires | Case Lighting | Vertical Refrigerated Case Luminaires | Standard | TRUE | 613 | 70.3 | 8.72 | 20.9 | 0.9097 | 4075 | 82.4 | 5 | 50000 | 41628 |  |  | NotYetVerified |  | 3
P00001HHD | LED Power Inc. | LED Power | SB8 1/2W-66-50K-45D-24V | Indoor Luminaires | Case Lighting | Vertical Refrigerated Case Luminaires | Standard | FALSE | [9 empty] | 41628 |  |  | NotYetVerified |  | 3 | 1185 | 69.99 | 16.94 | 19.1 | 0.931 | 5090 | 86
P00001HHC | LED Power Inc. | LED Power | SB8 1/2W-60-50K-45D-24V | Indoor Luminaires | Case Lighting | Vertical Refrigerated Case Luminaires | Standard | FALSE | [9 empty] | 41628 |  |  | NotYetVerified |  | 3 | 1078 | 69.99 | 15.4 | 19.1 | 0.931 | 5090 | 86
P00001HHB | LED Power Inc. | LED Power | SB8 1/2W-66-41K-45D-24V | Indoor Luminaires | Case Lighting | Vertical Refrigerated Case Luminaires | Standard | FALSE | [9 empty] | 41628 |  |  | NotYetVerified |  | 3 | 1291 | 65 | 19.78 | 12 | 0.95 | 4162 | 85
P00001HHA | LED Power Inc. | LED Power | SB8 1/2W-60-41K-45D-24V | Indoor Luminaires | Case Lighting | Vertical Refrigerated Case Luminaires | Standard | FALSE | [9 empty] | 41628 |  |  | NotYetVerified |  | 3 | 1173.64 | 65 | 17.98 | 12 | 0.95 | 4162 | 85
P00001HHN | LED Power Inc. | LED Power | DFBL6-72-68-41K-24V (STD.Power) | Indoor Luminaires | Case Lighting | Vertical Refrigerated Case Luminaires | Standard | FALSE | [9 empty] | 41628 |  |  | NotYetVerified |  | 3 | 1424.64 | 65 | 21.86 | 12 | 0.95 | 4082 | 83
P00001HHM | LED Power Inc. | LED Power | DFBL6-60-59-41K-24V (STD. Power) | Indoor Luminaires | Case Lighting | Vertical Refrigerated Case Luminaires | Standard | FALSE | [9 empty] | 41628 |  |  | NotYetVerified |  | 3 | 1233 | 65 | 18.97 | 12 | 0.95 | 4082 | 83
P00001HHL | LED Power Inc. | LED Power | SFBL6(R/L)-36-68-41K-24V( Low Power) | Indoor Luminaires | Case Lighting | Vertical Refrigerated Case Luminaires | Standard | FALSE | [9 empty] | 41628 |  |  | NotYetVerified |  | 3 | 887.2 | 70.27 | 12.62 | 20.9 | 0.9097 | 4075 | 82.4
P00001HHK | LED Power Inc. | LED Power | SFBL6(R/L)-30-59-41K-24V (Low power) | Indoor Luminaires | Case Lighting | Vertical Refrigerated Case Luminaires | Standard | FALSE | [9 empty] | 41628 |  |  | NotYetVerified |  | 3 | 769.78 | 70.27 | 10.95 | 20.9 | 0.9097 | 4075 | 82.4
P00001HHJ | LED Power Inc. | LED Power | DFBL6-72-68-41K-24V( Low Power) | Indoor Luminaires | Case Lighting | Vertical Refrigerated Case Luminaires | Standard | FALSE | [9 empty] | 41628 |  |  | NotYetVerified |  | 3 | 1386.34 | 82.52 | 16.8 | 20 | 0.9238 | 4054 | 82.4
P00001HHI | LED Power Inc. | LED Power | DFBL6-60-59-41K-24V( Low Power) | Indoor Luminaires | Case Lighting | Vertical Refrigerated Case Luminaires | Standard | FALSE | [9 empty] | 41628 |  |  | NotYetVerified |  | 3 | 1155.25 | 82.52 | 14 | 20 | 0.9238 | 4054 | 82.4
P00001HHP | LED Power Inc. | LED Power | SFBL6(R/L)-36-68-41K-24V (STD. Power) | Indoor Luminaires | Case Lighting | Vertical Refrigerated Case Luminaires | Standard | FALSE | [9 empty] | 41628 |  |  | NotYetVerified |  | 3 | 1038.65 | 59.48 | 17.46 | 12 | 0.93 | 4043 | 83
P00001HHO | LED Power Inc. | LED Power | SFBL6(R/L)-30-59-41K-24V (STD. Power) | Indoor Luminaires | Case Lighting | Vertical Refrigerated Case Luminaires | Standard | FALSE | [9 empty] | 41628 |  |  | NotYetVerified |  | 3 | 901.18 | 59.48 | 15.15 | 12 | 0.93 | 4043 | 83
P000004M5 | American Bright Lighting | Simple Tubes | AB-STT-60C5060AE | Indoor Luminaires | Case Lighting | Vertical Refrigerated Case Luminaires | Standard | TRUE | 757.3 | 69.56 | 10.89 | 13.24 | 0.991 | 4975 | 83 | 6 | 50000 | 41625 |  |  | NotYetVerified |  | 3 | 757 | 70 | 11 |  | 0.99 | 5000 | 84
P000004ML | American Bright Lighting | Simple Tubes | AB-STT-60C5060AE | Indoor Luminaires | Case Lighting | Horizontal Refrigerated Case Luminaires | Standard | TRUE | 757.3 | 69.56 | 10.89 | 13.24 | 0.991 | 4975 | 83 | 6 | 50000 | 41625 |  |  | NotYetVerified |  | 3 | 757 | 70 | 11 |  | 0.99 | 5000 | 84
P000004M1 | American Bright Lighting | Simple Tubes | AB-STT-68C3075A | Indoor Luminaires | Case Lighting | Vertical Refrigerated Case Luminaires | Standard | TRUE | 1688 | 62.21 | 27.13 | 14.77 | 0.989 | 3032 | 82.1 | 6 | 50000 | 41625 |  |  | NotYetVerified |  | 3 | 1688 | 62 | 27 |  | 0.99 | 3000 | 84
P000004MH | American Bright Lighting | Simple Tubes | AB-STT-68C3075A | Indoor Luminaires | Case Lighting | Horizontal Refrigerated Case Luminaires | Standard | TRUE | 1688 | 62.21 | 27.13 | 14.77 | 0.989 | 3032 | 82.1 | 6 | 50000 | 41625 |  |  | NotYetVerified |  | 3 | 1688 | 62 | 27 |  | 0.99 | 3000 | 84
P000004LU | American Bright Lighting | Simple Tubes | AB-STT-48C30100A | Indoor Luminaires | Case Lighting | Vertical Refrigerated Case Luminaires | Standard | TRUE | 1062 | 61.35 | 17.31 | 15.75 | 0.988 | 3046 | 82 | 6 | 50000 | 41625 |  |  | NotYetVerified |  | 3 | 1062 | 61 | 17 |  | 0.99 | 3000 | 84
P000004MA | American Bright Lighting | Simple Tubes | AB-STT-48C30100A | Indoor Luminaires | Case Lighting | Horizontal Refrigerated Case Luminaires | Standard | TRUE | 1062 | 61.35 | 17.31 | 15.75 | 0.988 | 3046 | 82 | 6 | 50000 | 41625 |  |  | NotYetVerified |  | 3 | 1062 | 61 | 17 |  | 0.99 | 3000 | 84
P000004LT | American Bright Lighting | Simple Tubes | AB-STT-48C30100AE | Indoor Luminaires | Case Lighting | Vertical Refrigerated Case Luminaires | Standard | TRUE | 616.8 | 70.44 | 8.76 | 15.87 | 0.987 | 3077 | 82.3 | 6 | 50000 | 41625 |  |  | NotYetVerified |  | 3 | 617 | 70 | 9 |  | 0.99 | 3000 | 84
P000004LX | American Bright Lighting | Simple Tubes | AB-STT-60C3060AE | Indoor Luminaires | Case Lighting | Vertical Refrigerated Case Luminaires | Standard | TRUE | 701.5 | 64.31 | 10.91 | 16.25 | 0.987 | 3041 | 82.2 | 6 | 50000 | 41625 |  |  | NotYetVerified |  | 3 | 701 | 64 | 11 |  | 0.99 | 3000 | 84
P000004MD | American Bright Lighting | Simple Tubes | AB-STT-60C3060AE | Indoor Luminaires | Case Lighting | Horizontal Refrigerated Case Luminaires | Standard | TRUE | 701.5 | 64.31 | 10.91 | 16.25 | 0.987 | 3041 | 82.2 | 6 | 50000 | 41625 |  |  | NotYetVerified |  | 3 | 701 | 64 | 11 |  | 0.99 | 3000 | 84
P000004M9 | American Bright Lighting | Simple Tubes | AB-STT-48C30100AE | Indoor Luminaires | Case Lighting | Horizontal Refrigerated Case Luminaires | Standard | TRUE | 616.8 | 70.44 | 8.76 | 15.87 | 0.987 | 3077 | 82.3 | 6 | 50000 | 41625 |  |  | NotYetVerified |  | 3 | 617 | 70 | 9 |  | 0.99 | 3000 | 84
P00000084 | Above Lights | Mirai LED | ABL-UNV-XXXLOB | Indoor Luminaires | Case Lighting | Horizontal Refrigerated Case Luminaires | Standard | TRUE | 1851.83 | 120 | 15.43 | 10 | 0.97 | 3018 | 85 | 5 | 50000 | 41625 |  |  | NotYetVerified |  | 3 | 1800 | 120 | 15 |  | 0.97 | 3000 | 85
P00000083 | Above Lights | Mirai LED | ABL-UNV-XXXBAB | Indoor Luminaires | Case Lighting | Horizontal Refrigerated Case Luminaires | Standard | TRUE | 122.67 | 136 | 0.9 | 10 | 0.97 | 3040 | 86 | 5 | 50000 | 41625 |  |  | NotYetVerified |  | 3 | 108 | 123 | 1 |  | 0.97 | 3000 | 85
P00000X3E | International Light Technologies | Caselight | ILT70-BAO-W35CE | Indoor Luminaires | Case Lighting | Vertical Refrigerated Case Luminaires | Standard | FALSE | [9 empty] | 41625 |  |  | No | Updated on 3/1/2017 | 4.1 | 2311.9 | 93.6 | 24.7 | 6.24 | 0.99 | 3500 | 81.6
P00000X3D | International Light Technologies | Caselight | ILT60-BAO-W35CE | Indoor Luminaires | Case Lighting | Vertical Refrigerated Case Luminaires | Standard | FALSE | [9 empty] | 41625 |  |  | No | Updated on 3/1/2017 | 4.1 | 1853.3 | 93.6 | 19.8 | 6.24 | 0.99 | 3500 | 81.6
P000004MN | American Bright Lighting | Simple Tubes | AB-STT-68C5075A | Indoor Luminaires | Case Lighting | Horizontal Refrigerated Case Luminaires | Standard | FALSE | [9 empty] | 41625 | Not Yet Verified | Not Yet Verified | NotYetVerified |  | 3 | 1831 | 66 | 28 |  | 0.99 | 5000 | 84
P000004M7 | American Bright Lighting | Simple Tubes | AB-STT-68C5075A | Indoor Luminaires | Case Lighting | Vertical Refrigerated Case Luminaires | Standard | FALSE | [9 empty] | 41625 | Not Yet Verified | Not Yet Verified | NotYetVerified |  | 3 | 1831 | 66 | 28 |  | 0.99 | 5000 | 84
P000004MM | American Bright Lighting | Simple Tubes | AB-STT-60C5060A | Indoor Luminaires | Case Lighting | Horizontal Refrigerated Case Luminaires | Standard | FALSE | [9 empty] | 41625 | Not Yet Verified | Not Yet Verified | NotYetVerified |  | 3 | 1475 | 67 | 22 |  | 0.99 | 5000 | 84
P000004M6 | American Bright Lighting | Simple Tubes | AB-STT-60C5060A | Indoor Luminaires | Case Lighting | Vertical Refrigerated Case Luminaires | Standard | FALSE | [9 empty] | 41625 | Not Yet Verified | Not Yet Verified | NotYetVerified |  | 3 | 1475 | 67 | 22 |  | 0.99 | 5000 | 84
P000004MO | American Bright Lighting | Simple Tubes | AB-STT-68C5075AE | Indoor Luminaires | Case Lighting | Horizontal Refrigerated Case Luminaires | Standard | FALSE | [9 empty] | 41625 | Not Yet Verified | Not Yet Verified | NotYetVerified |  | 3 | 916 | 66 | 14 |  | 0.99 | 5000 | 84
P000004M8 | American Bright Lighting | Simple Tubes | AB-STT-68C5075AE | Indoor Luminaires | Case Lighting | Vertical Refrigerated Case Luminaires | Standard | FALSE | [9 empty] | 41625 | Not Yet Verified | Not Yet Verified | NotYetVerified |  | 3 | 916 | 66 | 14 |  | 0.99 | 5000 | 84
P000004MJ | American Bright Lighting | Simple Tubes | AB-STT-68C4075A | Indoor Luminaires | Case Lighting | Horizontal Refrigerated Case Luminaires | Standard | FALSE | [9 empty] | 41625 | Not Yet Verified | Not Yet Verified | NotYetVerified |  | 3 | 1864 | 68 | 28 |  | 0.99 | 4000 | 84
P000004M3 | American Bright Lighting | Simple Tubes | AB-STT-68C4075A | Indoor Luminaires | Case Lighting | Vertical Refrigerated Case Luminaires | Standard | FALSE | [9 empty] | 41625 | Not Yet Verified | Not Yet Verified | NotYetVerified |  | 3 | 1864 | 68 | 28 |  | 0.99 | 4000 | 84
P000004MF | American Bright Lighting | Simple Tubes | AB-STT-60C4060A | Indoor Luminaires | Case Lighting | Horizontal Refrigerated Case Luminaires | Standard | FALSE | [9 empty] | 41625 | Not Yet Verified | Not Yet Verified | NotYetVerified |  | 3 | 1491 | 68 | 22 |  | 0.99 | 4000 | 84
P000004LZ | American Bright Lighting | Simple Tubes | AB-STT-60C4060A | Indoor Luminaires | Case Lighting | Vertical Refrigerated Case Luminaires | Standard | FALSE | [9 empty] | 41625 | Not Yet Verified | Not Yet Verified | NotYetVerified |  | 3 | 1491 | 68 | 22 |  | 0.99 | 4000 | 84
P000004MB | American Bright Lighting | Simple Tubes | AB-STT-48C40100A | Indoor Luminaires | Case Lighting | Horizontal Refrigerated Case Luminaires | Standard | FALSE | [9 empty] | 41625 | Not Yet Verified | Not Yet Verified | NotYetVerified |  | 3 | 1119 | 64 | 17 |  | 0.99 | 4000 | 84
P000004LV | American Bright Lighting | Simple Tubes | AB-STT-48C40100A | Indoor Luminaires | Case Lighting | Vertical Refrigerated Case Luminaires | Standard | FALSE | [9 empty] | 41625 | Not Yet Verified | Not Yet Verified | NotYetVerified |  | 3 | 1119 | 64 | 17 |  | 0.99 | 4000 | 84
P000004MK | American Bright Lighting | Simple Tubes | AB-STT-68C4075AE | Indoor Luminaires | Case Lighting | Horizontal Refrigerated Case Luminaires | Standard | FALSE | [9 empty] | 41625 | Not Yet Verified | Not Yet Verified | NotYetVerified |  | 3 | 940 | 67 | 14 |  | 0.99 | 4000 | 84
P000004M4 | American Bright Lighting | Simple Tubes | AB-STT-68C4075AE | Indoor Luminaires | Case Lighting | Vertical Refrigerated Case Luminaires | Standard | FALSE | [9 empty] | 41625 | Not Yet Verified | Not Yet Verified | NotYetVerified |  | 3 | 940 | 67 | 14 |  | 0.99 | 4000 | 84
P000004MG | American Bright Lighting | Simple Tubes | AB-STT-60C4060AE | Indoor Luminaires | Case Lighting | Horizontal Refrigerated Case Luminaires | Standard | FALSE | [9 empty] | 41625 | Not Yet Verified | Not Yet Verified | NotYetVerified |  | 3 | 750 | 68 | 11 |  | 0.99 | 4000 | 84
P000004M0 | American Bright Lighting | Simple Tubes | AB-STT-60C4060AE | Indoor Luminaires | Case Lighting | Vertical Refrigerated Case Luminaires | Standard | FALSE | [9 empty] | 41625 | Not Yet Verified | Not Yet Verified | NotYetVerified |  | 3 | 750 | 68 | 11 |  | 0.99 | 4000 | 84
P000004MC | American Bright Lighting | Simple Tubes | AB-STT-48C40100AE | Indoor Luminaires | Case Lighting | Horizontal Refrigerated Case Luminaires | Standard | FALSE | [9 empty] | 41625 | Not Yet Verified | Not Yet Verified | NotYetVerified |  | 3 | 620 | 69 | 9 |  | 0.99 | 4000 | 84
P000004LW | American Bright Lighting | Simple Tubes | AB-STT-48C40100AE | Indoor Luminaires | Case Lighting | Vertical Refrigerated Case Luminaires | Standard | FALSE | [9 empty] | 41625 | Not Yet Verified | Not Yet Verified | NotYetVerified |  | 3 | 620 | 69 | 9 |  | 0.99 | 4000 | 84
P000004ME | American Bright Lighting | Simple Tubes | AB-STT-60C3060A | Indoor Luminaires | Case Lighting | Horizontal Refrigerated Case Luminaires | Standard | FALSE | [9 empty] | 41625 | Not Yet Verified | Not Yet Verified | NotYetVerified |  | 3 | 1424 | 65 | 22 |  | 0.99 | 3000 | 84
P000004LY | American Bright Lighting | AB-STT-60C3060AE | AB-STT-60C3060A | Indoor Luminaires | Case Lighting | Vertical Refrigerated Case Luminaires | Standard | FALSE | [9 empty] | 41625 | Not Yet Verified | Not Yet Verified | NotYetVerified |  | 3 | 1424 | 65 | 22 |  | 0.99 | 3000 | 84
P000004MI | American Bright Lighting | Simple Tubes | AB-STT-68C3075AE | Indoor Luminaires | Case Lighting | Horizontal Refrigerated Case Luminaires | Standard | FALSE | [9 empty] | 41625 | Not Yet Verified | Not Yet Verified | NotYetVerified |  | 3 | 882 | 64 | 14 |  | 0.99 | 3000 | 84
P000004M2 | American Bright Lighting | Simple Tubes | AB-STT-68C3075AE | Indoor Luminaires | Case Lighting | Vertical Refrigerated Case Luminaires | Standard | FALSE | [9 empty] | 41625 | Not Yet Verified | Not Yet Verified | NotYetVerified |  | 3 | 882 | 64 | 14 |  | 0.99 | 3000 | 84
P000000A0 | Above Lights | Mirai LED | ABL-UNV-XXXMSF | Indoor Luminaires | Case Lighting | Horizontal Refrigerated Case Luminaires | Standard | FALSE | [9 empty] | 41625 | Not Yet Verified | Not Yet Verified | NotYetVerified |  | 3 | 2565 | 135 | 19 | 10 | 0.97 | 5000 | 85
P0000009Q | Above Lights | Mirai LED | ABL-UNV-XXXLOF | Indoor Luminaires | Case Lighting | Horizontal Refrigerated Case Luminaires | Standard | FALSE | [9 empty] | 41625 | Not Yet Verified | Not Yet Verified | NotYetVerified |  | 3 | 2025 | 135 | 15 | 10 | 0.97 | 5000 | 85
P0000009H | Above Lights | Mirai LED | ABL-UNV-XXXKJF | Indoor Luminaires | Case Lighting | Horizontal Refrigerated Case Luminaires | Standard | FALSE | [9 empty] | 41625 | Not Yet Verified | Not Yet Verified | NotYetVerified |  | 3 | 1360 | 136 | 10 | 10 | 0.97 | 5000 | 85
P0000009V | Above Lights | Mirai LED | ABL-UNV-XXXMIF | Indoor Luminaires | Case Lighting | Horizontal Refrigerated Case Luminaires | Standard | FALSE | [9 empty] | 41625 | Not Yet Verified | Not Yet Verified | NotYetVerified |  | 3 | 1224 | 136 | 9 | 10 | 0.97 | 5000 | 85
P0000009M | Above Lights | Mirai LED | ABL-UNV-XXXLGF | Indoor Luminaires | Case Lighting | Horizontal Refrigerated Case Luminaires | Standard | FALSE | [9 empty] | 41625 | Not Yet Verified | Not Yet Verified | NotYetVerified |  | 3 | 952 | 136 | 7 | 10 | 0.97 | 5000 | 85
P00000097 | Above Lights | Mirai LED | ABL-UNV-XXXHGF | Indoor Luminaires | Case Lighting | Horizontal Refrigerated Case Luminaires | Standard | FALSE | [9 empty] | 41625 | Not Yet Verified | Not Yet Verified | NotYetVerified |  | 3 | 952 | 136 | 7 | 10 | 0.97 | 5000 | 85
P0000008X | Above Lights | Mirai LED | ABL-UNV-XXXFFF | Indoor Luminaires | Case Lighting | Horizontal Refrigerated Case Luminaires | Standard | FALSE | [9 empty] | 41625 | Not Yet Verified | Not Yet Verified | NotYetVerified |  | 3 | 753.5 | 137 | 5.5 | 10 | 0.97 | 5000 | 85
P0000009C | Above Lights | Mirai LED | ABL-UNV-XXXKEF | Indoor Luminaires | Case Lighting | Horizontal Refrigerated Case Luminaires | Standard | FALSE | [9 empty] | 41625 | Not Yet Verified | Not Yet Verified | NotYetVerified |  | 3 | 719.25 | 137 | 5.25 | 10 | 0.97 | 5000 | 85
P0000008N | Above Lights | Mirai LED | ABL-UNV-XXXDDF | Indoor Luminaires | Case Lighting | Horizontal Refrigerated Case Luminaires | Standard | FALSE | [9 empty] | 41625 | Not Yet Verified | Not Yet Verified | NotYetVerified |  | 3 | 513.75 | 137 | 3.75 | 10 | 0.97 | 5000 | 85
P00000092 | Above Lights | Mirai LED | ABL-UNV-XXXHDF | Indoor Luminaires | Case Lighting | Horizontal Refrigerated Case Luminaires | Standard | FALSE | [9 empty] | 41625 | Not Yet Verified | Not Yet Verified | NotYetVerified |  | 3 | 479.5 | 137 | 3.5 | 10 | 0.97 | 5000 | 85
P0000008S | Above Lights | Mirai LED | ABL-UNV-XXXFCF | Indoor Luminaires | Case Lighting | Horizontal Refrigerated Case Luminaires | Standard | FALSE | [9 empty] | 41625 | Not Yet Verified | Not Yet Verified | NotYetVerified |  | 3 | 358.8 | 138 | 2.6 | 10 | 0.97 | 5000 | 85
P0000008D | Above Lights | Mirai LED | ABL-UNV-XXXBBF | Indoor Luminaires | Case Lighting | Horizontal Refrigerated Case Luminaires | Standard | FALSE | [9 empty] | 41625 | Not Yet Verified | Not Yet Verified | NotYetVerified |  | 3 | 256.875 | 137 | 1.875 | 10 | 0.97 | 5000 | 85
P0000008I | Above Lights | Mirai LED | ABL-UNV-XXXDBF | Indoor Luminaires | Case Lighting | Horizontal Refrigerated Case Luminaires | Standard | FALSE | [9 empty] | 41625 | Not Yet Verified | Not Yet Verified | NotYetVerified |  | 3 | 241.5 | 138 | 1.75 | 10 | 0.97 | 5000 | 85
P00000088 | Above Lights | Mirai LED | ABL-UNV-XXXBAF | Indoor Luminaires | Case Lighting | Horizontal Refrigerated Case Luminaires | Standard | FALSE | [9 empty] | 41625 | Not Yet Verified | Not Yet Verified | NotYetVerified |  | 3 | 120.75 | 138 | 0.875 | 10 | 0.97 | 5000 | 85
P0000009Z | Above Lights | Mirai LED | ABL-UNV-XXXMSE | Indoor Luminaires | Case Lighting | Horizontal Refrigerated Case Luminaires | Standard | FALSE | [9 empty] | 41625 | Not Yet Verified | Not Yet Verified | NotYetVerified |  | 3 | 2565 | 135 | 19 | 10 | 0.97 | 4500 | 85
P0000009P | Above Lights | Mirai LED | ABL-UNV-XXXLOE | Indoor Luminaires | Case Lighting | Horizontal Refrigerated Case Luminaires | Standard | FALSE | [9 empty] | 41625 | Not Yet Verified | Not Yet Verified | NotYetVerified |  | 3 | 2025 | 135 | 15 | 10 | 0.97 | 4500 | 85
P0000009G | Above Lights | Mirai LED | ABL-UNV-XXXKJE | Indoor Luminaires | Case Lighting | Horizontal Refrigerated Case Luminaires | Standard | FALSE | [9 empty] | 41625 | Not Yet Verified | Not Yet Verified | NotYetVerified |  | 3 | 1360 | 136 | 10 | 10 | 0.97 | 4500 | 85
P0000009U | Above Lights | Mirai LED | ABL-UNV-XXXMIE | Indoor Luminaires | Case Lighting | Horizontal Refrigerated Case Luminaires | Standard | FALSE | [9 empty] | 41625 | Not Yet Verified | Not Yet Verified | NotYetVerified |  | 3 | 1224 | 136 | 9 | 10 | 0.97 | 4500 | 85
P0000009L | Above Lights | Mirai LED | ABL-UNV-XXXLGE | Indoor Luminaires | Case Lighting | Horizontal Refrigerated Case Luminaires | Standard | FALSE | [9 empty] | 41625 | Not Yet Verified | Not Yet Verified | NotYetVerified |  | 3 | 952 | 136 | 7 | 10 | 0.97 | 4500 | 85
P00000096 | Above Lights | Mirai LED | ABL-UNV-XXXHGE | Indoor Luminaires | Case Lighting | Horizontal Refrigerated Case Luminaires | Standard | FALSE | [9 empty] | 41625 | Not Yet Verified | Not Yet Verified | NotYetVerified |  | 3 | 952 | 136 | 7 | 10 | 0.97 | 4500 | 85
P0000008W | Above Lights | Mirai LED | ABL-UNV-XXXFFE | Indoor Luminaires | Case Lighting | Horizontal Refrigerated Case Luminaires | Standard | FALSE | [9 empty] | 41625 | Not Yet Verified | Not Yet Verified | NotYetVerified |  | 3 | 753.5 | 137 | 5.5 | 10 | 0.97 | 4500 | 85
P0000009B | Above Lights | Mirai LED | ABL-UNV-XXXKEE | Indoor Luminaires | Case Lighting | Horizontal Refrigerated Case Luminaires | Standard | FALSE | [9 empty] | 41625 | Not Yet Verified | Not Yet Verified | NotYetVerified |  | 3 | 719.25 | 137 | 5.25 | 10 | 0.97 | 4500 | 85
P0000008M | Above Lights | Mirai LED | ABL-UNV-XXXDDE | Indoor Luminaires | Case Lighting | Horizontal Refrigerated Case Luminaires | Standard | FALSE | [9 empty] | 41625 | Not Yet Verified | Not Yet Verified | NotYetVerified |  | 3 | 513.75 | 137 | 3.75 | 10 | 0.97 | 4500 | 85
P00000091 | Above Lights | Mirai LED | ABL-UNV-XXXHDE | Indoor Luminaires | Case Lighting | Horizontal Refrigerated Case Luminaires | Standard | FALSE | [9 empty] | 41625 | Not Yet Verified | Not Yet Verified | NotYetVerified |  | 3 | 479.5 | 137 | 3.5 | 10 | 0.97 | 4500 | 85
P0000008R | Above Lights | Mirai LED | ABL-UNV-XXXFCE | Indoor Luminaires | Case Lighting | Horizontal Refrigerated Case Luminaires | Standard | FALSE | [9 empty] | 41625 | Not Yet Verified | Not Yet Verified | NotYetVerified |  | 3 | 358.8 | 138 | 2.6 | 10 | 0.97 | 4500 | 85
P0000008C | Above Lights | Mirai LED | ABL-UNV-XXXBBE | Indoor Luminaires | Case Lighting | Horizontal Refrigerated Case Luminaires | Standard | FALSE | [9 empty] | 41625 | Not Yet Verified | Not Yet Verified | NotYetVerified |  | 3 | 256.875 | 137 | 1.875 | 10 | 0.97 | 4500 | 85
P0000008H | Above Lights | Mirai LED | ABL-UNV-XXXDBE | Indoor Luminaires | Case Lighting | Horizontal Refrigerated Case Luminaires | Standard | FALSE | [9 empty] | 41625 | Not Yet Verified | Not Yet Verified | NotYetVerified |  | 3 | 241.5 | 138 | 1.75 | 10 | 0.97 | 4500 | 85
P00000087 | Above Lights | Mirai LED | ABL-UNV-XXXBAE | Indoor Luminaires | Case Lighting | Horizontal Refrigerated Case Luminaires | Standard | FALSE | [9 empty] | 41625 | Not Yet Verified | Not Yet Verified | NotYetVerified |  | 3 | 120.75 | 138 | 0.875 | 10 | 0.97 | 4500 | 85
P0000009Y | Above Lights | Mirai LED | ABL-UNV-XXXMSD | Indoor Luminaires | Case Lighting | Horizontal Refrigerated Case Luminaires | Standard | FALSE | [9 empty] | 41625 | Not Yet Verified | Not Yet Verified | NotYetVerified |  | 3 | 2375 | 125 | 19 | 10 | 0.97 | 4000 | 85
P0000009O | Above Lights | Mirai LED | ABL-UNV-XXXLOD | Indoor Luminaires | Case Lighting | Horizontal Refrigerated Case Luminaires | Standard | FALSE | [9 empty] | 41625 | Not Yet Verified | Not Yet Verified | NotYetVerified |  | 3 | 1875 | 125 | 15 | 10 | 0.97 | 4000 | 85
P0000009F | Above Lights | Mirai LED | ABL-UNV-XXXKJD | Indoor Luminaires | Case Lighting | Horizontal Refrigerated Case Luminaires | Standard | FALSE | [9 empty] | 41625 | Not Yet Verified | Not Yet Verified | NotYetVerified |  | 3 | 1260 | 126 | 10 | 10 | 0.97 | 4000 | 85
P0000009T | Above Lights | Mirai LED | ABL-UNV-XXXMID | Indoor Luminaires | Case Lighting | Horizontal Refrigerated Case Luminaires | Standard | FALSE | [9 empty] | 41625 | Not Yet Verified | Not Yet Verified | NotYetVerified |  | 3 | 1161 | 129 | 9 | 10 | 0.97 | 4000 | 85
P0000009K | Above Lights | Mirai LED | ABL-UNV-XXXLGD | Indoor Luminaires | Case Lighting | Horizontal Refrigerated Case Luminaires | Standard | FALSE | [9 empty] | 41625 | Not Yet Verified | Not Yet Verified | NotYetVerified |  | 3 | 903 | 129 | 7 | 10 | 0.97 | 4000 | 85
P00000095 | Above Lights | Mirai LED | ABL-UNV-XXXHGD | Indoor Luminaires | Case Lighting | Horizontal Refrigerated Case Luminaires | Standard | FALSE | [9 empty] | 41625 | Not Yet Verified | Not Yet Verified | NotYetVerified |  | 3 | 882 | 126 | 7 | 10 | 0.97 | 4000 | 85
P0000008V | Above Lights | Mirai LED | ABL-UNV-XXXFFD | Indoor Luminaires | Case Lighting | Horizontal Refrigerated Case Luminaires | Standard | FALSE | [9 empty] | 41625 | Not Yet Verified | Not Yet Verified | NotYetVerified |  | 3 | 698.5 | 127 | 5.5 | 10 | 0.97 | 4000 | 85
P0000009A | Above Lights | Mirai LED | ABL-UNV-XXXKED | Indoor Luminaires | Case Lighting | Horizontal Refrigerated Case Luminaires | Standard | FALSE | [9 empty] | 41625 | Not Yet Verified | Not Yet Verified | NotYetVerified |  | 3 | 682.5 | 130 | 5.25 | 10 | 0.97 | 4000 | 85
P0000008L | Above Lights | Mirai LED | ABL-UNV-XXXDDD | Indoor Luminaires | Case Lighting | Horizontal Refrigerated Case Luminaires | Standard | FALSE | [9 empty] | 41625 | Not Yet Verified | Not Yet Verified | NotYetVerified |  | 3 | 476.25 | 127 | 3.75 | 10 | 0.97 | 4000 | 85
P00000090 | Above Lights | Mirai LED | ABL-UNV-XXXHDD | Indoor Luminaires | Case Lighting | Horizontal Refrigerated Case Luminaires | Standard | FALSE | [9 empty] | 41625 | Not Yet Verified | Not Yet Verified | NotYetVerified |  | 3 | 455 | 130 | 3.5 | 10 | 0.97 | 4000 | 85
P0000008Q | Above Lights | Mirai LED | ABL-UNV-XXXFCD | Indoor Luminaires | Case Lighting | Horizontal Refrigerated Case Luminaires | Standard | FALSE | [9 empty] | 41625 | Not Yet Verified | Not Yet Verified | NotYetVerified |  | 3 | 340.6 | 131 | 2.6 | 10 | 0.97 | 4000 | 85
P0000008B | Above Lights | Mirai LED | ABL-UNV-XXXBBD | Indoor Luminaires | Case Lighting | Horizontal Refrigerated Case Luminaires | Standard | FALSE | [9 empty] | 41625 | Not Yet Verified | Not Yet Verified | NotYetVerified |  | 3 | 238.125 | 127 | 1.875 | 10 | 0.97 | 4000 | 85
P0000008G | Above Lights | Mirai LED | ABL-UNV-XXXDBD | Indoor Luminaires | Case Lighting | Horizontal Refrigerated Case Luminaires | Standard | FALSE | [9 empty] | 41625 | Not Yet Verified | Not Yet Verified | NotYetVerified |  | 3 | 229.25 | 131 | 1.75 | 10 | 0.97 | 4000 | 85
P00000086 | Above Lights | Mirai LED | ABL-UNV-XXXBAD | Indoor Luminaires | Case Lighting | Horizontal Refrigerated Case Luminaires | Standard | FALSE | [9 empty] | 41625 | Not Yet Verified | Not Yet Verified | NotYetVerified |  | 3 | 114.625 | 131 | 0.875 | 10 | 0.97 | 4000 | 85
P0000009X | Above Lights | Mirai LED | ABL-UNV-XXXMSC | Indoor Luminaires | Case Lighting | Horizontal Refrigerated Case Luminaires | Standard | FALSE | [9 empty] | 41625 | Not Yet Verified | Not Yet Verified | NotYetVerified |  | 3 | 2375 | 125 | 19 | 10 | 0.97 | 3500 | 85
P0000009N | Above Lights | Mirai LED | ABL-UNV-XXXLOC | Indoor Luminaires | Case Lighting | Horizontal Refrigerated Case Luminaires | Standard | FALSE | [9 empty] | 41625 | Not Yet Verified | Not Yet Verified | NotYetVerified |  | 3 | 1875 | 125 | 15 | 10 | 0.97 | 3500 | 85
P0000009E | Above Lights | Mirai LED | ABL-UNV-XXXKJC | Indoor Luminaires | Case Lighting | Horizontal Refrigerated Case Luminaires | Standard | FALSE | [9 empty] | 41625 | Not Yet Verified | Not Yet Verified | NotYetVerified |  | 3 | 1260 | 126 | 10 | 10 | 0.97 | 3500 | 85
P0000009S | Above Lights | Mirai LED | ABL-UNV-XXXMIC | Indoor Luminaires | Case Lighting | Horizontal Refrigerated Case Luminaires | Standard | FALSE | [9 empty] | 41625 | Not Yet Verified | Not Yet Verified | NotYetVerified |  | 3 | 1161 | 129 | 9 | 10 | 0.97 | 3500 | 85
P0000009J | Above Lights | Mirai LED | ABL-UNV-XXXLGC | Indoor Luminaires | Case Lighting | Horizontal Refrigerated Case Luminaires | Standard | FALSE | [9 empty] | 41625 | Not Yet Verified | Not Yet Verified | NotYetVerified |  | 3 | 903 | 129 | 7 | 10 | 0.97 | 3500 | 85
P00000094 | Above Lights | Mirai LED | ABL-UNV-XXXHGC | Indoor Luminaires | Case Lighting | Horizontal Refrigerated Case Luminaires | Standard | FALSE | [9 empty] | 41625 | Not Yet Verified | Not Yet Verified | NotYetVerified |  | 3 | 882 | 126 | 7 | 10 | 0.97 | 3500 | 85
P0000008U | Above Lights | Mirai LED | ABL-UNV-XXXFFC | Indoor Luminaires | Case Lighting | Horizontal Refrigerated Case Luminaires | Standard | FALSE | [9 empty] | 41625 | Not Yet Verified | Not Yet Verified | NotYetVerified |  | 3 | 698.5 | 127 | 5.5 | 10 | 0.97 | 3500 | 85
P00000099 | Above Lights | Mirai LED | ABL-UNV-XXXKEC | Indoor Luminaires | Case Lighting | Horizontal Refrigerated Case Luminaires | Standard | FALSE | [9 empty] | 41625 | Not Yet Verified | Not Yet Verified | NotYetVerified |  | 3 | 682.5 | 130 | 5.25 | 10 | 0.97 | 3500 | 85
P0000008K | Above Lights | Mirai LED | ABL-UNV-XXXDDC | Indoor Luminaires | Case Lighting | Horizontal Refrigerated Case Luminaires | Standard | FALSE | [9 empty] | 41625 | Not Yet Verified | Not Yet Verified | NotYetVerified |  | 3 | 476.25 | 127 | 3.75 | 10 | 0.97 | 3500 | 85
P0000008Z | Above Lights | Mirai LED | ABL-UNV-XXXHDC | Indoor Luminaires | Case Lighting | Horizontal Refrigerated Case Luminaires | Standard | FALSE | [9 empty] | 41625 | Not Yet Verified | Not Yet Verified | NotYetVerified |  | 3 | 455 | 130 | 3.5 | 10 | 0.97 | 3500 | 85
P0000008P | Above Lights | Mirai LED | ABL-UNV-XXXFCC | Indoor Luminaires | Case Lighting | Horizontal Refrigerated Case Luminaires | Standard | FALSE | [9 empty] | 41625 | Not Yet Verified | Not Yet Verified | NotYetVerified |  | 3 | 340.6 | 131 | 2.6 | 10 | 0.97 | 3500 | 85
P0000008A | Above Lights | Mirai LED | ABL-UNV-XXXBBC | Indoor Luminaires | Case Lighting | Horizontal Refrigerated Case Luminaires | Standard | FALSE | [9 empty] | 41625 | Not Yet Verified | Not Yet Verified | NotYetVerified |  | 3 | 238.125 | 127 | 1.875 | 10 | 0.97 | 3500 | 85
P0000008F | Above Lights | Mirai LED | ABL-UNV-XXXDBC | Indoor Luminaires | Case Lighting | Horizontal Refrigerated Case Luminaires | Standard | FALSE | [9 empty] | 41625 | Not Yet Verified | Not Yet Verified | NotYetVerified |  | 3 | 229.25 | 131 | 1.75 | 10 | 0.97 | 3500 | 85
P00000085 | Above Lights | Mirai LED | ABL-UNV-XXXBAC | Indoor Luminaires | Case Lighting | Horizontal Refrigerated Case Luminaires | Standard | FALSE | [9 empty] | 41625 | Not Yet Verified | Not Yet Verified | NotYetVerified |  | 3 | 114.625 | 131 | 0.875 | 10 | 0.97 | 3500 | 85
P0000009W | Above Lights | Mirai LED | ABL-UNV-XXXMSB | Indoor Luminaires | Case Lighting | Horizontal Refrigerated Case Luminaires | Standard | FALSE | [9 empty] | 41625 | Not Yet Verified | Not Yet Verified | NotYetVerified |  | 3 | 2280 | 120 | 19 | 10 | 0.97 | 3000 | 85
P0000009D | Above Lights | Mirai LED | ABL-UNV-XXXKJB | Indoor Luminaires | Case Lighting | Horizontal Refrigerated Case Luminaires | Standard | FALSE | [9 empty] | 41625 | Not Yet Verified | Not Yet Verified | NotYetVerified |  | 3 | 1210 | 121 | 10 | 10 | 0.97 | 3000 | 85
P0000009R | Above Lights | Mirai LED | ABL-UNV-XXXMIB | Indoor Luminaires | Case Lighting | Horizontal Refrigerated Case Luminaires | Standard | FALSE | [9 empty] | 41625 | Not Yet Verified | Not Yet Verified | NotYetVerified |  | 3 | 1089 | 121 | 9 | 10 | 0.97 | 3000 | 85
P0000009I | Above Lights | Mirai LED | ABL-UNV-XXXLGB | Indoor Luminaires | Case Lighting | Horizontal Refrigerated Case Luminaires | Standard | FALSE | [9 empty] | 41625 | Not Yet Verified | Not Yet Verified | NotYetVerified |  | 3 | 847 | 121 | 7 | 10 | 0.97 | 3000 | 85
P00000093 | Above Lights | Mirai LED | ABL-UNV-XXXHGB | Indoor Luminaires | Case Lighting | Horizontal Refrigerated Case Luminaires | Standard | FALSE | [9 empty] | 41625 | Not Yet Verified | Not Yet Verified | NotYetVerified |  | 3 | 847 | 121 | 7 | 10 | 0.97 | 3000 | 85
P0000008T | Above Lights | Mirai LED | ABL-UNV-XXXFFB | Indoor Luminaires | Case Lighting | Horizontal Refrigerated Case Luminaires | Standard | FALSE | [9 empty] | 41625 | Not Yet Verified | Not Yet Verified | NotYetVerified |  | 3 | 671 | 122 | 5.5 | 10 | 0.97 | 3000 | 85
P00000098 | Above Lights | Mirai LED | ABL-UNV-XXXKEB | Indoor Luminaires | Case Lighting | Horizontal Refrigerated Case Luminaires | Standard | FALSE | [9 empty] | 41625 | Not Yet Verified | Not Yet Verified | NotYetVerified |  | 3 | 640.5 | 122 | 5.25 | 10 | 0.97 | 3000 | 85
P0000008J | Above Lights | Mirai LED | ABL-UNV-XXXDDB | Indoor Luminaires | Case Lighting | Horizontal Refrigerated Case Luminaires | Standard | FALSE | [9 empty] | 41625 | Not Yet Verified | Not Yet Verified | NotYetVerified |  | 3 | 457.5 | 122 | 3.75 | 10 | 0.97 | 3000 | 85
P0000008Y | Above Lights | Mirai LED | ABL-UNV-XXXHDB | Indoor Luminaires | Case Lighting | Horizontal Refrigerated Case Luminaires | Standard | FALSE | [9 empty] | 41625 | Not Yet Verified | Not Yet Verified | NotYetVerified |  | 3 | 427 | 122 | 3.5 | 10 | 0.97 | 3000 | 85
P0000008O | Above Lights | Mirai LED | ABL-UNV-XXXFCB | Indoor Luminaires | Case Lighting | Horizontal Refrigerated Case Luminaires | Standard | FALSE | [9 empty] | 41625 | Not Yet Verified | Not Yet Verified | NotYetVerified |  | 3 | 319.8 | 123 | 2.6 | 10 | 0.97 | 3000 | 85
P00000089 | Above Lights | Mirai LED | ABL-UNV-XXXBBB | Indoor Luminaires | Case Lighting | Horizontal Refrigerated Case Luminaires | Standard | FALSE | [9 empty] | 41625 | Not Yet Verified | Not Yet Verified | NotYetVerified |  | 3 | 228.75 | 122 | 1.875 | 10 | 0.97 | 3000 | 85
P0000008E | Above Lights | Mirai LED | ABL-UNV-XXXDBB | Indoor Luminaires | Case Lighting | Horizontal Refrigerated Case Luminaires | Standard | FALSE | [9 empty] | 41625 | Not Yet Verified | Not Yet Verified | NotYetVerified |  | 3 | 215.25 | 123 | 1.75 | 10 | 0.97 | 3000 | 85
P00000X37 | International Light Technologies | Caselight | ILT48-BAO-W35LE | Indoor Luminaires | Case Lighting | Vertical Refrigerated Case Luminaires | Standard | FALSE | [9 empty] | 41620 |  |  | No | Updated on 3/1/2017 | 4.1 | 692.6 | 93.6 | 7.4 | 6.24 | 0.99 | 3500 | 81.6
P00000X3Q | International Light Technologies | Caselight | ILT70-BAO-W50RE | Indoor Luminaires | Case Lighting | Vertical Refrigerated Case Luminaires | Standard | FALSE | [9 empty] | 41620 |  |  | No | Updated on 3/1/2017 | 4.1 | 1160.6 | 93.6 | 12.4 | 6.24 | 0.99 | 5000 | 81.6
P00000X3P | International Light Technologies | Caselight | ILT70-BAO-W50LE | Indoor Luminaires | Case Lighting | Vertical Refrigerated Case Luminaires | Standard | FALSE | [9 empty] | 41620 |  |  | No | Updated on 3/1/2017 | 4.1 | 1160.6 | 93.6 | 12.4 | 6.24 | 0.99 | 5000 | 81.6
P00000X3K | International Light Technologies | Caselight | ILT60-BAO-W50RE | Indoor Luminaires | Case Lighting | Vertical Refrigerated Case Luminaires | Standard | FALSE | [9 empty] | 41620 |  |  | No | Updated on 3/1/2017 | 4.1 | 926.6 | 93.6 | 9.9 | 6.24 | 0.99 | 5000 | 81.6
P00000X3J | International Light Technologies | Caselight | ILT60-BAO-W50LE | Indoor Luminaires | Case Lighting | Vertical Refrigerated Case Luminaires | Standard | FALSE | [9 empty] | 41620 |  |  | No | Updated on 3/1/2017 | 4.1 | 926.6 | 93.6 | 9.9 | 6.24 | 0.99 | 5000 | 81.6
P00000X3C | International Light Technologies | Caselight | ILT48-BAO-W50RE | Indoor Luminaires | Case Lighting | Vertical Refrigerated Case Luminaires | Standard | FALSE | [9 empty] | 41620 |  |  | No | Updated on 3/1/2017 | 4.1 | 692.6 | 93.6 | 7.4 | 6.24 | 0.99 | 5000 | 81.6
P00000X39 | International Light Technologies | Caselight | ILT48-BAO-W50LE | Indoor Luminaires | Case Lighting | Vertical Refrigerated Case Luminaires | Standard | FALSE | [9 empty] | 41620 |  |  | No | Updated on 3/1/2017 | 4.1 | 692.6 | 93.6 | 7.4 | 6.24 | 0.99 | 5000 | 81.6
P00000X3O | International Light Technologies | Caselight | ILT70-BAO-W40RE | Indoor Luminaires | Case Lighting | Vertical Refrigerated Case Luminaires | Standard | FALSE | [9 empty] | 41620 |  |  | No | Updated on 3/1/2017 | 4.1 | 1160.6 | 93.6 | 12.4 | 6.24 | 0.99 | 4000 | 81.6
P00000X3N | International Light Technologies | Caselight | ILT70-BAO-W40LE | Indoor Luminaires | Case Lighting | Vertical Refrigerated Case Luminaires | Standard | FALSE | [9 empty] | 41620 |  |  | No | Updated on 3/1/2017 | 4.1 | 1160.6 | 93.6 | 12.4 | 6.24 | 0.99 | 4000 | 81.6
P00000X3I | International Light Technologies | Caselight | ILT60-BAO-W40RE | Indoor Luminaires | Case Lighting | Vertical Refrigerated Case Luminaires | Standard | FALSE | [9 empty] | 41620 |  |  | No | Updated on 3/1/2017 | 4.1 | 926.6 | 93.6 | 9.9 | 6.24 | 0.99 | 4000 | 81.6
P00000X3H | International Light Technologies | Caselight | ILT60-BAO-W40LE | Indoor Luminaires | Case Lighting | Vertical Refrigerated Case Luminaires | Standard | FALSE | [9 empty] | 41620 |  |  | No | Updated on 3/1/2017 | 4.1 | 926.6 | 93.6 | 9.9 | 6.24 | 0.99 | 4000 | 81.6
P00000X3B | International Light Technologies | Caselight | ILT48-BAO-W40RE | Indoor Luminaires | Case Lighting | Vertical Refrigerated Case Luminaires | Standard | FALSE | [9 empty] | 41620 |  |  | No | Updated on 3/1/2017 | 4.1 | 692.6 | 93.6 | 7.4 | 6.24 | 0.99 | 4000 | 81.6
P00000X38 | International Light Technologies | Caselight | ILT48-BAO-W40LE | Indoor Luminaires | Case Lighting | Vertical Refrigerated Case Luminaires | Standard | FALSE | [9 empty] | 41620 |  |  | No | Updated on 3/1/2017 | 4.1 | 692.6 | 93.6 | 7.4 | 6.24 | 0.99 | 4000 | 81.6
P00000X3M | International Light Technologies | Caselight | ILT70-BAO-W35RE | Indoor Luminaires | Case Lighting | Vertical Refrigerated Case Luminaires | Standard | FALSE | [9 empty] | 41620 |  |  | No | Updated on 3/1/2017 | 4.1 | 1160.6 | 93.6 | 12.4 | 6.24 | 0.99 | 3500 | 81.6
P00000X3L | International Light Technologies | Caselight | ILT70-BAO-W35LE | Indoor Luminaires | Case Lighting | Vertical Refrigerated Case Luminaires | Standard | FALSE | [9 empty] | 41620 |  |  | No | Updated on 3/1/2017 | 4.1 | 1160.6 | 93.6 | 12.4 | 6.24 | 0.99 | 3500 | 81.6
P00000X3G | International Light Technologies | Caselight | ILT60-BAO-W35RE | Indoor Luminaires | Case Lighting | Vertical Refrigerated Case Luminaires | Standard | FALSE | [9 empty] | 41620 |  |  | No | Updated on 3/1/2017 | 4.1 | 926.6 | 93.6 | 9.9 | 6.24 | 0.99 | 3500 | 81.6
P00000X3F | International Light Technologies | Caselight | ILT60-BAO-W35LE | Indoor Luminaires | Case Lighting | Vertical Refrigerated Case Luminaires | Standard | FALSE | [9 empty] | 41620 |  |  | No | Updated on 3/1/2017 | 4.1 | 926.6 | 93.6 | 9.9 | 6.24 | 0.99 | 3500 | 81.6
P00000X3A | International Light Technologies | Caselight | ILT48-BAO-W35RE | Indoor Luminaires | Case Lighting | Vertical Refrigerated Case Luminaires | Standard | FALSE | [9 empty] | 41620 |  |  | No | Updated on 3/1/2017 | 4.1 | 692.6 | 93.6 | 7.4 | 6.24 | 0.99 | 3500 | 81.6
P0000135S | Philips Day-Brite | Philips Day-Brite | DWAE65L835-4-UNV | Indoor Luminaires | Case Lighting | Horizontal Refrigerated Case Luminaires | Standard | TRUE | 6529.36 | 95.61 | 68.2 | 21.3 | 0.896 | 3331 | 82.36 | 5 | 50000 | 41617 |  |  | NotYetVerified |  | 4.1 | 6500 | 97 | 67 |  |  | 3500 | 80
P0000135V | Philips Day-Brite | Philips Day-Brite | V2WAE65L840-4-UNV | Indoor Luminaires | Case Lighting | Horizontal Refrigerated Case Luminaires | Standard | FALSE | [9 empty] | 41617 |  |  | NotYetVerified |  | 4.1 | 6500 | 97 | 67 |  |  | 4000 | 80
P0000135U | Philips Day-Brite | Philips Day-Brite | DWAE65L840-4-UNV | Indoor Luminaires | Case Lighting | Horizontal Refrigerated Case Luminaires | Standard | FALSE | [9 empty] | 41617 |  |  | NotYetVerified |  | 4.1 | 6500 | 97 | 67 |  |  | 4000 | 80
P0000135T | Philips Day-Brite | Philips Day-Brite | V2WAE65L835-4-UNV | Indoor Luminaires | Case Lighting | Horizontal Refrigerated Case Luminaires | Standard | FALSE | [9 empty] | 41617 |  |  | NotYetVerified |  | 4.1 | 6500 | 97 | 67 |  |  | 4000 | 80
P00000WGC | Hussmann | EcoShine II for Reach In / Walk In | 3007075 / 0530530 | Indoor Luminaires | Case Lighting | Vertical Refrigerated Case Luminaires | Standard | TRUE | 532.3 | 56.12 | 9.49 | 6.83 | 0.9952 | 3995 | 84.8 | 5 | 50000 | 41604 |  |  | NotYetVerified | Updated Model Numbers on 12/21/2016 | 3 | 544.48 | 66.4 | 8.2 | 20 | 0.988 | 4000 | 85
P00000WGW | Hussmann | EcoShine II for Reach In / Walk In | 3007092 / 0530543 | Indoor Luminaires | Case Lighting | Vertical Refrigerated Case Luminaires | Standard | FALSE | [9 empty] | 41604 |  |  | NotYetVerified | Updated Model Numbers on 12/21/2016 | 3 | 664 | 66.4 | 10 | 15.39 | 0.988 | 5000 | 85
P00000WGT | Hussmann | EcoShine II for Reach In / Walk In | 3007088 / 0530539 | Indoor Luminaires | Case Lighting | Vertical Refrigerated Case Luminaires | Standard | FALSE | [9 empty] | 41604 |  |  | NotYetVerified | Updated Model Numbers on 12/21/2016 | 3 | 664 | 66.4 | 10 | 15.39 | 0.988 | 5000 | 85
P00000WGQ | Hussmann | EcoShine II for Reach In / Walk In | 3007086 / 0530537 | Indoor Luminaires | Case Lighting | Vertical Refrigerated Case Luminaires | Standard | FALSE | [9 empty] | 41604 |  |  | NotYetVerified | Updated Model Numbers on 12/21/2016 | 3 | 624.16 | 66.4 | 9.4 | 15.39 | 0.988 | 5000 | 85
P00000WGN | Hussmann | EcoShine II for Reach In / Walk In | 3007080 / 0530533 | Indoor Luminaires | Case Lighting | Vertical Refrigerated Case Luminaires | Standard | FALSE | [9 empty] | 41604 |  |  | NotYetVerified | Updated Model Numbers on 12/21/2016 | 3 | 624.16 | 66.4 | 9.4 | 15.39 | 0.988 | 5000 | 85
P00000WGK | Hussmann | EcoShine II for Reach In / Walk In | 3007076 / 0530531 | Indoor Luminaires | Case Lighting | Vertical Refrigerated Case Luminaires | Standard | FALSE | [9 empty] | 41604 |  |  | NotYetVerified | Updated Model Numbers on 12/21/2016 | 3 | 544.48 | 66.4 | 8.2 | 15.39 | 0.988 | 5000 | 85
P00000WGI | Hussmann | EcoShine II for Reach In / Walk In | 3007073 / 0530528 | Indoor Luminaires | Case Lighting | Vertical Refrigerated Case Luminaires | Standard | FALSE | [9 empty] | 41604 |  |  | NotYetVerified | Updated Model Numbers on 12/21/2016 | 3 | 511.28 | 66.4 | 7.7 | 15.39 | 0.988 | 5000 | 85
P00000WGF | Hussmann | EcoShine II for Reach In / Walk In | 3007070 / 0530525 | Indoor Luminaires | Case Lighting | Vertical Refrigerated Case Luminaires | Standard | FALSE | [9 empty] | 41604 |  |  | NotYetVerified | Updated Model Numbers on 12/21/2016 | 3 | 438.24 | 66.4 | 6.6 | 15.39 | 0.988 | 5000 | 85
P00000WGV | Hussmann | EcoShine II for Reach In / Walk In | 3007089 / 0530540 | Indoor Luminaires | Case Lighting | Vertical Refrigerated Case Luminaires | Standard | FALSE | [9 empty] | 41604 |  |  | NotYetVerified | Updated Model Numbers on 12/21/2016 | 3 | 664 | 66.4 | 10 | 15.39 | 0.988 | 4000 | 85
P00000WGS | Hussmann | EcoShine II for Reach In / Walk In | 3007090 / 0530541 | Indoor Luminaires | Case Lighting | Vertical Refrigerated Case Luminaires | Standard | FALSE | [9 empty] | 41604 |  |  | NotYetVerified | Updated Model Numbers on 12/21/2016 | 3 | 664 | 66.4 | 10 | 15.39 | 0.988 | 4000 | 85
P00000WGP | Hussmann | EcoShine II for Reach In / Walk In | 3007081 / 0530534 | Indoor Luminaires | Case Lighting | Vertical Refrigerated Case Luminaires | Standard | FALSE | [9 empty] | 41604 |  |  | NotYetVerified | Updated Model Numbers on 12/21/2016 | 3 | 624.16 | 66.4 | 9.4 | 15.39 | 0.988 | 4000 | 85
P00000WGM | Hussmann | EcoShine II for Reach In / Walk In | 3007084 / 0530535 | Indoor Luminaires | Case Lighting | Vertical Refrigerated Case Luminaires | Standard | FALSE | [9 empty] | 41604 |  |  | NotYetVerified | Updated Model Numbers on 12/21/2016 | 3 | 624.16 | 66.4 | 9.4 | 15.39 | 0.988 | 4000 | 85
P00000WGH | Hussmann | EcoShine II for Reach In / Walk In | 3007072 / 0530527 | Indoor Luminaires | Case Lighting | Vertical Refrigerated Case Luminaires | Standard | FALSE | [9 empty] | 41604 |  |  | NotYetVerified | Updated Model Numbers on 12/21/2016 | 3 | 511.28 | 66.4 | 7.7 | 15.39 | 0.988 | 4000 | 85
P00000WGE | Hussmann | EcoShine II for Reach In / Walk In | 3007069 / 0530524 | Indoor Luminaires | Case Lighting | Vertical Refrigerated Case Luminaires | Standard | FALSE | [9 empty] | 41604 |  |  | NotYetVerified | Updated Model Numbers on 12/21/2016 | 3 | 438.24 | 66.4 | 6.6 | 15.39 | 0.988 | 4000 | 85
P00000WGU | Hussmann | EcoShine II for Reach In / Walk In | 3007091 / 0530542 | Indoor Luminaires | Case Lighting | Vertical Refrigerated Case Luminaires | Standard | FALSE | [9 empty] | 41604 |  |  | NotYetVerified | Updated Model Numbers on 12/21/2016 | 3 | 664 | 66.4 | 10 | 15.39 | 0.988 | 3500 | 85
P00000WGR | Hussmann | EcoShine II for Reach In / Walk In | 3007087 / 0530538 | Indoor Luminaires | Case Lighting | Vertical Refrigerated Case Luminaires | Standard | FALSE | [9 empty] | 41604 |  |  | NotYetVerified | Updated Model Numbers on 12/21/2016 | 3 | 664 | 66.4 | 10 | 15.39 | 0.988 | 3500 | 85
P00000WGO | Hussmann | EcoShine II for Reach In / Walk In | 3007085 / 0530536 | Indoor Luminaires | Case Lighting | Vertical Refrigerated Case Luminaires | Standard | FALSE | [9 empty] | 41604 |  |  | NotYetVerified | Updated Model Numbers on 12/21/2016 | 3 | 624.16 | 66.4 | 9.4 | 15.39 | 0.988 | 3500 | 85
P00000WGL | Hussmann | EcoShine II for Reach In / Walk In | 3007079 / 0530532 | Indoor Luminaires | Case Lighting | Vertical Refrigerated Case Luminaires | Standard | FALSE | [9 empty] | 41604 |  |  | NotYetVerified | Updated Model Numbers on 12/21/2016 | 3 | 624.16 | 66.4 | 9.4 | 15.39 | 0.988 | 3500 | 85
P00000WGJ | Hussmann | EcoShine II for Reach In / Walk In | 3007074 / 0530529 | Indoor Luminaires | Case Lighting | Vertical Refrigerated Case Luminaires | Standard | FALSE | [9 empty] | 41604 |  |  | NotYetVerified | Updated Model Numbers on 12/21/2016 | 3 | 544.48 | 66.4 | 8.2 | 15.39 | 0.988 | 3500 | 85
P00000WGG | Hussmann | EcoShine II for Reach In / Walk In | 3007071 / 0530526 | Indoor Luminaires | Case Lighting | Vertical Refrigerated Case Luminaires | Standard | FALSE | [9 empty] | 41604 |  |  | NotYetVerified | Updated Model Numbers on 12/21/2016 | 3 | 511.28 | 66.4 | 7.7 | 15.39 | 0.988 | 3500 | 85
P00000WGD | Hussmann | EcoShine II for Reach In / Walk In | 3007068 / 0530523 | Indoor Luminaires | Case Lighting | Vertical Refrigerated Case Luminaires | Standard | FALSE | [9 empty] | 41604 |  |  | NotYetVerified | Updated Model Numbers on 12/21/2016 | 3 | 438.24 | 66.4 | 6.6 | 15.39 | 0.988 | 3500 | 85
P00000X34 | International Light Technologies | Caselight | ILT48-BAO-W35CE | Indoor Luminaires | Case Lighting | Vertical Refrigerated Case Luminaires | Standard | FALSE | [9 empty] | 41603 |  |  | No | Updated on 3/1/2017 | 4.1 | 1385.3 | 93.6 | 14.8 | 6.24 | 0.99 | 3500 | 81.6
P00000X36 | International Light Technologies | Caselight | ILT48-BAO-W50CE | Indoor Luminaires | Case Lighting | Vertical Refrigerated Case Luminaires | Standard | FALSE | [9 empty] | 41603 |  |  | No | Updated on 3/1/2017 | 4.1 | 1385.3 | 93.6 | 14.8 | 6.24 | 0.99 | 5000 | 81.6
P00000X35 | International Light Technologies | Caselight | ILT48-BAO-W40CE | Indoor Luminaires | Case Lighting | Vertical Refrigerated Case Luminaires | Standard | FALSE | [9 empty] | 41603 |  |  | No | Updated on 3/1/2017 | 4.1 | 1385.3 | 93.6 | 14.8 | 6.24 | 0.99 | 4000 | 81.6
P00001FLF | GTech Services Inc. | Gtech Services Inc. | G-DM69918PL5D6 [120 V ONLY] | Indoor Luminaires | Case Lighting | Vertical Refrigerated Case Luminaires | Standard | TRUE | 1392 | 53.2 | 26.15 | 7.2 | 0.985 | 3883 | 85.8 | 5 | 50000 | 41596 |  |  | NotYetVerified |  | 3 | 1500 | 60 | 24 |  | 0.95 | 4100 | 80
P00001GZ8 | VESS LLC | VESS LDX SERIES for Vertical Refrigerated Case Luminaires | 48 LDX 51K-11[120V ONLY] | Indoor Luminaires | Case Lighting | Vertical Refrigerated Case Luminaires | Standard | TRUE | 794.88 | 66.54 | 11.95 | 12.8 | 0.9435 | 4900 | 85.5 | 5 | 50000 | 41590 |  |  | NotYetVerified |  | 3 | 794.88 | 99.54 | 11.95 |  | 0.9435 | 4900 | 85.5
P00001GZ9 | VESS LLC | VESS LDX SERIES for Vertical Refrigerated Case Luminaires | 58 LDX 51K-12[120V ONLY] | Indoor Luminaires | Case Lighting | Vertical Refrigerated Case Luminaires | Standard | FALSE | [9 empty] | 41590 |  |  | NotYetVerified |  | 3 | 896.08 | 69.9 | 12.82 |  | 0.951 | 5194 | 85.7
P00001GZA | VESS LLC | VESS LDX SERIES for Vertical Refrigerated Case Luminaires | 68 LDX 51K-13[120V ONLY] | Indoor Luminaires | Case Lighting | Vertical Refrigerated Case Luminaires | Standard | FALSE | [9 empty] | 41590 |  |  | NotYetVerified |  | 3 | 1003.11 | 74.41 | 13.48 |  | 0.956 | 5182 | 85.6
P00001FLE | GTech Services Inc. | Gtech Services Inc. | G-DM69918CE5D6 - 120V | Indoor Luminaires | Case Lighting | Vertical Refrigerated Case Luminaires | Standard | TRUE | 1679 | 65 | 25.82 | 7.26 | 0.985 | 4033 | 82.4 | 5 | 50000 | 41572 |  |  | NotYetVerified |  | 3 | 1500 | 60 | 24 |  | 0.95 | 4100 | 80
P00001FLC | GTech Services Inc. | Gtech Services Inc. | G-LP69918CE5D6 - 120V | Indoor Luminaires | Case Lighting | Vertical Refrigerated Case Luminaires | Standard | TRUE | 1571 | 64.4 | 24.43 | 5.87 | 0.982 | 4026 | 82.1 | 5 | 50000 | 41570 |  |  | NotYetVerified |  | 3 | 1500 | 60 | 24 |  | 0.95 | 4100 | 80
P00001FLD | GTech Services Inc. | Gtech Services Inc. | G-LP69918PL5D6 - 120V | Indoor Luminaires | Case Lighting | Vertical Refrigerated Case Luminaires | Standard | TRUE | 1250 | 50.6 | 24.69 | 5.83 | 0.982 | 3822 | 85.1 | 5 | 50000 | 41570 |  |  | NotYetVerified |  | 3 | 1500 | 60 | 24 |  | 0.95 | 4100 | 80
P0000053P | Atlas Lighting Products | Atlas Lighting Products | ILW48LED4XXX | Indoor Luminaires | Case Lighting | Horizontal Refrigerated Case Luminaires | Standard | TRUE | 4528 | 94.5 | 47.88 | 6.52 | 0.976 | 4155 | 86.6 | 5 | 100000 | 41568 |  |  | NotYetVerified |  | 3 | 4640 | 97 | 47.81 |  |  | 4100 | 87
P0000053O | Atlas Lighting Products | Atlas Lighting Products | ILW25LED2XXX | Indoor Luminaires | Case Lighting | Horizontal Refrigerated Case Luminaires | Standard | TRUE | 2207 | 90.5 | 24.36 | 11.7 | 0.894 | 4148 | 86.7 | 5 | 100000 | 41568 |  |  | NotYetVerified |  | 3 | 2252 | 92 | 24.39 |  |  | 4100
P00000WFC | Hussmann | EcoShine II Plus for Medium Temp Doors | ESII DD Mullion 3000 42 RH End - 534634 | Indoor Luminaires | Case Lighting | Vertical Refrigerated Case Luminaires | Standard | TRUE | 549 | 53.52 | 9.376 | 6.87 | 0.992 | 3105 | 83.2 | 5 | 50000 | 41554 |  |  | NotYetVerified |  | 3 | 585.8 | 58 | 10.1 |  | 0.982 | 3000 | 85
P00001FLB | GTech Services Inc. | Gtech Services Inc. | G-LP47112PL5D6 | Indoor Luminaires | Case Lighting | Vertical Refrigerated Case Luminaires | Standard | TRUE | 873.18 | 55.61 | 15.7 | 6.81 | 0.976 | 3800 | 85.4 | 5 | 50000 | 41554 |  |  | NotYetVerified |  | 3 | 875 | 55 | 15.5 |  | 0.95 | 4000 | 80
P00001FLA | GTech Services Inc. | Gtech Services Inc. | G-DM58515PL5D6 | Indoor Luminaires | Case Lighting | Vertical Refrigerated Case Luminaires | Standard | TRUE | 1120.6 | 55.44 | 20.2 | 5.05 | 0.973 | 3782 | 84.8 | 5 | 50000 | 41554 |  |  | NotYetVerified |  | 3 | 1300 | 60 | 21 |  | 0.95 | 4100 | 80
P00001FL9 | GTech Services Inc. | Gtech Services Inc. | G-LP58515PL5D6 | Indoor Luminaires | Case Lighting | Vertical Refrigerated Case Luminaires | Standard | TRUE | 1120.6 | 55.4 | 20.2 | 5.05 | 0.973 | 3782 | 84.8 | 5 | 50000 | 41554 |  |  | NotYetVerified |  | 3 | 1300 | 60 | 21 |  | 0.95 | 4100 | 80
P00000WG9 | Hussmann | EcoShine II Plus for Medium Temp Doors | ESII DD Mullion 4000 71 Center - 534674 | Indoor Luminaires | Case Lighting | Vertical Refrigerated Case Luminaires | Standard | FALSE | [9 empty] | 41554 |  |  | NotYetVerified |  | 3 | 1740 | 58 | 30 |  | 0.982 | 4000 | 85
P00000WG0 | Hussmann | EcoShine II Plus for Medium Temp Doors | ESII DD Mullion 4000 59 Center - 534665 | Indoor Luminaires | Case Lighting | Vertical Refrigerated Case Luminaires | Standard | FALSE | [9 empty] | 41554 |  |  | NotYetVerified |  | 3 | 1421 | 58 | 24.5 |  | 0.982 | 4000 | 85
P00000WFR | Hussmann | EcoShine II Plus for Medium Temp Doors | ESII DD Mullion 4000 51 Center - 534656 | Indoor Luminaires | Case Lighting | Vertical Refrigerated Case Luminaires | Standard | FALSE | [9 empty] | 41554 |  |  | NotYetVerified |  | 3 | 1171.6 | 58 | 20.2 |  | 0.982 | 4000 | 85
P00000WGB | Hussmann | EcoShine II Plus for Medium Temp Doors | ESII DD Mullion 4000 71 LH End - 534675 | Indoor Luminaires | Case Lighting | Vertical Refrigerated Case Luminaires | Standard | FALSE | [9 empty] | 41554 |  |  | NotYetVerified |  | 3 | 1067.2 | 58 | 18.4 |  | 0.982 | 4000 | 85
P00000WGA | Hussmann | EcoShine II Plus for Medium Temp Doors | ESII DD Mullion 4000 71 RH End - 534676 | Indoor Luminaires | Case Lighting | Vertical Refrigerated Case Luminaires | Standard | FALSE | [9 empty] | 41554 |  |  | NotYetVerified |  | 3 | 1067.2 | 58 | 18.4 |  | 0.982 | 4000 | 85
P00000WFI | Hussmann | EcoShine II Plus for Medium Temp Doors | ESII DD Mullion 4000 42 Center - 534638 | Indoor Luminaires | Case Lighting | Vertical Refrigerated Case Luminaires | Standard | FALSE | [9 empty] | 41554 |  |  | NotYetVerified |  | 3 | 957 | 58 | 16.5 |  | 0.982 | 4000 | 85
P00000WG2 | Hussmann | EcoShine II Plus for Medium Temp Doors | ESII DD Mullion 4000 59 LH End - 534666 | Indoor Luminaires | Case Lighting | Vertical Refrigerated Case Luminaires | Standard | FALSE | [9 empty] | 41554 |  |  | NotYetVerified |  | 3 | 887.4 | 58 | 15.3 |  | 0.982 | 4000 | 85
P00000WG1 | Hussmann | EcoShine II Plus for Medium Temp Doors | ESII DD Mullion 4000 59 RH End - 534667 | Indoor Luminaires | Case Lighting | Vertical Refrigerated Case Luminaires | Standard | FALSE | [9 empty] | 41554 |  |  | NotYetVerified |  | 3 | 887.4 | 58 | 15.3 |  | 0.982 | 4000 | 85
P00000WFT | Hussmann | EcoShine II Plus for Medium Temp Doors | ESII DD Mullion 4000 51 LH End - 534657 | Indoor Luminaires | Case Lighting | Vertical Refrigerated Case Luminaires | Standard | FALSE | [9 empty] | 41554 |  |  | NotYetVerified |  | 3 | 707.6 | 58 | 12.2 |  | 0.982 | 4000 | 85
P00000WFS | Hussmann | EcoShine II Plus for Medium Temp Doors | ESII DD Mullion 4000 51 RH End - 534658 | Indoor Luminaires | Case Lighting | Vertical Refrigerated Case Luminaires | Standard | FALSE | [9 empty] | 41554 |  |  | NotYetVerified |  | 3 | 707.6 | 58 | 12.2 |  | 0.982 | 4000 | 85
P00000WFK | Hussmann | EcoShine II Plus for Medium Temp Doors | ESII DD Mullion 4000 42 LH End - 534639 | Indoor Luminaires | Case Lighting | Vertical Refrigerated Case Luminaires | Standard | FALSE | [9 empty] | 41554 |  |  | NotYetVerified |  | 3 | 585.8 | 58 | 10.1 |  | 0.982 | 4000 | 85
P00000WFJ | Hussmann | EcoShine II Plus for Medium Temp Doors | ESII DD Mullion 4000 42 RH End - 534640 | Indoor Luminaires | Case Lighting | Vertical Refrigerated Case Luminaires | Standard | FALSE | [9 empty] | 41554 |  |  | NotYetVerified |  | 3 | 585.8 | 58 | 10.1 |  | 0.982 | 4000 | 85
P00000WG6 | Hussmann | EcoShine II Plus for Medium Temp Doors | ESII DD Mullion 3500 71 Center - 534671 | Indoor Luminaires | Case Lighting | Vertical Refrigerated Case Luminaires | Standard | FALSE | [9 empty] | 41554 |  |  | NotYetVerified |  | 3 | 1740 | 58 | 30 |  | 0.982 | 3500 | 85
P00000WFX | Hussmann | EcoShine II Plus for Medium Temp Doors | ESII DD Mullion 3500 59 Center - 534662 | Indoor Luminaires | Case Lighting | Vertical Refrigerated Case Luminaires | Standard | FALSE | [9 empty] | 41554 |  |  | NotYetVerified |  | 3 | 1421 | 58 | 24.5 |  | 0.982 | 3500 | 85
P00000WFO | Hussmann | EcoShine II Plus for Medium Temp Doors | ESII DD Mullion 3500 51 Center - 534653 | Indoor Luminaires | Case Lighting | Vertical Refrigerated Case Luminaires | Standard | FALSE | [9 empty] | 41554 |  |  | NotYetVerified |  | 3 | 1171.6 | 58 | 20.2 |  | 0.982 | 3500 | 85
P00000WG8 | Hussmann | EcoShine II Plus for Medium Temp Doors | ESII DD Mullion 3500 71 LH End - 534672 | Indoor Luminaires | Case Lighting | Vertical Refrigerated Case Luminaires | Standard | FALSE | [9 empty] | 41554 |  |  | NotYetVerified |  | 3 | 1067.2 | 58 | 18.4 |  | 0.982 | 3500 | 85
P00000WG7 | Hussmann | EcoShine II Plus for Medium Temp Doors | ESII DD Mullion 3500 71 RH End - 534673 | Indoor Luminaires | Case Lighting | Vertical Refrigerated Case Luminaires | Standard | FALSE | [9 empty] | 41554 |  |  | NotYetVerified |  | 3 | 1067.2 | 58 | 18.4 |  | 0.982 | 3500 | 85
P00000WFF | Hussmann | EcoShine II Plus for Medium Temp Doors | ESII DD Mullion 3500 42 Center - 534635 | Indoor Luminaires | Case Lighting | Vertical Refrigerated Case Luminaires | Standard | FALSE | [9 empty] | 41554 |  |  | NotYetVerified |  | 3 | 957 | 58 | 16.5 |  | 0.982 | 3500 | 85
P00000WFZ | Hussmann | EcoShine II Plus for Medium Temp Doors | ESII DD Mullion 3500 59 LH End - 534663 | Indoor Luminaires | Case Lighting | Vertical Refrigerated Case Luminaires | Standard | FALSE | [9 empty] | 41554 |  |  | NotYetVerified |  | 3 | 887.4 | 58 | 15.3 |  | 0.982 | 3500 | 85
P00000WFY | Hussmann | EcoShine II Plus for Medium Temp Doors | ESII DD Mullion 3500 59 RH End - 534664 | Indoor Luminaires | Case Lighting | Vertical Refrigerated Case Luminaires | Standard | FALSE | [9 empty] | 41554 |  |  | NotYetVerified |  | 3 | 887.4 | 58 | 15.3 |  | 0.982 | 3500 | 85
P00000WFQ | Hussmann | EcoShine II Plus for Medium Temp Doors | ESII DD Mullion 3500 51 LH End - 534654 | Indoor Luminaires | Case Lighting | Vertical Refrigerated Case Luminaires | Standard | FALSE | [9 empty] | 41554 |  |  | NotYetVerified |  | 3 | 707.6 | 58 | 12.2 |  | 0.982 | 3500 | 85
P00000WFP | Hussmann | EcoShine II Plus for Medium Temp Doors | ESII DD Mullion 3500 51 RH End - 534655 | Indoor Luminaires | Case Lighting | Vertical Refrigerated Case Luminaires | Standard | FALSE | [9 empty] | 41554 |  |  | NotYetVerified |  | 3 | 707.6 | 58 | 12.2 |  | 0.982 | 3500 | 85
P00000WFH | Hussmann | EcoShine II Plus for Medium Temp Doors | ESII DD Mullion 3500 42 LH End - 534636 | Indoor Luminaires | Case Lighting | Vertical Refrigerated Case Luminaires | Standard | FALSE | [9 empty] | 41554 |  |  | NotYetVerified |  | 3 | 585.8 | 58 | 10.1 |  | 0.982 | 3500 | 85
P00000WFG | Hussmann | EcoShine II Plus for Medium Temp Doors | ESII DD Mullion 3500 42 RH End - 534637 | Indoor Luminaires | Case Lighting | Vertical Refrigerated Case Luminaires | Standard | FALSE | [9 empty] | 41554 |  |  | NotYetVerified |  | 3 | 585.8 | 58 | 10.1 |  | 0.982 | 3500 | 85
P00000WG3 | Hussmann | EcoShine II Plus for Medium Temp Doors | ESII DD Mullion 3000 71 Center - 534668 | Indoor Luminaires | Case Lighting | Vertical Refrigerated Case Luminaires | Standard | FALSE | [9 empty] | 41554 |  |  | NotYetVerified |  | 3 | 1740 | 58 | 30 |  | 0.982 | 3000 | 85
P00000WFU | Hussmann | EcoShine II Plus for Medium Temp Doors | ESII DD Mullion 3000 59 Center - 534659 | Indoor Luminaires | Case Lighting | Vertical Refrigerated Case Luminaires | Standard | FALSE | [9 empty] | 41554 |  |  | NotYetVerified |  | 3 | 1421 | 58 | 24.5 |  | 0.982 | 3000 | 85
P00000WFL | Hussmann | EcoShine II Plus for Medium Temp Doors | ESII DD Mullion 3000 51 Center - 534650 | Indoor Luminaires | Case Lighting | Vertical Refrigerated Case Luminaires | Standard | FALSE | [9 empty] | 41554 |  |  | NotYetVerified |  | 3 | 1171.6 | 58 | 20.2 |  | 0.982 | 3000 | 85
P00000WG5 | Hussmann | EcoShine II Plus for Medium Temp Doors | ESII DD Mullion 3000 71 LH End - 534669 | Indoor Luminaires | Case Lighting | Vertical Refrigerated Case Luminaires | Standard | FALSE | [9 empty] | 41554 |  |  | NotYetVerified |  | 3 | 1067.2 | 58 | 18.4 |  | 0.982 | 3000 | 85
P00000WG4 | Hussmann | EcoShine II Plus for Medium Temp Doors | ESII DD Mullion 3000 71 RH End - 534670 | Indoor Luminaires | Case Lighting | Vertical Refrigerated Case Luminaires | Standard | FALSE | [9 empty] | 41554 |  |  | NotYetVerified |  | 3 | 1067.2 | 58 | 18.4 |  | 0.982 | 3000 | 85
P00000WFD | Hussmann | EcoShine II Plus for Medium Temp Doors | ESII DD Mullion 3000 42 Center - 534632 | Indoor Luminaires | Case Lighting | Vertical Refrigerated Case Luminaires | Standard | FALSE | [9 empty] | 41554 |  |  | NotYetVerified |  | 3 | 957 | 58 | 16.5 |  | 0.982 | 3000 | 85
P00000WFW | Hussmann | EcoShine II Plus for Medium Temp Doors | ESII DD Mullion 3000 59 LH End - 534660 | Indoor Luminaires | Case Lighting | Vertical Refrigerated Case Luminaires | Standard | FALSE | [9 empty] | 41554 |  |  | NotYetVerified |  | 3 | 887.4 | 58 | 15.3 |  | 0.982 | 3000 | 85
P00000WFV | Hussmann | EcoShine II Plus for Medium Temp Doors | ESII DD Mullion 3000 59 RH End - 534661 | Indoor Luminaires | Case Lighting | Vertical Refrigerated Case Luminaires | Standard | FALSE | [9 empty] | 41554 |  |  | NotYetVerified |  | 3 | 887.4 | 58 | 15.3 |  | 0.982 | 3000 | 85
P00000WFN | Hussmann | EcoShine II Plus for Medium Temp Doors | ESII DD Mullion 3000 51 LH End - 534651 | Indoor Luminaires | Case Lighting | Vertical Refrigerated Case Luminaires | Standard | FALSE | [9 empty] | 41554 |  |  | NotYetVerified |  | 3 | 707.6 | 58 | 12.2 |  | 0.982 | 3000 | 85
P00000WFM | Hussmann | EcoShine II Plus for Medium Temp Doors | ESII DD Mullion 3000 51 RH End - 534652 | Indoor Luminaires | Case Lighting | Vertical Refrigerated Case Luminaires | Standard | FALSE | [9 empty] | 41554 |  |  | NotYetVerified |  | 3 | 707.6 | 58 | 12.2 |  | 0.982 | 3000 | 85
P00000WFE | Hussmann | EcoShine II Plus for Medium Temp Doors | ESII DD Mullion 3000 42 LH End - 534633 | Indoor Luminaires | Case Lighting | Vertical Refrigerated Case Luminaires | Standard | FALSE | [9 empty] | 41554 |  |  | NotYetVerified |  | 3 | 585.8 | 58 | 10.1 |  | 0.982 | 3000 | 85
P00001FL7 | GTech Services Inc. | Gtech Services Inc. | G-DM47112PL5D6 | Indoor Luminaires | Case Lighting | Vertical Refrigerated Case Luminaires | Standard | TRUE | 912.91 | 58.75 | 15.5 | 6.12 | 0.976 | 4077 | 87 | 5 | 50000 | 41549 |  |  | NotYetVerified |  | 3 | 875 | 55 | 15.5 |  | 0.95 | 4000 | 80
P00001FL6 | GTech Services Inc. | Gtech Services Inc. | G-DM58515CE5D6 | Indoor Luminaires | Case Lighting | Vertical Refrigerated Case Luminaires | Standard | TRUE | 1406.99 | 66.9 | 21.03 | 6.12 | 0.976 | 3850 | 80.3 | 5 | 50000 | 41548 |  |  | NotYetVerified |  | 3 | 1300 | 60 | 21 |  | 0.95 | 4100 | 80
P00000QPC | Efficient Lights | Efficient Lights | 471-12L-0024-40k-K | Indoor Luminaires | Case Lighting | Vertical Refrigerated Case Luminaires | Standard | TRUE | 873.18 | 55.61 | 15.7 | 6.81 | 0.976 | 3800 | 85.4 | 5 | 50000 | 41548 |  |  | NotYetVerified |  | 3 | 875 | 55 | 15.5 |  | 0.95 | 4000 | 80
P00001FL8 | GTech Services Inc. | Gtech Services Inc. | G-LP47112CE5D6 | Indoor Luminaires | Case Lighting | Vertical Refrigerated Case Luminaires | Standard | TRUE | 1100.13 | 70.84 | 15.53 | 6.95 | 0.976 | 4082 | 83.4 | 5 | 50000 | 41548 |  |  | NotYetVerified |  | 3 | 875 | 55 | 15.5 |  | 0.95 | 4000 | 80
P00000QPD | Efficient Lights | Efficient Lights | 471-12C-0024 | Indoor Luminaires | Case Lighting | Vertical Refrigerated Case Luminaires | Standard | TRUE | 1100.13 | 70.84 | 15.53 | 5.05 | 0.976 | 4082 | 83.4 | 5 | 50000 | 41548 |  |  | NotYetVerified |  | 3 | 875 | 55 | 15.5 |  | 0.95 | 4000 | 80
P00001FL4 | GTech Services Inc. | Gtech Services Inc. | G-DM47112CE5D6 | Indoor Luminaires | Case Lighting | Vertical Refrigerated Case Luminaires | Standard | TRUE | 805.18 | 52.22 | 15.42 | 6.12 | 0.976 | 3848 | 81.1 | 5 | 50000 | 41548 |  |  | NotYetVerified |  | 3 | 875 | 55 | 15.5 |  | 0.95 | 4000 | 80
P00001FL5 | GTech Services Inc. | Gtech Services Inc. | G-LP58515CE5D6 | Indoor Luminaires | Case Lighting | Vertical Refrigerated Case Luminaires | Standard | TRUE | 1440.89 | 71.08 | 20.27 | 5.05 | 0.973 | 3868 | 80.1 | 5 | 50000 | 41548 |  |  | NotYetVerified |  | 3 | 1300 | 60 | 21 |  | 0.95 | 4100 | 80
P0000128Y | Nualight | Nualight | Alto 500 Ultra 3000K - 120V | Indoor Luminaires | Case Lighting | Horizontal Refrigerated Case Luminaires | Standard | TRUE | 1510 | 50 | 30.21 | 11.47 | 0.976 | 2963 | 80.7 | 5 | 50000 | 41544 |  |  | NotYetVerified |  | 3 | 1500 | 45 | 21.6 |  | 0.9 | 3000 | 80
P0000129A | Nualight | Nualight | Alto 530 H 12'' 3000K - 120V [New Version] | Indoor Luminaires | Case Lighting | Horizontal Refrigerated Case Luminaires | Standard | TRUE | 318 | 74 | 4.328 | 11.4 | 0.966 | 3028 | 83.3 | 5 | 50000 | 41544 |  |  | NotYetVerified |  | 3 | 324.8025 | 72.1783 | 4.5 |  |  | 3000 | 80
P000012A9 | Nualight | Nualight | Alto 530 HHO 60'' 4000K - 120V [New Version] | Indoor Luminaires | Case Lighting | Horizontal Refrigerated Case Luminaires | Standard | FALSE | [9 empty] | 41544 |  |  | NotYetVerified |  | 3 | 2771.726 | 80.1077 | 34.6 |  |  | 4000 | 80
P000012A6 | Nualight | Nualight | Alto 530H 60'' 4000K - 120V [New Version] | Indoor Luminaires | Case Lighting | Horizontal Refrigerated Case Luminaires | Standard | FALSE | [9 empty] | 41544 |  |  | NotYetVerified |  | 3 | 2228.215 | 76.835 | 29 |  |  | 4000 | 80
P000012AL | Nualight | Nualight | Alto 530HO 48'' 4000K - 120V [New Version] | Indoor Luminaires | Case Lighting | Horizontal Refrigerated Case Luminaires | Standard | FALSE | [9 empty] | 41544 |  |  | NotYetVerified |  | 3 | 2186.94 | 80.1077 | 27.3 |  |  | 4000 | 80
P000012A3 | Nualight | Nualight | Alto 530 HHO 48'' 4000K - 120V [New Version] | Indoor Luminaires | Case Lighting | Horizontal Refrigerated Case Luminaires | Standard | FALSE | [9 empty] | 41544 |  |  | NotYetVerified |  | 3 | 2186.94 | 80.1077 | 27.3 |  |  | 4000 | 80
P000012AI | Nualight | Nualight | Alto 530 48'' 4000K - 120V [New Version] | Indoor Luminaires | Case Lighting | Horizontal Refrigerated Case Luminaires | Standard | FALSE | [9 empty] | 41544 |  |  | NotYetVerified |  | 3 | 1767.205 | 76.835 | 23 |  |  | 4000 | 80
P000012A0 | Nualight | Nualight | Alto 530 H 48'' 4000K - 120V [New Version] | Indoor Luminaires | Case Lighting | Horizontal Refrigerated Case Luminaires | Standard | FALSE | [9 empty] | 41544 |  |  | NotYetVerified |  | 3 | 1767.205 | 76.835 | 23 |  |  | 4000 | 80
P000012AF | Nualight | Nualight | Alto 530HO 36'' 4000K - 120V [New Version] | Indoor Luminaires | Case Lighting | Horizontal Refrigerated Case Luminaires | Standard | FALSE | [9 empty] | 41544 |  |  | NotYetVerified |  | 3 | 1618.1754 | 80.1077 | 20.2 |  |  | 4000 | 80
P0000129X | Nualight | Nualight | Alto 530 HHO 36'' 4000K - 120V [New Version] | Indoor Luminaires | Case Lighting | Horizontal Refrigerated Case Luminaires | Standard | FALSE | [9 empty] | 41544 |  |  | NotYetVerified |  | 3 | 1618.1754 | 80.1077 | 20.2 |  |  | 4000 | 80
P000012AC | Nualight | Nualight | Alto 530 36'' 4000K - 120V [New Version] | Indoor Luminaires | Case Lighting | Horizontal Refrigerated Case Luminaires | Standard | FALSE | [9 empty] | 41544 |  |  | NotYetVerified |  | 3 | 1267.7775 | 76.835 | 16.5 |  |  | 4000 | 80
P0000129U | Nualight | Nualight | Alto 530 H 36'' 4000K - 120V [New Version] | Indoor Luminaires | Case Lighting | Horizontal Refrigerated Case Luminaires | Standard | FALSE | [9 empty] | 41544 |  |  | NotYetVerified |  | 3 | 1267.7775 | 76.835 | 16.5 |  |  | 4000 | 80
P0000129R | Nualight | Nualight | Alto 530 HHO 24'' 4000K - 120V [New Version] | Indoor Luminaires | Case Lighting | Horizontal Refrigerated Case Luminaires | Standard | FALSE | [9 empty] | 41544 |  |  | NotYetVerified |  | 3 | 881.1846 | 80.1077 | 11 |  |  | 4000 | 80
P0000129L | Nualight | Nualight | Alto 530 HHO 18 4000K - 120V [New Version] | Indoor Luminaires | Case Lighting | Horizontal Refrigerated Case Luminaires | Standard | FALSE | [9 empty] | 41544 |  |  | NotYetVerified |  | 3 | 745.0015 | 80.1077 | 9.3 |  |  | 4000 | 80
P0000129O | Nualight | Nualight | Alto 530 H 24'' 4000K - 120V [New Version] | Indoor Luminaires | Case Lighting | Horizontal Refrigerated Case Luminaires | Standard | FALSE | [9 empty] | 41544 |  |  | NotYetVerified |  | 3 | 691.515 | 76.835 | 9 |  |  | 4000 | 80
P0000129I | Nualight | Nualight | Alto 530 H 18'' 4000K - 120V [New Version] | Indoor Luminaires | Case Lighting | Horizontal Refrigerated Case Luminaires | Standard | FALSE | [9 empty] | 41544 |  |  | NotYetVerified |  | 3 | 576.2625 | 76.835 | 7.5 |  |  | 4000 | 80
P0000129F | Nualight | Nualight | Alto 530 HHO 12'' 4000K - 120V [New Version] | Indoor Luminaires | Case Lighting | Horizontal Refrigerated Case Luminaires | Standard | FALSE | [9 empty] | 41544 |  |  | NotYetVerified |  | 3 | 448.6031 | 80.1077 | 5.6 |  |  | 4000 | 80
P0000129C | Nualight | Nualight | Alto 530 H 12'' 4000K - 120V [New Version] | Indoor Luminaires | Case Lighting | Horizontal Refrigerated Case Luminaires | Standard | FALSE | [9 empty] | 41544 |  |  | NotYetVerified |  | 3 | 345.7575 | 76.835 | 4.5 |  |  | 4000 | 80
P000012A8 | Nualight | Nualight | Alto 530 HHO 60'' 3500K - 120V [New Version] | Indoor Luminaires | Case Lighting | Horizontal Refrigerated Case Luminaires | Standard | FALSE | [9 empty] | 41544 |  |  | NotYetVerified |  | 3 | 2687.2224 | 77.6654 | 34.6 |  |  | 3500 | 80
P000012A5 | Nualight | Nualight | Alto 530H 60'' 3500K - 120V [New Version] | Indoor Luminaires | Case Lighting | Horizontal Refrigerated Case Luminaires | Standard | FALSE | [9 empty] | 41544 |  |  | NotYetVerified |  | 3 | 2194.454 | 75.6708 | 29 |  |  | 3500 | 80
P000012AK | Nualight | Nualight | Alto 530HO 48'' 3500K - 120V [New Version] | Indoor Luminaires | Case Lighting | Horizontal Refrigerated Case Luminaires | Standard | FALSE | [9 empty] | 41544 |  |  | NotYetVerified |  | 3 | 2120.265 | 77.6654 | 27.3 |  |  | 3500 | 80
P000012A2 | Nualight | Nualight | Alto 530 HHO 48'' 3500K - 120V [New Version] | Indoor Luminaires | Case Lighting | Horizontal Refrigerated Case Luminaires | Standard | FALSE | [9 empty] | 41544 |  |  | NotYetVerified |  | 3 | 2120.265 | 77.6654 | 27.3 |  |  | 3500 | 80
P000012AH | Nualight | Nualight | Alto 530 48'' 3500K - 120V [New Version] | Indoor Luminaires | Case Lighting | Horizontal Refrigerated Case Luminaires | Standard | FALSE | [9 empty] | 41544 |  |  | NotYetVerified |  | 3 | 1740.4292 | 75.6708 | 23 |  |  | 3500 | 80
P0000129Z | Nualight | Nualight | Alto 530 H 48'' 3500K - 120V [New Version] | Indoor Luminaires | Case Lighting | Horizontal Refrigerated Case Luminaires | Standard | FALSE | [9 empty] | 41544 |  |  | NotYetVerified |  | 3 | 1740.4292 | 75.6708 | 23 |  |  | 3500 | 80
P000012AE | Nualight | Nualight | Alto 530HO 36'' 3500K - 120V [New Version] | Indoor Luminaires | Case Lighting | Horizontal Refrigerated Case Luminaires | Standard | FALSE | [9 empty] | 41544 |  |  | NotYetVerified |  | 3 | 1568.8408 | 77.6654 | 20.2 |  |  | 3500 | 80
P0000129W | Nualight | Nualight | Alto 530 HHO 36'' 3500K - 120V [New Version] | Indoor Luminaires | Case Lighting | Horizontal Refrigerated Case Luminaires | Standard | FALSE | [9 empty] | 41544 |  |  | NotYetVerified |  | 3 | 1568.8408 | 77.6654 | 20.2 |  |  | 3500 | 80
P000012AB | Nualight | Nualight | Alto 530 36'' 3500K - 120V [New Version] | Indoor Luminaires | Case Lighting | Horizontal Refrigerated Case Luminaires | Standard | FALSE | [9 empty] | 41544 |  |  | NotYetVerified |  | 3 | 1248.5687 | 75.6708 | 16.5 |  |  | 3500 | 80
P0000129T | Nualight | Nualight | Alto 530 H 36'' 3500K - 120V [New Version] | Indoor Luminaires | Case Lighting | Horizontal Refrigerated Case Luminaires | Standard | FALSE | [9 empty] | 41544 |  |  | NotYetVerified |  | 3 | 1248.5687 | 75.6708 | 16.5 |  |  | 3500 | 80
P0000129Q | Nualight | Nualight | Alto 530 HHO 24'' 3500K - 120V [New Version] | Indoor Luminaires | Case Lighting | Horizontal Refrigerated Case Luminaires | Standard | FALSE | [9 empty] | 41544 |  |  | NotYetVerified |  | 3 | 854.3192 | 77.6654 | 11 |  |  | 3500 | 80
P0000129K | Nualight | Nualight | Alto 530 HHO 18 3500K - 120V [New Version] | Indoor Luminaires | Case Lighting | Horizontal Refrigerated Case Luminaires | Standard | FALSE | [9 empty] | 41544 |  |  | NotYetVerified |  | 3 | 722.2881 | 77.6654 | 9.3 |  |  | 3500 | 80
P0000129N | Nualight | Nualight | Alto 530 H 24'' 3500K - 120V [New Version] | Indoor Luminaires | Case Lighting | Horizontal Refrigerated Case Luminaires | Standard | FALSE | [9 empty] | 41544 |  |  | NotYetVerified |  | 3 | 681.0375 | 75.6708 | 9 |  |  | 3500 | 80
P0000129H | Nualight | Nualight | Alto 530 H 18'' 3500K - 120V [New Version] | Indoor Luminaires | Case Lighting | Horizontal Refrigerated Case Luminaires | Standard | FALSE | [9 empty] | 41544 |  |  | NotYetVerified |  | 3 | 567.5312 | 75.6708 | 7.5 |  |  | 3500 | 80
P0000129E | Nualight | Nualight | Alto 530 HHO 12'' 3500K - 120V [New Version] | Indoor Luminaires | Case Lighting | Horizontal Refrigerated Case Luminaires | Standard | FALSE | [9 empty] | 41544 |  |  | NotYetVerified |  | 3 | 434.9262 | 77.6654 | 5.6 |  |  | 3500 | 80
P0000129B | Nualight | Nualight | Alto 530 H 12'' 3500K - 120V [New Version] | Indoor Luminaires | Case Lighting | Horizontal Refrigerated Case Luminaires | Standard | FALSE | [9 empty] | 41544 |  |  | NotYetVerified |  | 3 | 340.5187 | 75.6708 | 4.5 |  |  | 3500 | 80
P000012A7 | Nualight | Nualight | Alto 530 HHO 60'' 3000K - 120V [New Version] | Indoor Luminaires | Case Lighting | Horizontal Refrigerated Case Luminaires | Standard | FALSE | [9 empty] | 41544 |  |  | NotYetVerified |  | 3 | 2501.314 | 72.2923 | 34.6 |  |  | 3000 | 80
P000012A4 | Nualight | Nualight | Alto 530H 60'' 3000K - 120V [New Version] | Indoor Luminaires | Case Lighting | Horizontal Refrigerated Case Luminaires | Standard | FALSE | [9 empty] | 41544 |  |  | NotYetVerified |  | 3 | 2093.1716 | 72.1783 | 29 |  |  | 3000 | 80
P000012AJ | Nualight | Nualight | Alto 530HO 48'' 3000K - 120V [New Version] | Indoor Luminaires | Case Lighting | Horizontal Refrigerated Case Luminaires | Standard | FALSE | [9 empty] | 41544 |  |  | NotYetVerified |  | 3 | 1973.58 | 72.2923 | 27.3 |  |  | 3000 | 80
P000012A1 | Nualight | Nualight | Alto 530 HHO 48'' 3000K - 120V [New Version] | Indoor Luminaires | Case Lighting | Horizontal Refrigerated Case Luminaires | Standard | FALSE | [9 empty] | 41544 |  |  | NotYetVerified |  | 3 | 1973.58 | 72.2923 | 27.3 |  |  | 3000 | 80
P000012AG | Nualight | Nualight | Alto 530 48'' 3000K - 120V [New Version] | Indoor Luminaires | Case Lighting | Horizontal Refrigerated Case Luminaires | Standard | FALSE | [9 empty] | 41544 |  |  | NotYetVerified |  | 3 | 1660.1017 | 72.1783 | 23 |  |  | 3000 | 80
P0000129Y | Nualight | Nualight | Alto 530 H 48'' 3000K - 120V [New Version] | Indoor Luminaires | Case Lighting | Horizontal Refrigerated Case Luminaires | Standard | FALSE | [9 empty] | 41544 |  |  | NotYetVerified |  | 3 | 1660.1017 | 72.1783 | 23 |  |  | 3000 | 80
P000012AD | Nualight | Nualight | Alto 530HO 36'' 3000K - 120V [New Version] | Indoor Luminaires | Case Lighting | Horizontal Refrigerated Case Luminaires | Standard | FALSE | [9 empty] | 41544 |  |  | NotYetVerified |  | 3 | 1460.3046 | 72.2923 | 20.2 |  |  | 3000 | 80
P0000129V | Nualight | Nualight | Alto 530 HHO 36'' 3000K - 120V [New Version] | Indoor Luminaires | Case Lighting | Horizontal Refrigerated Case Luminaires | Standard | FALSE | [9 empty] | 41544 |  |  | NotYetVerified |  | 3 | 1460.3046 | 72.2923 | 20.2 |  |  | 3000 | 80
P000012AA | Nualight | Nualight | Alto 530 36'' 3000K - 120V [New Version] | Indoor Luminaires | Case Lighting | Horizontal Refrigerated Case Luminaires | Standard | FALSE | [9 empty] | 41544 |  |  | NotYetVerified |  | 3 | 1190.9425 | 72.1783 | 16.5 |  |  | 3000 | 80
P0000129S | Nualight | Nualight | Alto 530 H 36'' 3000K - 120V [New Version] | Indoor Luminaires | Case Lighting | Horizontal Refrigerated Case Luminaires | Standard | FALSE | [9 empty] | 41544 |  |  | NotYetVerified |  | 3 | 1190.9425 | 72.1783 | 16.5 |  |  | 3000 | 80
P0000129P | Nualight | Nualight | Alto 530 HHO 24'' 3000K - 120V [New Version] | Indoor Luminaires | Case Lighting | Horizontal Refrigerated Case Luminaires | Standard | FALSE | [9 empty] | 41544 |  |  | NotYetVerified |  | 3 | 795.2154 | 72.2923 | 11 |  |  | 3000 | 80
P0000129J | Nualight | Nualight | Alto 530 HHO 18 3000K - 120V [New Version] | Indoor Luminaires | Case Lighting | Horizontal Refrigerated Case Luminaires | Standard | FALSE | [9 empty] | 41544 |  |  | NotYetVerified |  | 3 | 672.3185 | 72.2923 | 9.3 |  |  | 3000 | 80
P0000129M | Nualight | Nualight | Alto 530 H 24'' 3000K - 120V [New Version] | Indoor Luminaires | Case Lighting | Horizontal Refrigerated Case Luminaires | Standard | FALSE | [9 empty] | 41544 |  |  | NotYetVerified |  | 3 | 649.605 | 72.1783 | 9 |  |  | 3000 | 80
P0000129G | Nualight | Nualight | Alto 530 H 18'' 3000K - 120V [New Version] | Indoor Luminaires | Case Lighting | Horizontal Refrigerated Case Luminaires | Standard | FALSE | [9 empty] | 41544 |  |  | NotYetVerified |  | 3 | 541.3375 | 72.1783 | 7.5 |  |  | 3000 | 80
P0000129D | Nualight | Nualight | Alto 530 HHO 12'' 3000K - 120V [New Version] | Indoor Luminaires | Case Lighting | Horizontal Refrigerated Case Luminaires | Standard | FALSE | [9 empty] | 41544 |  |  | NotYetVerified |  | 3 | 404.8369 | 72.2923 | 5.6 |  |  | 3000 | 80
P00000CX1 | Eaton (formerly Cooper Lighting) | Metalux | VT4LED-LD3-15-W-DR-UNV-L850-CD2-WL-U | Indoor Luminaires | Case Lighting | Horizontal Refrigerated Case Luminaires | Standard | TRUE | 14633.19 | 103.7 | 141.97 | 6.75 | 0.997 | 5005 | 86.2 | 5 | 60000 | 41543 |  |  | NotYetVerified |  | 3 | 15000 |  |  |  |  | 5000 | 80
P00000CX0 | Eaton (formerly Cooper Lighting) | Metalux | VT4LED-LD3-23-W-DRF-UNC-L827-ED3-WL-U | Indoor Luminaires | Case Lighting | Horizontal Refrigerated Case Luminaires | Standard | TRUE | 20016.61 | 83.69 | 239.17 | 7.4 | 0.996 | 2752 | 83.1 | 5 | 60000 | 41543 |  |  | NotYetVerified |  | 3 | 23000 |  |  |  |  | 2700 | 80
P00000CWZ | Eaton (formerly Cooper Lighting) | Metalux | VT4LED-LD3-15-W-DRF-UNV-L827-ED2-WL-U | Indoor Luminaires | Case Lighting | Horizontal Refrigerated Case Luminaires | Standard | TRUE | 12333.13 | 93.41 | 132.03 | 15.8 | 0.961 | 2751 | 83.3 | 5 | 60000 | 41543 |  |  | NotYetVerified |  | 3 | 15000 |  |  |  |  | 2700 | 80
P00000CY6 | Eaton (formerly Cooper Lighting) | Metalux | VT4LED-LD3-23-W-DR-[All Voltage]-L850-[All Driver Types]3-WL-[All Options]-[All Packaging] | Indoor Luminaires | Case Lighting | Horizontal Refrigerated Case Luminaires | Standard | FALSE | [9 empty] | 41543 |  |  | NotYetVerified |  | 3 | 22807 | 101.11 | 225.61 |  | 1 | 5028 | 84
P00000CYA | Eaton (formerly Cooper Lighting) | Metalux | VT4LED-LD3-23-W-PC-[All Voltage]-L850-[All Driver Types]3-WL-[All Options]-[All Packaging] | Indoor Luminaires | Case Lighting | Horizontal Refrigerated Case Luminaires | Standard | FALSE | [9 empty] | 41543 |  |  | NotYetVerified |  | 3 | 22538.5 | 99.9 | 225.65 |  | 1 | 5028 | 84
P00000CY8 | Eaton (formerly Cooper Lighting) | Metalux | VT4LED-LD3-23-W-DRF-[All Voltage]-L850-[All Driver Types]3-WL-[All Options]-[All Packaging] | Indoor Luminaires | Case Lighting | Horizontal Refrigerated Case Luminaires | Standard | FALSE | [9 empty] | 41543 |  |  | NotYetVerified |  | 3 | 22379 | 99.18 | 225.67 |  | 1 | 5028 | 84
P00000CY0 | Eaton (formerly Cooper Lighting) | Metalux | VT4LED-LD3-20-W-DR-[All Voltage]-L850-[All Driver Types]2-WL-[All Options]-[All Packaging] | Indoor Luminaires | Case Lighting | Horizontal Refrigerated Case Luminaires | Standard | FALSE | [9 empty] | 41543 |  |  | NotYetVerified |  | 3 | 20516 | 106.04 | 193.48 |  | 1 | 5028 | 84
P00000CY4 | Eaton (formerly Cooper Lighting) | Metalux | VT4LED-LD3-20-W-PC-[All Voltage]-L850-[All Driver Types]2-WL-[All Options]-[All Packaging] | Indoor Luminaires | Case Lighting | Horizontal Refrigerated Case Luminaires | Standard | FALSE | [9 empty] | 41543 |  |  | NotYetVerified |  | 3 | 20240.5 | 104.63 | 193.46 |  | 1 | 5028 | 84
P00000CY2 | Eaton (formerly Cooper Lighting) | Metalux | VT4LED-LD3-20-W-DRF-[All Voltage]-L850-[All Driver Types]2-WL-[All Options]-[All Packaging] | Indoor Luminaires | Case Lighting | Horizontal Refrigerated Case Luminaires | Standard | FALSE | [9 empty] | 41543 |  |  | NotYetVerified |  | 3 | 20163.5 | 104.18 | 193.56 |  | 1 | 5028 | 84
P00000CXU | Eaton (formerly Cooper Lighting) | Metalux | VT4LED-LD3-15-W-DR-[All Voltage]-L850-[All Driver Types]2-WL-[All Options]-[All Packaging] | Indoor Luminaires | Case Lighting | Horizontal Refrigerated Case Luminaires | Standard | FALSE | [9 empty] | 41543 |  |  | NotYetVerified |  | 3 | 14746 | 104.05 | 141.75 |  | 1 | 5028 | 84
P00000CXY | Eaton (formerly Cooper Lighting) | Metalux | VT4LED-LD3-15-W-PC-[All Voltage]-L850-[All Driver Types]2-WL-[All Options]-[All Packaging] | Indoor Luminaires | Case Lighting | Horizontal Refrigerated Case Luminaires | Standard | FALSE | [9 empty] | 41543 |  |  | NotYetVerified |  | 3 | 14532 | 102.57 | 141.71 |  | 1 | 5028 | 84
P00000CXW | Eaton (formerly Cooper Lighting) | Metalux | VT4LED-LD3-15-W-DRF-[All Voltage]-L850-[All Driver Types]2-WL-[All Options]-[All Packaging] | Indoor Luminaires | Case Lighting | Horizontal Refrigerated Case Luminaires | Standard | FALSE | [9 empty] | 41543 |  |  | NotYetVerified |  | 3 | 14460 | 102.03 | 141.76 |  | 1 | 5028 | 84
P00000CY5 | Eaton (formerly Cooper Lighting) | Metalux | VT4LED-LD3-23-W-DR-[All Voltage]-L840-[All Driver Types]3-WL-[All Options]-[All Packaging] | Indoor Luminaires | Case Lighting | Horizontal Refrigerated Case Luminaires | Standard | FALSE | [9 empty] | 41543 |  |  | NotYetVerified |  | 3 | 23081 | 106.85 | 216.06 |  | 1 | 3985 | 84
P00000CY9 | Eaton (formerly Cooper Lighting) | Metalux | VT4LED-LD3-23-W-PC-[All Voltage]-L840-[All Driver Types]3-WL-[All Options]-[All Packaging] | Indoor Luminaires | Case Lighting | Horizontal Refrigerated Case Luminaires | Standard | FALSE | [9 empty] | 41543 |  |  | NotYetVerified |  | 3 | 22810.5 | 105.64 | 215.99 |  | 1 | 3985 | 84
P00000CY7 | Eaton (formerly Cooper Lighting) | Metalux | VT4LED-LD3-23-W-DRF-[All Voltage]-L840-[All Driver Types]3-WL-[All Options]-[All Packaging] | Indoor Luminaires | Case Lighting | Horizontal Refrigerated Case Luminaires | Standard | FALSE | [9 empty] | 41543 |  |  | NotYetVerified |  | 3 | 22680.5 | 104.98 | 216.09 |  | 1 | 3985 | 84
P00000CXZ | Eaton (formerly Cooper Lighting) | Metalux | VT4LED-LD3-20-W-DR-[All Voltage]-L840-[All Driver Types]2-WL-[All Options]-[All Packaging] | Indoor Luminaires | Case Lighting | Horizontal Refrigerated Case Luminaires | Standard | FALSE | [9 empty] | 41543 |  |  | NotYetVerified |  | 3 | 20717.5 | 107.14 | 193.38 |  | 1 | 3985 | 84
P00000CY3 | Eaton (formerly Cooper Lighting) | Metalux | VT4LED-LD3-20-W-PC-[All Voltage]-L840-[All Driver Types]2-WL-[All Options]-[All Packaging] | Indoor Luminaires | Case Lighting | Horizontal Refrigerated Case Luminaires | Standard | FALSE | [9 empty] | 41543 |  |  | NotYetVerified |  | 3 | 20468.5 | 105.82 | 193.43 |  | 1 | 3985 | 84
P00000CY1 | Eaton (formerly Cooper Lighting) | Metalux | VT4LED-LD3-20-W-DRF-[All Voltage]-L840-[All Driver Types]2-WL-[All Options]-[All Packaging] | Indoor Luminaires | Case Lighting | Horizontal Refrigerated Case Luminaires | Standard | FALSE | [9 empty] | 41543 |  |  | NotYetVerified |  | 3 | 20351 | 105.24 | 193.38 |  | 1 | 3985 | 84
P00000CXT | Eaton (formerly Cooper Lighting) | Metalux | VT4LED-LD3-15-W-DR-[All Voltage]-L840-[All Driver Types]2-WL-[All Options]-[All Packaging] | Indoor Luminaires | Case Lighting | Horizontal Refrigerated Case Luminaires | Standard | FALSE | [9 empty] | 41543 |  |  | NotYetVerified |  | 3 | 14894 | 109.35 | 136.25 |  | 1 | 3985 | 84
P00000CXX | Eaton (formerly Cooper Lighting) | Metalux | VT4LED-LD3-15-W-PC-[All Voltage]-L840-[All Driver Types]2-WL-[All Options]-[All Packaging] | Indoor Luminaires | Case Lighting | Horizontal Refrigerated Case Luminaires | Standard | FALSE | [9 empty] | 41543 |  |  | NotYetVerified |  | 3 | 14715.5 | 108.07 | 136.21 |  | 1 | 3985 | 84
P00000CXV | Eaton (formerly Cooper Lighting) | Metalux | VT4LED-LD3-15-W-DRF-[All Voltage]-L840-[All Driver Types]2-WL-[All Options]-[All Packaging] | Indoor Luminaires | Case Lighting | Horizontal Refrigerated Case Luminaires | Standard | FALSE | [9 empty] | 41543 |  |  | NotYetVerified |  | 3 | 14666.5 | 107.57 | 136.39 |  | 1 | 3985 | 84
P00000CXQ | Eaton (formerly Cooper Lighting) | Metalux | VT4LED-LD3-23-W-DR-[All Voltage]-L835-[All Driver Types]3-WL-[All Options]-[All Packaging] | Indoor Luminaires | Case Lighting | Horizontal Refrigerated Case Luminaires | Standard | FALSE | [9 empty] | 41543 |  |  | NotYetVerified |  | 3 | 22191.21 | 101.09 | 219.51 |  | 1 | 3465 | 84
P00000CXS | Eaton (formerly Cooper Lighting) | Metalux | VT4LED-LD3-23-W-PC-[All Voltage]-L835-[All Driver Types]3-WL-[All Options]-[All Packaging] | Indoor Luminaires | Case Lighting | Horizontal Refrigerated Case Luminaires | Standard | FALSE | [9 empty] | 41543 |  |  | NotYetVerified |  | 3 | 21929.96 | 99.88 | 219.55 |  | 1 | 3465 | 84
P00000CXR | Eaton (formerly Cooper Lighting) | Metalux | VT4LED-LD3-23-W-DRF-[All Voltage]-L835-[All Driver Types]3-WL-[All Options]-[All Packaging] | Indoor Luminaires | Case Lighting | Horizontal Refrigerated Case Luminaires | Standard | FALSE | [9 empty] | 41543 |  |  | NotYetVerified |  | 3 | 21774.77 | 103.57 | 210.25 |  | 1 | 3465 | 84
P00000CXN | Eaton (formerly Cooper Lighting) | Metalux | VT4LED-LD3-20-W-DR-[All Voltage]-L835-[All Driver Types]2-WL-[All Options]-[All Packaging] | Indoor Luminaires | Case Lighting | Horizontal Refrigerated Case Luminaires | Standard | FALSE | [9 empty] | 41543 |  |  | NotYetVerified |  | 3 | 19962.07 | 106.04 | 188.26 |  | 1 | 3465 | 84
P00000CXP | Eaton (formerly Cooper Lighting) | Metalux | VT4LED-LD3-20-W-PC-[All Voltage]-L835-[All Driver Types]2-WL-[All Options]-[All Packaging] | Indoor Luminaires | Case Lighting | Horizontal Refrigerated Case Luminaires | Standard | FALSE | [9 empty] | 41543 |  |  | NotYetVerified |  | 3 | 19694.01 | 104.62 | 188.24 |  | 1 | 3465 | 84
P00000CXO | Eaton (formerly Cooper Lighting) | Metalux | VT4LED-LD3-20-W-DRF-[All Voltage]-L835-[All Driver Types]2-WL-[All Options]-[All Packaging] | Indoor Luminaires | Case Lighting | Horizontal Refrigerated Case Luminaires | Standard | FALSE | [9 empty] | 41543 |  |  | NotYetVerified |  | 3 | 19619.09 | 104.17 | 188.33 |  | 1 | 3465 | 84
P00000CXK | Eaton (formerly Cooper Lighting) | Metalux | VT4LED-LD3-15-W-DR-[All Voltage]-L835-[All Driver Types]2-WL-[All Options]-[All Packaging] | Indoor Luminaires | Case Lighting | Horizontal Refrigerated Case Luminaires | Standard | FALSE | [9 empty] | 41543 |  |  | NotYetVerified |  | 3 | 14347.86 | 104.03 | 137.92 |  | 1 | 3465 | 84
P00000CXM | Eaton (formerly Cooper Lighting) | Metalux | VT4LED-LD3-15-W-PC-[All Voltage]-L835-[All Driver Types]2-WL-[All Options]-[All Packaging] | Indoor Luminaires | Case Lighting | Horizontal Refrigerated Case Luminaires | Standard | FALSE | [9 empty] | 41543 |  |  | NotYetVerified |  | 3 | 14139.64 | 102.55 | 137.88 |  | 1 | 3465 | 84
P00000CXL | Eaton (formerly Cooper Lighting) | Metalux | VT4LED-LD3-15-W-DRF-[All Voltage]-L835-[All Driver Types]2-WL-[All Options]-[All Packaging] | Indoor Luminaires | Case Lighting | Horizontal Refrigerated Case Luminaires | Standard | FALSE | [9 empty] | 41543 |  |  | NotYetVerified |  | 3 | 14069.58 | 102.01 | 137.93 |  | 1 | 3465 | 84
P00000CXF | Eaton (formerly Cooper Lighting) | Metalux | VT4LED-LD3-23-W-DR-[All Voltage]-L830-[All Driver Types]3-WL-[All Options]-[All Packaging] | Indoor Luminaires | Case Lighting | Horizontal Refrigerated Case Luminaires | Standard | FALSE | [9 empty] | 41543 |  |  | NotYetVerified |  | 3 | 21073.67 | 101.09 | 208.46 |  | 1 | 3045 | 84
P00000CXJ | Eaton (formerly Cooper Lighting) | Metalux | VT4LED-LD3-23-W-PC-[All Voltage]-L830-[All Driver Types]3-WL-[All Options]-[All Packaging] | Indoor Luminaires | Case Lighting | Horizontal Refrigerated Case Luminaires | Standard | FALSE | [9 empty] | 41543 |  |  | NotYetVerified |  | 3 | 20825.57 | 99.88 | 208.5 |  | 1 | 3045 | 84
P00000CXH | Eaton (formerly Cooper Lighting) | Metalux | VT4LED-LD3-23-W-DRF-[All Voltage]-L830-[All Driver Types]3-WL-[All Options]-[All Packaging] | Indoor Luminaires | Case Lighting | Horizontal Refrigerated Case Luminaires | Standard | FALSE | [9 empty] | 41543 |  |  | NotYetVerified |  | 3 | 20678.2 | 99.17 | 208.51 |  | 1 | 3045 | 84
P00000CX9 | Eaton (formerly Cooper Lighting) | Metalux | VT4LED-LD3-20-W-DR-[All Voltage]-L830-[All Driver Types]2-WL-[All Options]-[All Packaging] | Indoor Luminaires | Case Lighting | Horizontal Refrigerated Case Luminaires | Standard | FALSE | [9 empty] | 41543 |  |  | NotYetVerified |  | 3 | 18956.78 | 106.04 | 178.78 |  | 1 | 3045 | 84
P00000CXD | Eaton (formerly Cooper Lighting) | Metalux | VT4LED-LD3-20-W-PC-[All Voltage]-L830-[All Driver Types]2-WL-[All Options]-[All Packaging] | Indoor Luminaires | Case Lighting | Horizontal Refrigerated Case Luminaires | Standard | FALSE | [9 empty] | 41543 |  |  | NotYetVerified |  | 3 | 18702.22 | 104.62 | 178.76 |  | 1 | 3045 | 84
P00000CXB | Eaton (formerly Cooper Lighting) | Metalux | VT4LED-LD3-20-W-DRF-[All Voltage]-L830-[All Driver Types]2-WL-[All Options]-[All Packaging] | Indoor Luminaires | Case Lighting | Horizontal Refrigerated Case Luminaires | Standard | FALSE | [9 empty] | 41543 |  |  | NotYetVerified |  | 3 | 18631.07 | 104.17 | 178.85 |  | 1 | 3045 | 84
P00000CX3 | Eaton (formerly Cooper Lighting) | Metalux | VT4LED-LD3-15-W-DR-[All Voltage]-L830-[All Driver Types]2-WL-[All Options]-[All Packaging] | Indoor Luminaires | Case Lighting | Horizontal Refrigerated Case Luminaires | Standard | FALSE | [9 empty] | 41543 |  |  | NotYetVerified |  | 3 | 13625.3 | 104.03 | 130.98 |  | 1 | 3045 | 84
P00000CX7 | Eaton (formerly Cooper Lighting) | Metalux | VT4LED-LD3-15-W-PC-[All Voltage]-L830-[All Driver Types]2-WL-[All Options]-[All Packaging] | Indoor Luminaires | Case Lighting | Horizontal Refrigerated Case Luminaires | Standard | FALSE | [9 empty] | 41543 |  |  | NotYetVerified |  | 3 | 13427.57 | 102.55 | 130.94 |  | 1 | 3045 | 84
P00000CX5 | Eaton (formerly Cooper Lighting) | Metalux | VT4LED-LD3-15-W-DRF-[All Voltage]-L830-[All Driver Types]2-WL-[All Options]-[All Packaging] | Indoor Luminaires | Case Lighting | Horizontal Refrigerated Case Luminaires | Standard | FALSE | [9 empty] | 41543 |  |  | NotYetVerified |  | 3 | 13361.04 | 102.01 | 130.98 |  | 1 | 3045 | 84
P00000CXE | Eaton (formerly Cooper Lighting) | Metalux | VT4LED-LD3-23-W-DR-[All Voltage]-L827-[All Driver Types]3-WL-[All Options]-[All Packaging] | Indoor Luminaires | Case Lighting | Horizontal Refrigerated Case Luminaires | Standard | FALSE | [9 empty] | 41543 |  |  | NotYetVerified |  | 3 | 19842.09 | 101.09 | 196.28 |  | 1 | 2725 | 84
P00000CXI | Eaton (formerly Cooper Lighting) | Metalux | VT4LED-LD3-23-W-PC-[All Voltage]-L827-[All Driver Types]3-WL-[All Options]-[All Packaging] | Indoor Luminaires | Case Lighting | Horizontal Refrigerated Case Luminaires | Standard | FALSE | [9 empty] | 41543 |  |  | NotYetVerified |  | 3 | 19608.5 | 99.88 | 196.31 |  | 1 | 2725 | 84
P00000CXG | Eaton (formerly Cooper Lighting) | Metalux | VT4LED-LD3-23-W-DRF-[All Voltage]-L827-[All Driver Types]3-WL-[All Options]-[All Packaging] | Indoor Luminaires | Case Lighting | Horizontal Refrigerated Case Luminaires | Standard | FALSE | [9 empty] | 41543 |  |  | NotYetVerified |  | 3 | 19469.73 | 99.17 | 196.33 |  | 1 | 2725 | 84
P00000CX8 | Eaton (formerly Cooper Lighting) | Metalux | VT4LED-LD3-20-W-DR-[All Voltage]-L827-[All Driver Types]2-WL-[All Options]-[All Packaging] | Indoor Luminaires | Case Lighting | Horizontal Refrigerated Case Luminaires | Standard | FALSE | [9 empty] | 41543 |  |  | NotYetVerified |  | 3 | 17848.92 | 106.04 | 168.33 |  | 1 | 2725 | 84
P00000CXC | Eaton (formerly Cooper Lighting) | Metalux | VT4LED-LD3-20-W-PC-[All Voltage]-L827-[All Driver Types]2-WL-[All Options]-[All Packaging] | Indoor Luminaires | Case Lighting | Horizontal Refrigerated Case Luminaires | Standard | FALSE | [9 empty] | 41543 |  |  | NotYetVerified |  | 3 | 17609.24 | 104.62 | 168.31 |  | 1 | 2725 | 84
P00000CXA | Eaton (formerly Cooper Lighting) | Metalux | VT4LED-LD3-20-W-DRF-[All Voltage]-L827-[All Driver Types]2-WL-[All Options]-[All Packaging] | Indoor Luminaires | Case Lighting | Horizontal Refrigerated Case Luminaires | Standard | FALSE | [9 empty] | 41543 |  |  | NotYetVerified |  | 3 | 17542.25 | 104.17 | 168.4 |  | 1 | 2725 | 84
P00000CX2 | Eaton (formerly Cooper Lighting) | Metalux | VT4LED-LD3-15-W-DR-[All Voltage]-L827-[All Driver Types]2-WL-[All Options]-[All Packaging] | Indoor Luminaires | Case Lighting | Horizontal Refrigerated Case Luminaires | Standard | FALSE | [9 empty] | 41543 |  |  | NotYetVerified |  | 3 | 12829.02 | 104.03 | 123.32 |  | 1 | 2725 | 84
P00000CX6 | Eaton (formerly Cooper Lighting) | Metalux | VT4LED-LD3-15-W-PC-[All Voltage]-L827-[All Driver Types]2-WL-[All Options]-[All Packaging] | Indoor Luminaires | Case Lighting | Horizontal Refrigerated Case Luminaires | Standard | FALSE | [9 empty] | 41543 |  |  | NotYetVerified |  | 3 | 12642.84 | 102.55 | 123.29 |  | 1 | 2725 | 84
P00000CX4 | Eaton (formerly Cooper Lighting) | Metalux | VT4LED-LD3-15-W-DRF-[All Voltage]-L827-[All Driver Types]2-WL-[All Options]-[All Packaging] | Indoor Luminaires | Case Lighting | Horizontal Refrigerated Case Luminaires | Standard | FALSE | [9 empty] | 41543 |  |  | NotYetVerified |  | 3 | 12580.2 | 102.01 | 123.33 |  | 1 | 2725 | 84
P00001EL7 | Self Electronics Co.Ltd | Self | FRIO2-L48-24V 3000K [120V ONLY] | Indoor Luminaires | Case Lighting | Vertical Refrigerated Case Luminaires | Standard | TRUE | 889.4 | 56.81 | 15.66 | 12.2 | 0.955 | 3082 | 83.3 | 5 | 50000 | 41505 |  |  | NotYetVerified |  | 3 | 900 |  | 10 |  |  | 3000 | 85
P00001EL4 | Self Electronics Co.Ltd | Self | FRIO2-L96-24V 3000K [120V ONLY] | Indoor Luminaires | Case Lighting | Vertical Refrigerated Case Luminaires | Standard | TRUE | 1583.5 | 64.2 | 24.68 | 10.1 | 0.978 | 3081 | 83.3 | 5 | 50000 | 41502 |  |  | NotYetVerified |  | 3 | 1710 |  | 16 |  |  | 3000 | 85
P00001EKS | Self Electronics Co.Ltd | Self | FRIO2-L40-24V 3000K [120V ONLY] | Indoor Luminaires | Case Lighting | Vertical Refrigerated Case Luminaires | Standard | TRUE | 723.3 | 55.49 | 13.04 | 12.1 | 0.939 | 3081 | 83.1 | 5 | 50000 | 41502 |  |  | NotYetVerified |  | 3 | 792 |  | 9 |  |  | 3000 | 85
P00001EKY | Self Electronics Co.Ltd | Self | FRIO2-L36-24V 3000K [120V ONLY] | Indoor Luminaires | Case Lighting | Vertical Refrigerated Case Luminaires | Standard | TRUE | 575.5 | 54.04 | 10.65 | 13 | 0.915 | 3094 | 83.2 | 5 | 50000 | 41501 |  |  | NotYetVerified |  | 3 | 616 |  | 7 |  |  | 3000 | 85
P00001EKP | Self Electronics Co.Ltd | Self | FRIO2-L80 -24V 3000K [120V ONLY] | Indoor Luminaires | Case Lighting | Vertical Refrigerated Case Luminaires | Standard | TRUE | 1386.2 | 62.89 | 22.04 | 11.1 | 0.972 | 3093 | 83.1 | 5 | 50000 | 41500 |  |  | NotYetVerified |  | 3 | 1140 |  | 16 |  |  | 3000 | 85
P00001EKM | Self Electronics Co.Ltd | Self | FRIO2-L72-24V 3000K [120V ONLY] | Indoor Luminaires | Case Lighting | Vertical Refrigerated Case Luminaires | Standard | TRUE | 1039.7 | 60.95 | 17.06 | 12 | 0.959 | 3074 | 83.3 | 5 | 50000 | 41500 |  |  | NotYetVerified |  | 3 | 1144 |  | 13 |  |  | 3000 | 85
P000018LE | SCHOTT Gemtron | Polaris | SG-6-35L-ZZ | Indoor Luminaires | Case Lighting | Vertical Refrigerated Case Luminaires | Standard | TRUE | 516 | 63.5 | 8.73 | 7.3 | 0.906 | 3390 | 83 | 5 | 92000 | 41474 |  |  | NotYetVerified |  | 3 |  |  | 9 |  |  | 3500 | 85
P000018LB | SCHOTT Gemtron | Polaris | SG-6-35C-ZZ | Indoor Luminaires | Case Lighting | Vertical Refrigerated Case Luminaires | Standard | TRUE | 1147 | 63.5 | 17.5 | 17.5 | 0.906 | 3416 | 83 | 5 | 92000 | 41474 |  |  | NotYetVerified |  | 3 |  |  | 18 |  |  | 3500 | 85
P00000006 | 1 Source LED | 1 Source LED | 3LB-6D-(L/R)080-4100K-LP | Indoor Luminaires | Case Lighting | Vertical Refrigerated Case Luminaires | Standard | TRUE | 1151 | 68.5 | 16.8 | 12.2 | 0.904 | 3899 | 84 | 5 | 50000 | 41474 |  |  | NotYetVerified |  | 3 |  | 68.5 | 16.8 |  | 0.9 | 4000 | 84
P00000007 | 1 Source LED | 1 Source LED | 3LB-5D-(L/R)080-4100K-LP | Indoor Luminaires | Case Lighting | Vertical Refrigerated Case Luminaires | Standard | TRUE | 975 | 69.6 | 14 | 19.8 | 0.871 | 3908 | 83 | 5 | 50000 | 41474 |  |  | NotYetVerified |  | 3 | 975 | 69.7 | 14 |  | 0.9 | 4000 | 84
P00000005 | 1 Source LED | 1 Source LED | 3LB-4S-M120-4100K-LP | Indoor Luminaires | Case Lighting | Horizontal Refrigerated Case Luminaires | Standard | TRUE | 857 | 73.9 | 11.6 | 24.4 | 0.879 | 3909 | 84 | 5 | 50000 | 41465 |  |  | NotYetVerified |  | 3 | 857 | 73.9 | 11.6 |  | 0.9 | 4000 | 84
P000012LS | OSRAM | OSRAM LEDstixx for Horizontal Refrigeration 3' Canopy Fixture | LSX/H/24V/830/36/SHL (71691)OT75W24V/UNV driver | Indoor Luminaires | Case Lighting | Horizontal Refrigerated Case Luminaires | Standard | TRUE | 457 | 66.2 | 6.91 | 17.3 | 0.918 | 3018 | 85 | 5 | 50000 | 41464 |  |  | NotYetVerified |  | 3 | 450 | 96 | 4.7 |  | 0.9 | 3000 | 85
P000012LC | OSRAM | OSRAM LEDstixx for Horizontal Refrigeration 4' Canopy Fixture | LSX/H/24V/830/48/SHL (71691)OT75W24V/UNV driver | Indoor Luminaires | Case Lighting | Horizontal Refrigerated Case Luminaires | Standard | TRUE | 684 | 66.41 | 10.3 | 17.3 | 0.918 | 3042 | 85 | 5 | 50000 | 41464 |  |  | NotYetVerified |  | 3 | 690 | 96 | 7.2 |  | 0.9 | 3000 | 85
P000012M0 | OSRAM | OSRAM LEDstixx for Horizontal Refrigeration 3' Canopy Fixture | LSX/H/24V/830/36/SHL (71691)OT96W24V/UNV driver | Indoor Luminaires | Case Lighting | Horizontal Refrigerated Case Luminaires | Standard | TRUE | 457 | 67.61 | 6.76 | 17.7 | 0.909 | 3018 | 85 | 5 | 50000 | 41464 |  |  | NotYetVerified |  | 3 | 450 | 96 | 4.7 |  | 0.9 | 3000 | 85
P000012LK | OSRAM | OSRAM LEDstixx for Horizontal Refrigeration 4' Canopy Fixture | LSX/H/24V/830/48/SHL (71691)OT96W24V/UNV driver | Indoor Luminaires | Case Lighting | Horizontal Refrigerated Case Luminaires | Standard | TRUE | 684 | 67.82 | 10.08 | 17.7 | 0.909 | 3042 | 85 | 5 | 50000 | 41464 |  |  | NotYetVerified |  | 3 | 690 | 96 | 7.2 |  | 0.9 | 3000 | 85
P000012LR | OSRAM | OSRAM LEDstixx for Horizontal Refrigeration 4' Canopy Fixture | LSX/H/24V/850/48/SHL/1PK (71674)OT96W24V/UNV driver | Indoor Luminaires | Case Lighting | Horizontal Refrigerated Case Luminaires | Standard | FALSE | [9 empty] | 41464 |  |  | NotYetVerified |  | 3 | 750 | 104 | 7.2 |  | 0.9 | 5000 | 85
P000012LQ | OSRAM | OSRAM LEDstixx for Horizontal Refrigeration 4' Canopy Fixture | LSX/H/24V/850/48/SHL (71694)OT96W24V/UNV driver | Indoor Luminaires | Case Lighting | Horizontal Refrigerated Case Luminaires | Standard | FALSE | [9 empty] | 41464 |  |  | NotYetVerified |  | 3 | 750 | 104 | 7.2 |  | 0.9 | 5000 | 85
P000012LJ | OSRAM | OSRAM LEDstixx for Horizontal Refrigeration 4' Canopy Fixture | LSX/H/24V/850/48/SHL/1PK (71674)OT75W24V/UNV driver | Indoor Luminaires | Case Lighting | Horizontal Refrigerated Case Luminaires | Standard | FALSE | [9 empty] | 41464 |  |  | NotYetVerified |  | 3 | 750 | 104 | 7.2 |  | 0.9 | 5000 | 85
P000012LI | OSRAM | OSRAM LEDstixx for Horizontal Refrigeration 4' Canopy Fixture | LSX/H/24V/850/48/SHL (71694)OT75W24V/UNV driver | Indoor Luminaires | Case Lighting | Horizontal Refrigerated Case Luminaires | Standard | FALSE | [9 empty] | 41464 |  |  | NotYetVerified |  | 3 | 750 | 104 | 7.2 |  | 0.9 | 5000 | 85
P000012M7 | OSRAM | OSRAM LEDstixx for Horizontal Refrigeration 3' Canopy Fixture | LSX/H/24V/850/36/SHL/1PK (71674)OT96W24V/UNV driver | Indoor Luminaires | Case Lighting | Horizontal Refrigerated Case Luminaires | Standard | FALSE | [9 empty] | 41464 |  |  | NotYetVerified |  | 3 | 515 | 110 | 4.7 |  | 0.9 | 5000 | 85
P000012M6 | OSRAM | OSRAM LEDstixx for Horizontal Refrigeration 3' Canopy Fixture | LSX/H/24V/850/36/SHL (71694)OT96W24V/UNV driver | Indoor Luminaires | Case Lighting | Horizontal Refrigerated Case Luminaires | Standard | FALSE | [9 empty] | 41464 |  |  | NotYetVerified |  | 3 | 515 | 110 | 4.7 |  | 0.9 | 5000 | 85
P000012LZ | OSRAM | OSRAM LEDstixx for Horizontal Refrigeration 3' Canopy Fixture | LSX/H/24V/850/36/SHL/1PK (71674)OT75W24V/UNV driver | Indoor Luminaires | Case Lighting | Horizontal Refrigerated Case Luminaires | Standard | FALSE | [9 empty] | 41464 |  |  | NotYetVerified |  | 3 | 515 | 110 | 4.7 |  | 0.9 | 5000 | 85
P000012LY | OSRAM | OSRAM LEDstixx for Horizontal Refrigeration 3' Canopy Fixture | LSX/H/24V/850/36/SHL (71694)OT75W24V/UNV driver | Indoor Luminaires | Case Lighting | Horizontal Refrigerated Case Luminaires | Standard | FALSE | [9 empty] | 41464 |  |  | NotYetVerified |  | 3 | 515 | 110 | 4.7 |  | 0.9 | 5000 | 85
P000012LP | OSRAM | OSRAM LEDstixx for Horizontal Refrigeration 4' Canopy Fixture | LSX/H/24V/840/48/SHL/1PK (71673)OT96W24V/UNV driver | Indoor Luminaires | Case Lighting | Horizontal Refrigerated Case Luminaires | Standard | FALSE | [9 empty] | 41464 |  |  | NotYetVerified |  | 3 | 750 | 104 | 7.2 |  | 0.9 | 4000 | 85
P000012LO | OSRAM | OSRAM LEDstixx for Horizontal Refrigeration 4' Canopy Fixture | LSX/H/24V/840/48/SHL (71693)OT96W24V/UNV driver | Indoor Luminaires | Case Lighting | Horizontal Refrigerated Case Luminaires | Standard | FALSE | [9 empty] | 41464 |  |  | NotYetVerified |  | 3 | 750 | 104 | 7.2 |  | 0.9 | 4000 | 85
P000012LH | OSRAM | OSRAM LEDstixx for Horizontal Refrigeration 4' Canopy Fixture | LSX/H/24V/840/48/SHL/1PK (71673)OT75W24V/UNV driver | Indoor Luminaires | Case Lighting | Horizontal Refrigerated Case Luminaires | Standard | FALSE | [9 empty] | 41464 |  |  | NotYetVerified |  | 3 | 750 | 104 | 7.2 |  | 0.9 | 4000 | 85
P000012LG | OSRAM | OSRAM LEDstixx for Horizontal Refrigeration 4' Canopy Fixture | LSX/H/24V/840/48/SHL (71693)OT75W24V/UNV driver | Indoor Luminaires | Case Lighting | Horizontal Refrigerated Case Luminaires | Standard | FALSE | [9 empty] | 41464 |  |  | NotYetVerified |  | 3 | 750 | 104 | 7.2 |  | 0.9 | 4000 | 85
P000012M5 | OSRAM | OSRAM LEDstixx for Horizontal Refrigeration 3' Canopy Fixture | LSX/H/24V/840/36/SHL/1PK (71673)OT96W24V/UNV driver | Indoor Luminaires | Case Lighting | Horizontal Refrigerated Case Luminaires | Standard | FALSE | [9 empty] | 41464 |  |  | NotYetVerified |  | 3 | 495 | 105 | 4.7 |  | 0.9 | 4000 | 85
P000012M4 | OSRAM | OSRAM LEDstixx for Horizontal Refrigeration 3' Canopy Fixture | LSX/H/24V/840/36/SHL (71693)OT96W24V/UNV driver | Indoor Luminaires | Case Lighting | Horizontal Refrigerated Case Luminaires | Standard | FALSE | [9 empty] | 41464 |  |  | NotYetVerified |  | 3 | 495 | 105 | 4.7 |  | 0.9 | 4000 | 85
P000012LX | OSRAM | OSRAM LEDstixx for Horizontal Refrigeration 3' Canopy Fixture | LSX/H/24V/840/36/SHL/1PK (71673)OT75W24V/UNV driver | Indoor Luminaires | Case Lighting | Horizontal Refrigerated Case Luminaires | Standard | FALSE | [9 empty] | 41464 |  |  | NotYetVerified |  | 3 | 495 | 105 | 4.7 |  | 0.9 | 4000 | 85
P000012LW | OSRAM | OSRAM LEDstixx for Horizontal Refrigeration 3' Canopy Fixture | LSX/H/24V/840/36/SHL (71693)OT75W24V/UNV driver | Indoor Luminaires | Case Lighting | Horizontal Refrigerated Case Luminaires | Standard | FALSE | [9 empty] | 41464 |  |  | NotYetVerified |  | 3 | 495 | 105 | 4.7 |  | 0.9 | 4000 | 85
P000012LN | OSRAM | OSRAM LEDstixx for Horizontal Refrigeration 4' Canopy Fixture | LSX/H/24V/835/48/SHL/1PK (71672)OT96W24V/UNV driver | Indoor Luminaires | Case Lighting | Horizontal Refrigerated Case Luminaires | Standard | FALSE | [9 empty] | 41464 |  |  | NotYetVerified |  | 3 | 725 | 101 | 7.2 |  | 0.9 | 3500 | 85
P000012LM | OSRAM | OSRAM LEDstixx for Horizontal Refrigeration 4' Canopy Fixture | LSX/H/24V/835/48/SHL (71692)OT96W24V/UNV driver | Indoor Luminaires | Case Lighting | Horizontal Refrigerated Case Luminaires | Standard | FALSE | [9 empty] | 41464 |  |  | NotYetVerified |  | 3 | 725 | 101 | 7.2 |  | 0.9 | 3500 | 85
P000012LF | OSRAM | OSRAM LEDstixx for Horizontal Refrigeration 4' Canopy Fixture | LSX/H/24V/835/48/SHL/1PK (71672)OT75W24V/UNV driver | Indoor Luminaires | Case Lighting | Horizontal Refrigerated Case Luminaires | Standard | FALSE | [9 empty] | 41464 |  |  | NotYetVerified |  | 3 | 725 | 101 | 7.2 |  | 0.9 | 3500 | 85
P000012LE | OSRAM | OSRAM LEDstixx for Horizontal Refrigeration 4' Canopy Fixture | LSX/H/24V/835/48/SHL (71692)OT75W24V/UNV driver | Indoor Luminaires | Case Lighting | Horizontal Refrigerated Case Luminaires | Standard | FALSE | [9 empty] | 41464 |  |  | NotYetVerified |  | 3 | 725 | 101 | 7.2 |  | 0.9 | 3500 | 85
P000012M3 | OSRAM | OSRAM LEDstixx for Horizontal Refrigeration 3' Canopy Fixture | LSX/H/24V/835/36/SHL/1PK (71672)OT96W24V/UNV driver | Indoor Luminaires | Case Lighting | Horizontal Refrigerated Case Luminaires | Standard | FALSE | [9 empty] | 41464 |  |  | NotYetVerified |  | 3 | 475 | 101 | 4.7 |  | 0.9 | 3500 | 85
P000012M2 | OSRAM | OSRAM LEDstixx for Horizontal Refrigeration 3' Canopy Fixture | LSX/H/24V/835/36/SHL (71692)OT96W24V/UNV driver | Indoor Luminaires | Case Lighting | Horizontal Refrigerated Case Luminaires | Standard | FALSE | [9 empty] | 41464 |  |  | NotYetVerified |  | 3 | 475 | 101 | 4.7 |  | 0.9 | 3500 | 85
P000012LV | OSRAM | OSRAM LEDstixx for Horizontal Refrigeration 3' Canopy Fixture | LSX/H/24V/835/36/SHL/1PK (71672)OT75W24V/UNV driver | Indoor Luminaires | Case Lighting | Horizontal Refrigerated Case Luminaires | Standard | FALSE | [9 empty] | 41464 |  |  | NotYetVerified |  | 3 | 475 | 101 | 4.7 |  | 0.9 | 3500 | 85
P000012LU | OSRAM | OSRAM LEDstixx for Horizontal Refrigeration 3' Canopy Fixture | LSX/H/24V/835/36/SHL (71692)OT75W24V/UNV driver | Indoor Luminaires | Case Lighting | Horizontal Refrigerated Case Luminaires | Standard | FALSE | [9 empty] | 41464 |  |  | NotYetVerified |  | 3 | 475 | 101 | 4.7 |  | 0.9 | 3500 | 85
P000012LL | OSRAM | OSRAM LEDstixx for Horizontal Refrigeration 4' Canopy Fixture | LSX/H/24V/830/48/SHL/1PK (71671)OT96W24V/UNV driver | Indoor Luminaires | Case Lighting | Horizontal Refrigerated Case Luminaires | Standard | FALSE | [9 empty] | 41464 |  |  | NotYetVerified |  | 3 | 690 | 96 | 7.2 |  | 0.9 | 3000 | 85
P000012LD | OSRAM | OSRAM LEDstixx for Horizontal Refrigeration 4' Canopy Fixture | LSX/H/24V/830/48/SHL/1PK (71671)OT75W24V/UNV driver | Indoor Luminaires | Case Lighting | Horizontal Refrigerated Case Luminaires | Standard | FALSE | [9 empty] | 41464 |  |  | NotYetVerified |  | 3 | 690 | 96 | 7.2 |  | 0.9 | 3000 | 85
P000012M1 | OSRAM | OSRAM LEDstixx for Horizontal Refrigeration 3' Canopy Fixture | LSX/H/24V/830/36/SHL/1PK (71671)OT96W24V/UNV driver | Indoor Luminaires | Case Lighting | Horizontal Refrigerated Case Luminaires | Standard | FALSE | [9 empty] | 41464 |  |  | NotYetVerified |  | 3 | 450 | 96 | 4.7 |  | 0.9 | 3000 | 85
P000012LT | OSRAM | OSRAM LEDstixx for Horizontal Refrigeration 3' Canopy Fixture | LSX/H/24V/830/36/SHL/1PK (71671)OT75W24V/UNV driver | Indoor Luminaires | Case Lighting | Horizontal Refrigerated Case Luminaires | Standard | FALSE | [9 empty] | 41464 |  |  | NotYetVerified |  | 3 | 450 | 96 | 4.7 |  | 0.9 | 3000 | 85
P000012MW | OSRAM | OSRAM LEDstixx for Horizontal Refrigeration 3' Canopy Fixture | LSX/H/24V/830/48/CNP (71679) OT75/120-277/24E driver | Indoor Luminaires | Case Lighting | Horizontal Refrigerated Case Luminaires | Standard | TRUE | 1591 | 59.95 | 26.52 | 17.3 | 0.9176 | 3015 | 82 | 5 | 50000 | 41453 |  |  | NotYetVerified |  | 3 | 1600 | 84 | 19 |  | 0.9 | 3000 | 85
P000012MG | OSRAM | OSRAM LEDstixx for Horizontal Refrigeration 3' Canopy Fixture | LSX/H/24V/830/36/CNP (71679) OT75/120-277/24E driver | Indoor Luminaires | Case Lighting | Horizontal Refrigerated Case Luminaires | Standard | TRUE | 1090 | 59.7 | 18.26 | 17.3 | 0.9176 | 3015 | 82 | 5 | 50000 | 41453 |  |  | NotYetVerified |  | 3 | 1130 | 87 | 13 |  | 0.9 | 3000 | 85
P000012MO | OSRAM | OSRAM LEDstixx for Horizontal Refrigeration 3' Canopy Fixture | LSX/H/24V/830/48/CNP (71679) OT96W/24V/UNV driver | Indoor Luminaires | Case Lighting | Horizontal Refrigerated Case Luminaires | Standard | TRUE | 1591 | 61.23 | 25.96 | 17.7 | 0.9094 | 3001 | 82 | 5 | 50000 | 41453 |  |  | NotYetVerified |  | 3 | 1600 | 84 | 19 |  | 0.9 | 3000 | 85
P000012M8 | OSRAM | OSRAM LEDstixx for Horizontal Refrigeration 3' Canopy Fixture | LSX/H/24V/830/36/CNP (71679) OT96W/24V/UNV driver | Indoor Luminaires | Case Lighting | Horizontal Refrigerated Case Luminaires | Standard | TRUE | 1090 | 60.945 | 17.88 | 17.7 | 0.9094 | 3015 | 82 | 5 | 50000 | 41453 |  |  | NotYetVerified |  | 3 | 1130 | 87 | 13 |  | 0.9 | 3000 | 85
P000012N3 | OSRAM | OSRAM LEDstixx for Horizontal Refrigeration 3' Canopy Fixture | LSX/H/24V/850/48/CNP/1PK (71662) OT75/120-277/24E driver | Indoor Luminaires | Case Lighting | Horizontal Refrigerated Case Luminaires | Standard | FALSE | [9 empty] | 41453 |  |  | NotYetVerified |  | 3 | 1850 | 97 | 19 |  | 0.9 | 5000 | 85
P000012N2 | OSRAM | OSRAM LEDstixx for Horizontal Refrigeration 3' Canopy Fixture | LSX/H/24V/850/48/CNP (71682) OT75/120-277/24E driver | Indoor Luminaires | Case Lighting | Horizontal Refrigerated Case Luminaires | Standard | FALSE | [9 empty] | 41453 |  |  | NotYetVerified |  | 3 | 1850 | 97 | 19 |  | 0.9 | 5000 | 85
P000012MV | OSRAM | OSRAM LEDstixx for Horizontal Refrigeration 3' Canopy Fixture | LSX/H/24V/850/48/CNP/1PK (71662) OT96W/24V/UNV driver | Indoor Luminaires | Case Lighting | Horizontal Refrigerated Case Luminaires | Standard | FALSE | [9 empty] | 41453 |  |  | NotYetVerified |  | 3 | 1850 | 97 | 19 |  | 0.9 | 5000 | 85
P000012MU | OSRAM | OSRAM LEDstixx for Horizontal Refrigeration 3' Canopy Fixture | LSX/H/24V/850/48/CNP (71682) OT96W/24V/UNV driver | Indoor Luminaires | Case Lighting | Horizontal Refrigerated Case Luminaires | Standard | FALSE | [9 empty] | 41453 |  |  | NotYetVerified |  | 3 | 1850 | 97 | 19 |  | 0.9 | 5000 | 85
P000012MN | OSRAM | OSRAM LEDstixx for Horizontal Refrigeration 3' Canopy Fixture | LSX/H/24V/850/36/CNP/1PK (71662) OT75/120-277/24E driver | Indoor Luminaires | Case Lighting | Horizontal Refrigerated Case Luminaires | Standard | FALSE | [9 empty] | 41453 |  |  | NotYetVerified |  | 3 | 1225 | 94 | 13 |  | 0.9 | 5000 | 85
P000012MM | OSRAM | OSRAM LEDstixx for Horizontal Refrigeration 3' Canopy Fixture | LSX/H/24V/850/36/CNP (71682) OT75/120-277/24E driver | Indoor Luminaires | Case Lighting | Horizontal Refrigerated Case Luminaires | Standard | FALSE | [9 empty] | 41453 |  |  | NotYetVerified |  | 3 | 1225 | 94 | 13 |  | 0.9 | 5000 | 85
P000012MF | OSRAM | OSRAM LEDstixx for Horizontal Refrigeration 3' Canopy Fixture | LSX/H/24V/850/36/CNP/1PK (71662) OT96W/24V/UNV driver | Indoor Luminaires | Case Lighting | Horizontal Refrigerated Case Luminaires | Standard | FALSE | [9 empty] | 41453 |  |  | NotYetVerified |  | 3 | 1225 | 94 | 13 |  | 0.9 | 5000 | 85
P000012ME | OSRAM | OSRAM LEDstixx for Horizontal Refrigeration 3' Canopy Fixture | LSX/H/24V/850/36/CNP (71682) OT96W/24V/UNV driver | Indoor Luminaires | Case Lighting | Horizontal Refrigerated Case Luminaires | Standard | FALSE | [9 empty] | 41453 |  |  | NotYetVerified |  | 3 | 1225 | 94 | 13 |  | 0.9 | 5000 | 85
P000012N1 | OSRAM | OSRAM LEDstixx for Horizontal Refrigeration 3' Canopy Fixture | LSX/H/24V/840/48/CNP/1PK (71661) OT75/120-277/24E driver | Indoor Luminaires | Case Lighting | Horizontal Refrigerated Case Luminaires | Standard | FALSE | [9 empty] | 41453 |  |  | NotYetVerified |  | 3 | 1760 | 93 | 19 |  | 0.9 | 4000 | 85
P000012N0 | OSRAM | OSRAM LEDstixx for Horizontal Refrigeration 3' Canopy Fixture | LSX/H/24V/840/48/CNP (71681) OT75/120-277/24E driver | Indoor Luminaires | Case Lighting | Horizontal Refrigerated Case Luminaires | Standard | FALSE | [9 empty] | 41453 |  |  | NotYetVerified |  | 3 | 1760 | 93 | 19 |  | 0.9 | 4000 | 85
P000012MT | OSRAM | OSRAM LEDstixx for Horizontal Refrigeration 3' Canopy Fixture | LSX/H/24V/840/48/CNP/1PK (71661) OT96W/24V/UNV driver | Indoor Luminaires | Case Lighting | Horizontal Refrigerated Case Luminaires | Standard | FALSE | [9 empty] | 41453 |  |  | NotYetVerified |  | 3 | 1760 | 93 | 19 |  | 0.9 | 4000 | 85
P000012MS | OSRAM | OSRAM LEDstixx for Horizontal Refrigeration 3' Canopy Fixture | LSX/H/24V/840/48/CNP (71681) OT96W/24V/UNV driver | Indoor Luminaires | Case Lighting | Horizontal Refrigerated Case Luminaires | Standard | FALSE | [9 empty] | 41453 |  |  | NotYetVerified |  | 3 | 1760 | 93 | 19 |  | 0.9 | 4000 | 85
P000012ML | OSRAM | OSRAM LEDstixx for Horizontal Refrigeration 3' Canopy Fixture | LSX/H/24V/840/36/CNP/1PK (71661) OT75/120-277/24E driver | Indoor Luminaires | Case Lighting | Horizontal Refrigerated Case Luminaires | Standard | FALSE | [9 empty] | 41453 |  |  | NotYetVerified |  | 3 | 1200 | 92 | 13 |  | 0.9 | 4000 | 85
P000012MK | OSRAM | OSRAM LEDstixx for Horizontal Refrigeration 3' Canopy Fixture | LSX/H/24V/840/36/CNP (71681) OT75/120-277/24E driver | Indoor Luminaires | Case Lighting | Horizontal Refrigerated Case Luminaires | Standard | FALSE | [9 empty] | 41453 |  |  | NotYetVerified |  | 3 | 1200 | 92 | 13 |  | 0.9 | 4000 | 85
P000012MD | OSRAM | OSRAM LEDstixx for Horizontal Refrigeration 3' Canopy Fixture | LSX/H/24V/840/36/CNP/1PK (71661) OT96W/24V/UNV driver | Indoor Luminaires | Case Lighting | Horizontal Refrigerated Case Luminaires | Standard | FALSE | [9 empty] | 41453 |  |  | NotYetVerified |  | 3 | 1200 | 92 | 13 |  | 0.9 | 4000 | 85
P000012MC | OSRAM | OSRAM LEDstixx for Horizontal Refrigeration 3' Canopy Fixture | LSX/H/24V/840/36/CNP (71681) OT96W/24V/UNV driver | Indoor Luminaires | Case Lighting | Horizontal Refrigerated Case Luminaires | Standard | FALSE | [9 empty] | 41453 |  |  | NotYetVerified |  | 3 | 1200 | 92 | 13 |  | 0.9 | 4000 | 85
P000012MZ | OSRAM | OSRAM LEDstixx for Horizontal Refrigeration 3' Canopy Fixture | LSX/H/24V/835/48/CNP/1PK (71660) OT75/120-277/24E driver | Indoor Luminaires | Case Lighting | Horizontal Refrigerated Case Luminaires | Standard | FALSE | [9 empty] | 41453 |  |  | NotYetVerified |  | 3 | 1715 | 90 | 19 |  | 0.9 | 3500 | 85
P000012MY | OSRAM | OSRAM LEDstixx for Horizontal Refrigeration 3' Canopy Fixture | LSX/H/24V/835/48/CNP (71680) OT75/120-277/24E driver | Indoor Luminaires | Case Lighting | Horizontal Refrigerated Case Luminaires | Standard | FALSE | [9 empty] | 41453 |  |  | NotYetVerified |  | 3 | 1715 | 90 | 19 |  | 0.9 | 3500 | 85
P000012MR | OSRAM | OSRAM LEDstixx for Horizontal Refrigeration 3' Canopy Fixture | LSX/H/24V/835/48/CNP/1PK (71660) OT96W/24V/UNV driver | Indoor Luminaires | Case Lighting | Horizontal Refrigerated Case Luminaires | Standard | FALSE | [9 empty] | 41453 |  |  | NotYetVerified |  | 3 | 1715 | 90 | 19 |  | 0.9 | 3500 | 85
P000012MQ | OSRAM | OSRAM LEDstixx for Horizontal Refrigeration 3' Canopy Fixture | LSX/H/24V/835/48/CNP (71680) OT96W/24V/UNV driver | Indoor Luminaires | Case Lighting | Horizontal Refrigerated Case Luminaires | Standard | FALSE | [9 empty] | 41453 |  |  | NotYetVerified |  | 3 | 1715 | 90 | 19 |  | 0.9 | 3500 | 85
P000012MJ | OSRAM | OSRAM LEDstixx for Horizontal Refrigeration 3' Canopy Fixture | LSX/H/24V/835/36/CNP/1PK (71660) OT75/120-277/24E driver | Indoor Luminaires | Case Lighting | Horizontal Refrigerated Case Luminaires | Standard | FALSE | [9 empty] | 41453 |  |  | NotYetVerified |  | 3 | 1140 | 88 | 13 |  | 0.9 | 3500 | 85
P000012MI | OSRAM | OSRAM LEDstixx for Horizontal Refrigeration 3' Canopy Fixture | LSX/H/24V/835/36/CNP (71680) OT75/120-277/24E driver | Indoor Luminaires | Case Lighting | Horizontal Refrigerated Case Luminaires | Standard | FALSE | [9 empty] | 41453 |  |  | NotYetVerified |  | 3 | 1140 | 88 | 13 |  | 0.9 | 3500 | 85
P000012MB | OSRAM | OSRAM LEDstixx for Horizontal Refrigeration 3' Canopy Fixture | LSX/H/24V/835/36/CNP/1PK (71660) OT96W/24V/UNV driver | Indoor Luminaires | Case Lighting | Horizontal Refrigerated Case Luminaires | Standard | FALSE | [9 empty] | 41453 |  |  | NotYetVerified |  | 3 | 1140 | 88 | 13 |  | 0.9 | 3500 | 85
P000012MA | OSRAM | OSRAM LEDstixx for Horizontal Refrigeration 3' Canopy Fixture | LSX/H/24V/835/36/CNP (71680) OT96W/24V/UNV driver | Indoor Luminaires | Case Lighting | Horizontal Refrigerated Case Luminaires | Standard | FALSE | [9 empty] | 41453 |  |  | NotYetVerified |  | 3 | 1140 | 88 | 13 |  | 0.9 | 3500 | 85
P000012MX | OSRAM | OSRAM LEDstixx for Horizontal Refrigeration 3' Canopy Fixture | LSX/H/24V/830/48/CNP/1PK (71659) OT75/120-277/24E driver | Indoor Luminaires | Case Lighting | Horizontal Refrigerated Case Luminaires | Standard | FALSE | [9 empty] | 41453 |  |  | NotYetVerified |  | 3 | 1600 | 84 | 19 |  | 0.9 | 3000 | 85
P000012MP | OSRAM | OSRAM LEDstixx for Horizontal Refrigeration 3' Canopy Fixture | LSX/H/24V/830/48/CNP/1PK (71659) OT96W/24V/UNV driver | Indoor Luminaires | Case Lighting | Horizontal Refrigerated Case Luminaires | Standard | FALSE | [9 empty] | 41453 |  |  | NotYetVerified |  | 3 | 1600 | 84 | 19 |  | 0.9 | 3000 | 85
P000012MH | OSRAM | OSRAM LEDstixx for Horizontal Refrigeration 3' Canopy Fixture | LSX/H/24V/830/36/CNP/1PK (71659) OT75/120-277/24E driver | Indoor Luminaires | Case Lighting | Horizontal Refrigerated Case Luminaires | Standard | FALSE | [9 empty] | 41453 |  |  | NotYetVerified |  | 3 | 1130 | 87 | 13 |  | 0.9 | 3000 | 85
P000012M9 | OSRAM | OSRAM LEDstixx for Horizontal Refrigeration 3' Canopy Fixture | LSX/H/24V/830/36/CNP/1PK (71659) OT96W/24V/UNV driver | Indoor Luminaires | Case Lighting | Horizontal Refrigerated Case Luminaires | Standard | FALSE | [9 empty] | 41453 |  |  | NotYetVerified |  | 3 | 1130 | 87 | 13 |  | 0.9 | 3000 | 85
P000010QL | Lumenor Energy Services LLC | Lumenor Energy Services | LES-T8-03/04-120V-6FT | Indoor Luminaires | Case Lighting | Vertical Refrigerated Case Luminaires | Standard | TRUE | 2355.9 | 103.32 | 22.8 | 14.6 | 0.9 | 4294 | 83.9 | 5 |  | 41442 |  |  | NotYetVerified |  | 3 | 2356 | 102 | 23 |  | 0.99 | 4200 | 82
P00000U0Q | Global Energy Efficiency Holdings | G-Lite | LES-T8-03/04-120V-6FT | Indoor Luminaires | Case Lighting | Vertical Refrigerated Case Luminaires | Standard | TRUE | 2355.9 | 103.32 | 22.8 | 14.6 | 0.9 | 4294 | 83.9 | 5 |  | 41442 |  |  | NotYetVerified |  | 3 | 2356 | 102 | 23 |  | 0.99 | 4200 | 82
P000010QP | Lumenor Energy Services LLC | Lumenor Energy Services | LES-T8-03/04-120V-4FT-3K | Indoor Luminaires | Case Lighting | Horizontal Refrigerated Case Luminaires | Standard | TRUE | 1871 | 97.76 | 19.14 | 14.7 | 0.9835 | 3110 | 82 | 5 |  | 41439 |  |  | NotYetVerified |  | 3 | 1871 | 98 | 19.14 |  | 0.9835 | 3000 | 80
P00000U0P | Global Energy Efficiency Holdings | G-Lite | LES-T8-03/04-120V-4FT-3K | Indoor Luminaires | Case Lighting | Horizontal Refrigerated Case Luminaires | Standard | TRUE | 1871 | 97.76 | 19.14 | 14.7 | 0.9835 | 3110 | 82 | 5 |  | 41439 |  |  | NotYetVerified |  | 3 | 1871 | 98 | 19.14 |  | 0.9835 | 3000 | 80
P00000UIB | Hill PHOENIX | Clearvoyant2 | C2-LED24-xxx-4000K-L48-HI-xx [120V input] | Indoor Luminaires | Case Lighting | Horizontal Refrigerated Case Luminaires | Standard | FALSE | [9 empty] | 41439 |  |  | NotYetVerified |  | 3 | 1200 | 67 | 18 |  | 0.9 | 4000 | 80
P00000UI8 | Hill PHOENIX | Clearvoyant2 | C2-LED24-xxx-4000K-L36-HI-xx [120V input] | Indoor Luminaires | Case Lighting | Horizontal Refrigerated Case Luminaires | Standard | FALSE | [9 empty] | 41439 |  |  | NotYetVerified |  | 3 | 850 | 68 | 12.5 |  | 0.9 | 4000 | 80
P00000UI5 | Hill PHOENIX | Clearvoyant2 | C2-LED24-xxx-4000K-L48-Std-xx [120V input] | Indoor Luminaires | Case Lighting | Horizontal Refrigerated Case Luminaires | Standard | FALSE | [9 empty] | 41439 |  |  | NotYetVerified |  | 3 | 670 | 67 | 10 |  | 0.9 | 4000 | 80
P00000UI2 | Hill PHOENIX | Clearvoyant2 | C2-LED24-xxx-4000K-L36-Std-xx [120V input] | Indoor Luminaires | Case Lighting | Horizontal Refrigerated Case Luminaires | Standard | FALSE | [9 empty] | 41439 |  |  | NotYetVerified |  | 3 | 480 | 69 | 7 |  | 0.9 | 4000 | 80
P000012NX | OSRAM | LEDstixx | LSX/V/3/S/24V/840/48/C | Indoor Luminaires | Case Lighting | Vertical Refrigerated Case Luminaires | Standard | TRUE | 825 | 72.53 | 11.38 | 9.6 | 0.8927 | 4022 | 88 | 5 | 137000 | 41436 |  |  | NotYetVerified |  | 3 | 780 | 70 | 11.2 |  |  | 4000 | 85
P00001BS5 | US LED | EcoStar4 | ESRP-4-1-4-24-4-40-D10-C | Indoor Luminaires | Case Lighting | Vertical Refrigerated Case Luminaires | Standard | TRUE | 825 | 72.53 | 11.38 | 9.6 | 0.8927 | 4022 | 88 | 5 | 137000 | 41436 |  |  | NotYetVerified |  | 3 | 780 | 70 | 11.2 |  |  | 4000 | 85
P000012NL | OSRAM | LEDstixx | LSX/V/3/S/24V/840/48/L | Indoor Luminaires | Case Lighting | Vertical Refrigerated Case Luminaires | Standard | TRUE | 478 | 65.22 | 7.33 | 9.6 | 0.8927 | 3981 | 87 | 5 | 137000 | 41436 |  |  | NotYetVerified |  | 3 | 500 | 67 | 7.48 |  |  | 4000 | 85
P00001BRT | US LED | EcoStar4 | ESRP-4-1-4-24-4-40-D10-L | Indoor Luminaires | Case Lighting | Vertical Refrigerated Case Luminaires | Standard | TRUE | 478 | 65.22 | 7.33 | 9.6 | 0.8927 | 3981 | 87 | 5 | 137000 | 41436 |  |  | NotYetVerified |  | 3 | 500 | 67 | 7.48 |  |  | 4000 | 85
P000012O3 | OSRAM | LEDstixx | LSX/V/3/S/24V/850/48/R | Indoor Luminaires | Case Lighting | Vertical Refrigerated Case Luminaires | Standard | TRUE | 500 | 68.55 | 7.3 | 9.6 | 0.8927 | 5266 | 87 | 5 | 137000 | 41436 |  |  | NotYetVerified |  | 3 | 520 | 70 | 7.48 |  |  | 5000 | 85
P00001BSB | US LED | EcoStar4 | ESRP-4-1-4-24-4-50-D10-R | Indoor Luminaires | Case Lighting | Vertical Refrigerated Case Luminaires | Standard | TRUE | 500 | 68.55 | 7.3 | 9.6 | 0.8927 | 5266 | 87 | 5 | 137000 | 41436 |  |  | NotYetVerified |  | 3 | 520 | 70 | 7.48 |  |  | 5000 | 85
P000012OK | OSRAM | LEDstixx | 71015 - LSX/V/3/D/24V/850/72/C | Indoor Luminaires | Case Lighting | Vertical Refrigerated Case Luminaires | Standard | FALSE | [9 empty] | 41436 |  |  | NotYetVerified |  | 3 | 1500 | 89 | 16.8 |  |  | 5000 | 85
P000012OH | OSRAM | LEDstixx | 71012 - LSX/V/3/S/24V/850/72/C | Indoor Luminaires | Case Lighting | Vertical Refrigerated Case Luminaires | Standard | FALSE | [9 empty] | 41436 |  |  | NotYetVerified |  | 3 | 1290 | 77 | 16.8 |  |  | 5000 | 85
P000012OJ | OSRAM | LEDstixx | LSX/V/3/D/24V/850/60/C | Indoor Luminaires | Case Lighting | Vertical Refrigerated Case Luminaires | Standard | FALSE | [9 empty] | 41436 |  |  | NotYetVerified |  | 3 | 1250 | 89 | 14 |  |  | 5000 | 85
P000012OG | OSRAM | LEDstixx | 71006 - LSX/V/3/S/24V/850/60/C | Indoor Luminaires | Case Lighting | Vertical Refrigerated Case Luminaires | Standard | FALSE | [9 empty] | 41436 |  |  | NotYetVerified |  | 3 | 1075 | 77 | 14 |  |  | 5000 | 85
P000012OI | OSRAM | LEDstixx | 71023 - LSX/V/3/D/24V/850/48/C | Indoor Luminaires | Case Lighting | Vertical Refrigerated Case Luminaires | Standard | FALSE | [9 empty] | 41436 |  |  | NotYetVerified |  | 3 | 1000 | 89 | 11.2 |  |  | 5000 | 85
P000012OF | OSRAM | LEDstixx | LSX/V/3/S/24V/850/48/C | Indoor Luminaires | Case Lighting | Vertical Refrigerated Case Luminaires | Standard | FALSE | [9 empty] | 41436 |  |  | NotYetVerified |  | 3 | 860 | 77 | 11.2 |  |  | 5000 | 85
P000012OE | OSRAM | LEDstixx | 71017 - LSX/V/3/D/24V/850/72/R | Indoor Luminaires | Case Lighting | Vertical Refrigerated Case Luminaires | Standard | FALSE | [9 empty] | 41436 |  |  | NotYetVerified |  | 3 | 810 | 72 | 11.22 |  |  | 5000 | 85
P000012OB | OSRAM | LEDstixx | 71016 - LSX/V/3/D/24V/850/72/L | Indoor Luminaires | Case Lighting | Vertical Refrigerated Case Luminaires | Standard | FALSE | [9 empty] | 41436 |  |  | NotYetVerified |  | 3 | 810 | 72 | 11.22 |  |  | 5000 | 85
P000012O8 | OSRAM | LEDstixx | 71014 - LSX/V/3/S/24V/850/72/R | Indoor Luminaires | Case Lighting | Vertical Refrigerated Case Luminaires | Standard | FALSE | [9 empty] | 41436 |  |  | NotYetVerified |  | 3 | 780 | 70 | 11.22 |  |  | 5000 | 85
P000012O6 | OSRAM | LEDstixx | 71013 - LSX/V/3/S/24V/850/72/L | Indoor Luminaires | Case Lighting | Vertical Refrigerated Case Luminaires | Standard | FALSE | [9 empty] | 41436 |  |  | NotYetVerified |  | 3 | 780 | 70 | 11.22 |  |  | 5000 | 85
P000012OD | OSRAM | LEDstixx | LSX/V/3/D/24V/850/60/R | Indoor Luminaires | Case Lighting | Vertical Refrigerated Case Luminaires | Standard | FALSE | [9 empty] | 41436 |  |  | NotYetVerified |  | 3 | 675 | 72 | 9.35 |  |  | 5000 | 85
P000012OA | OSRAM | LEDstixx | LSX/V/3/D/24V/850/60/L | Indoor Luminaires | Case Lighting | Vertical Refrigerated Case Luminaires | Standard | FALSE | [9 empty] | 41436 |  |  | NotYetVerified |  | 3 | 675 | 72 | 9.35 |  |  | 5000 | 85
P000012O7 | OSRAM | LEDstixx | 71008 - LSX/V/3/S/24V/850/60/R | Indoor Luminaires | Case Lighting | Vertical Refrigerated Case Luminaires | Standard | FALSE | [9 empty] | 41436 |  |  | NotYetVerified |  | 3 | 650 | 70 | 9.35 |  |  | 5000 | 85
P000012O5 | OSRAM | LEDstixx | 71007 - LSX/V/3/S/24V/850/60/L | Indoor Luminaires | Case Lighting | Vertical Refrigerated Case Luminaires | Standard | FALSE | [9 empty] | 41436 |  |  | NotYetVerified |  | 3 | 650 | 70 | 9.35 |  |  | 5000 | 85
P000012OC | OSRAM | LEDstixx | 71025 - LSX/V/3/D/24V/850/48/R | Indoor Luminaires | Case Lighting | Vertical Refrigerated Case Luminaires | Standard | FALSE | [9 empty] | 41436 |  |  | NotYetVerified |  | 3 | 540 | 72 | 7.48 |  |  | 5000 | 85
P000012O9 | OSRAM | LEDstixx | 71024 - LSX/V/3/D/24V/850/48/L | Indoor Luminaires | Case Lighting | Vertical Refrigerated Case Luminaires | Standard | FALSE | [9 empty] | 41436 |  |  | NotYetVerified |  | 3 | 540 | 72 | 7.48 |  |  | 5000 | 85
P000012O4 | OSRAM | LEDstixx | LSX/V/3/S/24V/850/48/L | Indoor Luminaires | Case Lighting | Vertical Refrigerated Case Luminaires | Standard | FALSE | [9 empty] | 41436 |  |  | NotYetVerified |  | 3 | 520 | 70 | 7.48 |  |  | 5000 | 85
P000012O2 | OSRAM | LEDstixx | 71026 - LSX/V/3/D/24V/840/72/C | Indoor Luminaires | Case Lighting | Vertical Refrigerated Case Luminaires | Standard | FALSE | [9 empty] | 41436 |  |  | NotYetVerified |  | 3 | 1410 | 84 | 16.8 |  |  | 4000 | 85
P000012O1 | OSRAM | LEDstixx | 71031 - LSX/V/3/D/24V/840/60/C | Indoor Luminaires | Case Lighting | Vertical Refrigerated Case Luminaires | Standard | FALSE | [9 empty] | 41436 |  |  | NotYetVerified |  | 3 | 1175 | 84 | 14 |  |  | 4000 | 85
P000012NZ | OSRAM | LEDstixx | 71009 - LSX/V/3/S/24V/840/72/C | Indoor Luminaires | Case Lighting | Vertical Refrigerated Case Luminaires | Standard | FALSE | [9 empty] | 41436 |  |  | NotYetVerified |  | 3 | 1170 | 70 | 16.8 |  |  | 4000 | 85
P000012O0 | OSRAM | LEDstixx | 71020 - LSX/V/3/D/24V/840/48/C | Indoor Luminaires | Case Lighting | Vertical Refrigerated Case Luminaires | Standard | FALSE | [9 empty] | 41436 |  |  | NotYetVerified |  | 3 | 940 | 84 | 11.2 |  |  | 4000 | 85
P000012NY | OSRAM | LEDstixx | 71003 - LSX/V/3/S/24V/840/60/C | Indoor Luminaires | Case Lighting | Vertical Refrigerated Case Luminaires | Standard | FALSE | [9 empty] | 41436 |  |  | NotYetVerified |  | 3 | 875 | 63 | 14 |  |  | 4000 | 85
P000012NW | OSRAM | LEDstixx | 71028 - LSX/V/3/D/24V/840/72/R | Indoor Luminaires | Case Lighting | Vertical Refrigerated Case Luminaires | Standard | FALSE | [9 empty] | 41436 |  |  | NotYetVerified |  | 3 | 750 | 67 | 11.22 |  |  | 4000 | 85
P000012NT | OSRAM | LEDstixx | 71027 - LSX/V/3/D/24V/840/72/L | Indoor Luminaires | Case Lighting | Vertical Refrigerated Case Luminaires | Standard | FALSE | [9 empty] | 41436 |  |  | NotYetVerified |  | 3 | 750 | 67 | 11.22 |  |  | 4000 | 85
P000012NQ | OSRAM | LEDstixx | 71011 - LSX/V/3/S/24V/840/72/R | Indoor Luminaires | Case Lighting | Vertical Refrigerated Case Luminaires | Standard | FALSE | [9 empty] | 41436 |  |  | NotYetVerified |  | 3 | 750 | 67 | 11.22 |  |  | 4000 | 85
P000012NN | OSRAM | LEDstixx | 71010 - LSX/V/3/S/24V/840/72/L | Indoor Luminaires | Case Lighting | Vertical Refrigerated Case Luminaires | Standard | FALSE | [9 empty] | 41436 |  |  | NotYetVerified |  | 3 | 750 | 67 | 11.22 |  |  | 4000 | 85
P000012NV | OSRAM | LEDstixx | 71033 - LSX/V/3/D/24V/840/60/R | Indoor Luminaires | Case Lighting | Vertical Refrigerated Case Luminaires | Standard | FALSE | [9 empty] | 41436 |  |  | NotYetVerified |  | 3 | 625 | 67 | 9.35 |  |  | 4000 | 85
P000012NS | OSRAM | LEDstixx | 71032 - LSX/V/3/D/24V/840/60/L | Indoor Luminaires | Case Lighting | Vertical Refrigerated Case Luminaires | Standard | FALSE | [9 empty] | 41436 |  |  | NotYetVerified |  | 3 | 625 | 67 | 9.35 |  |  | 4000 | 85
P000012NP | OSRAM | LEDstixx | 71005 - LSX/V/3/S/24V/840/60/R | Indoor Luminaires | Case Lighting | Vertical Refrigerated Case Luminaires | Standard | FALSE | [9 empty] | 41436 |  |  | NotYetVerified |  | 3 | 625 | 67 | 9.35 |  |  | 4000 | 85
P000012NM | OSRAM | LEDstixx | 71004 - LSX/V/3/S/24V/840/60/L | Indoor Luminaires | Case Lighting | Vertical Refrigerated Case Luminaires | Standard | FALSE | [9 empty] | 41436 |  |  | NotYetVerified |  | 3 | 625 | 67 | 9.35 |  |  | 4000 | 85
P000012NU | OSRAM | LEDstixx | 71022 - LSX/V/3/D/24V/840/48/R | Indoor Luminaires | Case Lighting | Vertical Refrigerated Case Luminaires | Standard | FALSE | [9 empty] | 41436 |  |  | NotYetVerified |  | 3 | 500 | 67 | 7.48 |  |  | 4000 | 85
P000012NR | OSRAM | LEDstixx | 71021 - LSX/V/3/D/24V/840/48/L | Indoor Luminaires | Case Lighting | Vertical Refrigerated Case Luminaires | Standard | FALSE | [9 empty] | 41436 |  |  | NotYetVerified |  | 3 | 500 | 67 | 7.48 |  |  | 4000 | 85
P000012NO | OSRAM | LEDstixx | LSX/V/3/S/24V/840/48/R | Indoor Luminaires | Case Lighting | Vertical Refrigerated Case Luminaires | Standard | FALSE | [9 empty] | 41436 |  |  | NotYetVerified |  | 3 | 500 | 67 | 7.48 |  |  | 4000 | 85
P00001BSS | US LED | EcoStar4 | ESRP-4-1-10-24-6-50-D10-C | Indoor Luminaires | Case Lighting | Vertical Refrigerated Case Luminaires | Standard | FALSE | [9 empty] | 41436 |  |  | NotYetVerified |  | 3 | 1500 | 89 | 16.8 |  |  | 5000 | 85
P00001BSP | US LED | EcoStar4 | ESRP-4-1-4-24-6-50-D10-C | Indoor Luminaires | Case Lighting | Vertical Refrigerated Case Luminaires | Standard | FALSE | [9 empty] | 41436 |  |  | NotYetVerified |  | 3 | 1290 | 77 | 16.8 |  |  | 5000 | 85
P00001BSR | US LED | EcoStar4 | ESRP-4-1-10-24-5-50-D10-C | Indoor Luminaires | Case Lighting | Vertical Refrigerated Case Luminaires | Standard | FALSE | [9 empty] | 41436 |  |  | NotYetVerified |  | 3 | 1250 | 89 | 14 |  |  | 5000 | 85
P00001BSO | US LED | EcoStar4 | ESRP-4-1-4-24-5-50-D10-C | Indoor Luminaires | Case Lighting | Vertical Refrigerated Case Luminaires | Standard | FALSE | [9 empty] | 41436 |  |  | NotYetVerified |  | 3 | 1075 | 77 | 14 |  |  | 5000 | 85
P00001BSQ | US LED | EcoStar4 | ESRP-4-1-10-24-4-50-D10-C | Indoor Luminaires | Case Lighting | Vertical Refrigerated Case Luminaires | Standard | FALSE | [9 empty] | 41436 |  |  | NotYetVerified |  | 3 | 1000 | 89 | 11.2 |  |  | 5000 | 85
P00001BSN | US LED | EcoStar4 | ESRP-4-1-4-24-4-50-D10-C | Indoor Luminaires | Case Lighting | Vertical Refrigerated Case Luminaires | Standard | FALSE | [9 empty] | 41436 |  |  | NotYetVerified |  | 3 | 860 | 77 | 11.2 |  |  | 5000 | 85
P00001BSM | US LED | EcoStar4 | ESRP-4-1-10-24-6-50-D10-R | Indoor Luminaires | Case Lighting | Vertical Refrigerated Case Luminaires | Standard | FALSE | [9 empty] | 41436 |  |  | NotYetVerified |  | 3 | 810 | 72 | 11.22 |  |  | 5000 | 85
P00001BSJ | US LED | EcoStar4 | ESRP-4-1-10-24-6-50-D10-L | Indoor Luminaires | Case Lighting | Vertical Refrigerated Case Luminaires | Standard | FALSE | [9 empty] | 41436 |  |  | NotYetVerified |  | 3 | 810 | 72 | 11.22 |  |  | 5000 | 85
P00001BSG | US LED | EcoStar4 | ESRP-4-1-4-24-6-50-D10-R | Indoor Luminaires | Case Lighting | Vertical Refrigerated Case Luminaires | Standard | FALSE | [9 empty] | 41436 |  |  | NotYetVerified |  | 3 | 780 | 70 | 11.22 |  |  | 5000 | 85
P00001BSE | US LED | EcoStar4 | ESRP-4-1-4-24-6-50-D10-L | Indoor Luminaires | Case Lighting | Vertical Refrigerated Case Luminaires | Standard | FALSE | [9 empty] | 41436 |  |  | NotYetVerified |  | 3 | 780 | 70 | 11.22 |  |  | 5000 | 85
P00001BSL | US LED | EcoStar4 | ESRP-4-1-10-24-5-50-D10-R | Indoor Luminaires | Case Lighting | Vertical Refrigerated Case Luminaires | Standard | FALSE | [9 empty] | 41436 |  |  | NotYetVerified |  | 3 | 675 | 72 | 9.35 |  |  | 5000 | 85
P00001BSI | US LED | EcoStar4 | ESRP-4-1-10-24-5-50-D10-L | Indoor Luminaires | Case Lighting | Vertical Refrigerated Case Luminaires | Standard | FALSE | [9 empty] | 41436 |  |  | NotYetVerified |  | 3 | 675 | 72 | 9.35 |  |  | 5000 | 85
P00001BSF | US LED | EcoStar4 | ESRP-4-1-4-24-5-50-D10-R | Indoor Luminaires | Case Lighting | Vertical Refrigerated Case Luminaires | Standard | FALSE | [9 empty] | 41436 |  |  | NotYetVerified |  | 3 | 650 | 70 | 9.35 |  |  | 5000 | 85
P00001BSD | US LED | EcoStar4 | ESRP-4-1-4-24-5-50-D10-L | Indoor Luminaires | Case Lighting | Vertical Refrigerated Case Luminaires | Standard | FALSE | [9 empty] | 41436 |  |  | NotYetVerified |  | 3 | 650 | 70 | 9.35 |  |  | 5000 | 85
P00001BSK | US LED | EcoStar4 | ESRP-4-1-10-24-4-50-D10-R | Indoor Luminaires | Case Lighting | Vertical Refrigerated Case Luminaires | Standard | FALSE | [9 empty] | 41436 |  |  | NotYetVerified |  | 3 | 540 | 72 | 7.48 |  |  | 5000 | 85
P00001BSH | US LED | EcoStar4 | ESRP-4-1-10-24-4-50-D10-L | Indoor Luminaires | Case Lighting | Vertical Refrigerated Case Luminaires | Standard | FALSE | [9 empty] | 41436 |  |  | NotYetVerified |  | 3 | 540 | 72 | 7.48 |  |  | 5000 | 85
P00001BSC | US LED | EcoStar4 | ESRP-4-1-4-24-4-50-D10-L | Indoor Luminaires | Case Lighting | Vertical Refrigerated Case Luminaires | Standard | FALSE | [9 empty] | 41436 |  |  | NotYetVerified |  | 3 | 520 | 70 | 7.48 |  |  | 5000 | 85
P00001BSA | US LED | EcoStar4 | ESRP-4-1-10-24-6-40-D10-C | Indoor Luminaires | Case Lighting | Vertical Refrigerated Case Luminaires | Standard | FALSE | [9 empty] | 41436 |  |  | NotYetVerified |  | 3 | 1410 | 84 | 16.8 |  |  | 4000 | 85
P00001BS9 | US LED | EcoStar4 | ESRP-4-1-10-24-5-40-D10-C | Indoor Luminaires | Case Lighting | Vertical Refrigerated Case Luminaires | Standard | FALSE | [9 empty] | 41436 |  |  | NotYetVerified |  | 3 | 1175 | 84 | 14 |  |  | 4000 | 85
P00001BS7 | US LED | EcoStar4 | ESRP-4-1-4-24-6-40-D10-C | Indoor Luminaires | Case Lighting | Vertical Refrigerated Case Luminaires | Standard | FALSE | [9 empty] | 41436 |  |  | NotYetVerified |  | 3 | 1170 | 70 | 16.8 |  |  | 4000 | 85
P00001BS8 | US LED | EcoStar4 | ESRP-4-1-10-24-4-40-D10-C | Indoor Luminaires | Case Lighting | Vertical Refrigerated Case Luminaires | Standard | FALSE | [9 empty] | 41436 |  |  | NotYetVerified |  | 3 | 940 | 84 | 11.2 |  |  | 4000 | 85
P00001BS6 | US LED | EcoStar4 | ESRP-4-1-4-24-5-40-D10-C | Indoor Luminaires | Case Lighting | Vertical Refrigerated Case Luminaires | Standard | FALSE | [9 empty] | 41436 |  |  | NotYetVerified |  | 3 | 875 | 63 | 14 |  |  | 4000 | 85
P00001BS4 | US LED | EcoStar4 | ESRP-4-1-10-24-6-40-D10-R | Indoor Luminaires | Case Lighting | Vertical Refrigerated Case Luminaires | Standard | FALSE | [9 empty] | 41436 |  |  | NotYetVerified |  | 3 | 750 | 67 | 11.22 |  |  | 4000 | 85
P00001BS1 | US LED | EcoStar4 | ESRP-4-1-10-24-6-40-D10-L | Indoor Luminaires | Case Lighting | Vertical Refrigerated Case Luminaires | Standard | FALSE | [9 empty] | 41436 |  |  | NotYetVerified |  | 3 | 750 | 67 | 11.22 |  |  | 4000 | 85
P00001BRY | US LED | EcoStar4 | ESRP-4-1-4-24-6-40-D10-R | Indoor Luminaires | Case Lighting | Vertical Refrigerated Case Luminaires | Standard | FALSE | [9 empty] | 41436 |  |  | NotYetVerified |  | 3 | 750 | 67 | 11.22 |  |  | 4000 | 85
P00001BRV | US LED | EcoStar4 | ESRP-4-1-4-24-6-40-D10-L | Indoor Luminaires | Case Lighting | Vertical Refrigerated Case Luminaires | Standard | FALSE | [9 empty] | 41436 |  |  | NotYetVerified |  | 3 | 750 | 67 | 11.22 |  |  | 4000 | 85
P00001BS3 | US LED | EcoStar4 | ESRP-4-1-10-24-5-40-D10-R | Indoor Luminaires | Case Lighting | Vertical Refrigerated Case Luminaires | Standard | FALSE | [9 empty] | 41436 |  |  | NotYetVerified |  | 3 | 625 | 67 | 9.35 |  |  | 4000 | 85
P00001BS0 | US LED | EcoStar4 | ESRP-4-1-10-24-5-40-D10-L | Indoor Luminaires | Case Lighting | Vertical Refrigerated Case Luminaires | Standard | FALSE | [9 empty] | 41436 |  |  | NotYetVerified |  | 3 | 625 | 67 | 9.35 |  |  | 4000 | 85
P00001BRX | US LED | EcoStar4 | ESRP-4-1-4-24-5-40-D10-R | Indoor Luminaires | Case Lighting | Vertical Refrigerated Case Luminaires | Standard | FALSE | [9 empty] | 41436 |  |  | NotYetVerified |  | 3 | 625 | 67 | 9.35 |  |  | 4000 | 85
P00001BRU | US LED | EcoStar4 | ESRP-4-1-4-24-5-40-D10-L | Indoor Luminaires | Case Lighting | Vertical Refrigerated Case Luminaires | Standard | FALSE | [9 empty] | 41436 |  |  | NotYetVerified |  | 3 | 625 | 67 | 9.35 |  |  | 4000 | 85
P00001BS2 | US LED | EcoStar4 | ESRP-4-1-10-24-4-40-D10-R | Indoor Luminaires | Case Lighting | Vertical Refrigerated Case Luminaires | Standard | FALSE | [9 empty] | 41436 |  |  | NotYetVerified |  | 3 | 500 | 67 | 7.48 |  |  | 4000 | 85
P00001BRZ | US LED | EcoStar4 | ESRP-4-1-10-24-4-40-D10-L | Indoor Luminaires | Case Lighting | Vertical Refrigerated Case Luminaires | Standard | FALSE | [9 empty] | 41436 |  |  | NotYetVerified |  | 3 | 500 | 67 | 7.48 |  |  | 4000 | 85
P00001BRW | US LED | EcoStar4 | ESRP-4-1-4-24-4-40-D10-R | Indoor Luminaires | Case Lighting | Vertical Refrigerated Case Luminaires | Standard | FALSE | [9 empty] | 41436 |  |  | NotYetVerified |  | 3 | 500 | 67 | 7.48 |  |  | 4000 | 85
P00000S76 | GE Lighting Solutions | Immersion | 65490 | Indoor Luminaires | Case Lighting | Horizontal Refrigerated Case Luminaires | Standard | TRUE | 1485.9 | 54.5 | 27.3 | 12.1 | 0.995 | 5299 | 80.7 | 5 | 50000 | 41423 |  |  | NotYetVerified | GE-MT204850CANSY | 3 | 1485.9 | 54.5 | 27.36 |  |  | 5000 | 75
P00000S77 | GE Lighting Solutions | Immersion | 65488 | Indoor Luminaires | Case Lighting | Horizontal Refrigerated Case Luminaires | Standard | FALSE | [9 empty] | 41423 |  |  | NotYetVerified | GE-MT203650CANSY | 3 | 1096 | 55.2 | 19.9 |  |  | 5000 | 75
P000010QO | Lumenor Energy Services LLC | Lumenor Energy Services | LES-T8-03/04-120V-3FT-4K | Indoor Luminaires | Case Lighting | Horizontal Refrigerated Case Luminaires | Standard | TRUE | 1195 | 97.79 | 12.22 | 10.2 | 0.99 | 4267 | 84 | 5 | 50000 | 41404 |  |  | NotYetVerified |  | 3 | 1195 | 98 | 12 |  | 0.99 | 4000 | 80
P00000U0L | Global Energy Efficiency Holdings | G-Lite | LES-T8-03/04-120V-3FT-4K | Indoor Luminaires | Case Lighting | Horizontal Refrigerated Case Luminaires | Standard | TRUE | 1195 | 97.79 | 12.22 | 10.2 | 0.99 | 4267 | 84 | 5 | 50000 | 41404 |  |  | NotYetVerified |  | 3 | 1195 | 98 | 12 |  | 0.99 | 4000 | 80
P00000QUH | ElectraLED Inc. | ElectraLED | EFDS-5-50-07-NM | Indoor Luminaires | Case Lighting | Vertical Refrigerated Case Luminaires | Standard | FALSE | [9 empty] | 41401 |  |  | NotYetVerified |  | 3 | 1084 | 90 | 12 |  | 0.99 | 5000 | 85
P00000QUG | ElectraLED Inc. | ElectraLED | EFDS-5-40-07-NM | Indoor Luminaires | Case Lighting | Vertical Refrigerated Case Luminaires | Standard | FALSE | [9 empty] | 41401 |  |  | NotYetVerified |  | 3 | 1033 | 86 | 12 |  | 0.99 | 4000 | 85
P00000QUF | ElectraLED Inc. | ElectraLED | EFDS-5-35-07-NM | Indoor Luminaires | Case Lighting | Vertical Refrigerated Case Luminaires | Standard | FALSE | [9 empty] | 41401 |  |  | NotYetVerified |  | 3 | 1008 | 84 | 12 |  | 0.99 | 3500 | 85
P000014SQ | Philips Lighting North America Corporation (Rosemont) | Philips InteGrade | 929000000000 | Indoor Luminaires | Case Lighting | Horizontal Refrigerated Case Luminaires | Standard | TRUE | 982.9 | 56.3 | 17.47 | 8 | 0.99 | 4104 | 86.7 | 5 | 50000 | 41397 |  |  | NotYetVerified |  | 3 | 1070 | 56.7 | 18.875 |  |  | 4000 | 85
P000014SM | Philips Lighting North America Corporation (Rosemont) | Philips InteGrade | 929000000000 | Indoor Luminaires | Case Lighting | Horizontal Refrigerated Case Luminaires | Standard | TRUE | 878.8 | 50.9 | 17.27 | 8 | 0.989 | 3037 | 82.5 | 5 | 50000 | 41397 |  |  | NotYetVerified |  | 3 | 1000 | 53 | 18.875 |  |  | 3000 | 85
P000014SW | Philips Lighting North America Corporation (Rosemont) | Philips InteGrade | 929000000000 | Indoor Luminaires | Case Lighting | Horizontal Refrigerated Case Luminaires | Standard | FALSE | [9 empty] | 41397 |  |  | NotYetVerified |  | 3 | 1500 | 57.1 | 26.25 |  |  | 4000 | 85
P000014SU | Philips Lighting North America Corporation (Rosemont) | Philips InteGrade | 929000000000 | Indoor Luminaires | Case Lighting | Horizontal Refrigerated Case Luminaires | Standard | FALSE | [9 empty] | 41397 |  |  | NotYetVerified |  | 3 | 750 | 57.1 | 13.125 |  |  | 4000 | 85
P000014SS | Philips Lighting North America Corporation (Rosemont) | Philips InteGrade | 929000000000 | Indoor Luminaires | Case Lighting | Horizontal Refrigerated Case Luminaires | Standard | FALSE | [9 empty] | 41397 |  |  | NotYetVerified |  | 3 | 160 | 55.7 | 2.875 |  |  | 4000 | 85
P000014SV | Philips Lighting North America Corporation (Rosemont) | Philips InteGrade | 929000000000 | Indoor Luminaires | Case Lighting | Horizontal Refrigerated Case Luminaires | Standard | FALSE | [9 empty] | 41397 |  |  | NotYetVerified |  | 3 | 1400 | 53.3 | 26.25 |  |  | 3500 | 85
P000014SX | Philips Lighting North America Corporation (Rosemont) | Philips InteGrade | 929000000000 | Indoor Luminaires | Case Lighting | Horizontal Refrigerated Case Luminaires | Standard | FALSE | [9 empty] | 41397 |  |  | NotYetVerified |  | 3 | 1000 | 53 | 18.875 |  |  | 3500 | 85
P000014ST | Philips Lighting North America Corporation (Rosemont) | Philips InteGrade | 929000000000 | Indoor Luminaires | Case Lighting | Horizontal Refrigerated Case Luminaires | Standard | FALSE | [9 empty] | 41397 |  |  | NotYetVerified |  | 3 | 700 | 53.3 | 13.125 |  |  | 3500 | 85
P000014SR | Philips Lighting North America Corporation (Rosemont) | Philips InteGrade | 929000000000 | Indoor Luminaires | Case Lighting | Horizontal Refrigerated Case Luminaires | Standard | FALSE | [9 empty] | 41397 |  |  | NotYetVerified |  | 3 | 150 | 52.2 | 2.875 |  |  | 3500 | 85
P000014SP | Philips Lighting North America Corporation (Rosemont) | Philips InteGrade | 929000000000 | Indoor Luminaires | Case Lighting | Horizontal Refrigerated Case Luminaires | Standard | FALSE | [9 empty] | 41397 |  |  | NotYetVerified |  | 3 | 1400 | 53.3 | 26.25 |  |  | 3000 | 85
P000014SO | Philips Lighting North America Corporation (Rosemont) | Philips InteGrade | 929000000000 | Indoor Luminaires | Case Lighting | Horizontal Refrigerated Case Luminaires | Standard | FALSE | [9 empty] | 41397 |  |  | NotYetVerified |  | 3 | 700 | 53.3 | 13.125 |  |  | 3000 | 85
P000014SN | Philips Lighting North America Corporation (Rosemont) | Philips InteGrade | 929000000000 | Indoor Luminaires | Case Lighting | Horizontal Refrigerated Case Luminaires | Standard | FALSE | [9 empty] | 41397 |  |  | NotYetVerified |  | 3 | 150 | 52.2 | 2.875 |  |  | 3000 | 85
P00000YS9 | LED Living Technology | LED Living Technology | DRA-34-4-40K-RP-XX-XX-XX-XX-XX | Indoor Luminaires | Case Lighting | Horizontal Refrigerated Case Luminaires | Standard | TRUE | 2880 | 83.3 | 34.65 | 18.4 | 0.909 | 3956 | 82.3 | 5 | 60500 | 41387 |  |  | NotYetVerified |  | 3 | 3400 | 100 | 34 |  |  | 4000 | 83
P00000YSG | LED Living Technology | LED Living Technology | DRA-34-4-50K-DF-XX-XX-XX-XX-XX | Indoor Luminaires | Case Lighting | Horizontal Refrigerated Case Luminaires | Standard | FALSE | [9 empty] | 41387 |  |  | NotYetVerified |  | 3 | 3400 | 100 | 34 |  |  | 5000 | 83
P00000YSF | LED Living Technology | LED Living Technology | DRA-34-4-50K-RF-XX-XX-XX-XX-XX | Indoor Luminaires | Case Lighting | Horizontal Refrigerated Case Luminaires | Standard | FALSE | [9 empty] | 41387 |  |  | NotYetVerified |  | 3 | 3400 | 100 | 34 |  |  | 5000 | 83
P00000YSE | LED Living Technology | LED Living Technology | DRA-34-4-50K-RA-XX-XX-XX-XX-XX | Indoor Luminaires | Case Lighting | Horizontal Refrigerated Case Luminaires | Standard | FALSE | [9 empty] | 41387 |  |  | NotYetVerified |  | 3 | 3400 | 100 | 34 |  |  | 5000 | 83
P00000YSD | LED Living Technology | LED Living Technology | DRA-34-4-50K-RP-XX-XX-XX-XX-XX | Indoor Luminaires | Case Lighting | Horizontal Refrigerated Case Luminaires | Standard | FALSE | [9 empty] | 41387 |  |  | NotYetVerified |  | 3 | 3400 | 100 | 34 |  |  | 5000 | 83
P00000YSC | LED Living Technology | LED Living Technology | DRA-34-4-40K-DF-XX-XX-XX-XX-XX | Indoor Luminaires | Case Lighting | Horizontal Refrigerated Case Luminaires | Standard | FALSE | [9 empty] | 41387 |  |  | NotYetVerified |  | 3 | 3400 | 100 | 34 |  |  | 4000 | 83
P00000YSB | LED Living Technology | LED Living Technology | DRA-34-4-40K-RF-XX-XX-XX-XX-XX | Indoor Luminaires | Case Lighting | Horizontal Refrigerated Case Luminaires | Standard | FALSE | [9 empty] | 41387 |  |  | NotYetVerified |  | 3 | 3400 | 100 | 34 |  |  | 4000 | 83
P00000YSA | LED Living Technology | LED Living Technology | DRA-34-4-40K-RA-XX-XX-XX-XX-XX | Indoor Luminaires | Case Lighting | Horizontal Refrigerated Case Luminaires | Standard | FALSE | [9 empty] | 41387 |  |  | NotYetVerified |  | 3 | 3400 | 100 | 34 |  |  | 4000 | 83
P00000000 | 1 Source LED | 1 Source LED | 3LB-4C-M060-4100K-HP | Indoor Luminaires | Case Lighting | Horizontal Refrigerated Case Luminaires | Standard | TRUE | 1567 | 73.2 | 21.4 | 7.6 | 0.944 | 3936 | 84 | 5 |  | 41386 |  |  | NotYetVerified |  | 3 | 1567 | 73.2 | 21.4 |  | 0.9 | 4000 | 84
P00000004 | 1 Source LED | 1 Source LED | 3LB-6D-M160-4100K-NP | Indoor Luminaires | Case Lighting | Vertical Refrigerated Case Luminaires | Standard | TRUE | 1606 | 73 | 22 | 7.3 | 0.94 | 3934 | 84 | 5 | 50000 | 41386 |  |  | NotYetVerified |  | 3 | 1606 | 73 | 22 |  | 0.9 | 4000 | 84
P00000001 | 1 Source LED | 1 Source LED | 3LB-4D-M120-4100K-HP | Indoor Luminaires | Case Lighting | Vertical Refrigerated Case Luminaires | Standard | TRUE | 1540 | 70.6 | 21.8 | 10.8 | 0.936 | 3964 | 83 | 5 | 50000 | 41386 |  |  | NotYetVerified |  | 3 | 1540 | 70.6 | 21.8 |  | 0.9 | 4000 | 84
P00000002 | 1 Source LED | 1 Source LED | 3LB-5D-M160-4100K-NP | Indoor Luminaires | Case Lighting | Vertical Refrigerated Case Luminaires | Standard | TRUE | 1333 | 72.4 | 18.4 | 14.4 | 0.913 | 3930 | 84 | 5 | 50000 | 41386 |  |  | NotYetVerified |  | 3 | 1343 | 73 | 18.4 |  | 0.9 | 4000 | 84
P00000003 | 1 Source LED | 1 Source LED | 3LB-4D-(L/R)120-4100K-NP | Indoor Luminaires | Case Lighting | Vertical Refrigerated Case Luminaires | Standard | TRUE | 1062 | 69.4 | 15.3 | 17.3 | 0.885 | 3971 | 83 | 5 | 50000 | 41386 |  |  | NotYetVerified |  | 3 | 1062 | 69.4 | 15.3 |  | 0.9 | 4000 | 84
P0000051Q | Aristo Engineering Pte Ltd | LED Glow Tube | AGT12N-50HZFFCUE | Indoor Luminaires | Case Lighting | Vertical Refrigerated Case Luminaires | Standard | TRUE | 1876 | 59.09 | 31.75 | 7.48 | 0.927 | 4917 | 85.5 | 5 | 50000 | 41372 |  |  | NotYetVerified |  | 3 | 1876 |  | 31.8 |  |  | 5000 | 85
P0000051R | Aristo Engineering Pte Ltd | LED Glow Tube | AGT12N-50HZFFCUE | Indoor Luminaires | Case Lighting | Horizontal Refrigerated Case Luminaires | Standard | TRUE | 1876 | 59.09 | 31.75 | 7.48 | 0.927 | 4917 | 85.5 | 5 | 50000 | 41372 |  |  | NotYetVerified |  | 3 | 1876 |  | 31.8 |  |  | 5000 | 85
P00001DY8 | XtraLight Manufacturing Ltd. | XtraLight | VTELED402067S5XUINXXRLXXXX | Indoor Luminaires | Case Lighting | Horizontal Refrigerated Case Luminaires | Standard | TRUE | 5203.7 | 78.95 | 65.91 | 10 | 0.9377 | 4904 | 81.3 | 5 | 100000 | 41365 |  |  | NotYetVerified |  | 3 | 5203.7 | 78.95 | 67 |  | 0.9 | 5200 | 80
P00000QUE | ElectraLED Inc. | ElectraLED | EFDS-5-30-07-NM | Indoor Luminaires | Case Lighting | Vertical Refrigerated Case Luminaires | Standard | TRUE | 994 | 74.7 | 15.8 | 7.2 | 0.913 | 2879 | 83 | 5 | 60000 | 41365 |  |  | NotYetVerified |  | 3 | 979 | 82 | 12 |  | 0.99 | 3000 | 85
P00000QUI | ElectraLED Inc. | ElectraLED | EFDS-6-30-07-NM | Indoor Luminaires | Case Lighting | Vertical Refrigerated Case Luminaires | Standard | TRUE | 1186 | 73.2 | 18.4 | 8.6 | 0.891 | 2884 | 83 | 5 | 60000 | 41365 |  |  | NotYetVerified |  | 3 | 1174 | 82 | 14.4 |  | 0.99 | 3000 | 85
P00000QUA | ElectraLED Inc. | ElectraLED | EFDS-4-30-07-NM | Indoor Luminaires | Case Lighting | Vertical Refrigerated Case Luminaires | Standard | TRUE | 797 | 74.3 | 13.4 | 9.3 | 0.873 | 2882 | 83 | 5 | 60000 | 41365 |  |  | NotYetVerified |  | 3 | 783 | 82 | 9.6 |  | 0.99 | 3000 | 85
P00000QUL | ElectraLED Inc. | ElectraLED | EFDS-6-50-07-NM | Indoor Luminaires | Case Lighting | Vertical Refrigerated Case Luminaires | Standard | FALSE | [9 empty] | 41365 |  |  | NotYetVerified |  | 3 | 1300 | 90 | 14.4 |  | 0.99 | 5000 | 85
P00000QUD | ElectraLED Inc. | ElectraLED | EFDS-4-50-07-NM | Indoor Luminaires | Case Lighting | Vertical Refrigerated Case Luminaires | Standard | FALSE | [9 empty] | 41365 |  |  | NotYetVerified |  | 3 | 867 | 90 | 9.6 |  | 0.99 | 5000 | 85
P00000QUK | ElectraLED Inc. | ElectraLED | EFDS-6-40-07-NM | Indoor Luminaires | Case Lighting | Vertical Refrigerated Case Luminaires | Standard | FALSE | [9 empty] | 41365 |  |  | NotYetVerified |  | 3 | 1240 | 86 | 14.4 |  | 0.99 | 4000 | 85
P00000QUC | ElectraLED Inc. | ElectraLED | EFDS-4-40-07-NM | Indoor Luminaires | Case Lighting | Vertical Refrigerated Case Luminaires | Standard | FALSE | [9 empty] | 41365 |  |  | NotYetVerified |  | 3 | 827 | 86 | 9.6 |  | 0.99 | 4000 | 85
P00000QUJ | ElectraLED Inc. | ElectraLED | EFDS-6-35-07-NM | Indoor Luminaires | Case Lighting | Vertical Refrigerated Case Luminaires | Standard | FALSE | [9 empty] | 41365 |  |  | NotYetVerified |  | 3 | 1210 | 84 | 14.4 |  | 0.99 | 3500 | 85
P00000QUB | ElectraLED Inc. | ElectraLED | EFDS-4-35-07-NM | Indoor Luminaires | Case Lighting | Vertical Refrigerated Case Luminaires | Standard | FALSE | [9 empty] | 41365 |  |  | NotYetVerified |  | 3 | 806 | 84 | 9.6 |  | 0.99 | 3500 | 85
P00000U73 | GREEN X LED (HK) CO LTD | Cool-a-strip | GX-CS155070D | Indoor Luminaires | Case Lighting | Vertical Refrigerated Case Luminaires | Standard | TRUE | 2648 | 66.9 | 39.6 | 10.75 | 0.9866 | 4200 | 79.1 | 5 |  | 41318 |  |  | NotYetVerified |  | 3 |  |  | 30 |  | 0.99
P00000U75 | GREEN X LED (HK) CO LTD | Cool-a-strip | GX-CS125070D | Indoor Luminaires | Case Lighting | Vertical Refrigerated Case Luminaires | Standard | TRUE | 2201.3 | 67.3 | 32.7 | 10.45 | 0.9842 | 4288 | 81.7 | 5 |  | 41318 |  |  | NotYetVerified |  | 3 |  |  | 24 |  | 0.99
P00000WEW | Hussmann | EcoShine II | 3004882 / 0523746 | Indoor Luminaires | Case Lighting | Horizontal Refrigerated Case Luminaires | Standard | TRUE | 139.9 | 68.75 | 2.035 | 20.63 | 0.876 | 3964 | 82.6 | 5 |  | 41297 |  |  | NotYetVerified | Updated Model Numbers on 12/21/2016 | 3 |  | 65 | 2.2 |  |  | 4000 | 85
P00000WEQ | Hussmann | EcoShine II | 3004890 / 0523751 | Indoor Luminaires | Case Lighting | Horizontal Refrigerated Case Luminaires | Standard | TRUE | 428.9 | 64.33 | 6.667 | 20.63 | 0.876 | 3403 | 84.1 | 5 |  | 41297 |  |  | NotYetVerified | Updated Model Numbers on 12/21/2016 | 3 |  | 65 | 7.4 |  |  | 3500 | 85
P00000WEK | Hussmann | EcoShine II | 3004880 / 0523744 | Indoor Luminaires | Case Lighting | Horizontal Refrigerated Case Luminaires | Standard | TRUE | 129.7 | 63.68 | 2.037 | 20.63 | 0.876 | 2993 | 82.1 | 5 |  | 41297 |  |  | NotYetVerified | Updated Model Numbers on 12/21/2016 | 3 |  | 65 | 2.2 |  |  | 3000 | 85
P00000WF1 | Hussmann | EcoShine II | 3004903 / 0523758 | Indoor Luminaires | Case Lighting | Horizontal Refrigerated Case Luminaires | Standard | FALSE | [9 empty] | 41297 |  |  | NotYetVerified | Updated Model Numbers on 12/21/2016 | 3 | 860 | 65 | 13.1 |  |  | 4000 | 85
P00000WF0 | Hussmann | EcoShine II | 3004897 / 0523755 | Indoor Luminaires | Case Lighting | Horizontal Refrigerated Case Luminaires | Standard | FALSE | [9 empty] | 41297 |  |  | NotYetVerified | Updated Model Numbers on 12/21/2016 | 3 | 670 | 65 | 10.5 |  |  | 4000 | 85
P00000WEZ | Hussmann | EcoShine II | 3004891 / 0523752 | Indoor Luminaires | Case Lighting | Horizontal Refrigerated Case Luminaires | Standard | FALSE | [9 empty] | 41297 |  |  | NotYetVerified | Updated Model Numbers on 12/21/2016 | 3 | 480 | 65 | 7.4 |  |  | 4000 | 85
P00000WEY | Hussmann | EcoShine II | 3004888 / 0523749 | Indoor Luminaires | Case Lighting | Horizontal Refrigerated Case Luminaires | Standard | FALSE | [9 empty] | 41297 |  |  | NotYetVerified | Updated Model Numbers on 12/21/2016 | 3 | 300 | 65 | 4.8 |  |  | 4000 | 85
P00000WEX | Hussmann | EcoShine II | 3004885 / 0524023 | Indoor Luminaires | Case Lighting | Horizontal Refrigerated Case Luminaires | Standard | FALSE | [9 empty] | 41297 |  |  | NotYetVerified | Updated Model Numbers on 12/21/2016 | 3 | 220 | 65 | 3.5 |  |  | 4000 | 85
P00000WEV | Hussmann | EcoShine II | 3004902 / 0523757 | Indoor Luminaires | Case Lighting | Horizontal Refrigerated Case Luminaires | Standard | FALSE | [9 empty] | 41297 |  |  | NotYetVerified | Updated Model Numbers on 12/21/2016 | 3 | 860 | 65 | 13.1 |  |  | 3500 | 85
P00000WEU | Hussmann | EcoShine II | 3004896 / 0523754 | Indoor Luminaires | Case Lighting | Horizontal Refrigerated Case Luminaires | Standard | FALSE | [9 empty] | 41297 |  |  | NotYetVerified | Updated Model Numbers on 12/21/2016 | 3 | 670 | 65 | 10.5 |  |  | 3500 | 85
P00000WET | Hussmann | EcoShine II | 3004887 / 0523748 | Indoor Luminaires | Case Lighting | Horizontal Refrigerated Case Luminaires | Standard | FALSE | [9 empty] | 41297 |  |  | NotYetVerified | Updated Model Numbers on 12/21/2016 | 3 | 300 | 65 | 4.8 |  |  | 3500 | 85
P00000WES | Hussmann | EcoShine II | 3004884 / 0524022 | Indoor Luminaires | Case Lighting | Horizontal Refrigerated Case Luminaires | Standard | FALSE | [9 empty] | 41297 |  |  | NotYetVerified | Updated Model Numbers on 12/21/2016 | 3 | 220 | 65 | 3.5 |  |  | 3500 | 85
P00000WER | Hussmann | EcoShine II | 3004881 / 0523745 | Indoor Luminaires | Case Lighting | Horizontal Refrigerated Case Luminaires | Standard | FALSE | [9 empty] | 41297 |  |  | NotYetVerified | Updated Model Numbers on 12/21/2016 | 3 | 130 | 65 | 2.2 |  |  | 3500 | 85
P00000WEP | Hussmann | EcoShine II | 3004901 / 0523756 | Indoor Luminaires | Case Lighting | Horizontal Refrigerated Case Luminaires | Standard | FALSE | [9 empty] | 41297 |  |  | NotYetVerified | Updated Model Numbers on 12/21/2016 | 3 | 860 | 65 | 13.1 |  |  | 3000 | 85
P00000WEO | Hussmann | EcoShine II | 3004895 / 0523753 | Indoor Luminaires | Case Lighting | Horizontal Refrigerated Case Luminaires | Standard | FALSE | [9 empty] | 41297 |  |  | NotYetVerified | Updated Model Numbers on 12/21/2016 | 3 | 670 | 65 | 10.5 |  |  | 3000 | 85
P00000WEN | Hussmann | EcoShine II | 3004889 / 0523750 | Indoor Luminaires | Case Lighting | Horizontal Refrigerated Case Luminaires | Standard | FALSE | [9 empty] | 41297 |  |  | NotYetVerified | Updated Model Numbers on 12/21/2016 | 3 | 480 | 65 | 7.4 |  |  | 3000 | 85
P00000WEM | Hussmann | EcoShine II | 3004886 / 0523747 | Indoor Luminaires | Case Lighting | Horizontal Refrigerated Case Luminaires | Standard | FALSE | [9 empty] | 41297 |  |  | NotYetVerified | Updated Model Numbers on 12/21/2016 | 3 | 300 | 65 | 4.8 |  |  | 3000 | 85
P00000WEL | Hussmann | EcoShine II | 3004883 / 0524021 | Indoor Luminaires | Case Lighting | Horizontal Refrigerated Case Luminaires | Standard | FALSE | [9 empty] | 41297 |  |  | NotYetVerified | Updated Model Numbers on 12/21/2016 | 3 | 220 | 65 | 3.5 |  |  | 3000 | 85
P0000051M | Aristo Engineering Pte Ltd | ARISTO | AGT12S-30H8TFCUE | Indoor Luminaires | Case Lighting | Horizontal Refrigerated Case Luminaires | Standard | TRUE | 908.97 | 58.87 | 15.44 | 15.67 | 0.983 | 3008 | 86.3 | 5 |  | 41296 |  |  | NotYetVerified |  | 3 | [5 empty] | 3000 | 80
P0000051O | Aristo Engineering Pte Ltd | ARISTO | AGT12N-30HZFFCUE | Indoor Luminaires | Case Lighting | Vertical Refrigerated Case Luminaires | Standard | TRUE | 1853.7 | 65.29 | 28.39 | 15.89 | 0.995 | 3076 | 85.4 | 5 |  | 41292 |  |  | NotYetVerified |  | 3 | [5 empty] | 3000 | 80
P0000051N | Aristo Engineering Pte Ltd | ARISTO | AGT12N-30HZFFCUE | Indoor Luminaires | Case Lighting | Horizontal Refrigerated Case Luminaires | Standard | TRUE | 1853.7 | 65.29 | 28.39 | 15.89 | 0.995 | 3076 | 85.4 | 5 |  | 41292 |  |  | NotYetVerified |  | 3 | [5 empty] | 3000 | 80
P0000051P | Aristo Engineering Pte Ltd | ARISTO | AGT12S-50H8TFCUD | Indoor Luminaires | Case Lighting | Horizontal Refrigerated Case Luminaires | Standard | TRUE | 962.24 | 64.45 | 14.93 | 14.97 | 0.982 | 4843 | 86.9 | 5 |  | 41292 |  |  | NotYetVerified |  | 3 | [5 empty] | 5000 | 80
P000014SE | Philips Lighting North America Corporation (Rosemont) | Philips InteGrade | 929000645913 - 120V | Indoor Luminaires | Case Lighting | Horizontal Refrigerated Case Luminaires | Standard | TRUE | 966.9 | 57.7 | 16.77 | 8.39 | 0.989 | 3037 | 83.1 | 5 | 50000 | 41291 |  |  | NotYetVerified |  | 3 | 520 | 56 | 9.75 |  |  | 3000 | 85
P00000XQS | JayKal LED Solutions Inc. | Jaykal | JLS-DLCX018 | Indoor Luminaires | Case Lighting | Vertical Refrigerated Case Luminaires | Standard | TRUE | 1398.6 | 72.49 | 19.29 | 9.26 | 0.991 | 5301 | 82.7 | 5 |  | 41288 |  |  | NotYetVerified |  | 3 | 1398 | 67 | 21 |  |  | 5100
P000014RH | Philips Lighting North America Corporation (Rosemont) | Philips Affinium | 929000145011 (Value-plus LCM 311 900mm (35) 3500) | Indoor Luminaires | Case Lighting | Horizontal Refrigerated Case Luminaires | Standard | TRUE | 665 | 53.4 | 12.45 | 11.7 | 0.989 | 3065 | 84.7 | 5 | 50000 | 41264 |  |  | NotYetVerified |  | 3 | 1100 |  | 7 |  |  | 3500 | 85
P000014RL | Philips Lighting North America Corporation (Rosemont) | Philips Affinium | 929000460111 (Value-plus LCM310 1200mm (47?) WW) | Indoor Luminaires | Case Lighting | Horizontal Refrigerated Case Luminaires | Standard | TRUE | 438.7 | 55.7 | 7.87 | 9.99 | 0.967 | 3559 | 85.1 | 5 | 50000 | 41264 |  |  | NotYetVerified |  | 3 | 1250 |  | 16 |  |  | 3500 | 85
P000018JN | Savenergy Inc | SavEnergy | SM210CS | Indoor Luminaires | Case Lighting | Horizontal Refrigerated Case Luminaires | Standard | TRUE | 949.75 | 94.98 | 10 | 13.477 | 0.959 | 3156 | 86.5 | 5 |  | 41255 |  |  | NotYetVerified |  | 3 | 900 | 70 | 10 |  | 0.9 | 3000 | 80
P000010QN | Lumenor Energy Services LLC | Lumenor Energy Services | LES-T8-03/04-120V-5FT | Indoor Luminaires | Case Lighting | Vertical Refrigerated Case Luminaires | Standard | TRUE | 2196 | 99.1 | 22.15 | 11 | 0.99 | 5056 | 88.1 | 5 |  | 41254 |  |  | NotYetVerified |  | 3
P00000U0K | Global Energy Efficiency Holdings | G-Lite | LES-T8-03/04-120V-5FT | Indoor Luminaires | Case Lighting | Vertical Refrigerated Case Luminaires | Standard | TRUE | 2196 | 99.1 | 22.15 | 11 | 0.99 | 5056 | 88.1 | 5 |  | 41254 |  |  | NotYetVerified |  | 3
P00000WW1 | Innovative Lighting LLC | Innovative Lighting | 771-0*48-1 - 120V | Indoor Luminaires | Case Lighting | Horizontal Refrigerated Case Luminaires | Standard | TRUE | 1103 | 62.3 | 17.76 | 8.95 | 0.941 | 3347 | 85.9 | 5 | 50000 | 41254 |  |  | NotYetVerified |  | 3 | 1103 | 62.3 | 17.7 |  |  | 3500 | 86
P00000WW2 | Innovative Lighting LLC | Innovative Lighting | 771-5*48-1 - 120V | Indoor Luminaires | Case Lighting | Horizontal Refrigerated Case Luminaires | Standard | TRUE | 1190 | 67.2 | 17.71 | 8.93 | 0.941 | 3801 | 76 | 5 | 50000 | 41254 |  |  | NotYetVerified |  | 3 | 1190 | 67 | 17.7 |  |  | 3500 | 86
P000018K1 | Savenergy Inc | Savenergy Inc. | SM417CS | Indoor Luminaires | Case Lighting | Horizontal Refrigerated Case Luminaires | Standard | TRUE | 1600.4 | 96.24 | 16.63 | 16.21 | 0.975 | 3149 | 86.6 | 5 |  | 41253 |  |  | NotYetVerified |  | 3 | 1500 | 95 | 15 |  | 0.9 | 3000 | 80
P000018K0 | Savenergy Inc | Savenergy Inc. | SM310CS | Indoor Luminaires | Case Lighting | Horizontal Refrigerated Case Luminaires | Standard | TRUE | 911.23 | 92.51 | 9.85 | 14.83 | 0.937 | 3187 | 87.3 | 5 |  | 41250 |  |  | NotYetVerified |  | 3 | 900 | 90 | 10 |  | 0.9 | 3000 | 80
P00000UI6 | Hill PHOENIX | Clearvoyant2 | C2-LED24-xxx-3000K-L36-HI-xx [120V input] | Indoor Luminaires | Case Lighting | Horizontal Refrigerated Case Luminaires | Standard | TRUE | 868.5 | 60.6 | 28.65 | 12.1 | 0.973 | 3071 | 81.3 | 5 | 50000 | 41226 |  |  | NotYetVerified |  | 3 | 850 | 68 | 12.5 |  | 0.9 | 3000 | 80
P00000UI0 | Hill PHOENIX | Clearvoyant2 | C2-LED24-xxx-3000K-L36-Std-xx [120V input] | Indoor Luminaires | Case Lighting | Horizontal Refrigerated Case Luminaires | Standard | TRUE | 424 | 56.4 | 10.25 | 12.9 | 0.914 | 3038 | 81 | 5 | 50000 | 41226 |  |  | NotYetVerified |  | 3 | 480 | 69 | 7 |  | 0.9 | 3000 | 80
P00000UIA | Hill PHOENIX | Clearvoyant2 | C2-LED24-xxx-3500K-L48-HI-xx [120V input] | Indoor Luminaires | Case Lighting | Horizontal Refrigerated Case Luminaires | Standard | FALSE | [9 empty] | 41226 |  |  | NotYetVerified |  | 3 | 1200 | 67 | 18 |  | 0.9 | 3500 | 80
P00000UI7 | Hill PHOENIX | Clearvoyant2 | C2-LED24-xxx-3500K-L36-HI-xx [120V input] | Indoor Luminaires | Case Lighting | Horizontal Refrigerated Case Luminaires | Standard | FALSE | [9 empty] | 41226 |  |  | NotYetVerified |  | 3 | 850 | 68 | 12.5 |  | 0.9 | 3500 | 80
P00000UI4 | Hill PHOENIX | Clearvoyant2 | C2-LED24-xxx-3500K-L48-Std-xx [120V input] | Indoor Luminaires | Case Lighting | Horizontal Refrigerated Case Luminaires | Standard | FALSE | [9 empty] | 41226 |  |  | NotYetVerified |  | 3 | 670 | 67 | 10 |  | 0.9 | 3500 | 80
P00000UI1 | Hill PHOENIX | Clearvoyant2 | C2-LED24-xxx-3500K-L36-Std-xx [120V input] | Indoor Luminaires | Case Lighting | Horizontal Refrigerated Case Luminaires | Standard | FALSE | [9 empty] | 41226 |  |  | NotYetVerified |  | 3 | 480 | 69 | 7 |  | 0.9 | 3500 | 80
P00000UI9 | Hill PHOENIX | Clearvoyant2 | C2-LED24-xxx-3000K-L48-HI-xx [120V input] | Indoor Luminaires | Case Lighting | Horizontal Refrigerated Case Luminaires | Standard | FALSE | [9 empty] | 41226 |  |  | NotYetVerified |  | 3 | 1200 | 67 | 18 |  | 0.9 | 3000 | 80
P00000UI3 | Hill PHOENIX | Clearvoyant2 | C2-LED24-xxx-3000K-L48-Std-xx [120V input] | Indoor Luminaires | Case Lighting | Horizontal Refrigerated Case Luminaires | Standard | FALSE | [9 empty] | 41226 |  |  | NotYetVerified |  | 3 | 670 | 67 | 10 |  | 0.9 | 3000 | 80
P00000S5U | GE Lighting Solutions | Immersion | GELT4E7050EDL-XX | Indoor Luminaires | Case Lighting | Vertical Refrigerated Case Luminaires | Standard | FALSE | [9 empty] | 41225 |  |  | NotYetVerified |  | 3 | 686 | 95.3 | 7.2 |  | 0.9 | 5000 | 75
P00000S5V | GE Lighting Solutions | Immersion | GELT4E7050EDR-XX | Indoor Luminaires | Case Lighting | Vertical Refrigerated Case Luminaires | Standard | FALSE | [9 empty] | 41224 |  |  | NotYetVerified |  | 3 | 686 | 95.3 | 7.2 |  | 0.9 | 5000 | 75
P00000S5T | GE Lighting Solutions | Immersion | GELT4E7050CTR-XX | Indoor Luminaires | Case Lighting | Vertical Refrigerated Case Luminaires | Standard | FALSE | [9 empty] | 41223 |  |  | NotYetVerified |  | 3 | 1166 | 84.5 | 13.8 |  | 0.9 | 5000 | 75
P00000S5R | GE Lighting Solutions | Immersion | GELT4E7040EDL-XX | Indoor Luminaires | Case Lighting | Vertical Refrigerated Case Luminaires | Standard | FALSE | [9 empty] | 41222 |  |  | NotYetVerified |  | 3 | 599 | 83.2 | 7.2 |  | 0.9 | 4000 | 80
P00000S5S | GE Lighting Solutions | Immersion | GELT4E7040EDR-XX | Indoor Luminaires | Case Lighting | Vertical Refrigerated Case Luminaires | Standard | FALSE | [9 empty] | 41221 |  |  | NotYetVerified |  | 3 | 599 | 83.2 | 7.2 |  | 0.9 | 4000 | 80
P00000S5M | GE Lighting Solutions | Immersion | GELT4E6040EDL-XX | Indoor Luminaires | Case Lighting | Vertical Refrigerated Case Luminaires | Standard | FALSE | [9 empty] | 41220 |  |  | NotYetVerified |  | 3 | 488 | 82.7 | 5.9 |  | 0.9 | 4000 | 80
P00000S5N | GE Lighting Solutions | Immersion | GELT4E6040EDR-XX | Indoor Luminaires | Case Lighting | Vertical Refrigerated Case Luminaires | Standard | FALSE | [9 empty] | 41219 |  |  | NotYetVerified |  | 3 | 488 | 82.7 | 5.9 |  | 0.9 | 4000 | 80
P00000S5L | GE Lighting Solutions | Immersion | GELT4E6040CTR-XX | Indoor Luminaires | Case Lighting | Vertical Refrigerated Case Luminaires | Standard | FALSE | [9 empty] | 41218 |  |  | NotYetVerified |  | 3 | 840 | 73 | 11.5 |  | 0.9 | 4000 | 80
P00000S5P | GE Lighting Solutions | Immersion | GELT4E6050EDL-XX | Indoor Luminaires | Case Lighting | Vertical Refrigerated Case Luminaires | Standard | FALSE | [9 empty] | 41217 |  |  | NotYetVerified |  | 3 | 542 | 91.9 | 5.9 |  | 0.9 | 5000 | 80
P00000S5Q | GE Lighting Solutions | Immersion | GELT4E6050EDR-XX | Indoor Luminaires | Case Lighting | Vertical Refrigerated Case Luminaires | Standard | FALSE | [9 empty] | 41216 |  |  | NotYetVerified |  | 3 | 542 | 91.9 | 5.9 |  | 0.9 | 5000 | 75
P00000S5K | GE Lighting Solutions | Immersion | GELT4E7040CTR-XX | Indoor Luminaires | Case Lighting | Vertical Refrigerated Case Luminaires | Standard | TRUE | 869.9 | 73.5 | 11.8 | 12.3 | 1 | 3976 | 82.8 | 5 | 50000 | 41215 |  |  | NotYetVerified |  | 3 | 939 | 68 | 13.8 |  | 0.9 | 4000 | 80
P00000S5O | GE Lighting Solutions | Immersion | GELT4E6050CTR-XX | Indoor Luminaires | Case Lighting | Vertical Refrigerated Case Luminaires | Standard | FALSE | [9 empty] | 41215 |  |  | NotYetVerified |  | 3 | 935 | 81.3 | 11.5 |  | 0.9 | 5000 | 75
P0000093G | Eaton (formerly Cooper Lighting) | Metalux | VT-LD2-58DR-[blank]-UNV-L835-CD2-WL-U | Indoor Luminaires | Case Lighting | Horizontal Refrigerated Case Luminaires | Standard | TRUE | 5774 | 75.5 | 76.5 | 15 | 0.9971 | 3495 | 84.5 | 5 | 50000 | 41205 |  |  | NotYetVerified |  | 3 | 5800 | 72.5 | 80 |  | 0.9 | 3500 | 85
P0000093K | Eaton (formerly Cooper Lighting) | Metalux | VT-LD2-58DR-100%-[blank]-[All Voltage]-L840-CD2-WL-[All Options]-U | Indoor Luminaires | Case Lighting | Horizontal Refrigerated Case Luminaires | Standard | FALSE | [9 empty] | 41205 |  |  | NotYetVerified |  | 3 | 5800 | 72.5 | 80 |  | 0.9 | 4000 | 85
P0000093I | Eaton (formerly Cooper Lighting) | Metalux | VT-LD2-58DR-[blank]-[All Voltage]-L840-CD2-WL-[All Options]-U | Indoor Luminaires | Case Lighting | Horizontal Refrigerated Case Luminaires | Standard | FALSE | [9 empty] | 41205 |  |  | NotYetVerified |  | 3 | 5800 | 72.5 | 80 |  | 0.9 | 4000 | 85
P0000093J | Eaton (formerly Cooper Lighting) | Metalux | VT-LD2-58DR-100%-[blank]-[All Voltage]-L835-CD2-WL-[All Options]-U | Indoor Luminaires | Case Lighting | Horizontal Refrigerated Case Luminaires | Standard | FALSE | [9 empty] | 41205 |  |  | NotYetVerified |  | 3 | 5800 | 72.5 | 80 |  | 0.9 | 3500 | 85
P0000093H | Eaton (formerly Cooper Lighting) | Metalux | VT-LD2-58DR-[blank]-[All Voltage]-L835-CD2-WL-[All Options]-U | Indoor Luminaires | Case Lighting | Horizontal Refrigerated Case Luminaires | Standard | FALSE | [9 empty] | 41205 |  |  | NotYetVerified |  | 3 | 5800 | 72.5 | 80 |  | 0.9 | 3500 | 85
P0000127X | Nualight | Nualight | Porto 600 H Bl - 53.937 5000K Center - 120V | Indoor Luminaires | Case Lighting | Vertical Refrigerated Case Luminaires | Standard | FALSE | [9 empty] | 41159 |  |  | NotYetVerified |  | 3 | 891 | 60 | 14.85 | 5.12 | 0.983 | 5000 | 84
P0000127W | Nualight | Nualight | Porto 600 H Bl - 53.937 5000K RH End - 120V | Indoor Luminaires | Case Lighting | Vertical Refrigerated Case Luminaires | Standard | FALSE | [9 empty] | 41159 |  |  | NotYetVerified |  | 3 | 528 | 60 | 8.8 | 5.12 | 0.983 | 5000 | 84
P0000127V | Nualight | Nualight | Porto 600 H Bl - 53.937 5000K LH End - 120V | Indoor Luminaires | Case Lighting | Vertical Refrigerated Case Luminaires | Standard | FALSE | [9 empty] | 41159 |  |  | NotYetVerified |  | 3 | 528 | 60 | 8.8 | 5.12 | 0.983 | 5000 | 84
P0000128X | Nualight | Nualight | Alto 530 HHO - 60 4000K - 120V | Indoor Luminaires | Case Lighting | Horizontal Refrigerated Case Luminaires | Standard | FALSE | [9 empty] | 41159 |  |  | NotYetVerified | Positioned at 7Â° or 19Â° Rotation | 3 | 2595 | 75 | 34.6 | 12 | 0.9 | 4000 | 85
P0000128U | Nualight | Nualight | Alto 530 HO - 60 4000K - 120V | Indoor Luminaires | Case Lighting | Horizontal Refrigerated Case Luminaires | Standard | FALSE | [9 empty] | 41159 |  |  | NotYetVerified | Positioned at 7Â° or 19Â° Rotation | 3 | 2175 | 75 | 29 | 12 | 0.9 | 4000 | 85
P0000128F | Nualight | Nualight | Alto 530 H - 60 4000K - 120V | Indoor Luminaires | Case Lighting | Horizontal Refrigerated Case Luminaires | Standard | FALSE | [9 empty] | 41159 |  |  | NotYetVerified | Positioned at 8Â° or 24Â° Rotation | 3 | 2175 | 75 | 29 | 12 | 0.9 | 4000 | 85
P0000128C | Nualight | Nualight | Alto 530 - 60 4000K - 120V | Indoor Luminaires | Case Lighting | Horizontal Refrigerated Case Luminaires | Standard | FALSE | [9 empty] | 41159 |  |  | NotYetVerified | Positioned at 8Â° or 24Â° Rotation | 3 | 2175 | 75 | 29 | 12 | 0.9 | 4000 | 85
P0000127O | Nualight | Nualight | Porto 600 H Bl - 60.629 4000K Center - 120V | Indoor Luminaires | Case Lighting | Vertical Refrigerated Case Luminaires | Standard | FALSE | [9 empty] | 41159 |  |  | NotYetVerified |  | 3 | 990 | 60 | 16.5 | 5.12 | 0.983 | 4000 | 84
P0000127N | Nualight | Nualight | Porto 600 H Bl - 53.937 4000K Center - 120V | Indoor Luminaires | Case Lighting | Vertical Refrigerated Case Luminaires | Standard | FALSE | [9 empty] | 41159 |  |  | NotYetVerified |  | 3 | 891 | 60 | 14.85 | 5.12 | 0.983 | 4000 | 84
P0000127I | Nualight | Nualight | Porto 600 H Bl - 60.629 4000K RH End - 120V | Indoor Luminaires | Case Lighting | Vertical Refrigerated Case Luminaires | Standard | FALSE | [9 empty] | 41159 |  |  | NotYetVerified |  | 3 | 606 | 60 | 10.1 | 5.12 | 0.983 | 4000 | 84
P0000127H | Nualight | Nualight | Porto 600 H Bl - 60.629 4000K LH End - 120V | Indoor Luminaires | Case Lighting | Vertical Refrigerated Case Luminaires | Standard | FALSE | [9 empty] | 41159 |  |  | NotYetVerified |  | 3 | 606 | 60 | 10.1 | 5.12 | 0.983 | 4000 | 84
P0000127G | Nualight | Nualight | Porto 600 H Bl - 53.937 4000K RH End - 120V | Indoor Luminaires | Case Lighting | Vertical Refrigerated Case Luminaires | Standard | FALSE | [9 empty] | 41159 |  |  | NotYetVerified |  | 3 | 528 | 60 | 8.8 | 5.12 | 0.983 | 4000 | 84
P0000127F | Nualight | Nualight | Porto 600 H Bl - 53.937 4000K LH End - 120V | Indoor Luminaires | Case Lighting | Vertical Refrigerated Case Luminaires | Standard | FALSE | [9 empty] | 41159 |  |  | NotYetVerified |  | 3 | 528 | 60 | 8.8 | 5.12 | 0.983 | 4000 | 84
P0000128R | Nualight | Nualight | Alto 530 HHO - 60 3500K - 120V | Indoor Luminaires | Case Lighting | Horizontal Refrigerated Case Luminaires | Standard | FALSE | [9 empty] | 41159 |  |  | NotYetVerified | Positioned at 7Â° or 19Â° Rotation | 3 | 2595 | 75 | 34.6 | 12 | 0.9 | 3500 | 85
P0000128O | Nualight | Nualight | Alto 530 HO - 60 3500K - 120V | Indoor Luminaires | Case Lighting | Horizontal Refrigerated Case Luminaires | Standard | FALSE | [9 empty] | 41159 |  |  | NotYetVerified | Positioned at 7Â° or 19Â° Rotation | 3 | 2175 | 75 | 29 | 12 | 0.9 | 3500 | 85
P00001289 | Nualight | Nualight | Alto 530 H - 60 3500K - 120V | Indoor Luminaires | Case Lighting | Horizontal Refrigerated Case Luminaires | Standard | FALSE | [9 empty] | 41159 |  |  | NotYetVerified | Positioned at 8Â° or 24Â° Rotation | 3 | 2175 | 75 | 29 | 12 | 0.9 | 3500 | 85
P00001286 | Nualight | Nualight | Alto 530 - 60 3500K - 120V | Indoor Luminaires | Case Lighting | Horizontal Refrigerated Case Luminaires | Standard | FALSE | [9 empty] | 41159 |  |  | NotYetVerified | Positioned at 8Â° or 24Â° Rotation | 3 | 2175 | 75 | 29 | 12 | 0.9 | 3500 | 85
P00001276 | Nualight | Nualight | Porto 600 H Bl - 60.629 3500K Center - 120V | Indoor Luminaires | Case Lighting | Vertical Refrigerated Case Luminaires | Standard | FALSE | [9 empty] | 41159 |  |  | NotYetVerified |  | 3 | 990 | 60 | 16.5 | 5.12 | 0.983 | 3500 | 84
P00001275 | Nualight | Nualight | Porto 600 H Bl - 53.937 3500K Center - 120V | Indoor Luminaires | Case Lighting | Vertical Refrigerated Case Luminaires | Standard | FALSE | [9 empty] | 41159 |  |  | NotYetVerified |  | 3 | 891 | 60 | 14.85 | 5.12 | 0.983 | 3500 | 84
P00001271 | Nualight | Nualight | Porto 600 H Bl - 60.629 3500K RH End - 120V | Indoor Luminaires | Case Lighting | Vertical Refrigerated Case Luminaires | Standard | FALSE | [9 empty] | 41159 |  |  | NotYetVerified |  | 3 | 606 | 60 | 10.1 | 5.12 | 0.983 | 3500 | 84
P00001270 | Nualight | Nualight | Porto 600 H Bl - 60.629 3500K LH End - 120V | Indoor Luminaires | Case Lighting | Vertical Refrigerated Case Luminaires | Standard | FALSE | [9 empty] | 41159 |  |  | NotYetVerified |  | 3 | 606 | 60 | 10.1 | 5.12 | 0.983 | 3500 | 84
P0000126Z | Nualight | Nualight | Porto 600 H Bl - 53.937 3500K RH End - 120V | Indoor Luminaires | Case Lighting | Vertical Refrigerated Case Luminaires | Standard | FALSE | [9 empty] | 41159 |  |  | NotYetVerified |  | 3 | 528 | 60 | 8.8 | 5.12 | 0.983 | 3500 | 84
P0000126Y | Nualight | Nualight | Porto 600 H Bl - 53.937 3500K LH End - 120V | Indoor Luminaires | Case Lighting | Vertical Refrigerated Case Luminaires | Standard | FALSE | [9 empty] | 41159 |  |  | NotYetVerified |  | 3 | 528 | 60 | 8.8 | 5.12 | 0.983 | 3500 | 84
P0000128L | Nualight | Nualight | Alto 530 HHO - 60 3000K - 120V | Indoor Luminaires | Case Lighting | Horizontal Refrigerated Case Luminaires | Standard | FALSE | [9 empty] | 41159 |  |  | NotYetVerified | Positioned at 7Â° or 19Â° Rotation | 3 | 2595 | 75 | 34.6 | 12 | 0.9 | 3000 | 85
P0000128I | Nualight | Nualight | Alto 530 HO - 60 3000K - 120V | Indoor Luminaires | Case Lighting | Horizontal Refrigerated Case Luminaires | Standard | FALSE | [9 empty] | 41159 |  |  | NotYetVerified | Positioned at 7Â° or 19Â° Rotation | 3 | 2175 | 75 | 29 | 12 | 0.9 | 3000 | 85
P00001283 | Nualight | Nualight | Alto 530 H - 60 3000K - 120V | Indoor Luminaires | Case Lighting | Horizontal Refrigerated Case Luminaires | Standard | FALSE | [9 empty] | 41159 |  |  | NotYetVerified | Positioned at 8Â° or 24Â° Rotation | 3 | 2175 | 75 | 29 | 12 | 0.9 | 3000 | 85
P00001280 | Nualight | Nualight | Alto 530 - 60 3000K - 120V | Indoor Luminaires | Case Lighting | Horizontal Refrigerated Case Luminaires | Standard | FALSE | [9 empty] | 41159 |  |  | NotYetVerified | Positioned at 8Â° or 24Â° Rotation | 3 | 2175 | 75 | 29 | 12 | 0.9 | 3000 | 85
P00000WDJ | Hussmann | EcoShine II | 526990 - 120V | Indoor Luminaires | Case Lighting | Vertical Refrigerated Case Luminaires | Standard | FALSE | [9 empty] | 41159 |  |  | NotYetVerified |  | 3 | 891 | 60 | 14.85 |  |  | 5000 | 84
P00000WDI | Hussmann | EcoShine II | 526991 - 120V | Indoor Luminaires | Case Lighting | Vertical Refrigerated Case Luminaires | Standard | FALSE | [9 empty] | 41159 |  |  | NotYetVerified |  | 3 | 528 | 60 | 8.8 |  |  | 5000 | 84
P00000WDH | Hussmann | EcoShine II | 526992 - 120V | Indoor Luminaires | Case Lighting | Vertical Refrigerated Case Luminaires | Standard | FALSE | [9 empty] | 41159 |  |  | NotYetVerified |  | 3 | 528 | 60 | 8.8 |  |  | 5000 | 84
P00000WDA | Hussmann | EcoShine II | 523424 - 120V | Indoor Luminaires | Case Lighting | Vertical Refrigerated Case Luminaires | Standard | FALSE | [9 empty] | 41159 |  |  | NotYetVerified |  | 3 | 990 | 60 | 16.5 |  |  | 4000 | 84
P00000WD9 | Hussmann | EcoShine II | 526987 - 120V | Indoor Luminaires | Case Lighting | Vertical Refrigerated Case Luminaires | Standard | FALSE | [9 empty] | 41159 |  |  | NotYetVerified |  | 3 | 891 | 60 | 14.85 |  |  | 4000 | 84
P00000WD4 | Hussmann | EcoShine II | 523425 - 120V | Indoor Luminaires | Case Lighting | Vertical Refrigerated Case Luminaires | Standard | FALSE | [9 empty] | 41159 |  |  | NotYetVerified |  | 3 | 606 | 60 | 10.1 |  |  | 4000 | 84
P00000WD3 | Hussmann | EcoShine II | 524584 - 120V | Indoor Luminaires | Case Lighting | Vertical Refrigerated Case Luminaires | Standard | FALSE | [9 empty] | 41159 |  |  | NotYetVerified |  | 3 | 606 | 60 | 10.1 |  |  | 4000 | 84
P00000WD2 | Hussmann | EcoShine II | 526988 - 120V | Indoor Luminaires | Case Lighting | Vertical Refrigerated Case Luminaires | Standard | FALSE | [9 empty] | 41159 |  |  | NotYetVerified |  | 3 | 528 | 60 | 8.8 |  |  | 4000 | 84
P00000WD1 | Hussmann | EcoShine II | 526989 - 120V | Indoor Luminaires | Case Lighting | Vertical Refrigerated Case Luminaires | Standard | FALSE | [9 empty] | 41159 |  |  | NotYetVerified |  | 3 | 528 | 60 | 8.8 |  |  | 4000 | 84
P00000WCN | Hussmann | EcoShine II | 523423 - 120V | Indoor Luminaires | Case Lighting | Vertical Refrigerated Case Luminaires | Standard | FALSE | [9 empty] | 41159 |  |  | NotYetVerified |  | 3 | 606 | 60 | 10.1 |  |  | 3500 | 84
P00000WCM | Hussmann | EcoShine II | 524583 - 120V | Indoor Luminaires | Case Lighting | Vertical Refrigerated Case Luminaires | Standard | FALSE | [9 empty] | 41159 |  |  | NotYetVerified |  | 3 | 606 | 60 | 10.1 |  |  | 3500 | 84
P00000WCL | Hussmann | EcoShine II | 526985 - 120V | Indoor Luminaires | Case Lighting | Vertical Refrigerated Case Luminaires | Standard | FALSE | [9 empty] | 41159 |  |  | NotYetVerified |  | 3 | 528 | 60 | 8.8 |  |  | 3500 | 84
P00000WCK | Hussmann | EcoShine II | 526986 - 120V | Indoor Luminaires | Case Lighting | Vertical Refrigerated Case Luminaires | Standard | FALSE | [9 empty] | 41159 |  |  | NotYetVerified |  | 3 | 528 | 60 | 8.8 |  |  | 3500 | 84
P00000WW6 | Innovative Lighting LLC | Innovative Lighting | 734-5*60-1 -120V | Indoor Luminaires | Case Lighting | Vertical Refrigerated Case Luminaires | Standard | TRUE | 498 | 51.4 | 12.02 | 7.21 | 0.963 | 3901 | 81.3 | 5 | 80000 | 41157 |  |  | NotYetVerified | Product only meets Power Factor and THD requirements at 120V | 3 | [5 empty] | 4000
P00000X2Y | International Light Technologies | Horizontal CaseLight | ILT48-BAO-W35LH | Indoor Luminaires | Case Lighting | Horizontal Refrigerated Case Luminaires | Standard | TRUE | 2080 | 80.35 | 44.32 | 14.87 | 0.937 | 3549 | 85.7 | 5 | 50000 | 41157 |  |  | NotYetVerified | Unit has rotating end-caps. Unit passes zonal lumen requirements at -10 degree rotation. | 3 | 1714 | 77 | 22.2 | 20 | 0.94 | 3500 | 85
P00000WW3 | Innovative Lighting LLC | Innovative Lighting | 734-5*72-1 -120V | Indoor Luminaires | Case Lighting | Vertical Refrigerated Case Luminaires | Standard | TRUE | 598 | 51.4 | 14.02 | 5.6 | 0.931 | 3911 | 81.3 | 5 | 80000 | 41157 |  |  | NotYetVerified | Product only meets Power Factor and THD requirements at 120V | 3 | [5 empty] | 4000
P00000X2X | International Light Technologies | Horizontal CaseLight | ILT70-BAO-W50RH | Indoor Luminaires | Case Lighting | Horizontal Refrigerated Case Luminaires | Standard | FALSE | [9 empty] | 41157 |  |  | NotYetVerified | Unit has rotating end-caps. Unit passes zonal lumen requirements at -10 degree rotation. | 3 | 3000 | 95 | 31.3 |  | 0.94 | 5000 | 85
P00000X2W | International Light Technologies | Horizontal CaseLight | ILT70-BAO-W50LH | Indoor Luminaires | Case Lighting | Horizontal Refrigerated Case Luminaires | Standard | FALSE | [9 empty] | 41157 |  |  | NotYetVerified | Unit has rotating end-caps. Unit passes zonal lumen requirements at -10 degree rotation. | 3 | 3000 | 95 | 31.3 |  | 0.94 | 5000 | 85
P00000X33 | International Light Technologies | Horizontal CaseLight | ILT48-BAO-W50RH | Indoor Luminaires | Case Lighting | Horizontal Refrigerated Case Luminaires | Standard | FALSE | [9 empty] | 41157 |  |  | NotYetVerified | Unit has rotating end-caps. Unit passes zonal lumen requirements at -10 degree rotation. | 3 | 2000 | 90 | 22.2 |  | 0.94 | 5000 | 85
P00000X32 | International Light Technologies | Horizontal CaseLight | ILT48-BAO-W50LH | Indoor Luminaires | Case Lighting | Horizontal Refrigerated Case Luminaires | Standard | FALSE | [9 empty] | 41157 |  |  | NotYetVerified | Unit has rotating end-caps. Unit passes zonal lumen requirements at -10 degree rotation. | 3 | 2000 | 90 | 22.2 |  | 0.94 | 5000 | 85
P00000X2V | International Light Technologies | Horizontal CaseLight | ILT70-BAO-W40RH | Indoor Luminaires | Case Lighting | Horizontal Refrigerated Case Luminaires | Standard | FALSE | [9 empty] | 41157 |  |  | NotYetVerified | Unit has rotating end-caps. Unit passes zonal lumen requirements at -10 degree rotation. | 3 | 2541 | 81.2 | 31.1 |  | 0.94 | 4000 | 85
P00000X2U | International Light Technologies | Horizontal CaseLight | ILT70-BAO-W40LH | Indoor Luminaires | Case Lighting | Horizontal Refrigerated Case Luminaires | Standard | FALSE | [9 empty] | 41157 |  |  | NotYetVerified | Unit has rotating end-caps. Unit passes zonal lumen requirements at -10 degree rotation. | 3 | 2541 | 81.2 | 31.3 |  | 0.94 | 4000 | 85
P00000X31 | International Light Technologies | Horizontal CaseLight | ILT48-BAO-W40RH | Indoor Luminaires | Case Lighting | Horizontal Refrigerated Case Luminaires | Standard | FALSE | [9 empty] | 41157 |  |  | NotYetVerified | Unit has rotating end-caps. Unit passes zonal lumen requirements at -10 degree rotation. | 3 | 1714 | 77 | 22.2 |  | 0.94 | 4000 | 85
P00000X30 | International Light Technologies | Horizontal CaseLight | ILT48-BAO-W40LH | Indoor Luminaires | Case Lighting | Horizontal Refrigerated Case Luminaires | Standard | FALSE | [9 empty] | 41157 |  |  | NotYetVerified | Unit has rotating end-caps. Unit passes zonal lumen requirements at -10 degree rotation. | 3 | 1714 | 77 | 22.2 |  | 0.94 | 4000 | 85
P00000X2T | International Light Technologies | Horizontal CaseLight | ILT70-BAO-W35RH | Indoor Luminaires | Case Lighting | Horizontal Refrigerated Case Luminaires | Standard | FALSE | [9 empty] | 41157 |  |  | NotYetVerified | Unit has rotating end-caps. Unit passes zonal lumen requirements at -10 degree rotation. | 3 | 2541 | 81.2 | 31.3 | 20 | 0.94 | 3500 | 85
P00000X2S | International Light Technologies | Horizontal CaseLight | ILT70-BAO-W35LH | Indoor Luminaires | Case Lighting | Horizontal Refrigerated Case Luminaires | Standard | FALSE | [9 empty] | 41157 |  |  | NotYetVerified | Unit has rotating end-caps. Unit passes zonal lumen requirements at -10 degree rotation. | 3 | 2541 | 81.2 | 31.3 | 20 | 0.94 | 3500 | 85
P00000X2Z | International Light Technologies | Horizontal CaseLight | ILT48-BAO-W35RH | Indoor Luminaires | Case Lighting | Horizontal Refrigerated Case Luminaires | Standard | FALSE | [9 empty] | 41157 |  |  | NotYetVerified | Unit has rotating end-caps. Unit passes zonal lumen requirements at -10 degree rotation. | 3 | 1714 | 77 | 22.2 |  | 0.94 | 3500 | 85
P00000WW5 | Innovative Lighting LLC | Innovative Lighting | 734-5*72-4 -120V | Indoor Luminaires | Case Lighting | Vertical Refrigerated Case Luminaires | Standard | FALSE | [9 empty] | 41157 |  |  | NotYetVerified | Product only meets Power Factor and THD requirements at 120V | 3 | 1200 | 51.4 | 28 |  |  | 4000 | 81
P00000WW8 | Innovative Lighting LLC | Innovative Lighting | 734-5*60-4 -120V | Indoor Luminaires | Case Lighting | Vertical Refrigerated Case Luminaires | Standard | FALSE | [9 empty] | 41157 |  |  | NotYetVerified | Product only meets Power Factor and THD requirements at 120V | 3 | 1000 | 51.4 | 24 |  |  | 4000 | 81
P00000WW4 | Innovative Lighting LLC | Innovative Lighting | 734-5*72-1A -120V | Indoor Luminaires | Case Lighting | Vertical Refrigerated Case Luminaires | Standard | FALSE | [9 empty] | 41157 |  |  | NotYetVerified | Product only meets Power Factor and THD requirements at 120V | 3 | 600 | 51.4 | 14 |  |  | 4000 | 81
P00000WW7 | Innovative Lighting LLC | Innovative Lighting | 734-5*60-1A -120V | Indoor Luminaires | Case Lighting | Vertical Refrigerated Case Luminaires | Standard | FALSE | [9 empty] | 41157 |  |  | NotYetVerified | Product only meets Power Factor and THD requirements at 120V | 3 | 500 | 51.4 | 12 |  |  | 4000 | 81
P000004SM | Anthony International | Optimax Pro | 60-18898-0002 | Indoor Luminaires | Case Lighting | Vertical Refrigerated Case Luminaires | Standard | TRUE | 1366 | 56.59 | 24.14 | 6.45 | 0.938 | 3813 | 86.1 | 5 | 54000 | 41151 |  |  | NotYetVerified |  | 3 | 1300 | 50 | 26 |  |  | 4000 | 85
P000004SK | Anthony International | Optimax Pro | 60-18899-0002 | Indoor Luminaires | Case Lighting | Vertical Refrigerated Case Luminaires | Standard | TRUE | 693.1 | 57.6 | 12.03 | 6.38 | 0.938 | 3834 | 85.3 | 5 | 54000 | 41151 |  |  | NotYetVerified |  | 3 | 660 | 51 | 13 |  |  | 4000 | 85
P000004SR | Anthony International | Optimax Pro | 60-18898-0001 | Indoor Luminaires | Case Lighting | Vertical Refrigerated Case Luminaires | Standard | TRUE | 1287 | 58.34 | 22.06 | 12.45 | 0.917 | 3808 | 85.7 | 5 | 54000 | 41151 |  |  | NotYetVerified |  | 3 | 1300 | 50 | 26 |  |  | 4000 | 85
P000004SN | Anthony International | Optimax Pro | 60-18899-1001 | Indoor Luminaires | Case Lighting | Vertical Refrigerated Case Luminaires | Standard | TRUE | 663.4 | 60.3 | 11 | 11.97 | 0.916 | 3827 | 85.9 | 5 | 54000 | 41151 |  |  | NotYetVerified |  | 3 | 660 | 51 | 13 |  |  | 4000 | 85
P000004SH | Anthony International | Optimax Pro | 60-19296-0003 | Indoor Luminaires | Case Lighting | Vertical Refrigerated Case Luminaires | Standard | TRUE | 396.9 | 58.23 | 6.82 | 12.35 | 0.915 | 3711 | 84.8 | 5 | 54000 | 41151 |  |  | NotYetVerified |  | 3 | 380 | 54 | 7 |  |  | 4000 | 85
P000004SJ | Anthony International | Optimax Pro | 60-19295-0003 | Indoor Luminaires | Case Lighting | Vertical Refrigerated Case Luminaires | Standard | TRUE | 713.3 | 52.27 | 13.65 | 12.4 | 0.914 | 3773 | 85 | 5 | 54000 | 41151 |  |  | NotYetVerified |  | 3 | 780 | 52 | 15 |  |  | 4000 | 85
P000004ST | Anthony International | Optimax Pro | 60-19295-0001 | Indoor Luminaires | Case Lighting | Vertical Refrigerated Case Luminaires | Standard | TRUE | 992.4 | 55.34 | 17.93 | 12.51 | 0.913 | 3776 | 85.9 | 5 | 54000 | 41151 |  |  | NotYetVerified |  | 3 | 1000 | 53 | 19 |  |  | 4000 | 85
P000004SV | Anthony International | Optimax Pro | 60-19296-0001 | Indoor Luminaires | Case Lighting | Vertical Refrigerated Case Luminaires | Standard | TRUE | 523.4 | 58.35 | 8.97 | 12.49 | 0.913 | 3761 | 85.8 | 5 | 54000 | 41151 |  |  | NotYetVerified |  | 3 | 520 | 58 | 9 |  |  | 4000 | 85
P000004T0 | Anthony International | Optimax Pro | 60-19296-0002 | Indoor Luminaires | Case Lighting | Vertical Refrigerated Case Luminaires | Standard | TRUE | 499.8 | 58.29 | 8.58 | 12.85 | 0.908 | 3769 | 85.5 | 5 | 54000 | 41151 |  |  | NotYetVerified |  | 3 | 520 | 58 | 9 |  |  | 4000 | 85
P000004SZ | Anthony International | Optimax Pro | 60-19295-0002 | Indoor Luminaires | Case Lighting | Vertical Refrigerated Case Luminaires | Standard | TRUE | 1027 | 59.78 | 17.18 | 12.94 | 0.908 | 3769 | 86 | 5 | 54000 | 41151 |  |  | NotYetVerified |  | 3 | 1000 | 53 | 19 |  |  | 4000 | 85
P000004SG | Anthony International | Optimax Pro | 60-18898-0003 | Indoor Luminaires | Case Lighting | Vertical Refrigerated Case Luminaires | Standard | TRUE | 897 | 49.02 | 18.3 | 13.81 | 0.894 | 3771 | 84.8 | 5 | 54000 | 41151 |  |  | NotYetVerified |  | 3 | 1010 | 51 | 20 |  |  | 4000 | 85
P000004SE | Anthony International | Optimax Pro | 60-18899-0003 | Indoor Luminaires | Case Lighting | Vertical Refrigerated Case Luminaires | Standard | TRUE | 487.3 | 53.29 | 9.14 | 13.82 | 0.894 | 3732 | 84.6 | 5 | 54000 | 41151 |  |  | NotYetVerified |  | 3 | 480 | 48 | 10 |  |  | 4000 | 85
P000004SO | Anthony International | Optimax Pro | 60-18899-0001 | Indoor Luminaires | Case Lighting | Vertical Refrigerated Case Luminaires | Standard | FALSE | [9 empty] | 41151 | Not Yet Verified | Not Yet Verified | NotYetVerified |  | 3 | 660 | 51 | 13 |  |  | 4000 | 85
P000004SL | Anthony International | Optimax Pro | 60-18899-1002 | Indoor Luminaires | Case Lighting | Vertical Refrigerated Case Luminaires | Standard | FALSE | [9 empty] | 41151 | Not Yet Verified | Not Yet Verified | NotYetVerified |  | 3 | 660 | 51 | 13 |  |  | 4000 | 85
P000004T1 | Anthony International | Optimax Pro | 60-19296-1002 | Indoor Luminaires | Case Lighting | Vertical Refrigerated Case Luminaires | Standard | FALSE | [9 empty] | 41151 | Not Yet Verified | Not Yet Verified | NotYetVerified |  | 3 | 520 | 58 | 9 |  |  | 4000 | 85
P000004SW | Anthony International | Optimax Pro | 60-19296-1001 | Indoor Luminaires | Case Lighting | Vertical Refrigerated Case Luminaires | Standard | FALSE | [9 empty] | 41151 | Not Yet Verified | Not Yet Verified | NotYetVerified |  | 3 | 520 | 58 | 9 |  |  | 4000 | 85
P000004SI | Anthony International | Optimax Pro | 60-19296-1003 | Indoor Luminaires | Case Lighting | Vertical Refrigerated Case Luminaires | Standard | FALSE | [9 empty] | 41151 | Not Yet Verified | Not Yet Verified | NotYetVerified |  | 3 | 380 | 54 | 7 |  |  | 4000 | 85
P000010QM | Lumenor Energy Services LLC | Lumenor Energy Services | LES-T8-03/04-120V | Indoor Luminaires | Case Lighting | Horizontal Refrigerated Case Luminaires | Standard | TRUE | 1614 | 97.8 | 16.5 | 12.87 | 0.982 | 4104 | 82.2 | 5 |  | 41142 |  |  | NotYetVerified |  | 3 |  |  |  |  | 0.982
P00000U0J | Global Energy Efficiency Holdings | G-Lite | LES-T8-03/04-120V | Indoor Luminaires | Case Lighting | Horizontal Refrigerated Case Luminaires | Standard | TRUE | 1614 | 97.8 | 16.5 | 12.87 | 0.982 | 4104 | 82.2 | 5 |  | 41142 |  |  | NotYetVerified |  | 3 |  |  |  |  | 0.982
P0000127P | Nualight | Nualight | Porto 600 H - 72 5000K Center - 120V | Indoor Luminaires | Case Lighting | Vertical Refrigerated Case Luminaires | Standard | TRUE | 1458 | 50.1 | 29.09 | 9.6 | 0.984 | 5233 | 84 | 5 |  | 41135 |  |  | NotYetVerified |  | 3 | [5 empty] | 5000
P00000WDB | Hussmann | EcoShine II | 4441997 / 0523432 - 120V | Indoor Luminaires | Case Lighting | Vertical Refrigerated Case Luminaires | Standard | TRUE | 1458 | 50.1 | 29.09 | 9.6 | 0.984 | 5233 | 84 | 5 |  | 41135 |  |  | NotYetVerified |  | 3 | [5 empty] | 5000
P0000128G | Nualight | Nualight | Alto 530 HO - 36 3000K - 120V | Indoor Luminaires | Case Lighting | Horizontal Refrigerated Case Luminaires | Standard | TRUE | 1390 | 52.35 | 26.55 | 9.63 | 0.982 | 2909 | 86.1 | 5 |  | 41135 |  |  | NotYetVerified | Positioned at 7Â° or 19Â° Rotation | 3 | [5 empty] | 3000 | 85
P0000128M | Nualight | Nualight | Alto 530 HO - 36 3500K - 120V | Indoor Luminaires | Case Lighting | Horizontal Refrigerated Case Luminaires | Standard | TRUE | 1512 | 56.18 | 26.91 | 9.53 | 0.982 | 3514 | 85.3 | 5 |  | 41135 |  |  | NotYetVerified | Positioned at 7Â° or 19Â° Rotation | 3 | [5 empty] | 3500 | 85
P00000WE2 | Hussmann | EcoShine II | 4442065 / 0524972 - 120V | Indoor Luminaires | Case Lighting | Horizontal Refrigerated Case Luminaires | Standard | TRUE | 1390 | 52.35 | 26.55 | 9.63 | 0.982 | 2909 | 86.1 | 5 |  | 41135 |  |  | NotYetVerified | Positioned at 7Â° or 19Â° Rotation | 3 | [5 empty] | 3000 | 85
P00000WE8 | Hussmann | EcoShine II | 4442066 / 0524973 - 120V | Indoor Luminaires | Case Lighting | Horizontal Refrigerated Case Luminaires | Standard | TRUE | 1512 | 56.18 | 26.91 | 9.53 | 0.982 | 3514 | 85.3 | 5 |  | 41135 |  |  | NotYetVerified | Positioned at 7Â° or 19Â° Rotation | 3 | [5 empty] | 3500 | 85
P0000128S | Nualight | Nualight | Alto 530 HO - 36 4000K - 120V | Indoor Luminaires | Case Lighting | Horizontal Refrigerated Case Luminaires | Standard | TRUE | 1573 | 59.43 | 26.47 | 9.66 | 0.981 | 4064 | 85.1 | 5 |  | 41135 |  |  | NotYetVerified | Positioned at 7Â° or 19Â° Rotation | 3 | [5 empty] | 4000 | 85
P00000WEE | Hussmann | EcoShine II | 4442067 / 0524974 - 120V | Indoor Luminaires | Case Lighting | Horizontal Refrigerated Case Luminaires | Standard | TRUE | 1573 | 59.43 | 26.47 | 9.66 | 0.981 | 4064 | 85.1 | 5 |  | 41135 |  |  | NotYetVerified | Positioned at 7Â° or 19Â° Rotation | 3 | [5 empty] | 4000 | 85
P0000128A | Nualight | Nualight | Alto 530 - 36 4000K - 120V | Indoor Luminaires | Case Lighting | Horizontal Refrigerated Case Luminaires | Standard | TRUE | 1245 | 54.12 | 23.01 | 11.37 | 0.976 | 4124 | 84.2 | 5 |  | 41135 |  |  | NotYetVerified | Positioned at 8Â° or 24Â° Rotation | 3 | [5 empty] | 4000 | 85
P0000127Y | Nualight | Nualight | Alto 530 - 36 3000K - 120V | Indoor Luminaires | Case Lighting | Horizontal Refrigerated Case Luminaires | Standard | TRUE | 1177 | 51.43 | 22.89 | 11.3 | 0.976 | 3040 | 84.5 | 5 |  | 41135 |  |  | NotYetVerified | Positioned at 8Â° or 24Â° Rotation | 3 | [5 empty] | 3000 | 85
P00000WDW | Hussmann | EcoShine II | 4442061 / 0524968 - 120V | Indoor Luminaires | Case Lighting | Horizontal Refrigerated Case Luminaires | Standard | TRUE | 1245 | 54.12 | 23.01 | 11.37 | 0.976 | 4124 | 84.2 | 5 |  | 41135 |  |  | NotYetVerified | Positioned at 8Â° or 24Â° Rotation | 3 | [5 empty] | 4000 | 85
P00000WDK | Hussmann | EcoShine II | 4442059 / 0524966 - 120V | Indoor Luminaires | Case Lighting | Horizontal Refrigerated Case Luminaires | Standard | TRUE | 1177 | 51.43 | 22.89 | 11.3 | 0.976 | 3040 | 84.5 | 5 |  | 41135 |  |  | NotYetVerified | Positioned at 8Â° or 24Â° Rotation | 3 | [5 empty] | 3000 | 85
P00001284 | Nualight | Nualight | Alto 530 - 36 3500K - 120V | Indoor Luminaires | Case Lighting | Horizontal Refrigerated Case Luminaires | Standard | TRUE | 1177 | 51.96 | 22.65 | 11.31 | 0.975 | 3249 | 86 | 5 |  | 41135 |  |  | NotYetVerified | Positioned at 8Â° or 24Â° Rotation | 3 | [5 empty] | 3500 | 85
P00000WDQ | Hussmann | EcoShine II | 4442060 / 0524967 - 120V | Indoor Luminaires | Case Lighting | Horizontal Refrigerated Case Luminaires | Standard | TRUE | 1177 | 51.96 | 22.65 | 11.31 | 0.975 | 3249 | 86 | 5 |  | 41135 |  |  | NotYetVerified | Positioned at 8Â° or 24Â° Rotation | 3 | [5 empty] | 3500 | 85
P00001272 | Nualight | Nualight | Porto 600 H - 48 3500K Center - 120V | Indoor Luminaires | Case Lighting | Vertical Refrigerated Case Luminaires | Standard | TRUE | 782 | 70.7 | 11.06 | 11.6 | 0.965 | 3305 | 84.31 | 5 |  | 41135 |  |  | NotYetVerified |  | 3 | [5 empty] | 3500
P00001277 | Nualight | Nualight | Porto 600 H - 48 4000K LH End - 120V | Indoor Luminaires | Case Lighting | Vertical Refrigerated Case Luminaires | Standard | TRUE | 423.1 | 55.87 | 12 | 12.1 | 0.936 | 3848 | 84 | 5 |  | 41135 |  |  | NotYetVerified |  | 3 | [5 empty] | 4000
P00000WCT | Hussmann | EcoShine II | 4442005 / 0524582 - 120V | Indoor Luminaires | Case Lighting | Vertical Refrigerated Case Luminaires | Standard | TRUE | 423.1 | 55.87 | 12 | 12.1 | 0.936 | 3848 | 84 | 5 |  | 41135 |  |  | NotYetVerified |  | 3 | [5 empty] | 4000
P0000126S | Nualight | Nualight | Porto 600 H - 48 3500K LH End - 120V | Indoor Luminaires | Case Lighting | Vertical Refrigerated Case Luminaires | Standard | TRUE | 429.5 | 55.87 | 11.79 | 12.2 | 0.934 | 3691 | 84.2 | 5 |  | 41135 |  |  | NotYetVerified |  | 3 | [5 empty] | 3500
P00000WCE | Hussmann | EcoShine II | 4442002 / 0524581 - 120V | Indoor Luminaires | Case Lighting | Vertical Refrigerated Case Luminaires | Standard | TRUE | 429.5 | 55.87 | 11.79 | 12.2 | 0.934 | 3691 | 84.2 | 5 |  | 41135 |  |  | NotYetVerified |  | 3 | [5 empty] | 3500
P0000127Q | Nualight | Nualight | Porto 600 H - 68 5000K Center - 120V | Indoor Luminaires | Case Lighting | Vertical Refrigerated Case Luminaires | Standard | FALSE | [9 empty] | 41135 |  |  | NotYetVerified |  | 3 | 990 | 60 | 16.5 | 5.12 | 0.983 | 5000 | 84
P0000127U | Nualight | Nualight | Porto 600 H - 72 5000K RH End - 120V | Indoor Luminaires | Case Lighting | Vertical Refrigerated Case Luminaires | Standard | FALSE | [9 empty] | 41135 |  |  | NotYetVerified |  | 3 | 882 | 60 | 14.7 | 5.12 | 0.983 | 5000 | 84
P0000127T | Nualight | Nualight | Porto 600 H - 72 5000K LH End - 120V | Indoor Luminaires | Case Lighting | Vertical Refrigerated Case Luminaires | Standard | FALSE | [9 empty] | 41135 |  |  | NotYetVerified |  | 3 | 882 | 60 | 14.7 | 5.12 | 0.983 | 5000 | 84
P0000127S | Nualight | Nualight | Porto 600 H - 68 5000K RH End - 120V | Indoor Luminaires | Case Lighting | Vertical Refrigerated Case Luminaires | Standard | FALSE | [9 empty] | 41135 |  |  | NotYetVerified |  | 3 | 606 | 60 | 10.1 | 5.12 | 0.983 | 5000 | 84
P0000127R | Nualight | Nualight | Porto 600 H - 68 5000K LH End - 120V | Indoor Luminaires | Case Lighting | Vertical Refrigerated Case Luminaires | Standard | FALSE | [9 empty] | 41135 |  |  | NotYetVerified |  | 3 | 606 | 60 | 10.1 | 5.12 | 0.983 | 5000 | 84
P0000128D | Nualight | Nualight | Alto 530 H - 36 4000K - 120V | Indoor Luminaires | Case Lighting | Horizontal Refrigerated Case Luminaires | Standard | FALSE | [9 empty] | 41135 |  |  | NotYetVerified | Positioned at 8Â° or 24Â° Rotation | 3 | 1217 | 76.8 | 15.8 | 21 | 0.9 | 4000 | 85
P0000128W | Nualight | Nualight | Alto 530 HHO - 48 4000K - 120V | Indoor Luminaires | Case Lighting | Horizontal Refrigerated Case Luminaires | Standard | FALSE | [9 empty] | 41135 |  |  | NotYetVerified | Positioned at 7Â° or 19Â° Rotation | 3 | 2062 | 80 | 25.7 | 12 | 0.9 | 4000 | 85
P0000128T | Nualight | Nualight | Alto 530 HO - 48 4000K - 120V | Indoor Luminaires | Case Lighting | Horizontal Refrigerated Case Luminaires | Standard | FALSE | [9 empty] | 41135 |  |  | NotYetVerified | Positioned at 7Â° or 19Â° Rotation | 3 | 2062 | 80 | 25.7 | 12 | 0.9 | 4000 | 85
P0000128E | Nualight | Nualight | Alto 530 H - 48 4000K - 120V | Indoor Luminaires | Case Lighting | Horizontal Refrigerated Case Luminaires | Standard | FALSE | [9 empty] | 41135 |  |  | NotYetVerified | Positioned at 8Â° or 24Â° Rotation | 3 | 1659 | 76.8 | 21.6 | 12 | 0.9 | 4000 | 85
P0000128B | Nualight | Nualight | Alto 530 - 48 4000K - 120V | Indoor Luminaires | Case Lighting | Horizontal Refrigerated Case Luminaires | Standard | FALSE | [9 empty] | 41135 |  |  | NotYetVerified | Positioned at 8Â° or 24Â° Rotation | 3 | 1659 | 76 | 21.6 | 12 | 0.9 | 4000 | 85
P0000128V | Nualight | Nualight | Alto 530 HHO - 36 4000K - 120V | Indoor Luminaires | Case Lighting | Horizontal Refrigerated Case Luminaires | Standard | FALSE | [9 empty] | 41135 |  |  | NotYetVerified | Positioned at 7Â° or 19Â° Rotation | 3 | 1512 | 80 | 18.8 | 12 | 0.9 | 4000 | 85
P0000127M | Nualight | Nualight | Porto 600 H - 72 4000K Center - 120V | Indoor Luminaires | Case Lighting | Vertical Refrigerated Case Luminaires | Standard | FALSE | [9 empty] | 41135 |  |  | NotYetVerified |  | 3 | 1464 | 60 | 24.4 | 5.12 | 0.983 | 4000 | 84
P0000127L | Nualight | Nualight | Porto 600 H - 68 4000K Center - 120V | Indoor Luminaires | Case Lighting | Vertical Refrigerated Case Luminaires | Standard | FALSE | [9 empty] | 41135 |  |  | NotYetVerified |  | 3 | 990 | 60 | 16.5 | 5.12 | 0.983 | 4000 | 84
P0000127K | Nualight | Nualight | Porto 600 H - 60 4000K Center - 120V | Indoor Luminaires | Case Lighting | Vertical Refrigerated Case Luminaires | Standard | FALSE | [9 empty] | 41135 |  |  | NotYetVerified |  | 3 | 990 | 60 | 16.5 | 5.12 | 0.983 | 4000 | 84
P0000127E | Nualight | Nualight | Porto 600 H - 72 4000K RH End - 120V | Indoor Luminaires | Case Lighting | Vertical Refrigerated Case Luminaires | Standard | FALSE | [9 empty] | 41135 |  |  | NotYetVerified |  | 3 | 882 | 60 | 14.7 | 5.12 | 0.983 | 4000 | 84
P0000127D | Nualight | Nualight | Porto 600 H - 72 4000K LH End - 120V | Indoor Luminaires | Case Lighting | Vertical Refrigerated Case Luminaires | Standard | FALSE | [9 empty] | 41135 |  |  | NotYetVerified |  | 3 | 882 | 60 | 14.7 | 5.12 | 0.983 | 4000 | 84
P0000127J | Nualight | Nualight | Porto 600 H - 48 4000K Center - 120V | Indoor Luminaires | Case Lighting | Vertical Refrigerated Case Luminaires | Standard | FALSE | [9 empty] | 41135 |  |  | NotYetVerified |  | 3 | 738 | 60 | 12.3 | 5.12 | 0.983 | 4000 | 84
P0000127C | Nualight | Nualight | Porto 600 H - 68 4000K RH End - 120V | Indoor Luminaires | Case Lighting | Vertical Refrigerated Case Luminaires | Standard | FALSE | [9 empty] | 41135 |  |  | NotYetVerified |  | 3 | 606 | 60 | 10.1 | 5.12 | 0.983 | 4000 | 84
P0000127B | Nualight | Nualight | Porto 600 H - 68 4000K LH End - 120V | Indoor Luminaires | Case Lighting | Vertical Refrigerated Case Luminaires | Standard | FALSE | [9 empty] | 41135 |  |  | NotYetVerified |  | 3 | 606 | 60 | 10.1 | 5.12 | 0.983 | 4000 | 84
P0000127A | Nualight | Nualight | Porto 600 H - 60 4000K RH End - 120V | Indoor Luminaires | Case Lighting | Vertical Refrigerated Case Luminaires | Standard | FALSE | [9 empty] | 41135 |  |  | NotYetVerified |  | 3 | 606 | 60 | 10.1 | 5.12 | 0.983 | 4000 | 84
P00001279 | Nualight | Nualight | Porto 600 H - 60 4000K LH End - 120V | Indoor Luminaires | Case Lighting | Vertical Refrigerated Case Luminaires | Standard | FALSE | [9 empty] | 41135 |  |  | NotYetVerified |  | 3 | 606 | 60 | 10.1 | 5.12 | 0.983 | 4000 | 84
P00001278 | Nualight | Nualight | Porto 600 H - 48 4000K RH End - 120V | Indoor Luminaires | Case Lighting | Vertical Refrigerated Case Luminaires | Standard | FALSE | [9 empty] | 41135 |  |  | NotYetVerified |  | 3 | 444 | 60 | 7.4 | 5.12 | 0.983 | 4000 | 84
P0000128Q | Nualight | Nualight | Alto 530 HHO - 48 3500K - 120V | Indoor Luminaires | Case Lighting | Horizontal Refrigerated Case Luminaires | Standard | FALSE | [9 empty] | 41135 |  |  | NotYetVerified | Positioned at 7Â° or 19Â° Rotation | 3 | 1999 | 77 | 25.7 | 12 | 0.9 | 3500 | 85
P0000128N | Nualight | Nualight | Alto 530 HO - 48 3500K - 120V | Indoor Luminaires | Case Lighting | Horizontal Refrigerated Case Luminaires | Standard | FALSE | [9 empty] | 41135 |  |  | NotYetVerified | Positioned at 7Â° or 19Â° Rotation | 3 | 1999 | 77 | 25.7 | 12 | 0.9 | 3500 | 85
P00001288 | Nualight | Nualight | Alto 530 H - 48 3500K - 120V | Indoor Luminaires | Case Lighting | Horizontal Refrigerated Case Luminaires | Standard | FALSE | [9 empty] | 41135 |  |  | NotYetVerified | Positioned at 8Â° or 24Â° Rotation | 3 | 1634 | 75.6 | 21.6 | 12 | 0.9 | 3500 | 85
P00001285 | Nualight | Nualight | Alto 530 - 48 3500K - 120V | Indoor Luminaires | Case Lighting | Horizontal Refrigerated Case Luminaires | Standard | FALSE | [9 empty] | 41135 |  |  | NotYetVerified | Positioned at 8Â° or 24Â° Rotation | 3 | 1634 | 75 | 21.6 | 12 | 0.9 | 3500 | 85
P0000128P | Nualight | Nualight | Alto 530 HHO - 36 3500K - 120V | Indoor Luminaires | Case Lighting | Horizontal Refrigerated Case Luminaires | Standard | FALSE | [9 empty] | 41135 |  |  | NotYetVerified | Positioned at 7Â° or 19Â° Rotation | 3 | 1466 | 77 | 18.8 | 12 | 0.9 | 3500 | 85
P00001287 | Nualight | Nualight | Alto 530 H - 36 3500K - 120V | Indoor Luminaires | Case Lighting | Horizontal Refrigerated Case Luminaires | Standard | FALSE | [9 empty] | 41135 |  |  | NotYetVerified | Positioned at 8Â° or 24Â° Rotation | 3 | 1198 | 75 | 15.8 | 12 | 0.9 | 3500 | 85
P00001274 | Nualight | Nualight | Porto 600 H - 68 3500K Center - 120V | Indoor Luminaires | Case Lighting | Vertical Refrigerated Case Luminaires | Standard | FALSE | [9 empty] | 41135 |  |  | NotYetVerified |  | 3 | 990 | 60 | 16.5 | 5.12 | 0.983 | 3500 | 84
P00001273 | Nualight | Nualight | Porto 600 H - 60 3500K Center - 120V | Indoor Luminaires | Case Lighting | Vertical Refrigerated Case Luminaires | Standard | FALSE | [9 empty] | 41135 |  |  | NotYetVerified |  | 3 | 990 | 60 | 16.5 | 5.12 | 0.983 | 3500 | 84
P0000126X | Nualight | Nualight | Porto 600 H - 68 3500K RH End - 120V | Indoor Luminaires | Case Lighting | Vertical Refrigerated Case Luminaires | Standard | FALSE | [9 empty] | 41135 |  |  | NotYetVerified |  | 3 | 606 | 60 | 10.1 | 5.12 | 0.983 | 3500 | 84
P0000126W | Nualight | Nualight | Porto 600 H - 68 3500K LH End - 120V | Indoor Luminaires | Case Lighting | Vertical Refrigerated Case Luminaires | Standard | FALSE | [9 empty] | 41135 |  |  | NotYetVerified |  | 3 | 606 | 60 | 10.1 | 5.12 | 0.983 | 3500 | 84
P0000126V | Nualight | Nualight | Porto 600 H - 60 3500K RH End - 120V | Indoor Luminaires | Case Lighting | Vertical Refrigerated Case Luminaires | Standard | FALSE | [9 empty] | 41135 |  |  | NotYetVerified |  | 3 | 606 | 60 | 10.1 | 5.12 | 0.983 | 3500 | 84
P0000126U | Nualight | Nualight | Porto 600 H - 60 3500K LH End - 120V | Indoor Luminaires | Case Lighting | Vertical Refrigerated Case Luminaires | Standard | FALSE | [9 empty] | 41135 |  |  | NotYetVerified |  | 3 | 606 | 60 | 10.1 | 5.12 | 0.983 | 3500 | 84
P0000126T | Nualight | Nualight | Porto 600 H - 48 3500K RH End - 120V | Indoor Luminaires | Case Lighting | Vertical Refrigerated Case Luminaires | Standard | FALSE | [9 empty] | 41135 |  |  | NotYetVerified |  | 3 | 444 | 60 | 7.4 | 5.12 | 0.983 | 3500 | 84
P0000128K | Nualight | Nualight | Alto 530 HHO - 48 3000K - 120V | Indoor Luminaires | Case Lighting | Horizontal Refrigerated Case Luminaires | Standard | FALSE | [9 empty] | 41135 |  |  | NotYetVerified | Positioned at 7Â° or 19Â° Rotation | 3 | 1860 | 72 | 25.7 | 12 | 0.9 | 3000 | 85
P0000128H | Nualight | Nualight | Alto 530 HO - 48 3000K - 120V | Indoor Luminaires | Case Lighting | Horizontal Refrigerated Case Luminaires | Standard | FALSE | [9 empty] | 41135 |  |  | NotYetVerified | Positioned at 7Â° or 19Â° Rotation | 3 | 1860 | 72.2 | 25.7 | 12 | 0.9 | 3000 | 85
P00001282 | Nualight | Nualight | Alto 530 H - 48 3000K - 120V | Indoor Luminaires | Case Lighting | Horizontal Refrigerated Case Luminaires | Standard | FALSE | [9 empty] | 41135 |  |  | NotYetVerified | Positioned at 8Â° or 24Â° Rotation | 3 | 1565 | 72.4 | 21.6 | 12 | 0.9 | 3000 | 85
P0000127Z | Nualight | Nualight | Alto 530 - 48 3000K - 120V | Indoor Luminaires | Case Lighting | Horizontal Refrigerated Case Luminaires | Standard | FALSE | [9 empty] | 41135 |  |  | NotYetVerified | Positioned at 8Â° or 24Â° Rotation | 3 | 1565 | 72 | 21.6 | 12 | 0.9 | 3000 | 85
P0000128J | Nualight | Nualight | Alto 530 HHO - 36 3000K - 120V | Indoor Luminaires | Case Lighting | Horizontal Refrigerated Case Luminaires | Standard | FALSE | [9 empty] | 41135 |  |  | NotYetVerified | Positioned at 7Â° or 19Â° Rotation | 3 | 1364 | 72.2 | 18.8 | 12 | 0.9 | 3000 | 85
P00001281 | Nualight | Nualight | Alto 530 H - 36 3000K - 120V | Indoor Luminaires | Case Lighting | Horizontal Refrigerated Case Luminaires | Standard | FALSE | [9 empty] | 41135 |  |  | NotYetVerified | Positioned at 8Â° or 24Â° Rotation | 3 | 1147 | 72.4 | 15.8 | 12 | 0.9 | 3000 | 85
P00000WDC | Hussmann | EcoShine II | 4441991 / 0523551 - 120V | Indoor Luminaires | Case Lighting | Vertical Refrigerated Case Luminaires | Standard | FALSE | [9 empty] | 41135 |  |  | NotYetVerified |  | 3 | 990 | 60 | 16.5 |  |  | 5000 | 84
P00000WDG | Hussmann | EcoShine II | 4441998 / 0523433 - 120V | Indoor Luminaires | Case Lighting | Vertical Refrigerated Case Luminaires | Standard | FALSE | [9 empty] | 41135 |  |  | NotYetVerified |  | 3 | 882 | 60 | 14.7 |  |  | 5000 | 84
P00000WDF | Hussmann | EcoShine II | 4441999 / 0524588 - 120V | Indoor Luminaires | Case Lighting | Vertical Refrigerated Case Luminaires | Standard | FALSE | [9 empty] | 41135 |  |  | NotYetVerified |  | 3 | 882 | 60 | 14.7 |  |  | 5000 | 84
P00000WDE | Hussmann | EcoShine II | 4441992 / 0523552 - 120V | Indoor Luminaires | Case Lighting | Vertical Refrigerated Case Luminaires | Standard | FALSE | [9 empty] | 41135 |  |  | NotYetVerified |  | 3 | 606 | 60 | 10.1 |  |  | 5000 | 84
P00000WDD | Hussmann | EcoShine II | 4441993 / 0524589 - 120V | Indoor Luminaires | Case Lighting | Vertical Refrigerated Case Luminaires | Standard | FALSE | [9 empty] | 41135 |  |  | NotYetVerified |  | 3 | 606 | 60 | 10.1 |  |  | 5000 | 84
P00000WD8 | Hussmann | EcoShine II | 4441994 / 0523430 - 120V | Indoor Luminaires | Case Lighting | Vertical Refrigerated Case Luminaires | Standard | FALSE | [9 empty] | 41135 |  |  | NotYetVerified |  | 3 | 1464 | 60 | 24.4 |  |  | 4000 | 84
P00000WD7 | Hussmann | EcoShine II | 4441988 / 0523428 - 120V | Indoor Luminaires | Case Lighting | Vertical Refrigerated Case Luminaires | Standard | FALSE | [9 empty] | 41135 |  |  | NotYetVerified |  | 3 | 990 | 60 | 16.5 |  |  | 4000 | 84
P00000WD6 | Hussmann | EcoShine II | 4441982 / 0523424 - 120V | Indoor Luminaires | Case Lighting | Vertical Refrigerated Case Luminaires | Standard | FALSE | [9 empty] | 41135 |  |  | NotYetVerified |  | 3 | 990 | 60 | 16.5 |  |  | 4000 | 84
P00000WD0 | Hussmann | EcoShine II | 4441995 / 0523431 - 120V | Indoor Luminaires | Case Lighting | Vertical Refrigerated Case Luminaires | Standard | FALSE | [9 empty] | 41135 |  |  | NotYetVerified |  | 3 | 882 | 60 | 14.7 |  |  | 4000 | 84
P00000WCZ | Hussmann | EcoShine II | 4441996 / 0524587 - 120V | Indoor Luminaires | Case Lighting | Vertical Refrigerated Case Luminaires | Standard | FALSE | [9 empty] | 41135 |  |  | NotYetVerified |  | 3 | 882 | 60 | 14.7 |  |  | 4000 | 84
P00000WD5 | Hussmann | EcoShine II | 4442003 / 0523420 - 120V | Indoor Luminaires | Case Lighting | Vertical Refrigerated Case Luminaires | Standard | FALSE | [9 empty] | 41135 |  |  | NotYetVerified |  | 3 | 738 | 60 | 12.3 |  |  | 4000 | 84
P00000WCY | Hussmann | EcoShine II | 4441989 / 0523429 - 120V | Indoor Luminaires | Case Lighting | Vertical Refrigerated Case Luminaires | Standard | FALSE | [9 empty] | 41135 |  |  | NotYetVerified |  | 3 | 606 | 60 | 10.1 |  |  | 4000 | 84
P00000WCX | Hussmann | EcoShine II | 4441990 / 0524586 - 120V | Indoor Luminaires | Case Lighting | Vertical Refrigerated Case Luminaires | Standard | FALSE | [9 empty] | 41135 |  |  | NotYetVerified |  | 3 | 606 | 60 | 10.1 |  |  | 4000 | 84
P00000WCW | Hussmann | EcoShine II | 4441983 / 0523425 - 120V | Indoor Luminaires | Case Lighting | Vertical Refrigerated Case Luminaires | Standard | FALSE | [9 empty] | 41135 |  |  | NotYetVerified |  | 3 | 606 | 60 | 10.1 |  |  | 4000 | 84
P00000WCV | Hussmann | EcoShine II | 4441984 / 0524584 - 120V | Indoor Luminaires | Case Lighting | Vertical Refrigerated Case Luminaires | Standard | FALSE | [9 empty] | 41135 |  |  | NotYetVerified |  | 3 | 606 | 60 | 10.1 |  |  | 4000 | 84
P00000WCU | Hussmann | EcoShine II | 4442004 / 0523421 - 120V | Indoor Luminaires | Case Lighting | Vertical Refrigerated Case Luminaires | Standard | FALSE | [9 empty] | 41135 |  |  | NotYetVerified |  | 3 | 444 | 60 | 7.4 |  |  | 4000 | 84
P00000WCJ | Hussmann | EcoShine II | 4441986 / 0523427 - 120V | Indoor Luminaires | Case Lighting | Vertical Refrigerated Case Luminaires | Standard | FALSE | [9 empty] | 41135 |  |  | NotYetVerified |  | 3 | 606 | 60 | 10.1 |  |  | 3500 | 84
P00000WCI | Hussmann | EcoShine II | 4441987 / 0524585 - 120V | Indoor Luminaires | Case Lighting | Vertical Refrigerated Case Luminaires | Standard | FALSE | [9 empty] | 41135 |  |  | NotYetVerified |  | 3 | 606 | 60 | 10.1 |  |  | 3500 | 84
P00000WCH | Hussmann | EcoShine II | 4441980 / 0523423 - 120V | Indoor Luminaires | Case Lighting | Vertical Refrigerated Case Luminaires | Standard | FALSE | [9 empty] | 41135 |  |  | NotYetVerified |  | 3 | 606 | 60 | 10.1 |  |  | 3500 | 84
P00000WCG | Hussmann | EcoShine II | 4441981 / 0524583 - 120V | Indoor Luminaires | Case Lighting | Vertical Refrigerated Case Luminaires | Standard | FALSE | [9 empty] | 41135 |  |  | NotYetVerified |  | 3 | 606 | 60 | 10.1 |  |  | 3500 | 84
P00000WCF | Hussmann | EcoShine II | 4442001 / 0523419- 120V | Indoor Luminaires | Case Lighting | Vertical Refrigerated Case Luminaires | Standard | FALSE | [9 empty] | 41135 |  |  | NotYetVerified |  | 3 | 444 | 60 | 7.4 |  |  | 3500 | 84
P00000X2R | International Light Technologies | Caselight | ILT70-BAO-W50CE | Indoor Luminaires | Case Lighting | Vertical Refrigerated Case Luminaires | Standard | FALSE | [9 empty] | 41123 |  |  | No | Updated on 3/1/2017 | 4.1 | 2311.9 | 93.6 | 24.7 | 6.24 | 0.99 | 5000 | 81.6
P00000X2Q | International Light Technologies | Caselight | ILT70-BAO-W40CE | Indoor Luminaires | Case Lighting | Vertical Refrigerated Case Luminaires | Standard | FALSE | [9 empty] | 41123 |  |  | No | Updated on 3/1/2017 | 4.1 | 2311.9 | 93.6 | 24.7 | 6.24 | 0.99 | 4000 | 81.6
P00001BO8 | US LED | EcoStar3 | ESRP-3-6-4-24-4-50-D10-C | Indoor Luminaires | Case Lighting | Vertical Refrigerated Case Luminaires | Standard | TRUE | 840 | 51.5 | 16.3 | 7.25 | 0.913 | 4941 | 85.3 | 5 | 80000 | 41121 |  |  | NotYetVerified |  | 3 | 814 | 51 | 16 |  |  | 4000 | 85
P00001BOZ | US LED | EcoStar3 | ESRP-3-6-10-24-4-40-D10-C | Indoor Luminaires | Case Lighting | Vertical Refrigerated Case Luminaires | Standard | TRUE | 904 | 55.1 | 16.4 | 7.25 | 0.913 | 3934 | 87.2 | 5 | 80000 | 41121 |  |  | NotYetVerified |  | 3 | 969 | 57 | 17 |  |  | 4000 | 85
P00001BOB | US LED | EcoStar3 | ESRP-3-5-4-24-4-40-D10-L | Indoor Luminaires | Case Lighting | Vertical Refrigerated Case Luminaires | Standard | TRUE | 549 | 50.4 | 10.9 | 7.18 | 0.913 | 3937 | 87.6 | 5 | 80000 | 41121 |  |  | NotYetVerified |  | 3 | 581 | 53 | 11 |  |  | 4000 | 85
P00001BOT | US LED | EcoStar3 | ESRP-3-5-10-24-4-50-D10-L | Indoor Luminaires | Case Lighting | Vertical Refrigerated Case Luminaires | Standard | TRUE | 625 | 57.3 | 10.9 | 7.28 | 0.913 | 4899 | 83.6 | 5 | 80000 | 41121 |  |  | NotYetVerified |  | 3 | 659 | 60 | 11 |  |  | 5000 | 85
P00001BON | US LED | EcoStar3 | ESRP-3-5-10-24-4-40-D10-L | Indoor Luminaires | Case Lighting | Vertical Refrigerated Case Luminaires | Standard | TRUE | 591 | 54.2 | 10.9 | 7.25 | 0.913 | 3940 | 86.9 | 5 | 80000 | 41121 |  |  | NotYetVerified |  | 3 | 659 | 60 | 11 |  |  | 4000 | 85
P00001BOY | US LED | EcoStar3 | ESRP-3-5-10-24-6-50-D10-R | Indoor Luminaires | Case Lighting | Vertical Refrigerated Case Luminaires | Standard | FALSE | [9 empty] | 41121 |  |  | NotYetVerified |  | 3 | 976 | 61 | 16 |  |  | 5000 | 85
P00001BOX | US LED | EcoStar3 | ESRP-3-5-10-24-6-50-D10-L | Indoor Luminaires | Case Lighting | Vertical Refrigerated Case Luminaires | Standard | FALSE | [9 empty] | 41121 |  |  | NotYetVerified |  | 3 | 976 | 61 | 16 |  |  | 5000 | 85
P00001BOW | US LED | EcoStar3 | ESRP-3-5-10-24-5-50-D10-R | Indoor Luminaires | Case Lighting | Vertical Refrigerated Case Luminaires | Standard | FALSE | [9 empty] | 41121 |  |  | NotYetVerified |  | 3 | 816 | 63 | 13 |  |  | 5000 | 85
P00001BOV | US LED | EcoStar3 | ESRP-3-5-10-24-5-50-D10-L | Indoor Luminaires | Case Lighting | Vertical Refrigerated Case Luminaires | Standard | FALSE | [9 empty] | 41121 |  |  | NotYetVerified |  | 3 | 816 | 63 | 13 |  |  | 5000 | 85
P00001BOU | US LED | EcoStar3 | ESRP-3-5-10-24-4-50-D10-R | Indoor Luminaires | Case Lighting | Vertical Refrigerated Case Luminaires | Standard | FALSE | [9 empty] | 41121 |  |  | NotYetVerified |  | 3 | 659 | 60 | 11 |  |  | 5000 | 85
P00001BP4 | US LED | EcoStar3 | ESRP-3-6-10-24-6-50-D10-C | Indoor Luminaires | Case Lighting | Vertical Refrigerated Case Luminaires | Standard | FALSE | [9 empty] | 41121 |  |  | NotYetVerified |  | 3 | 1435 | 57 | 25 |  |  | 4000 | 85
P00001BP1 | US LED | EcoStar3 | ESRP-3-6-10-24-6-40-D10-C | Indoor Luminaires | Case Lighting | Vertical Refrigerated Case Luminaires | Standard | FALSE | [9 empty] | 41121 |  |  | NotYetVerified |  | 3 | 1435 | 57 | 25 |  |  | 4000 | 85
P00001BOA | US LED | EcoStar3 | ESRP-3-6-4-24-6-50-D10-C | Indoor Luminaires | Case Lighting | Vertical Refrigerated Case Luminaires | Standard | FALSE | [9 empty] | 41121 |  |  | NotYetVerified |  | 3 | 1205 | 50 | 54 |  |  | 4000 | 85
P00001BP3 | US LED | EcoStar3 | ESRP-3-6-10-24-5-50-D10-C | Indoor Luminaires | Case Lighting | Vertical Refrigerated Case Luminaires | Standard | FALSE | [9 empty] | 41121 |  |  | NotYetVerified |  | 3 | 1200 | 57 | 21 |  |  | 4000 | 85
P00001BP0 | US LED | EcoStar3 | ESRP-3-6-10-24-5-40-D10-C | Indoor Luminaires | Case Lighting | Vertical Refrigerated Case Luminaires | Standard | FALSE | [9 empty] | 41121 |  |  | NotYetVerified |  | 3 | 1200 | 57 | 21 |  |  | 4000 | 85
P00001BO9 | US LED | EcoStar3 | ESRP-3-6-4-24-5-50-D10-C | Indoor Luminaires | Case Lighting | Vertical Refrigerated Case Luminaires | Standard | FALSE | [9 empty] | 41121 |  |  | NotYetVerified |  | 3 | 1008 | 50 | 20 |  |  | 4000 | 85
P00001BOS | US LED | EcoStar3 | ESRP-3-5-10-24-6-40-D10-R | Indoor Luminaires | Case Lighting | Vertical Refrigerated Case Luminaires | Standard | FALSE | [9 empty] | 41121 |  |  | NotYetVerified |  | 3 | 976 | 61 | 16 |  |  | 4000 | 85
P00001BOR | US LED | EcoStar3 | ESRP-3-5-10-24-6-40-D10-L | Indoor Luminaires | Case Lighting | Vertical Refrigerated Case Luminaires | Standard | FALSE | [9 empty] | 41121 |  |  | NotYetVerified |  | 3 | 976 | 61 | 16 |  |  | 4000 | 85
P00001BP2 | US LED | EcoStar3 | ESRP-3-6-10-24-4-50-D10-C | Indoor Luminaires | Case Lighting | Vertical Refrigerated Case Luminaires | Standard | FALSE | [9 empty] | 41121 |  |  | NotYetVerified |  | 3 | 969 | 57 | 17 |  |  | 4000 | 85
P00001BOM | US LED | EcoStar3 | ESRP-3-5-4-24-6-50-D10-R | Indoor Luminaires | Case Lighting | Vertical Refrigerated Case Luminaires | Standard | FALSE | [9 empty] | 41121 |  |  | NotYetVerified |  | 3 | 861 | 51 | 17 |  |  | 4000 | 85
P00001BOL | US LED | EcoStar3 | ESRP-3-5-4-24-6-50-D10-L | Indoor Luminaires | Case Lighting | Vertical Refrigerated Case Luminaires | Standard | FALSE | [9 empty] | 41121 |  |  | NotYetVerified |  | 3 | 861 | 51 | 17 |  |  | 4000 | 85
P00001BOG | US LED | EcoStar3 | ESRP-3-5-4-24-6-40-D10-R | Indoor Luminaires | Case Lighting | Vertical Refrigerated Case Luminaires | Standard | FALSE | [9 empty] | 41121 |  |  | NotYetVerified |  | 3 | 861 | 51 | 17 |  |  | 4000 | 85
P00001BOF | US LED | EcoStar3 | ESRP-3-5-4-24-6-40-D10-L | Indoor Luminaires | Case Lighting | Vertical Refrigerated Case Luminaires | Standard | FALSE | [9 empty] | 41121 |  |  | NotYetVerified |  | 3 | 861 | 51 | 17 |  |  | 4000 | 85
P00001BOQ | US LED | EcoStar3 | ESRP-3-5-10-24-5-40-D10-R | Indoor Luminaires | Case Lighting | Vertical Refrigerated Case Luminaires | Standard | FALSE | [9 empty] | 41121 |  |  | NotYetVerified |  | 3 | 816 | 63 | 13 |  |  | 4000 | 85
P00001BOP | US LED | EcoStar3 | ESRP-3-5-10-24-5-40-D10-L | Indoor Luminaires | Case Lighting | Vertical Refrigerated Case Luminaires | Standard | FALSE | [9 empty] | 41121 |  |  | NotYetVerified |  | 3 | 816 | 63 | 13 |  |  | 4000 | 85
P00001BOK | US LED | EcoStar3 | ESRP-3-5-4-24-5-50-D10-R | Indoor Luminaires | Case Lighting | Vertical Refrigerated Case Luminaires | Standard | FALSE | [9 empty] | 41121 |  |  | NotYetVerified |  | 3 | 720 | 52 | 14 |  |  | 4000 | 85
P00001BOJ | US LED | EcoStar3 | ESRP-3-5-4-24-5-50-D10-L | Indoor Luminaires | Case Lighting | Vertical Refrigerated Case Luminaires | Standard | FALSE | [9 empty] | 41121 |  |  | NotYetVerified |  | 3 | 720 | 52 | 14 |  |  | 4000 | 85
P00001BOE | US LED | EcoStar3 | ESRP-3-5-4-24-5-40-D10-R | Indoor Luminaires | Case Lighting | Vertical Refrigerated Case Luminaires | Standard | FALSE | [9 empty] | 41121 |  |  | NotYetVerified |  | 3 | 720 | 52 | 14 |  |  | 4000 | 85
P00001BOD | US LED | EcoStar3 | ESRP-3-5-4-24-5-40-D10-L | Indoor Luminaires | Case Lighting | Vertical Refrigerated Case Luminaires | Standard | FALSE | [9 empty] | 41121 |  |  | NotYetVerified |  | 3 | 720 | 52 | 14 |  |  | 4000 | 85
P00001BOO | US LED | EcoStar3 | ESRP-3-5-10-24-4-40-D10-R | Indoor Luminaires | Case Lighting | Vertical Refrigerated Case Luminaires | Standard | FALSE | [9 empty] | 41121 |  |  | NotYetVerified |  | 3 | 659 | 60 | 11 |  |  | 4000 | 85
P00001BOI | US LED | EcoStar3 | ESRP-3-5-4-24-4-50-D10-R | Indoor Luminaires | Case Lighting | Vertical Refrigerated Case Luminaires | Standard | FALSE | [9 empty] | 41121 |  |  | NotYetVerified |  | 3 | 581 | 53 | 11 |  |  | 4000 | 85
P00001BOH | US LED | EcoStar3 | ESRP-3-5-4-24-4-50-D10-L | Indoor Luminaires | Case Lighting | Vertical Refrigerated Case Luminaires | Standard | FALSE | [9 empty] | 41121 |  |  | NotYetVerified |  | 3 | 581 | 53 | 11 |  |  | 4000 | 85
P00001BOC | US LED | EcoStar3 | ESRP-3-5-4-24-4-40-D10-R | Indoor Luminaires | Case Lighting | Vertical Refrigerated Case Luminaires | Standard | FALSE | [9 empty] | 41121 |  |  | NotYetVerified |  | 3 | 581 | 53 | 11 |  |  | 4000 | 85
P00000XXC | Juno Lighting LLC | DanaLite | DV72-41-CTR | Indoor Luminaires | Case Lighting | Vertical Refrigerated Case Luminaires | Standard | TRUE | 874.4 | 49.35 | 17.72 | 18.69 | 0.983 | 3849 | 82 | 5 | 50000 | 41102 |  |  | NotYetVerified |  | 3 |  |  | 19 |  |  | 4100 | 85
P00000XXD | Juno Lighting LLC | DanaLite | DV72-41-END | Indoor Luminaires | Case Lighting | Vertical Refrigerated Case Luminaires | Standard | TRUE | 503.7 | 50.88 | 9.9 | 18.84 | 0.983 | 3850 | 81.9 | 5 | 50000 | 41102 |  |  | NotYetVerified |  | 3 |  |  | 9 |  |  | 4100 | 85
P00000WWO | Innovative Lighting LLC | Innovative Lighting | 751-5*72-1 - 120V | Indoor Luminaires | Case Lighting | Vertical Refrigerated Case Luminaires | Standard | TRUE | 1584 | 60.7 | 26.11 | 15.9 | 0.958 | 3894 | 80.9 | 5 | 80000 | 41101 |  |  | NotYetVerified |  | 3 | 1584 | 60 | 21.6 |  |  | 4000 | 75
P00000WWP | Innovative Lighting LLC | Innovative Lighting | 751-5*60-1 - 120V | Indoor Luminaires | Case Lighting | Vertical Refrigerated Case Luminaires | Standard | TRUE | 1622 | 82.8 | 19.54 | 13.3 | 0.96 | 4053 | 82.7 | 5 | 50000 | 41101 |  |  | NotYetVerified | Updated:03/09/2017 | 4.1 | 1622 | 82.8 | 19.54 | 13.3 | 0.96 | 4053 | 82.7
P000004LD | American Bright Lighting | Simple Tubes | AB-STP-60C5020AE-S | Indoor Luminaires | Case Lighting | Horizontal Refrigerated Case Luminaires | Standard | TRUE | 756.9 | 54.38 | 13.92 | 15.06 | 0.989 | 5059 | 81.9 | 6 | 50000 | 41073 |  |  | NotYetVerified |  | 3 | 630 |  | 14.5 |  |  | 5000 | 75
P00001053 | LSI Industries | Caselight | RCL C 72 LED NW | Indoor Luminaires | Case Lighting | Vertical Refrigerated Case Luminaires | Standard | TRUE | 1299 | 49.2 | 26.4 | 10.7 | 0.978 | 4129 | 87 | 5 | 60000 | 40990 |  |  | NotYetVerified |  | 3 | 1248
P000004LL | American Bright Lighting | Simple Tubes | AB-STP-60C5020AE-S | Indoor Luminaires | Case Lighting | Vertical Refrigerated Case Luminaires | Standard | TRUE | 756.9 | 54.38 | 13.92 | 15.06 | 0.989 | 5059 | 81.9 | 6 | 50000 | 40982 |  |  | NotYetVerified |  | 3 | 630 |  | 14.5 |  |  | 5000 | 75
P00000X2O | International Light Technologies | Caselight | ILT60-BAO-W50CE | Indoor Luminaires | Case Lighting | Vertical Refrigerated Case Luminaires | Standard | FALSE | [9 empty] | 40981 |  |  | No | Updated on 3/1/2017 | 4.1 | 1853.3 | 93.6 | 19.8 | 6.24 | 0.99 | 5000 | 81.6
P00000X2N | International Light Technologies | Caselight | ILT60-BAO-W40CE | Indoor Luminaires | Case Lighting | Vertical Refrigerated Case Luminaires | Standard | FALSE | [9 empty] | 40981 |  |  | No | Updated on 3/1/2017 | 4.1 | 1853.3 | 93.6 | 19.8 | 6.24 | 0.99 | 4000 | 81.6
P00000QP3 | Efficient Lights | Efficient Lights | 699-18L-0024-40k-K | Indoor Luminaires | Case Lighting | Vertical Refrigerated Case Luminaires | Standard | TRUE | 1476 | 60.5 | 24.3 | 7.4 | 0.938 | 3909 | 88 | 5 | 50000 | 40881 |  |  | NotYetVerified |  | 3 | 1500 |  | 24 |  |  | 4100
P00000QP6 | Efficient Lights | Efficient Lights | 699-18C-0024D | Indoor Luminaires | Case Lighting | Vertical Refrigerated Case Luminaires | Standard | TRUE | 1566 | 64.4 | 24.3 | 7.6 | 0.934 | 4000 | 79 | 5 | 50000 | 40881 |  |  | NotYetVerified |  | 3 | 1500 |  | 25 |  |  | 4100
P00000QP2 | Efficient Lights | Efficient Lights | 699-18L-0024D | Indoor Luminaires | Case Lighting | Vertical Refrigerated Case Luminaires | Standard | TRUE | 1474 | 61.2 | 24 | 6.8 | 0.93 | 3964 | 88 | 5 | 50000 | 40881 |  |  | NotYetVerified |  | 3 | 1500 |  | 25 |  |  | 4100
P00000QP5 | Efficient Lights | Efficient Lights | 585-15L-0024-40k-K | Indoor Luminaires | Case Lighting | Vertical Refrigerated Case Luminaires | Standard | TRUE | 1219 | 59.5 | 20.4 | 8.7 | 0.904 | 3960 | 88 | 5 | 50000 | 40881 |  |  | NotYetVerified |  | 3 | 1300 |  | 21 |  |  | 4100
P00000QP4 | Efficient Lights | Efficient Lights | 585-15L-0024D | Indoor Luminaires | Case Lighting | Vertical Refrigerated Case Luminaires | Standard | TRUE | 1229 | 59.7 | 20.5 | 8.6 | 0.904 | 3926 | 88 | 5 | 50000 | 40881 |  |  | NotYetVerified |  | 3 | 1300 |  | 21 |  |  | 4100
P000018JZ | Savenergy Inc | Savenergy Inc. | JHA-418WL4A5 | Indoor Luminaires | Case Lighting | Vertical Refrigerated Case Luminaires | Standard | TRUE | 1018.9 | 57.83 | 17.62 | 16.22 | 0.9241 | 3606 | 86.3 | 5 |  | 40875 |  |  | NotYetVerified |  | 3 | 900 | 45 | 18 |  | 0.9 | 3500 | 80
P000018JY | Savenergy Inc | Savenergy Inc. | JHA-418WL4A5 | Indoor Luminaires | Case Lighting | Horizontal Refrigerated Case Luminaires | Standard | TRUE | 1018.9 | 57.83 | 17.62 | 16.22 | 0.9241 | 3606 | 86.3 | 5 |  | 40875 |  |  | NotYetVerified |  | 3 | 900 | 45 | 18 |  | 0.9 | 3500 | 80
P000018JX | Savenergy Inc | Savenergy Inc. | JHA-315WL4A5 | Indoor Luminaires | Case Lighting | Vertical Refrigerated Case Luminaires | Standard | TRUE | 927.74 | 59.82 | 15.51 | 18.39 | 0.9089 | 3631 | 86.7 | 5 |  | 40875 |  |  | NotYetVerified |  | 3 | 900 | 45 | 15 |  | 0.9 | 3500 | 80
P000018JW | Savenergy Inc | Savenergy Inc. | JHA-315WL4A5 | Indoor Luminaires | Case Lighting | Horizontal Refrigerated Case Luminaires | Standard | TRUE | 927.74 | 59.82 | 15.51 | 18.39 | 0.9089 | 3631 | 86.7 | 5 |  | 40875 |  |  | NotYetVerified |  | 3 | 900 | 45 | 15 |  | 0.9 | 3500 | 80
P000018JV | Savenergy Inc | Savenergy Inc. | JHA-215WL4A5 | Indoor Luminaires | Case Lighting | Vertical Refrigerated Case Luminaires | Standard | TRUE | 902.98 | 58.83 | 15.35 | 18.15 | 0.9046 | 3650 | 86.5 | 5 |  | 40875 |  |  | NotYetVerified |  | 3 | 900 | 45 | 15 |  | 0.9 | 3500 | 80
P000018JU | Savenergy Inc | Savenergy Inc. | JHA-215WL4A5 | Indoor Luminaires | Case Lighting | Horizontal Refrigerated Case Luminaires | Standard | TRUE | 902.98 | 58.83 | 15.35 | 18.15 | 0.9046 | 3650 | 86.5 | 5 |  | 40875 |  |  | NotYetVerified |  | 3 | 900 | 45 | 15 |  | 0.9 | 3500 | 80
P000016XY | Q-Technology Inc. | CrossFire / StarFire | 4130-120-UC-P-35-[blank and A options] | Indoor Luminaires | Case Lighting | Horizontal Refrigerated Case Luminaires | Standard | TRUE | 431 | 56.5 | 7.63 | 6.6 | 0.997 | 3119 | 80 | 5 | 50000 | 40868 |  |  | NotYetVerified |  | 3 |  |  | 8.4 |  | 0.995 | 3500 | 80
P000016Y1 | Q-Technology Inc. | CrossFire / StarFire | 3130-120-UC-P-35-[blank and A options] | Indoor Luminaires | Case Lighting | Horizontal Refrigerated Case Luminaires | Standard | TRUE | 321 | 56.3 | 5.69 | 6.6 | 0.996 | 3104 | 80 | 5 | 50000 | 40868 |  |  | NotYetVerified |  | 3 |  |  | 6.3 |  | 0.995 | 3500 | 80
P000016Y6 | Q-Technology Inc. | CrossFire / StarFire | 3130-120-UN-P-50-[blank and A options] | Indoor Luminaires | Case Lighting | Horizontal Refrigerated Case Luminaires | Standard | TRUE | 452 | 89.7 | 5.044 | 15.7 | 0.982 | 4915 | 84 | 5 | 50000 | 40868 |  |  | NotYetVerified |  | 3 | [5 empty] | 5000
P000016Y4 | Q-Technology Inc. | CrossFire / StarFire | 3130-120-UN-P-35-[blank and A options] | Indoor Luminaires | Case Lighting | Horizontal Refrigerated Case Luminaires | Standard | TRUE | 426 | 84.7 | 5.029 | 16 | 0.981 | 3536 | 84 | 5 | 50000 | 40868 |  |  | NotYetVerified |  | 3 |  |  | 6.3 |  | 0.995 | 3500 | 80
P000016Y0 | Q-Technology Inc. | CrossFire / StarFire | 4130-120-UC-P-50-[blank and A options] | Indoor Luminaires | Case Lighting | Horizontal Refrigerated Case Luminaires | Standard | FALSE | [9 empty] | 40868 |  |  | NotYetVerified |  | 3 | 1530 | 80 | 8.4 |  |  | 5000 | 80
P000016Y3 | Q-Technology Inc. | CrossFire / StarFire | 3130-120-UC-P-50-[blank and A options] | Indoor Luminaires | Case Lighting | Horizontal Refrigerated Case Luminaires | Standard | FALSE | [9 empty] | 40868 |  |  | NotYetVerified |  | 3 | 1170 | 80 | 6.3 |  |  | 5000 | 80
P000016XX | Q-Technology Inc. | CrossFire / StarFire | 4130-120-UN-P-50-[blank and A options] | Indoor Luminaires | Case Lighting | Horizontal Refrigerated Case Luminaires | Standard | FALSE | [9 empty] | 40868 |  |  | NotYetVerified |  | 3 | 605 | 80 | 8.4 |  |  | 5000 | 80
P000016XZ | Q-Technology Inc. | CrossFire / StarFire | 4130-120-UC-P-41-[blank and A options] | Indoor Luminaires | Case Lighting | Horizontal Refrigerated Case Luminaires | Standard | FALSE | [9 empty] | 40868 |  |  | NotYetVerified |  | 3 | 1493 | 80 | 8.4 |  |  | 4100 | 80
P000016Y2 | Q-Technology Inc. | CrossFire / StarFire | 3130-120-UC-P-41-[blank and A options] | Indoor Luminaires | Case Lighting | Horizontal Refrigerated Case Luminaires | Standard | FALSE | [9 empty] | 40868 |  |  | NotYetVerified |  | 3 | 1133 | 80 | 6.3 |  |  | 4100 | 80
P000016XW | Q-Technology Inc. | CrossFire / StarFire | 4130-120-UN-P-41-[blank and A options] | Indoor Luminaires | Case Lighting | Horizontal Refrigerated Case Luminaires | Standard | FALSE | [9 empty] | 40868 |  |  | NotYetVerified |  | 3 | 581 | 80 | 8.4 |  |  | 4100 | 80
P000016Y5 | Q-Technology Inc. | CrossFire / StarFire | 3130-120-UN-P-41-[blank and A options] | Indoor Luminaires | Case Lighting | Horizontal Refrigerated Case Luminaires | Standard | FALSE | [9 empty] | 40868 |  |  | NotYetVerified |  | 3 | 436 | 80 |  |  |  | 4100 | 80
P000016XV | Q-Technology Inc. | CrossFire / StarFire | 4130-120-UN-P-35-[blank and A options] | Indoor Luminaires | Case Lighting | Horizontal Refrigerated Case Luminaires | Standard | FALSE | [9 empty] | 40868 |  |  | NotYetVerified |  | 3 | 560 | 80 | 8.4 |  | 0.995 | 3500 | 80
P00000QP0 | Efficient Lights | Efficient Lights | 699-18C-0024 | Indoor Luminaires | Case Lighting | Vertical Refrigerated Case Luminaires | Standard | TRUE | 1587 | 64.3 | 24.7 | 5.4 | 0.94 | 3991 | 79 | 5 | 50000 | 40787 |  |  | NotYetVerified |  | 3 | 1500 |  | 25 |  |  | 4100
P00000QOX | Efficient Lights | Efficient Lights | 585-15C-0024D | Indoor Luminaires | Case Lighting | Vertical Refrigerated Case Luminaires | Standard | TRUE | 1327 | 60.6 | 21.9 | 5.89 | 0.913 | 3980 | 80 | 5 | 50000 | 40786 |  |  | NotYetVerified |  | 3 | 1300 |  | 21 |  |  | 4100
P00000QOQ | Efficient Lights | Efficient Lights | 472-18C-024C | Indoor Luminaires | Case Lighting | Horizontal Refrigerated Case Luminaires | Standard | TRUE | 1442 | 64.4 | 22.4 | 5.26 | 0.98 | 3068 | 82.6 |  | 50000 | 40694 |  |  | NotYetVerified |  | 3 | 1440 | 60 | 26.5 |  |  | 3000 | 75
P00000QOT | Efficient Lights | Efficient Lights | 472-9C-024S | Indoor Luminaires | Case Lighting | Horizontal Refrigerated Case Luminaires | Standard | TRUE | 774.7 | 60 | 12.92 | 8.36 | 0.946 | 3051 | 84.2 |  | 50000 | 40694 |  |  | NotYetVerified |  | 3 | 770 | 60 | 15.5 |  |  | 3000 | 75
P00000ZKB | Leotek Electronics USA LLC | Leotek | CL5-5A12C72 [120V ONLY] | Indoor Luminaires | Case Lighting | Vertical Refrigerated Case Luminaires | Standard | TRUE | 1595.9 | 49.8 | 32.03 | 15.9 | 0.978 | 5162 | 81.5 | 10 | 62361 | 40673 |  |  | NotYetVerified |  | 3 |  |  |  |  | 0.9 | 5000 | 70
P000004GV | Advance Electronic Concepts | RCLF | RCLF-60-3500 | Indoor Luminaires | Case Lighting | Vertical Refrigerated Case Luminaires | Standard | TRUE | 1102 | 49.6 | 22.21 | 12.5 | 0.981 | 3500 | 83.1 | 5 | 50000 | 40563 |  |  | NotYetVerified |  | 3 |  |  | 19 |  |  | 3500 | 80
P000019C3 | SloanLED | Cold Door | 701906-2-END-NW-60-701933-[All Options]-[All Options] (120V Only) | Indoor Luminaires | Case Lighting | Vertical Refrigerated Case Luminaires | Standard | FALSE | [9 empty] | 40512 |  |  | NotYetVerified |  | 3 | 577.58 | 57.13 | 10.11 |  | 0.99 | 4100 | 85
P000019C5 | SloanLED | Cold Door | 701906-2-NW-60-701933-[All Options]-[All Options] (120V Only) | Indoor Luminaires | Case Lighting | Vertical Refrigerated Case Luminaires | Standard | FALSE | [9 empty] | 40512 |  |  | NotYetVerified |  | 3 | 1206.1 | 60.1 | 20.1 |  | 0.99 | 4100 | 84
P000016XO | Q-Technology Inc. | CrossFire / StarFire | 5160-120-LP-[blank and Q options]-35 | Indoor Luminaires | Case Lighting | Vertical Refrigerated Case Luminaires | Standard | TRUE | 518.5 | 78.8 | 6.577 | 12.9 | 0.989 | 3618 | 85 | 5 | 75000 | 40490 |  |  | NotYetVerified | Updated 12/12/2016 | 3 |  |  | 7.5 | 12.9 | 0.997 | 3500 | 80
P000016XN | Q-Technology Inc. | CrossFire / StarFire | 5160-120-CP-[blank and Q options]-35 | Indoor Luminaires | Case Lighting | Vertical Refrigerated Case Luminaires | Standard | TRUE | 1104 | 84 | 13.15 | 13.9 | 0.988 | 3621 | 85 | 5 | 75000 | 40490 |  |  | NotYetVerified | Updated 12/12/2016 | 3 |  |  | 14.9 | 13.9 | 0.997 | 3500 | 80
P000016Y7 | Q-Technology Inc. | CrossFire / StarFire | 6160-120-CP-[blank and Q options]-41 | Indoor Luminaires | Case Lighting | Vertical Refrigerated Case Luminaires | Standard | FALSE | [9 empty] | 40490 |  |  | NotYetVerified | Updated 12/12/2016 | 3 | 1450 | 80.55 | 18 | 13.6 | 0.997 | 4100 | 80
P000016Y9 | Q-Technology Inc. | CrossFire / StarFire | 5160-120-CP-[blank and Q options]-41 | Indoor Luminaires | Case Lighting | Vertical Refrigerated Case Luminaires | Standard | FALSE | [9 empty] | 40490 |  |  | NotYetVerified | Updated 12/12/2016 | 3 | 1130 | 80.71 | 14 | 13.6 | 0.997 | 4100 | 80
P000016Y8 | Q-Technology Inc. | CrossFire / StarFire | 4160-120-CP-[blank and Q options]-41 | Indoor Luminaires | Case Lighting | Vertical Refrigerated Case Luminaires | Standard | FALSE | [9 empty] | 40490 |  |  | NotYetVerified | Updated 12/12/2016 | 3 | 1100 | 80.29 | 13.7 | 13.6 | 0.997 | 4100 | 80
P000016YB | Q-Technology Inc. | CrossFire / StarFire | 6160-120-RP-[blank and Q options]-41 | Indoor Luminaires | Case Lighting | Vertical Refrigerated Case Luminaires | Standard | FALSE | [9 empty] | 40490 |  |  | NotYetVerified | Updated 12/12/2016 | 3 | 712 | 79.11 | 9 | 13.6 | 0.997 | 4100 | 80
P000016XU | Q-Technology Inc. | CrossFire / StarFire | 6160-120-LP-[blank and Q options]-41 | Indoor Luminaires | Case Lighting | Vertical Refrigerated Case Luminaires | Standard | FALSE | [9 empty] | 40490 |  |  | NotYetVerified | Updated 12/12/2016 | 3 | 712 | 79.11 | 9 | 13.6 | 0.997 | 4100 | 80
P000016XR | Q-Technology Inc. | CrossFire / StarFire | 5160-120-LP-[blank and Q options]-41 | Indoor Luminaires | Case Lighting | Vertical Refrigerated Case Luminaires | Standard | FALSE | [9 empty] | 40490 |  |  | NotYetVerified | Updated 12/12/2016 | 3 | 530 | 79.1 | 6.7 | 13.6 | 0.997 | 4100 | 80
P000016XQ | Q-Technology Inc. | CrossFire / StarFire | 5160-120-RP-[blank and Q options]-41 | Indoor Luminaires | Case Lighting | Vertical Refrigerated Case Luminaires | Standard | FALSE | [9 empty] | 40490 |  |  | NotYetVerified | Updated 12/12/2016 | 3 | 562 | 80.28 | 7 | 12.9 | 0.997 | 4100 | 80
P000016XM | Q-Technology Inc. | CrossFire / StarFire | 4160-120-LP-[blank and Q options]-41 | Indoor Luminaires | Case Lighting | Vertical Refrigerated Case Luminaires | Standard | FALSE | [9 empty] | 40490 |  |  | NotYetVerified | Updated 12/12/2016 | 3 | 560 | 80 | 7 | 13.6 | 0.997 | 4100 | 80
P000016XL | Q-Technology Inc. | CrossFire / StarFire | 4160-120-RP-[blank and Q options]-41 | Indoor Luminaires | Case Lighting | Vertical Refrigerated Case Luminaires | Standard | FALSE | [9 empty] | 40490 |  |  | NotYetVerified | Updated 12/12/2016 | 3 | 560 | 80 | 7 | 13.6 | 0.997 | 4100 | 80
P000016XJ | Q-Technology Inc. | CrossFire / StarFire | 4160-120-LP-[blank and Q options]-35 | Indoor Luminaires | Case Lighting | Vertical Refrigerated Case Luminaires | Standard | FALSE | [9 empty] | 40490 |  |  | NotYetVerified | Updated 12/12/2016 | 3 | 605 | 79.6 | 7.6 | 13.9 | 0.997 | 3500 | 81.9
P000016XS | Q-Technology Inc. | CrossFire / StarFire | 6160-120-CP-[blank and Q options]-35 | Indoor Luminaires | Case Lighting | Vertical Refrigerated Case Luminaires | Standard | FALSE | [9 empty] | 40490 |  |  | NotYetVerified | Updated 12/12/2016 | 3 | 1425 | 79.16 | 18 | 13.9 | 0.997 | 3500 | 80
P000016XI | Q-Technology Inc. | CrossFire / StarFire | 4160-120-CP-[blank and Q options]-35 | Indoor Luminaires | Case Lighting | Vertical Refrigerated Case Luminaires | Standard | FALSE | [9 empty] | 40490 |  |  | NotYetVerified | Updated 12/12/2016 | 3 | 1110 | 79.28 | 14 | 13.9 | 0.997 | 3500 | 80
P000016YA | Q-Technology Inc. | CrossFire / StarFire | 6160-120-RP-[blank and Q options]-35 | Indoor Luminaires | Case Lighting | Vertical Refrigerated Case Luminaires | Standard | FALSE | [9 empty] | 40490 |  |  | NotYetVerified | Updated 12/12/2016 | 3 | 710 | 78.88 | 9 | 12.9 | 0.997 | 3500 | 80
P000016XT | Q-Technology Inc. | CrossFire / StarFire | 6160-120-LP-[blank and Q options]-35 | Indoor Luminaires | Case Lighting | Vertical Refrigerated Case Luminaires | Standard | FALSE | [9 empty] | 40490 |  |  | NotYetVerified | Updated 12/12/2016 | 3 | 709 | 78.77 | 9 | 13.9 | 0.997 | 3500 | 80
P000016XP | Q-Technology Inc. | CrossFire / StarFire | 5160-120-RP-[blank and Q options]-35 | Indoor Luminaires | Case Lighting | Vertical Refrigerated Case Luminaires | Standard | FALSE | [9 empty] | 40490 |  |  | NotYetVerified | Updated 12/12/2016 | 3 | 555 | 79.28 | 7 | 12.9 | 0.997 | 3500 | 80
P000016XK | Q-Technology Inc. | CrossFire / StarFire | 4160-120-RP-[blank and Q options]-35 | Indoor Luminaires | Case Lighting | Vertical Refrigerated Case Luminaires | Standard | FALSE | [9 empty] | 40490 |  |  | NotYetVerified | Updated 12/12/2016 | 3 | 605 | 79.6 | 7.6 | 12.9 | 0.997 | 3500 | 80