## All Fans - 1 Phase (hidden)
Test # | Manufacturer | Model | Size | Cone | Shutter | Air Flow (cfm) 0.05" SP | VER (cfm/W) 0.05" SP | Air Flow (cfm) 0.10" SP | VER (cfm/W) 0.10" SP | Air Flow Ratio*
110 | Acme | BDR48J2-C | 48" | Y | A | 23400 | 20.8 | 22300 | 19 | 0.84
7208 | Acme | BDR48J2L | 48" | Y | A | 22900 | 22.3 | 21900 | 20.3 | 0.84
5018 | Acme | BDRB48J-C3 | 48" | Y | B | 23900 | 20.1 | 22700 | 18.2 | 0.83
5019 | Acme | BDRB48K-C3 | 48" | Y | B | 23600 | 19.6 | 22400 | 17.7 | 0.83
278 | Acme | DC48J-C | 48" | Y | A | 21000 | 20.9 | 19700 | 18.8 | 0.71
208 | Acme | DDPG48J-C | 48" | Y | A | 21900 | 21.9 | 20600 | 19.6 | 0.78
207 | Acme | DDPS48J-C | 48" | Y | A | 20400 | 23.9 | 19100 | 21.3 | 0.77
291 | Acme | DDPG50J-C | 50" | Y | A | 23500 | 21.9 | 22200 | 19.9 | 0.8
289 | Acme | DDPG50J-C | 50" | Y | A | 24100 | 20.8 | 22800 | 18.9 | 0.8
290 | Acme | DDPG50JL-C | 50" | Y | A | 19700 | 26.5 | 18000 | 23.3 | 0.62
252 | Acme | DDPS50J-C | 50" | Y | A | 23800 | 22 | 22600 | 20 | 0.79
7204 | Acme | BDR54J | 54" | Y | A | 25100 | 27.7 | 23500 | 24.5 | 0.76
7206 | Acme | BDR54J1 | 54" | Y | A | 27400 | 25.4 | 25900 | 22.7 | 0.81
245 | Acme | BDR54J-C | 54" | Y | A | 26100 | 24.2 | 24500 | 21.4 | 0.79
246 | Acme | BDR54JL-C | 54" | Y | A | 19400 | 33 | 17100 | 27.4 | 0.41
10484 | Acme | BDR54K-C | 54" | Y | A | 29300 | 21.1 | 28000 | 19.3 | 0.85
10487 | Acme | BDR54KT-C | 54" | Y | A | 30200 | 20.4 | 28900 | 18.6 | 0.86
2209 | Acme | BDRV54J1-C2 | 54" | Y | A | 27100 | 24 | 25500 | 21.1 | 0.77
2215 | Acme | BDRV54J1-C3 | 54" | Y | A | 27000 | 23.8 | 25000 | 20.7 | 0.74
2207 | Acme | BDRV54J2-C2 | 54" | Y | A | 27400 | 25.5 | 25800 | 22.5 | 0.79
2217 | Acme | BDRV54J2-C3 | 54" | Y | A | 27100 | 25.2 | 25400 | 22.2 | 0.79
2210 | Acme | BDRV54J-C2 | 54" | Y | A | 26100 | 25.8 | 24400 | 22.4 | 0.77
2214 | Acme | BDRV54J-C3 | 54" | Y | A | 25900 | 25.3 | 24200 | 22.2 | 0.76
4300 | Acme | BDRV54J-CB | 54" | Y | B | 26200 | 23.6 | 24100 | 20.3 | 0.76
2212 | Acme | BDRV54JL-C2 | 54" | Y | A | 23000 | 30.1 | 21000 | 25.8 | 0.68
2213 | Acme | BDRV54JL-C3 | 54" | Y | A | 22800 | 29.3 | 20700 | 25.2 | 0.68
5029 | Acme | BDRV54K-C2 | 54" | Y | A | 29200 | 20.3 | 27900 | 18.4 | 0.85
5026 | Acme | BDRV54K-C3 | 54" | Y | A | 28900 | 19.9 | 27500 | 18.1 | 0.83
4298 | Acme | BDRV54K-CB | 54" | Y | B | 29100 | 19.4 | 27600 | 17.4 | 0.81
300 | Acme | DC54J-C | 54" | Y | A | 26800 | 24.7 | 24200 | 21.3 | 0.66
301 | Acme | DC54JL-C | 54" | Y | A | 21000 | 31.7 | 17700 | 25.7 | 0.25
313 | Acme | DC54K-C | 54" | Y | A | 28700 | 21.6 | 26500 | 19.2 | 0.73
312 | Acme | DC54K-C | 54" | Y | A | 28700 | 21.8 | 26600 | 19.5 | 0.74
4278 | Acme | DDPGV54J-C | 54" | Y | A | 26500 | 25.2 | 24700 | 21.8 | 0.76
4280 | Acme | DDPGV54K-C | 54" | Y | A | 29400 | 20.9 | 27900 | 18.9 | 0.82
4274 | Acme | DDPSV54J-C | 54" | Y | A | 25500 | 25.4 | 23800 | 22.1 | 0.77
4270 | Acme | DDPSV54K-C | 54" | Y | A | 28000 | 20.8 | 26600 | 18.7 | 0.82
384 | Aerotech | AT09Z2CP | 9" | Y | P | 1090 | 5.8 | 1070 | 5.6 | 0.91
385 | Aerotech | AT09Z2P | 9" | N | P | 970 | 4.9 | 930 | 4.7 | 0.88
6168 | Aerotech | AT16ZCA | 16" | Y | A | 3100 | 13.5 | 3000 | 12.5 | 0.81
6169 | Aerotech | AT16ZCP | 16" | Y | P | 3100 | 13.2 | 2900 | 12.1 | 0.77
4218 | Aerotech | AT18ZCP | 18" | Y | P | 4180 | 10.5 | 4020 | 9.8 | 0.87
3035 | Aerotech | AT18ZCP | 18" | Y | P | 4210 | 11.1 | 4030 | 10.4 | 0.87
6171 | Aerotech | AT24ZCA | 24" | Y | A | 6000 | 15 | 5600 | 13.9 | 0.8
3032 | Aerotech | AT24ZCP | 24" | Y | P | 6000 | 14.8 | 5600 | 13.5 | 0.76
3033 | Aerotech | AT24ZCP | 24" | Y | P | 6090 | 14.7 | 5740 | 13.4 | 0.78
139 | Aerotech | VX26F1CR | 24" | Y | P | 7610 | 19.4 | 6980 | 17.1 | 0.69
136 | Aerotech | VX26F1CR | 24" | Y | P | 7600 | 18.6 | 7000 | 16.6 | 0.7
4085 | Aerotech | AT3615Z1CP | 36" | Y | P | 16260 | 11 | 15700 | 10.4 | 0.89
4086 | Aerotech | AT3615Z1GP | 36" | N | P | 14830 | 9.4 | 14260 | 9 | 0.87
4084 | Aerotech | AT361Z1CP | 36" | Y | P | 15150 | 12.4 | 14560 | 11.7 | 0.86
4083 | Aerotech | AT361Z1GP | 36" | N | P | 13840 | 10.7 | 13230 | 10.1 | 0.86
3158 | Aerotech | AT365Z1CP | 36" | Y | P | 11500 | 18.8 | 10570 | 16.8 | 0.66
3171 | Aerotech | AT365Z2CP | 36" | Y | P | 11540 | 18.1 | 10670 | 16.2 | 0.66
8323 | Aerotech | AT36Z1CP | 36" | Y | P | 11000 | 19.3 | 10100 | 17 | 0.72
8322 | Aerotech | AT36Z1CP | 36" | Y | P | 11000 | 19.6 | 10100 | 17.3 | 0.73
1392 | Aerotech | AX365T1CP | 36" | Y | P | 11730 | 19.5 | 10760 | 17.1 | 0.71
1390 | Aerotech | AX365T1CP | 36" | Y | P | 11820 | 19.2 | 10850 | 17 | 0.7
142 | Aerotech | GB36Q1P | 36" | N | P | 9370 | 16.1 | 8800 | 14.8 | 0.79
6262 | Aerotech | AT4815Z1CA | 48" | Y | A | 26500 | 18.6 | 24900 | 17 | 0.81
2404 | Aerotech | AT4815Z1CP | 48" | Y | P | 25300 | 17.6 | 23800 | 16.1 | 0.81
6259 | Aerotech | AT481Z1CA | 48" | Y | A | 24500 | 21.7 | 22800 | 19.4 | 0.74
6260 | Aerotech | AT481Z1CP | 48" | Y | P | 23400 | 20.1 | 21800 | 18.2 | 0.77
6263 | Aerotech | AT481Z2CA | 48" | Y | A | 22900 | 20.5 | 20700 | 17.8 | 0.67
6264 | Aerotech | AT481Z2CP | 48" | Y | P | 21700 | 18.8 | 20000 | 16.8 | 0.68
5073 | Aerotech | AX481T1CJ | 48" | Y | A | 24000 | 20.8 | 22400 | 18.8 | 0.78
1372 | Aerotech | AX481T1CP | 48" | Y | P | 24200 | 20.7 | 22700 | 18.6 | 0.77
379 | Aerotech | GB4815T1P | 48" | N | P | 21800 | 15.7 | 20900 | 14.6 | 0.86
378 | Aerotech | GB481T1P | 48" | N | P | 20700 | 17.7 | 19600 | 16.1 | 0.83
5160 | Aerotech | WF5015T1CJ | 50" | Y | A | 27100 | 17.5 | 25100 | 15.9 | 0.8
3151 | Aerotech | WF5015T1CP | 50" | Y | P | 27000 | 18 | 25800 | 16.4 | 0.85
3150 | Aerotech | WF5015T1CY | 50" | Y | A | 27100 | 17.1 | 25800 | 15.6 | 0.85
7188 | Aerotech | WF5015V1CD | 50" | Y | B | 28500 | 18.7 | 26900 | 17.1 | 0.78
5159 | Aerotech | WF501T1CJ | 50" | Y | A | 24200 | 21.2 | 22200 | 19 | 0.73
3148 | Aerotech | WF501T1CP | 50" | Y | P | 23900 | 22.5 | 22400 | 20.1 | 0.75
3149 | Aerotech | WF501T1CY | 50" | Y | A | 23900 | 22.1 | 22400 | 19.8 | 0.78
7401 | Aerotech | WF501V1CD | 50" | Y | B | 25200 | 22.7 | 23200 | 20.4 | 0.75
374 | Aerotech | AX5115T1CP | 51" | Y | P | 26900 | 18.7 | 25100 | 16.9 | 0.78
369 | Aerotech | AX511T1CP | 51" | Y | P | 25100 | 21.4 | 23300 | 19.1 | 0.75
8178 | Aerotech | VX5115F1CD | 51" | Y | B | 29400 | 20.5 | 27700 | 18.6 | 0.79
8176 | Aerotech | VX5115F1CEP | 51" | Y | P | 28400 | 19.5 | 28600 | 17.9 | 0.81
8177 | Aerotech | VX5115F1CER | 51" | Y | P | 30100 | 21.4 | 28200 | 19.3 | 0.79
2386 | Aerotech | VX5115F1CP | 51" | Y | P | 28000 | 19.1 | 26300 | 17.4 | 0.81
2387 | Aerotech | VX5115F1CR | 51" | Y | P | 29200 | 20.4 | 27400 | 18.4 | 0.79
8180 | Aerotech | VX5115F1GP | 51" | N | P | 24800 | 16 | 23400 | 15 | 0.81
8179 | Aerotech | VX5115F1GR | 51" | N | P | 25600 | 16.7 | 24100 | 15.6 | 0.8
8171 | Aerotech | VX511F1CD | 51" | Y | B | 27200 | 23.4 | 25100 | 20.8 | 0.75
8174 | Aerotech | VX511F1CEP | 51" | Y | P | 26100 | 22.2 | 24300 | 20.1 | 0.75
8173 | Aerotech | VX511F1CER | 51" | Y | P | 27600 | 24.4 | 25400 | 21.5 | 0.71
2383 | Aerotech | VX511F1CP | 51" | Y | P | 26100 | 21.8 | 24200 | 19.6 | 0.77
8181 | Aerotech | VX511F1GP | 51" | N | P | 22900 | 18.3 | 21300 | 16.8 | 0.76
8182 | Aerotech | VX511F1GR | 51" | N | P | 23400 | 18.8 | 21700 | 17.1 | 0.74
6149 | Aerotech | WF5415T1CEJ | 54" | Y | A | 30300 | 22.2 | 28600 | 20 | 0.81
6148 | Aerotech | WF5415T1CEP | 54" | Y | P | 29500 | 21.2 | 27800 | 19.2 | 0.81
6116 | Aerotech | WF5415T1CJ | 54" | Y | A | 29500 | 20.8 | 27900 | 18.9 | 0.81
6117 | Aerotech | WF5415T1CP | 54" | Y | P | 29700 | 21.1 | 27800 | 18.8 | 0.79
7393 | Aerotech | WF5415V1CD | 54" | Y | B | 29600 | 22.4 | 27800 | 20.1 | 0.8
6141 | Aerotech | WF541T1CEJ | 54" | Y | A | 27800 | 25 | 26000 | 22.3 | 0.77
6139 | Aerotech | WF541T1CEP | 54" | Y | P | 27400 | 24.2 | 25600 | 21.7 | 0.76
6115 | Aerotech | WF541T1CJ | 54" | Y | A | 27300 | 23.6 | 25400 | 20.9 | 0.77
6113 | Aerotech | WF541T1CP | 54" | Y | P | 27400 | 23.3 | 25500 | 20.6 | 0.76
7390 | Aerotech | WF541V1CD | 54" | Y | B | 27800 | 24.6 | 25900 | 21.7 | 0.77
6019 | Aerotech | WF542T1CJ | 54" | Y | A | 30800 | 18.6 | 29000 | 16.7 | 0.83
6118 | Aerotech | WF542T1CP | 54" | Y | P | - | - | 29800 | 17.9 | -
8315 | Aerotech | WF542V1CD | 54" | Y | B | 31200 | 19.6 | 29500 | 17.7 | 0.83
6129 | Aerotech | VX5515F1CP | 55" | Y | P | 28900 | 19.3 | 27000 | 17.6 | 0.73
6144 | Aerotech | VX5515F1CR | 55" | Y | P | - | - | 29300 | 19 | -
6130 | Aerotech | VX552F1CP | 55" | Y | P | - | - | 30400 | 14.9 | -
6145 | Aerotech | VX552F1CR | 55" | Y | P | - | - |  |  | -
8111 | Airstream | CS24 | 25" | Y | P | 6160 | 16.9 | 5800 | 15.4 | 0.79
12433 | Airstream | APPB-36CHP | 36" | Y | P | 15200 | 12.8 | 14570 | 11.9 | 0.86
12434 | Airstream | APPB-36HP | 36" | N | P | 14030 | 11.1 | 13400 | 10.4 | 0.86
114 | Airstream | CGSBC50HE | 50" | Y | A | 19800 | 24.1 | 18100 | 22 | 0.59
4309 | Airstream | G50CBF16GA | 50" | Y | B | 23500 | 24 | 21800 | 20.8 | 0.72
4310 | Airstream | G50CBF16GAHE | 50" | Y | B | 22100 | 25.9 | 19900 | 22.1 | 0.68
4308 | Airstream | G50CBF16GAHF | 50" | Y | B | 25400 | 21.5 | 23600 | 18.9 | 0.77
3168 | Airstream | G50SCL16GA | 50" | Y | A | 23100 | 20 | 21500 | 17.7 | 0.76
3167 | Airstream | F52CL160GA | 52" | Y | A | 28100 | 21.5 | 26600 | 19.5 | 0.83
7338 | Airstream | CS541-NC | 54" | N | A | 25700 | 17.4 | 24100 | 15.9 | 0.79
7105 | Airstream | CS54C1-P | 54" | Y | A | 30044 | 20.2 | 28157 | 18.3 | 0.79
6218 | Airstream | G54CBF16GA | 54" | Y | B | - | - | 29500 | 19.8 | -
6223 | Airstream | G54CBF16GAHE | 54" | Y | B | 27400 | 25.9 | 24700 | 21.7 | 0.66
6222 | Airstream | G54CBF16GAU | 54" | Y | B | 25000 | 28.8 | 21900 | 23.3 | 0.53
6208 | America | FGBC36J | 36" | Y | A | 11700 | 22.7 | 10500 | 20.2 | 0.65
6207 | America | FGBC36J | 36" | Y | A | 11600 | 22.2 | 10600 | 20.2 | 0.66
6211 | America | FGBC36K | 36" | Y | A | 13800 | 18.1 | 12900 | 16.6 | 0.78
6213 | America | FGBC36L | 36" | Y | A | 16300 | 14.3 | 15500 | 13.4 | 0.85
6190 | America | MNBC36J | 36" | Y | A | 10000 | 20.5 | 9000 | 18.4 | 0.44
6189 | America | MNBC36J | 36" | Y | A | 10100 | 20.3 | 9100 | 18.6 | 0.47
6194 | America | MNBC36K | 36" | Y | A | 11900 | 16.1 | 11100 | 15.1 | 0.79
6196 | America | MNBC36L | 36" | Y | A | 14000 | 12.5 | 13400 | 11.9 | 0.85
6206 | America | MNBCC36J | 36" | Y | A | 11400 | 23.5 | 10200 | 20.5 | 0.59
6205 | America | MNBCC36J | 36" | Y | A | 11400 | 23.3 | 10200 | 20.8 | 0.61
10136 | America | MNBCC36K | 36" | Y | A | 13410 | 21 | 12350 | 19 | 0.71
6201 | America | MNBCC36K | 36" | Y | A | 13600 | 18.3 | 12700 | 16.9 | 0.77
6199 | America | MNBCC36L | 36" | Y | A | 15900 | 14.5 | 15200 | 13.7 | 0.84
10137 | America | MNEFC36J | 36" | Y | A | 11470 | 22.9 | 10680 | 19.9 | 0.77
1245 | America | MNCFB48K | 48" | N | A | 16500 | 22.6 | 14600 | 19.2 | 0.41
1241 | America | MNCFB48L | 48" | N | A | 20200 | 18.5 | 18700 | 16.8 | 0.75
1110 | America | MNCFBC48K | 48" | Y | A | 19300 | 26 | 16900 | 21.4 | 0.41
1106 | America | MNCFBC48L | 48" | Y | A | 23100 | 22 | 21400 | 19.3 | 0.73
1244 | America | MNCFBE48L | 48" | N | A | 18300 | 20.6 | 16600 | 18.1 | 0.61
1105 | America | MNCFBEC48L | 48" | Y | A | 21000 | 23.5 | 19000 | 20.2 | 0.64
1171 | America | FGBC52K | 53" | Y | A | 22100 | 31.5 | 19500 | 26.6 | 0.09
1175 | America | FGBC52L | 53" | Y | A | 26800 | 24.9 | 24700 | 22 | 0.71
1182 | America | FGBC52M | 53" | Y | A | - | - | 28400 | 19.1 | -
1174 | America | FGBCE52L | 53" | Y | A | 24300 | 27.7 | 22200 | 24.3 | 0.51
1168 | America | FGBR52K | 53" | Y | P | 21400 | 27.8 | 19000 | 22.8 | 0.39
1092 | America | FGBRE52M | 53" | Y | P | 26900 | 21.3 | 25500 | 19.4 | 0.79
1093 | America | FGBRE52M | 53" | Y | A | 28000 | 23.3 | 26400 | 20.7 | 0.8
11413 | America | MNBC52L | 53" | N | A | 23800 | 17.8 | 22000 | 16.4 | 0.72
11412 | America | MNBC52LE | 53" | N | A | 22400 | 19.9 | 20700 | 18.1 | 0.58
11414 | America | MNBC52M | 53" | N | A | 26400 | 15.9 | 24900 | 14.8 | 0.81
11404 | America | MNBCC52L | 53" | Y | A | 26900 | 21.4 | 25000 | 19.2 | 0.74
11405 | America | MNBCC52LE | 53" | Y | A | 25200 | 23.3 | 23100 | 20.8 | 0.7
11403 | America | MNBCC52M | 53" | Y | A | 29600 | 18.8 | 27900 | 17.2 | 0.81
5246 | America | MNBCDD52L | 53" | Y | B | 26400 | 23.7 | 24200 | 21 | 0.7
5245 | America | MNBCDD52L | 53" | Y | B | 26700 | 24.1 | 24400 | 21.4 | 0.72
5247 | America | MNBCDD52LE | 53" | Y | B | 25200 | 25.2 | 23000 | 22.5 | 0.65
5244 | America | MNBCDD52LE | 53" | Y | B | 25400 | 25.7 | 23200 | 23 | 0.67
5257 | America | MNBCDD52M | 53" | Y | B | 30100 | 20.8 | 28100 | 18.8 | 0.79
99158 | America | MNCF52L | 53" | N | A | 23500 | 18.4 | 21800 | 16.8 | 0.73
99156 | America | MNCF52M1P | 53" | N | A | 24800 | 17.4 | 23400 | 16.1 | 0.79
1126 | America | MNCFC52K | 53" | Y | A | 21300 | 25.9 | 18300 | 21.3 | 0.19
1114 | America | MNCFC52L | 53" | Y | A | 25400 | 22 | 23100 | 19.1 | 0.66
1113 | America | MNCFC52M | 53" | Y | A | 28000 | 20 | 26000 | 17.8 | 0.76
99160 | America | MNCFE52L | 53" | N | A | 20900 | 22.2 | 19000 | 19.7 | 0.61
1118 | America | MNCFEC52L | 53" | Y | A | 23500 | 23.4 | 21100 | 20 | 0.53
1197 | America | MNEF52K | 53" | N | A | 19100 | 24.5 | 17100 | 21.2 | 0.56
1204 | America | MNEF52L | 53" | N | A | 22400 | 19.7 | 20800 | 17.6 | 0.72
1208 | America | MNEF52M | 53" | N | A | 24400 | 18.3 | 23100 | 17 | 0.8
1221 | America | MNEFC52K | 53" | Y | A | 20800 | 28.2 | 17900 | 22.7 | 0.36
1229 | America | MNEFC52L | 53" | Y | A | 24400 | 23 | 22400 | 20 | 0.69
1225 | America | MNEFC52L | 53" | Y | A | 24400 | 23.6 | 22600 | 20.4 | 0.71
1232 | America | MNEFC52M | 53" | Y | A | 27000 | 21.6 | 25500 | 20.2 | 0.75
7215 | America | MNEFDD52L | 53" | Y | D | 25500 | 23.9 | 23300 | 20.2 | 0.68
7213 | America | MNEFDD52M | 53" | Y | D | 27400 | 22.1 | 25400 | 19.1 | 0.76
1205 | America | MNEFE52L | 53" | N | A | 21600 | 20.8 | 19800 | 18.4 | 0.69
1228 | America | MNEFEC52L | 53" | Y | A | 24300 | 25.7 | 21400 | 20.7 | 0.64
7222 | America | NBCID52L-SQ | 53" | Y | D | 25100 | 23.2 | 23100 | 20.7 | 0.7
7223 | America | NBCID52M-SQ | 53" | Y | D | 29300 | 18.9 | 27700 | 17.4 | 0.81
7231 | America | NCFID52L-SQ | 53" | Y | D | 25000 | 21.2 | 22900 | 18.7 | 0.71
7232 | America | NCFID52M-SQ | 53" | Y | D | 27800 | 18.8 | 26400 | 17.3 | 0.8
7221 | America | NEFID52L-SQ | 53" | Y | D | 25200 | 23.9 | 23500 | 20.7 | 0.73
7220 | America | NEFID52M-SQ | 53" | Y | D | 27000 | 21.3 | 25800 | 19.7 | 0.79
10238 | America | MNBCC54L | 55" | Y | A | 26900 | 25.6 | 25600 | 23 | 0.77
10237 | America | MNBCC54M | 55" | Y | A | 31600 | 22.4 | 29800 | 20.2 | 0.82
11389 | America | MNBCCDD54L | 55" | Y | B | 27600 | 24.4 | 25000 | 21.2 | 0.69
10239 | America | MNBCCE54L | 55" | Y | A | 25300 | 29 | 23300 | 25.6 | 0.69
10236 | America | MNBCCE54M | 55" | Y | A | 29800 | 23.7 | 28100 | 21.5 | 0.81
11390 | America | MNBCDD54LE | 55" | Y | B | 24800 | 29 | 21400 | 23.4 | 0.61
11387 | America | MNBCDD54M | 55" | Y | B | 31600 | 21.9 | 29300 | 19.3 | 0.77
11388 | America | MNBCDD54ME | 55" | Y | B | 29700 | 23.6 | 27400 | 20.6 | 0.73
10252 | America | MNEFC54L | 55" | Y | A | 26100 | 27.7 | 24000 | 23.9 | 0.71
10256 | America | MNEFC54M | 55" | Y | A | 29100 | 22.6 | 27700 | 20.5 | 0.82
10251 | America | MNEFCE54L | 55" | Y | A | 24100 | 29.8 | 21600 | 24.8 | 0.64
10255 | America | MNEFCE54M | 55" | Y | A | 27900 | 24.5 | 26000 | 21.5 | 0.8
11400 | America | MNEFDD54L | 55" | Y | B | 25900 | 25.8 | 23200 | 21.3 | 0.68
11399 | America | MNEFDD54LE | 55" | Y | B | 23400 | 29.9 | 20600 | 24.2 | 0.61
11402 | America | MNEFDD54M | 55" | Y | B | 29700 | 23.2 | 27700 | 20.3 | 0.77
11401 | America | MNEFDD54ME | 55" | Y | B | 28000 | 25.1 | 25500 | 21.2 | 0.74
9247 | America | MNBF60L | 61" | N | A | 24600 | 22.9 | 21600 | 19.8 | 0.44
9248 | America | MNBF60M | 61" | N | A | 29100 | 19.1 | 27100 | 17.5 | 0.69
9256 | America | MNBFC60L | 61" | Y | A | 26900 | 27 | 22700 | 21.9 | 0.34
9257 | America | MNBFC60M | 61" | Y | A | 32000 | 21.6 | 29600 | 19.2 | 0.68
9262 | America | NBFID60L-SQ | 61" | Y | G | 27700 | 29 | 24100 | 24.4 | 0.35
9263 | America | NBFID60M-SQ | 61" | Y | G | 32400 | 23.2 | 29900 | 20.4 | 0.72
7482 | Better | LPF-1200C | 12" | Y | P | 1960 | 7.7 | 1850 | 7.4 | 0.82
7479 | Better | LPF-1400C | 14" | Y | P | 2610 | 8.7 | 2480 | 8.1 | 0.85
7474 | Better | LPF-1600C | 16" | Y | P | 2920 | 11.6 | 2810 | 10.9 | 0.87
7478 | Better | LPF-1800C | 18" | Y | P | 4160 | 10.4 | 3980 | 9.7 | 0.86
7476 | Better | LPF-2000C | 20" | Y | P | 5370 | 9.4 | 5190 | 9 | 0.9
7472 | Better | LPF-2001C | 20" | Y | P | 4570 | 12.1 | 4390 | 11.3 | 0.86
7469 | Better | LPF-2401 | 24" | Y | P | 6500 | 10.6 | 6190 | 9.9 | 0.84
7470 | Better | LPF-2401C | 24" | Y | P | 7200 | 12.1 | 6820 | 11.2 | 0.84
7460 | Better | LPF-3600C | 36" | Y | P | 12540 | 13.9 | 11640 | 12.6 | 0.73
7455 | Better | LPF-3600FC12 | 36" | Y | P | 10380 | 19.3 | 8840 | 16.3 | 0.28
7457 | Better | LPF-3601-12C | 36" | Y | P | 10610 | 16.1 | 9650 | 14.1 | 0.68
7453 | Better | LPF-3601-1C | 36" | Y | P | 14160 | 12.8 | 13380 | 12 | 0.83
3112 | Better | FW-48/1.00 | 48" | Y | P | 22500 | 18.9 | 20600 | 17.3 | 0.69
3113 | Better | FW-48/1.00 hi eff. | 48" | Y | P | 20800 | 21.3 | 18800 | 19.4 | 0.52
3110 | Better | FW-48/1.50 | 48" | Y | P | 23800 | 15.8 | 22300 | 14.9 | 0.77
3121 | Better | LPF-5000S | 50" | Y | P | 25400 | 16.9 | 23100 | 15.5 | 0.61
97 | Canarm | FG118W60G31 | 18" | N | P | 3730 | 13.6 | 3470 | 12.2 | 0.75
86 | Canarm | FGS24W42G61 | 24" | Y | P | 7510 | 13.4 | 7270 | 12.4 | 0.89
75 | Canarm | FG136W40G31 | 36" | N | P | 10540 | 19.4 | 9730 | 17.2 | 0.71
80 | Canarm | FG136W40G61 | 36" | Y | P | 11300 | 22.5 | 10450 | 19.5 | 0.71
3049 | Canarm | FG36BD | 36" | N | P | 9590 | 17.1 | 8400 | 14.2 | 0.39
3048 | Canarm | FG36BD w/cone | 36" | Y | P | 10030 | 18.5 | 8790 | 15.2 | 0.38
76 | Canarm | FG36C | 36" | N | P | 10320 | 17.9 | 9440 | 15.5 | 0.68
79 | Canarm | FG36C | 36" | Y | P | 11250 | 20.4 | 10280 | 17.6 | 0.7
2200 | Canarm | FG36H | 36" | N | P | 15210 | 15.2 | 14460 | 14 | 0.84
2201 | Canarm | FG36H | 36" | Y | P | 16200 | 17.1 | 15340 | 15.6 | 0.83
77 | Canarm | FG36V | 36" | N | P | 7960 | 20.4 | 7160 | 17.4 | 0.67
78 | Canarm | FG36V | 36" | Y | P | 8330 | 21.8 | 7500 | 18.9 | 0.65
3052 | Canarm | SW36 | 36" | N | P | 10050 | 19.3 | 9280 | 16.9 | 0.76
3056 | Canarm | SW36BD | 36" | N | P | 9210 | 19.4 | 7900 | 15.9 | 0.42
2021 | Canarm | SWC48 | 48" | Y | P | 21000 | 19.5 | 19600 | 17.5 | 0.75
2330 | Canarm | SWC48 | 48" | Y | P | 24000 | 20.3 | 22400 | 18.3 | 0.75
2024 | Canarm | SWC483 | 48" | Y | P | 20700 | 19 | 19400 | 17.2 | 0.76
2022 | Canarm | SWC48H | 48" | Y | P | 23700 | 16.6 | 22400 | 15.2 | 0.82
2205 | Canarm | SWC48H | 48" | Y | P | 25900 | 17.5 | 24700 | 16 | 0.83
4139 | Canarm | FC50A | 50" | Y | P | 23700 | 20.9 | 22000 | 18.8 | 0.74
4173 | Canarm | FC50AXH | 50" | Y | P | 28200 | 18 | 26800 | 16.5 | 0.85
4171 | Canarm | FC50XH | 50" | Y | P | 29800 | 18 | 28600 | 16.6 | 0.87
2012 | Canarm | FG50A | 50" | N | P | 22700 | 20.3 | 21000 | 17.8 | 0.71
2011 | Canarm | FG50A w/cone | 50" | Y | P | 23900 | 22.1 | 22000 | 19.4 | 0.72
2009 | Canarm | FG50AH | 50" | N | P | 25000 | 17.5 | 23500 | 16 | 0.8
2010 | Canarm | FG50AH w/cone | 50" | Y | P | 25900 | 18.7 | 24300 | 16.9 | 0.81
56 | Canarm | FG50H | 50" | N | P | 25300 | 18.1 | 24000 | 16.4 | 0.82
61 | Canarm | FG50H | 50" | Y | P | 26700 | 20.3 | 25200 | 18.1 | 0.81
72 | Canarm | FGH50W27H31 | 50" | N | P | 24400 | 20 | 22800 | 17.7 | 0.79
71 | Canarm | FGH50W27H61 | 50" | Y | P | 26400 | 22.1 | 24800 | 19.5 | 0.78
73 | Canarm | FGI50W27H31 | 50" | N | P | 22900 | 21.4 | 21100 | 18.9 | 0.75
66 | Canarm | FGI50W27H61 | 50" | Y | P | 24100 | 23.5 | 22400 | 20.5 | 0.75
7171 | Canarm | BF52 | 52" | Y | B | 26700 | 21.5 | 25200 | 19.5 | 0.8
7150 | Canarm | SF52 | 52" | Y | A | 26500 | 21.8 | 25000 | 19.7 | 0.79
7154 | Canarm | SF52HE | 52" | Y | A | 25500 | 23.1 | 24000 | 20.9 | 0.74
99218 | Chore-Time | 44453-3620 | 36" | N | P | 9270 | 15.7 | 8560 | 14 | 0.75
99216 | Chore-Time | 44859-3622 | 36" | N | P | 9290 | 15.4 | 8620 | 14 | 0.77
99217 | Chore-Time | 44860-3622 | 36" | Y | P | 10210 | 17.9 | 9460 | 15.9 | 0.75
182 | Chore-Time | 46129-3622 | 36" | N | P | 9820 | 14.8 | 9110 | 13.4 | 0.76
174 | Chore-Time | 46130-3622 | 36" | Y | P | 11030 | 17.8 | 10200 | 15.5 | 0.75
6241 | Chore-Time | 50372-22 | 36" | Y | B | 9880 | 21.5 | 9160 | 18.9 | 0.76
4331 | Chore-Time | 38264-4822 | 48" | Y | P | 23300 | 20.7 | 21800 | 18.5 | 0.77
4332 | Chore-Time | 38264-4825 | 48" | Y | P | 23600 | 21.2 | 22100 | 19 | 0.74
360 | Chore-Time | 38434-4820 + shutter | 48" | N | P | 18300 | 18.2 | 17100 | 16.5 | 0.78
1414 | Chore-Time | 47898-4822 | 48" | Y | P | 26000 | 16.6 | 24700 | 15.2 | 0.83
2473 | Chore-Time | 47898-4825 | 48" | Y | P | 26400 | 18 | 25000 | 16.3 | 0.83
4324 | Chore-Time | 48318-212 | 48" | Y | P | 24000 | 19.5 | 22600 | 17.6 | 0.79
4323 | Chore-Time | 48318-215 | 48" | Y | P | 24400 | 20.3 | 22900 | 18 | 0.77
4321 | Chore-Time | 48318-225 | 48" | Y | P | 20700 | 23.2 | 19200 | 20.2 | 0.75
4322 | Chore-Time | 48318-235 | 48" | Y | P | 19400 | 25.1 | 18000 | 21.8 | 0.73
4320 | Chore-Time | 49451-21 | 48" | Y | B | 25000 | 21.1 | 23100 | 18.3 | 0.76
4336 | Chore-Time | 49451-22 | 48" | Y | B | 21200 | 24.8 | 19700 | 21.6 | 0.76
4337 | Chore-Time | 49451-23 | 48" | Y | B | 20100 | 26.8 | 18700 | 23.4 | 0.75
4327 | Chore-Time | 49515-21 | 48" | Y | B | 24600 | 20.8 | 22700 | 18 | 0.76
4326 | Chore-Time | 49515-22 | 48" | Y | B | 21100 | 24.4 | 19600 | 21.3 | 0.77
4325 | Chore-Time | 49515-23 | 48" | Y | B | 20000 | 26.5 | 18600 | 23.2 | 0.75
5197 | Chore-Time | 48319-215 | 52" | Y | P | 27800 | 18.7 | 26300 | 17.1 | 0.8
5198 | Chore-Time | 48319-225 | 52" | Y | P | 24900 | 21.6 | 23300 | 19.4 | 0.78
5194 | Chore-Time | 49511-21 | 52" | Y | B | 29300 | 20.4 | 27300 | 18.2 | 0.77
5192 | Chore-Time | 49511-22 | 52" | Y | B | 26400 | 23.9 | 24600 | 21.2 | 0.76
5188 | Chore-Time | 49519-21 | 52" | Y | B | 29100 | 20 | 27300 | 18 | 0.78
5186 | Chore-Time | 49519-22 | 52" | Y | B | 26400 | 23.6 | 24500 | 20.8 | 0.76
4312 | Chore-Time | 49740-21 | 52" | Y | B | 29700 | 20.5 | 27700 | 18.3 | 0.79
4334 | Chore-Time | 49740-22 | 52" | Y | B | 27000 | 23.5 | 24900 | 20.8 | 0.73
9080 | Chore-Time | 52157-21 | 54" | Y | B | 30800 | 22 | 28900 | 19.4 | 0.8
9081 | Chore-Time | 52157-22 | 54" | Y | B | 27700 | 25.3 | 25800 | 22 | 0.78
12615 | Chore-Time | 53464-21 | 57" | Y | B | 32400 | 23.1 | 30400 | 20.4 | 0.8
12614 | Chore-Time | 53464-22 | 57" | Y | B | 28900 | 26.1 | 27100 | 23 | 0.78
12620 | Chore-Time | 53464-42 variable speed | 57" | Y | B | 28500 | 25.3 | 26400 | 22 | 0.77
2445 | Del-Air | H18 w/cone | 18" | Y | P | 3090 | 8.5 | 3000 | 8.1 | 0.9
07479e | Exacon | AF14LP | 14" | Y | P | 2610 | 8.7 | 2480 | 8.1 | 0.85
07491e | Exacon | AF14MQ | 14" | N | P | 1990 | 9.3 | 1900 | 8.7 | 0.81
07473e | Exacon | AF16LP | 16" | N | P | 2690 | 10.4 | 2570 | 9.7 | 0.86
07490e | Exacon | AF16MQ | 16" | N | P | 2690 | 9.5 | 2570 | 8.9 | 0.83
07489e | Exacon | AF16MQ | 16" | Y | P | 2970 | 11.1 | 2830 | 10.3 | 0.84
07488e | Exacon | AF18MQ | 18" | Y | P | 4020 | 10.9 | 3860 | 10.1 | 0.86
07472e | Exacon | AF20(3)LP | 20" | Y | P | 4570 | 12.1 | 4390 | 11.3 | 0.83
07486e | Exacon | AF20MQ | 20" | Y | P | 4900 | 11.2 | 4860 | 10.3 | 0.85
08003e | Exacon | AF24(3)LPELS | 24" | N | P | 5520 | 14.3 | 5050 | 13 | 0.67
08004e | Exacon | AF24(3)LPELS | 24" | Y | P | 6290 | 16.1 | 5690 | 14.6 | 0.71
08002e | Exacon | AF24LPE | 24" | Y | P | 7160 | 13.3 | 6830 | 12.5 | 0.86
08006e | Exacon | AF24LPELS | 24" | Y | P | 7130 | 13.2 | 6770 | 12.3 | 0.85
07460e | Exacon | AF36LE | 36" | Y | P | 12540 | 13.9 | 11640 | 12.6 | 0.73
07466e | Exacon | AF50(1.0)L | 50" | Y | P | 21800 | 20.7 | 19700 | 18.2 | 0.66
10076 | Fancom | 3492W | 36" | N | G | 12100 | 10.2 | 11400 | 9.4 | 0.83
10070 | Fancom | 50" Cone Fan, 1.1 kW | 50" | Y | A | 23600 | 15.9 | 22300 | 14.6 | 0.83
10074 | Fancom | 50" Wall Fan, 0.75 kW | 50" | N | G | 17300 | 16.5 | 15700 | 14.5 | 0.68
10072 | Fancom | 50" Wall Fan, 1.1 kW | 50" | N | G | 20300 | 13.9 | 19100 | 12.8 | 0.79
9004 | Grower Select | WS-F52B | 52" | Y | B | 29300 | 20 | 27600 | 17.7 | 0.81
9325 | Grower Select | WS-F52B-HE | 52" | Y | B | 27200 | 22.7 | 25400 | 20 | 0.78
337 | Hired Hand | 6603-9501 | 24" | N | R | 5510 | 13.8 | 5220 | 13 | 0.84
338 | Hired Hand | 6603-9501 | 24" | Y | R | 6340 | 17.8 | 6060 | 16.1 | 0.84
8265 | Hired Hand | 6603-0119 | 36" | Y | B | 11700 | 16.5 | 10840 | 14.5 | 0.76
8263 | Hired Hand | 6603-0121 | 36" | Y | B | 11290 | 18.7 | 10400 | 16.4 | 0.77
325 | Hired Hand | 6603-6075 | 36" | N | A | 10170 | 15.7 | 9440 | 14.1 | 0.74
326 | Hired Hand | 6603-6075 | 36" | N | R | 10670 | 16.8 | 9950 | 15.2 | 0.78
4364 | Hired Hand | 6603-6080 | 36" | N | P | 9910 | 14.8 | 9040 | 13.3 | 0.67
4365 | Hired Hand | 6603-6080 | 36" | N | A | 10310 | 15.5 | 9490 | 14 | 0.72
4367 | Hired Hand | 6603-6080 | 36" | Y | P | 11620 | 18.2 | 10670 | 16.3 | 0.7
4366 | Hired Hand | 6603-6080 | 36" | Y | A | 12040 | 19.3 | 11240 | 17.3 | 0.76
4359 | Hired Hand | 6603-6086 | 36" | Y | P | 10670 | 14.3 | 9870 | 13 | 0.71
4358 | Hired Hand | 6603-6086 | 36" | N | A | 11060 | 15 | 10300 | 13.8 | 0.75
4356 | Hired Hand | 6603-6086 | 36" | Y | P | 12480 | 18.4 | 11600 | 16.1 | 0.75
4357 | Hired Hand | 6603-6086 | 36" | Y | A | 12730 | 19.2 | 11960 | 17 | 0.79
4363 | Hired Hand | 6603-6087 | 36" | N | P | 9750 | 14.4 | 9040 | 13 | 0.73
4362 | Hired Hand | 6603-6087 | 36" | N | A | 10180 | 15.3 | 9460 | 13.8 | 0.76
4360 | Hired Hand | 6603-6087 | 36" | Y | P | 11400 | 18.3 | 10510 | 15.9 | 0.74
4361 | Hired Hand | 6603-6087 | 36" | Y | A | 11720 | 19.3 | 10900 | 16.9 | 0.77
4371 | Hired Hand | 6603-7001 | 36" | Y | P | 11390 | 17.4 | 10610 | 15.5 | 0.77
4370 | Hired Hand | 6603-7001 | 36" | Y | A | 11780 | 18.5 | 10900 | 16.3 | 0.78
4368 | Hired Hand | 6603-7011 | 36" | Y | P | 12010 | 18.3 | 11180 | 15.9 | 0.78
4369 | Hired Hand | 6603-7011 | 36" | Y | A | 12280 | 19.6 | 11560 | 17.3 | 0.8
4375 | Hired Hand | 6603-7305 | 36" | N | P | 11170 | 16.1 | 10540 | 14.7 | 0.77
4374 | Hired Hand | 6603-7305 | 36" | N | A | 11380 | 16.8 | 10800 | 15.2 | 0.81
4372 | Hired Hand | 6603-7351 | 36" | N | P | 10290 | 14.6 | 9500 | 13 | 0.75
4373 | Hired Hand | 6603-7351 | 36" | N | A | 10500 | 15.3 | 9720 | 13.5 | 0.78
8262 | Hired Hand | 6603-0131 | 48" | Y | B | 24400 | 21.4 | 22500 | 18.7 | 0.74
327 | Hired Hand | 6603-6010 | 48" | N | A | 22100 | 15.3 | 20800 | 14.1 | 0.79
328 | Hired Hand | 6603-6010 | 48" | N | R | 22600 | 15.8 | 21300 | 14.5 | 0.81
331 | Hired Hand | 6603-6020 | 48" | Y | P | 26000 | 16.7 | 24500 | 15.2 | 0.78
330 | Hired Hand | 6603-6020 | 48" | Y | A | 27400 | 18.5 | 25900 | 16.7 | 0.82
329 | Hired Hand | 6603-6020 | 48" | Y | R | 28400 | 19.5 | 26800 | 17.6 | 0.83
4351 | Hired Hand | 6603-6025 | 48" | Y | P | 25800 | 16.8 | 24300 | 15.3 | 0.81
4350 | Hired Hand | 6603-6025 | 48" | Y | A | 26700 | 17.9 | 25200 | 16.4 | 0.82
4348 | Hired Hand | 6603-6067 | 48" | Y | P | 23600 | 19.3 | 21800 | 17.2 | 0.75
4349 | Hired Hand | 6603-6067 | 48" | Y | A | 24500 | 20.4 | 22800 | 18.2 | 0.77
4355 | Hired Hand | 6603-7021 | 48" | Y | P | 22600 | 21.7 | 20800 | 19.3 | 0.67
4354 | Hired Hand | 6603-7021 | 48" | Y | A | 23400 | 23 | 21500 | 20.3 | 0.74
4352 | Hired Hand | 6603-7031 | 48" | Y | P | 23400 | 21 | 21800 | 18.9 | 0.74
4353 | Hired Hand | 6603-7031 | 48" | Y | A | 24000 | 22.1 | 22300 | 19.7 | 0.75
4342 | Hired Hand | 6603-0606 | 52" | Y | P | 26200 | 21.9 | 24500 | 19.6 | 0.74
4343 | Hired Hand | 6603-0606 | 52" | Y | A | 27000 | 23.3 | 25300 | 20.8 | 0.78
5336 | Hired Hand | 6603-6500 | 52" | Y | B | 27700 | 22.6 | 25900 | 19.6 | 0.78
5337 | Hired Hand | 6603-6502 | 52" | Y | B | 26000 | 24.2 | 24000 | 21 | 0.73
5338 | Hired Hand | 6603-6503 | 52" | Y | B | 29200 | 22.1 | 27500 | 19.4 | 0.8
5340 | Hired Hand | 6603-6505 | 52" | Y | B | 25900 | 25.2 | 23800 | 21.7 | 0.7
4346 | Hired Hand | 6603-7041 | 52" | Y | P | 25600 | 20.6 | 24000 | 18.7 | 0.75
4347 | Hired Hand | 6603-7041 | 52" | Y | A | 25900 | 21.3 | 24300 | 19.2 | 0.77
4345 | Hired Hand | 6603-7051 | 52" | Y | P | 26400 | 21.3 | 24900 | 19 | 0.8
4344 | Hired Hand | 6603-7051 | 52" | Y | A | 27000 | 22 | 25600 | 19.9 | 0.81
2458 | Hired Hand | 6603-7401 | 52" | N | A | 24900 | 18.6 | 23600 | 17.1 | 0.82
2459 | Hired Hand | 6603-7401 | 52" | N | R | 25400 | 19.1 | 24000 | 17.6 | 0.81
2461 | Hired Hand | 6603-7401 | 52" | Y | A | 27400 | 22.2 | 25900 | 20 | 0.82
2460 | Hired Hand | 6603-7401 | 52" | Y | R | 27900 | 23.2 | 26400 | 20.7 | 0.82
8154 | Hired Hand | 6603-7082 | 54" | Y | A | 27400 | 26.7 | 25800 | 23.8 | 0.81
8252 | Hired Hand | 6603-7088 | 54" | Y | B | 29000 | 21.4 | 27800 | 19.5 | 0.84
8155 | Hired Hand | 6603-7090 | 54" | Y | A | 28000 | 25.8 | 26700 | 23.4 | 0.83
8157 | Hired Hand | 6603-7092 | 54" | Y | A | - | - | 29800 | 19.7 | -
8250 | Hired Hand | 6603-7132 | 54" | Y | B | 26700 | 24.3 | 25200 | 21.8 | 0.8
8253 | Hired Hand | 6603-7133 | 54" | Y | B | 30400 | 20.1 | 28900 | 18.3 | 0.86
4046 | J & D Manufacturing | VFA20P | 20" | N | A | 3190 | 11.8 | 2940 | 10.9 | 0.72
4047 | J & D Manufacturing | VFP20P | 20" | N | P | 3110 | 11.6 | 2840 | 10.5 | 0.69
4057 | J & D Manufacturing | VFA36GC | 36" | Y | A | 9500 | 18.2 | 8700 | 16 | 0.48
4056 | J & D Manufacturing | VFP36GC | 36" | Y | P | 9100 | 17.5 | 7600 | 13.9 | 0.5
7381 | J & D Manufacturing | VFS36CS | 36" | Y | A | 10470 | 21.8 | 9360 | 18.7 | 0.46
7378 | J & D Manufacturing | VFS36CS1 | 36" | Y | A | 12570 | 17.5 | 11780 | 15.9 | 0.76
4038 | J & D Manufacturing | VFA50AC | 50" | Y | A | 22200 | 20.1 | 20800 | 18.4 | 0.77
4044 | J & D Manufacturing | VFA50GC | 50" | Y | A | 20300 | 22.7 | 18600 | 20 | 0.69
7349 | J & D Manufacturing | VFS50CS | 50" | Y | A | 23200 | 20.2 | 21600 | 18.2 | 0.77
7359 | J & D Manufacturing | VFS50CS6 | 50" | Y | A | 23300 | 20 | 22100 | 18.2 | 0.8
7360 | J & D Manufacturing | VFS50CSCA | 50" | Y | A | 23400 | 18.7 | 22000 | 17.1 | 0.8
7353 | J & D Manufacturing | VFS50CS-E | 50" | Y | A | 21800 | 22.5 | 20100 | 20 | 0.71
8361 | J & D Manufacturing | VBG55A3C151 | 55" | Y | B | 28900 | 18.7 | 26900 | 16.7 | 0.74
8269 | J & D Manufacturing | VBG55G3C11 | 55" | Y | B | 28400 | 20.7 | 26600 | 18.5 | 0.78
8268 | J & D Manufacturing | VBG55G3C11E | 55" | Y | B | 26900 | 23.1 | 25000 | 20.6 | 0.75
8362 | J & D Manufacturing | VBG55G3C151 | 55" | Y | B | 29800 | 18.4 | 27900 | 16.6 | 0.81
9054 | J & D Manufacturing | VSA55A3C11 | 55" | Y | A | 25600 | 20.8 | 23600 | 18.5 | 0.71
9058 | J & D Manufacturing | VSA55G3C11 | 55" | Y | A | 26400 | 20.3 | 24700 | 18.4 | 0.78
12637 | J & D Manufacturing | VSA55G3C11E | 55" | Y | A | 24300 | 25.3 | 22300 | 22.1 | 0.66
9069 | J & D Manufacturing | VSA55G3C151 | 55" | Y | A | 27800 | 19.3 | 26200 | 17.7 | 0.81
9059 | J & D Manufacturing | VSP55G3C11 | 55" | Y | P | 26200 | 20.2 | 24200 | 18 | 0.73
99022 | Loyal | WF-48-6-4-3.0 | 48" | Y | A | 19700 | 23 | 18100 | 20.3 | 0.71
6271 | Multifan | MF36F | 36" | Y | P | 10800 | 16.9 | 9700 | 14.4 | 0.68
6273 | Multifan | MF36FLV-WS | 36" | Y | P | 11600 | 16 | 10700 | 14.5 | 0.72
261 | Multifan | PH8E92Q | 36" | N | P | 8760 | 11.7 | 8050 | 10.7 | 0.72
1002 | Multifan | P48 | 48" | N | A | 19300 | 17.9 | 17600 | 15.8 | 0.71
12124 | Multifan | 4E130-3PP-55 | 50" | N | G | 21000 | 17.8 | 19100 | 15.8 | 0.66
5086 | Multifan | 4E130-3PP-55NC | 50" | Y | G | 27300 | 17.1 | 26100 | 15.9 | 0.84
5081 | Multifan | 4E130-3PP-55NC 0.75 kW | 50" | N | G | 22600 | 19.1 | 20800 | 17.3 | 0.69
5079 | Multifan | 4E130-3PP-55NC 1.1 kW | 50" | N | G | 24900 | 16.6 | 23200 | 15.2 | 0.76
12135 | Multifan | C4E130-3PP-55 | 50" | Y | G | 22900 | 20.1 | 21200 | 18 | 0.72
6165 | Multifan | MF-50F4P | 50" | Y | P | 26300 | 20.9 | 24300 | 18.5 | 0.68
99211 | Multifan | MF50P-C-F | 50" | Y | P | 26800 | 21.7 | 24600 | 19 | 0.66
12747 | Multifan | 4E140-3PP-55 | 54" | Y | A | 29400 | 22.4 | 27500 | 20 | 0.73
12748 | Multifan | 4E140-5PP-48 | 54" | Y | A | 24900 | 20.4 | 23400 | 18.2 | 0.81
2336 | Munters Euroemme | EM36 0.75 hp | 36" | N | G | 11600 | 14.8 | 10800 | 13.6 | 0.78
2335 | Munters Euroemme | EC50 1.0 hp | 50" | Y | G | 22700 | 21.9 | 21100 | 19.8 | 0.74
2334 | Munters Euroemme | EC50 1.5 hp | 50" | Y | G | 26600 | 16.9 | 25400 | 15.6 | 0.86
2333 | Munters Euroemme | EM50 1.0 hp | 50" | N | G | 20100 | 18.7 | 18600 | 16.9 | 0.74
2332 | Munters Euroemme | EM50 1.5 hp | 50" | N | G | 23700 | 15.3 | 22400 | 14.3 | 0.83
12423 | Myn-fan | 52EB1125 | 52" | Y | B | 28200 | 19.8 | 26500 | 17.8 | 0.8
12424 | Myn-fan | 52EB750 | 52" | Y | B | 27500 | 21.5 | 25800 | 19.2 | 0.79
12425 | Myn-fan | 52EB750-HE | 52" | Y | B | 25700 | 23.9 | 23800 | 21.2 | 0.75
12421 | Myn-fan | 54EB1125 | 54" | Y | B | 30900 | 19.7 | 28800 | 17.2 | 0.79
12420 | Myn-fan | 54EB1125-50 | 54" | Y | B | 30500 | 19.4 | 28400 | 16.9 | 0.79
99124 | Prairie Pride Polyfan | TR12F | 12" | N | P | 1860 | 7.3 | 1750 | 6.9 | 0.73
99126 | Prairie Pride Polyfan | TR16F | 16" | N | P | 2820 | 8.6 | 2680 | 8.3 | 0.78
99123 | Prairie Pride Polyfan | TR18 | 18" | N | P | 3900 | 10.1 | 3680 | 9.5 | 0.78
99127 | Prairie Pride Polyfan | TR18F | 18" | N | P | 3930 | 10.1 | 3730 | 9.4 | 0.8
275 | Prairie Pride Polyfan | TR20D01 | 20" | N | P | 4760 | 9.6 | 4560 | 9.1 | 0.84
99131 | Prairie Pride Polyfan | TR24 | 24" | N | P | 4450 | 15.8 | 4090 | 14.4 | 0.72
99130 | Prairie Pride Polyfan | TR24F | 24" | N | P | 6470 | 10.9 | 6250 | 10.4 | 0.89
99129 | Prairie Pride Polyfan | TR24HS | 24" | N | P | 6600 | 10.5 | 6360 | 10 | 0.89
2326 | Prairie Pride Polyfan | TR36D01 | 36" | N | P | 13460 | 12.9 | 12700 | 12 | 0.81
2327 | Prairie Pride Polyfan | TR48B02 | 48" | N | P | 20200 | 16.4 | 18500 | 14.8 | 0.63
99217 | Pro Terra Systems | A44860-3622 | 36" | Y | P | 10210 | 17.9 | 9460 | 15.9 | 0.75
00182p | Pro Terra Systems | A46129-3622 | 36" | N | P | 9820 | 14.8 | 9110 | 13.4 | 0.76
00174p | Pro Terra Systems | A46130-3622 | 36" | Y | P | 11030 | 17.8 | 10200 | 15.5 | 0.75
06241p | Pro Terra Systems | A50372-22 | 36" | Y | B | 9900 | 21.5 | 9200 | 18.9 | 0.76
04331p | Pro Terra Systems | A38264-4822 | 48" | Y | P | 23300 | 20.7 | 21800 | 18.5 | 0.77
04332p | Pro Terra Systems | A38264-4825 | 48" | Y | P | 23600 | 21.2 | 22100 | 19 | 0.74
02473p | Pro Terra Systems | A47898-4825 | 48" | Y | P | 26400 | 18 | 25000 | 16.3 | 0.83
04324p | Pro Terra Systems | A48318-212 | 48" | Y | P | 24000 | 19.5 | 22600 | 17.6 | 0.79
04323p | Pro Terra Systems | A48318-215 | 48" | Y | P | 24400 | 20.3 | 22900 | 18 | 0.77
04321p | Pro Terra Systems | A48318-225 | 48" | Y | P | 20700 | 23.2 | 19200 | 20.2 | 0.75
04322p | Pro Terra Systems | A48318-235 | 48" | Y | P | 19400 | 25.1 | 18000 | 21.8 | 0.73
04320p | Pro Terra Systems | A49451-21 | 48" | Y | B | 25000 | 21.1 | 23100 | 18.3 | 0.76
04336p | Pro Terra Systems | A49451-22 | 48" | Y | B | 21200 | 24.8 | 19700 | 21.6 | 0.76
04337p | Pro Terra Systems | A49451-23 | 48" | Y | B | 20100 | 26.8 | 18700 | 23.4 | 0.75
04327p | Pro Terra Systems | A49515-21 | 48" | Y | B | 24600 | 20.8 | 22700 | 18 | 0.76
04326p | Pro Terra Systems | A49515-22 | 48" | Y | B | 21100 | 24.4 | 19600 | 21.3 | 0.77
04325p | Pro Terra Systems | A49515-23 | 48" | Y | B | 20000 | 26.5 | 18600 | 23.2 | 0.75
05197p | Pro Terra Systems | A48319-215 | 52" | Y | P | 27800 | 18.7 | 26300 | 17.1 | 0.8
05198p | Pro Terra Systems | A48319-225 | 52" | Y | P | 24900 | 21.6 | 23300 | 19.4 | 0.78
05194p | Pro Terra Systems | A49511-21 | 52" | Y | B | 29300 | 20.4 | 27300 | 18.2 | 0.77
05192p | Pro Terra Systems | A49511-22 | 52" | Y | B | 26400 | 23.9 | 24600 | 21.2 | 0.76
05188p | Pro Terra Systems | A49519-21 | 52" | Y | B | 29100 | 20 | 27300 | 18 | 0.78
05186p | Pro Terra Systems | A49519-22 | 52" | Y | B | 26400 | 23.6 | 24500 | 20.8 | 0.76
04312p | Pro Terra Systems | A49740-21 | 52" | Y | B | 29695 | 20.5 | 27712 | 18.3 | 0.79
04334p | Pro Terra Systems | A49740-22 | 52" | Y | B | 26958 | 23.5 | 24915 | 20.8 | 0.74
06246p | Pro Terra Systems | A50817-21 | 52" | Y | B | 30800 | 19.6 | 29000 | 17.6 | 0.81
06247p | Pro Terra Systems | A50817-22 | 52" | Y | B | 26800 | 23.3 | 24600 | 20.2 | 0.73
09080p | Pro Terra Systems | A52157-21 | 54" | Y | B | 30800 | 22 | 28900 | 19.4 | 0.8
09081p | Pro Terra Systems | A52157-22 | 54" | Y | B | 27700 | 25.3 | 25800 | 22 | 0.78
99079 | Pruden Ventilation | PS20GC | 20" | Y | A | 4760 | 10.6 | 4580 | 10.1 | 0.87
99077 | Pruden Ventilation | PFPS24C | 24" | Y | A | 5980 | 15.7 | 5610 | 14.5 | 0.8
99080 | Pruden Ventilation | FG36CO | 36" | Y | A | 10040 | 17.8 | 9200 | 15.6 | 0.73
10275 | PW Aire | EF1200FS | 12" | Y | P | 1530 | 8.9 | 1470 | 8.4 | 0.86
3107 | PW Aire | EF1200MT w/cone | 12" | Y | P | 2340 | 9.5 | 2260 | 8.8 | 0.89
10277 | PW Aire | EF1600FS | 16" | Y | P | 3100 | 11.6 | 2990 | 10.9 | 0.89
3106 | PW Aire | EF1600MT w/cone | 16" | Y | P | 3740 | 14 | 3580 | 13.2 | 0.87
10279 | PW Aire | EF1800FS | 18" | Y | P | 3850 | 8.5 | 3720 | 8.1 | 0.89
3105 | PW Aire | EF1800MT w/cone | 18" | Y | P | 4500 | 13.8 | 4310 | 12.9 | 0.88
3104 | PW Aire | EF2400MT w/cone | 24" | Y | P | 7680 | 15.1 | 7240 | 13.9 | 0.82
10281 | PW Aire | EF2400FS | 25" | Y | P | 6880 | 8.9 | 6550 | 8.3 | 0.83
10284 | PW Aire | EF3600FS | 36" | Y | P | 10460 | 15.4 | 9450 | 13.6 | 0.7
3102 | PW Aire | EF3600MT w/cone | 36" | Y | P | 10330 | 19.8 | 9490 | 17.1 | 0.69
10286 | PW Aire | Z 36" | 36" | Y | P | 14280 | 10.3 | 13470 | 9.6 | 0.85
8217 | PW Aire | EF5400ASA | 54" | Y | A | 28800 | 19.2 | 26900 | 17.3 | 0.78
8220 | PW Aire | EF5400EA | 54" | Y | A | 28900 | 20.2 | 26900 | 18.1 | 0.77
9347 | Schaefer | 303S12 | 30" | N | A | 6720 | 13.7 | 6160 | 12.2 | 0.65
12159 | Schaefer | 305S12 | 30" | N | A | 7010 | 14.3 | 6440 | 12.8 | 0.61
9341 | Schaefer | 363S12 | 36" | N | A | 9340 | 19.1 | 8350 | 16.6 | 0.46
9342 | Schaefer | 363S12-E | 36" | N | A | 8390 | 21.4 | 7270 | 17.8 | 0.34
12158 | Schaefer | 365S12 | 36" | N | A | 9520 | 19.5 | 8600 | 17 | 0.48
9344 | Schaefer | 366S12 | 36" | N | A | 8630 | 18.1 | 8030 | 16.4 | 0.71
9343 | Schaefer | 366S12-E | 36" | N | A | 7630 | 20 | 6940 | 17.5 | 0.54
4163 | Schaefer | 423SC34 | 42" | Y | A | 15900 | 17.3 | 14400 | 15.2 | 0.69
12157 | Schaefer | 425S34 | 42" | N | A | 13800 | 19.9 | 12600 | 17.2 | 0.54
9334 | Schaefer | 483S1 | 48" | N | A | 19300 | 18.8 | 18000 | 17 | 0.77
9333 | Schaefer | 483S1-E | 48" | N | A | 18100 | 20.5 | 16700 | 18.2 | 0.73
4159 | Schaefer | 483SC1 | 48" | Y | A | 21800 | 18 | 20700 | 16.4 | 0.84
12153 | Schaefer | 485S1 | 48" | N | A | 18600 | 20.7 | 16900 | 18.5 | 0.49
12155 | Schaefer | 485S112 | 48" | N | A | 22300 | 14.8 | 21100 | 13.8 | 0.81
9335 | Schaefer | 486S1 | 48" | N | A | 19100 | 19 | 17500 | 17.1 | 0.55
9331 | Schaefer | 486S1-E | 48" | N | A | 17400 | 21.1 | 15800 | 18.6 | 0.53
6092 | Schaefer | 486SC1 | 48" | Y | A | 22700 | 21.9 | 21300 | 19.4 | 0.7
6093 | Schaefer | 486SC112 | 48" | Y | A | 23500 | 20.7 | 22000 | 18.3 | 0.71
4158 | Schaefer | 523CF1 | 52" | Y | A | 25500 | 18.9 | 24100 | 17.1 | 0.81
6074 | Schaefer | 523CF112 | 52" | Y | A | 28000 | 20.6 | 26500 | 18.7 | 0.82
7051 | Schaefer | 523CF112C | 52" | Y | A | 27200 | 19.8 | 25700 | 18 | 0.81
7052 | Schaefer | 523CF1C | 52" | Y | A | 25100 | 22.2 | 23300 | 19.9 | 0.74
7035 | Schaefer | 523CF2 | 52" | Y | A | - | - | 30800 | 14.9 | -
7032 | Schaefer | 523CF2C | 52" | Y | A | - | - | 30500 | 14.1 | -
7033 | Schaefer | 523CF2C-HE | 52" | Y | A | 30500 | 16.2 | 28900 | 15 | 0.85
7034 | Schaefer | 523CF2-HE | 52" | Y | A | 31100 | 16.7 | 29800 | 15.5 | 0.87
7042 | Schaefer | 523CFB1 | 52" | Y | B | 20800 | 29.5 | 18400 | 24.8 | 0.57
6063 | Schaefer | 523CFB1 | 52" | Y | B | 26600 | 23.3 | 24100 | 19.9 | 0.7
6072 | Schaefer | 523CFB112 | 52" | Y | B | 28500 | 21.3 | 26800 | 18.9 | 0.81
6073 | Schaefer | 523CFB112 | 52" | Y | B | 28500 | 20.1 | 26900 | 18.1 | 0.81
7040 | Schaefer | 523CFB112C | 52" | Y | B | 29200 | 19 | 27400 | 17.1 | 0.8
7039 | Schaefer | 523CFB112C-HE | 52" | Y | B | 28500 | 19.6 | 26700 | 17.6 | 0.79
6064 | Schaefer | 523CFB1A | 52" | Y | B | 26900 | 23.1 | 24800 | 20.2 | 0.76
7041 | Schaefer | 523CFB1C | 52" | Y | B | 25500 | 22.6 | 23400 | 19.8 | 0.73
6065 | Schaefer | 523CFB1E | 52" | Y | B | 26600 | 23 | 24700 | 20.2 | 0.76
7036 | Schaefer | 523CFB2 | 52" | Y | B | - | - | 31000 | 15 | -
7038 | Schaefer | 523CFB2C | 52" | Y | B | - | - | 31000 | 14.5 | -
7037 | Schaefer | 523CFB2-HE | 52" | Y | B | - | - | 30000 | 15.8 | -
4157 | Schaefer | 526CF1 | 52" | Y | A | 23600 | 18.1 | 22300 | 16.5 | 0.8
6085 | Schaefer | 526CFB1 | 52" | Y | B | 26100 | 23 | 24600 | 20.5 | 0.75
6086 | Schaefer | 526CFB112 | 52" | Y | B | 27400 | 21.7 | 25600 | 19.1 | 0.78
12523 | Schaefer | 543BC112G | 54" | Y | A | 27900 | 18 | 26100 | 16.4 | 0.81
12522 | Schaefer | 543BC112G-HP | 54" | Y | A | 27600 | 18.6 | 25800 | 16.8 | 0.79
12524 | Schaefer | 543BC2G | 54" | Y | A | 31400 | 15.9 | 29900 | 14.6 | 0.85
12582 | Schaefer | 543SC112G | 54" | Y | A | 28500 | 18.3 | 26800 | 16.7 | 0.8
12585 | Schaefer | 543SC112G-HP | 54" | Y | A | 28300 | 19.9 | 26500 | 17.8 | 0.8
12590 | Schaefer | 543SC2G | 54" | Y | A | 32300 | 16.4 | 30800 | 15.1 | 0.85
12583 | Schaefer | 545SC112G | 54" | Y | A | 29300 | 19.6 | 27600 | 17.7 | 0.81
12584 | Schaefer | 545SC112G-HP | 54" | Y | A | 28700 | 19 | 26900 | 17 | 0.79
12591 | Schaefer | 545SC2G | 54" | Y | A | 33400 | 16.4 | 32100 | 15.1 | 0.86
12483 | Schaefer | 573CF112C-1-HE | 57" | Y | A | 24500 | 24.9 | 21400 | 21 | 0.34
12482 | Schaefer | 573CF112C-1-HV | 57" | Y | A | 28800 | 19.9 | 26600 | 17.8 | 0.64
12485 | Schaefer | 573CF112C-1-HV | 57" | Y | A | 29100 | 19.6 | 26900 | 17.7 | 0.64
11206 | Schaefer | 573CF112G-1-HE | 57" | Y | A | 27630 | 24 | 25140 | 21.1 | 0.68
11212 | Schaefer | 573CF112G-1-HE-M | 57" | Y | A | 27400 | 23 | 25200 | 20.6 | 0.68
11205 | Schaefer | 573CF112G-1-HV | 57" | Y | A | 30550 | 21.2 | 28640 | 19.3 | 0.76
11211 | Schaefer | 573CF112G-1-HV-M | 57" | Y | A | 29200 | 21.6 | 27000 | 19.4 | 0.73
11210 | Schaefer | 573CF1G-1 | 57" | Y | A | 24610 | 27.7 | 22040 | 24.1 | 0.41
12484 | Schaefer | 573CF2C-1-HV | 57" | Y | A | 31800 | 16.7 | 29900 | 15.3 | 0.79
11204 | Schaefer | 573CF2G-1-HE | 57" | Y | A | 27970 | 23.4 | 25610 | 20.8 | 0.69
11203 | Schaefer | 573CF2G-1-HV | 57" | Y | A | 33280 | 18.3 | 31410 | 16.8 | 0.82
11208 | Schaefer | 575CF112G-!-HV | 57" | Y | A | 30000 | 20.9 | 28300 | 19.1 | 0.8
11207 | Schaefer | 575CF112G-1-HE | 57" | Y | A | 28700 | 22.6 | 27000 | 20.6 | 0.76
11214 | Schaefer | 575CF112G-1-HE-M | 57" | Y | A | 27100 | 23.2 | 25000 | 20.9 | 0.69
11213 | Schaefer | 575CF112G-1-HV-M | 57" | Y | A | 30000 | 20.7 | 28100 | 18.9 | 0.78
11209 | Schaefer | 575CF1G-1 | 57" | Y | A | 24600 | 28.4 | 22100 | 24.5 | 0.52
11202 | Schaefer | 575CF2G-1-HE | 57" | Y | A | 28050 | 22.3 | 25850 | 20.4 | 0.72
11201 | Schaefer | 575CF2G-1-HV | 57" | Y | A | 32870 | 17.9 | 31480 | 16.6 | 0.84
4384 | Triangle | PFG3613 | 36" | N | A | 9480 | 14.3 | 8430 | 12.4 | 0.44
4387 | Triangle | PFG36136 | 36" | N | A | 9860 | 14.9 | 9040 | 13.1 | 0.56
4388 | Triangle | PFG3613D | 36" | N | A | 9840 | 17.1 | 9110 | 15 | 0.67
4378 | Triangle | PFG4815 | 48" | N | A | 18100 | 16.8 | 16300 | 15 | 0.63
4381 | Triangle | PFG48156 | 48" | N | A | 18400 | 16.7 | 17000 | 14.9 | 0.73
4382 | Triangle | PFG4815D | 48" | N | A | 17100 | 16.7 | 15700 | 15.1 | 0.75
4397 | Triangle | PFG4815SE | 48" | N | A | 17700 | 18.6 | 16000 | 16.6 | 0.66
4390 | Triangle | SLW4815 | 48" | Y | A | 21300 | 20.5 | 19500 | 18.4 | 0.71
4391 | Triangle | SLW48156 | 48" | Y | A | 19400 | 21.2 | 18300 | 19.2 | 0.77
4392 | Triangle | SLW48156SE | 48" | Y | A | 19500 | 21 | 18400 | 19.1 | 0.79
4393 | Triangle | PFG5415 | 54" | N | A | 21000 | 20.6 | 18800 | 17.7 | 0.5
4394 | Triangle | PFG54156 | 54" | N | A | 21600 | 19.8 | 19700 | 17.6 | 0.66
4396 | Triangle | PFG54156SE | 54" | N | A | 21100 | 21.9 | 19300 | 19.1 | 0.64
4395 | Triangle | PFG5415SE | 54" | N | A | 20700 | 23.1 | 18500 | 19.8 | 0.49
2344 | Val-Co | FW20W140MPA | 20" | N | P | 3590 | 11 | 3400 | 10.3 | 0.82
2343 | Val-Co | FW20W190LPA | 20" | N | P | 4480 | 9.7 | 4320 | 9.3 | 0.89
2345 | Val-Co | FW24W210MPA | 24" | N | P | 5190 | 11.4 | 4800 | 10.6 | 0.62
1304 | Val-Co | PM24W210MPA | 24" | Y | P | 6670 | 13.9 | 6310 | 13 | 0.82
12716 | Val-Co | 936310 | 36" | Y | A | 15700 | 12.7 | 14900 | 11.9 | 0.83
2342 | Val-Co | FW36W280MSA | 36" | N | P | 9510 | 16.2 | 8660 | 14.4 | 0.7
2131 | Val-Co | GB36G280MGA | 36" | N | A | 10390 | 18.8 | 9440 | 16.2 | 0.68
2150 | Val-Co | GE36G280MGA | 36" | N | A | 10260 | 18.5 | 9520 | 16.4 | 0.75
2142 | Val-Co | GS36G280MGA | 36" | Y | A | 11120 | 21.3 | 10390 | 18.9 | 0.75
2143 | Val-Co | GS36G280MNA | 36" | Y | A | 10320 | 20 | 9540 | 18.3 | 0.74
6044 | Val-Co | HGS36G280MGA | 36" | Y | A | 12000 | 19.8 | 11300 | 17.8 | 0.79
6042 | Val-Co | HGS36G340LGAT | 36" | Y | A | 14600 | 14.8 | 14000 | 13.6 | 0.86
6043 | Val-Co | HGS36G760MGAT | 36" | Y | A | 11700 | 17.9 | 10800 | 15.7 | 0.59
7303 | Val-Co | HGS36G840MGAT | 36" | Y | A | 11850 | 19.1 | 10840 | 16.6 | 0.61
6048 | Val-Co | HPM36W280MGA | 36" | Y | A | 12600 | 21.2 | 11700 | 18.6 | 0.76
6045 | Val-Co | HPM36W340LGAT | 36" | Y | A | 15100 | 16.4 | 14300 | 14.7 | 0.83
12718 | Val-Co | HPM36W340LNAT | 36" | Y | A | 14330 | 12.9 | 13760 | 12.2 | 0.89
12715 | Val-Co | HPM36W340LSAT | 36" | Y | A | 16420 | 11.7 | 15700 | 10.9 | 0.85
6047 | Val-Co | HPM36W760M_AT (C,N) | 36" | Y | A | 10500 | 19.5 | 9500 | 17.1 | 0.75
6046 | Val-Co | HPM36W760MGAT | 36" | Y | A | 12200 | 19.6 | 11000 | 16.4 | 0.47
7307 | Val-Co | HPM36W840MGAT | 36" | Y | A | 12380 | 20.5 | 11130 | 17.2 | 0.45
7308 | Val-Co | HPM36W840MNAT | 36" | Y | A | 10360 | 21.8 | 9470 | 19.3 | 0.7
1295 | Val-Co | PM36W280M_A | 36" | Y | A | 11390 | 22.5 | 10650 | 20 | 0.77
1296 | Val-Co | PM36W280M_A (C or N) | 36" | Y | A | 10670 | 20.6 | 9840 | 18.6 | 0.72
12704 | Val-Co | 948200 | 48" | Y | A | 24400 | 20.7 | 23200 | 19 | 0.82
12723 | Val-Co | 948320 | 48" | Y | B | 24200 | 19.8 | 22700 | 17.9 | 0.79
2136 | Val-Co | GE48G340MGA | 48" | N | A | 20500 | 18.1 | 19000 | 16.4 | 0.77
2137 | Val-Co | GE48G340MNA | 48" | N | A | 20900 | 17.3 | 19500 | 15.8 | 0.79
2124 | Val-Co | GS48G340MGA | 48" | Y | A | 23000 | 21.6 | 21100 | 19 | 0.76
1280 | Val-Co | GS48G340MNA | 48" | Y | A | 22600 | 19.7 | 21100 | 17.8 | 0.76
2365 | Val-Co | GS48G340NGA | 48" | Y | A | 20500 | 24.1 | 18900 | 21.3 | 0.71
2368 | Val-Co | GS48G340XGA | 48" | Y | A | 18700 | 26.2 | 16900 | 22.7 | 0.59
2369 | Val-Co | GS48G420LGA | 48" | Y | A | 25000 | 17.9 | 23700 | 16.4 | 0.82
6039 | Val-Co | HGD48G340M_AT (C,N) | 48" | Y | B | 24400 | 22.2 | 22800 | 19.8 | 0.79
6038 | Val-Co | HGD48G340MGAT | 48" | Y | B | 25000 | 22.2 | 23500 | 19.5 | 0.8
6037 | Val-Co | HGD48G420LGAT | 48" | Y | B | 26600 | 18.7 | 25200 | 16.7 | 0.83
7304 | Val-Co | HGD48G830LGAT | 48" | Y | G | 26500 | 19.4 | 25000 | 17.4 | 0.82
5144 | Val-Co | HGS48G340M_A (N or C) | 48" | Y | A | 24400 | 21.3 | 22900 | 19.3 | 0.8
5200 | Val-Co | HGS48G340MGA | 48" | Y | A | 23600 | 22.8 | 22200 | 20.3 | 0.81
12703 | Val-Co | HGS48G340MGAT | 48" | Y | A | 25200 | 20.2 | 23900 | 17.7 | 0.83
5141 | Val-Co | HGS48G340N_A (N or C) | 48" | Y | A | 23200 | 23 | 21600 | 20.6 | 0.78
5203 | Val-Co | HGS48G340NGA | 48" | Y | A | 21900 | 25.4 | 20300 | 22.1 | 0.76
12705 | Val-Co | HGS48G340NGAT | 48" | Y | A | 23600 | 21.7 | 22200 | 19.8 | 0.79
5202 | Val-Co | HGS48G420L_A (N or C) | 48" | Y | A | 25200 | 19.8 | 23900 | 18 | 0.83
5201 | Val-Co | HGS48G420LGA | 48" | Y | A | 25000 | 20.3 | 23700 | 18.2 | 0.83
5134 | Val-Co | HPM48W340M_A (N or C) | 48" | Y | A | 24700 | 21.6 | 23300 | 19.7 | 0.81
6030 | Val-Co | HPM48W340M_AT (G,S) | 48" | Y | A | 24300 | 20.8 | 23300 | 18.8 | 0.84
6029 | Val-Co | HPM48W340MDAT | 48" | Y | A | 23700 | 20.6 | 22500 | 18.6 | 0.77
6036 | Val-Co | HPM48W420L_AT (G,S) | 48" | Y | A | 26200 | 17.9 | 24900 | 16.3 | 0.86
7310 | Val-Co | HPM48W830LGAT | 48" | Y | A | 26800 | 20.6 | 25500 | 18.7 | 0.84
7312 | Val-Co | HPM48W830LNAT | 48" | Y | A | 26800 | 19 | 25400 | 17.4 | 0.85
1266 | Val-Co | PM48W340M_A (C or N) | 48" | Y | A | 23500 | 20.1 | 22000 | 18.3 | 0.79
2349 | Val-Co | PM48W340M_A (S or G) | 48" | Y | A | 23400 | 22.4 | 21900 | 20 | 0.77
2352 | Val-Co | PM48W340N_A | 48" | Y | A | 21400 | 25.1 | 19600 | 22 | 0.68
2362 | Val-Co | PM48W420L_A | 48" | Y | A | 26300 | 19 | 24500 | 17.2 | 0.81
2457 | Val-Co | PM48W420L_A (C or N) | 48" | Y | A | 24500 | 19.2 | 23100 | 17.7 | 0.79
6050 | Val-Co | HPM50W340M_AT (G,S) | 50" | Y | A | 25600 | 21.6 | 24100 | 19.4 | 0.82
10470 | Val-Co | HPM50W340MNAT | 50" | Y | A | 23800 | 22.1 | 22300 | 20 | 0.79
12710 | Val-Co | HPM50W340MSAT | 50" | Y | A | 23600 | 19.8 | 22200 | 18 | 0.81
12714 | Val-Co | HPM50W340NCAT | 50" | Y | A | 21000 | 22.1 | 19200 | 19.7 | 0.62
12712 | Val-Co | HPM50W420LCAT | 50" | Y | A | 24300 | 18.9 | 22900 | 17.4 | 0.79
7316 | Val-Co | HPM50W830LNAT | 50" | Y | A | 28100 | 19.9 | 26600 | 18.2 | 0.83
7314 | Val-Co | HPM50W830LSAT | 50" | Y | A | 28100 | 19.7 | 26800 | 18 | 0.84
2030 | Val-Co | PM50W340M_A (S or G) | 50" | Y | A | 25700 | 22.4 | 24000 | 19.9 | 0.79
2228 | Val-Co | PM50W340M_A (C or N) | 50" | Y | A | 25400 | 22.8 | 23800 | 20.4 | 0.76
2229 | Val-Co | PM50W340M_A short cone (C or N) | 50" | Y | A | 24200 | 20.9 | 22600 | 19.1 | 0.77
2031 | Val-Co | PM50W340N_A (S or G) | 50" | Y | A | 22800 | 26.6 | 20900 | 23 | 0.69
2235 | Val-Co | PM50W340N_A (C or N) | 50" | Y | A | 23400 | 25.3 | 21600 | 22.4 | 0.7
2040 | Val-Co | PM50W420L_A (S or G) | 50" | Y | P | 28500 | 19.5 | 27200 | 17.7 | 0.85
2232 | Val-Co | PM50W420L_A (C or N) | 50" | Y | A | 27700 | 19.1 | 26200 | 17.5 | 0.82
10479 | Val-Co | 954290 | 54" | Y | A | 27600 | 22.8 | 25700 | 20.6 | 0.79
12242 | Val-Co | 954330 | 54" | Y | A | 23700 | 26 | 21500 | 22.9 | 0.63
12243 | Val-Co | 954335 | 54" | Y | A | 25200 | 24.5 | 23200 | 21.8 | 0.73
10480 | Val-Co | 954350 | 54" | Y | A | 29200 | 20.8 | 27600 | 18.9 | 0.83
12709 | Val-Co | 954430 | 54" | Y | B | 28200 | 23.3 | 26100 | 20.6 | 0.75
12708 | Val-Co | 954440 | 54" | Y | B | 29500 | 21.8 | 27600 | 19.5 | 0.78
5121 | Val-Co | HGS54G340MGA | 54" | Y | A | 28400 | 23.3 | 26500 | 20.6 | 0.76
5122 | Val-Co | HGS54G340NGA | 54" | Y | A | 26500 | 26 | 24200 | 22.7 | 0.7
5123 | Val-Co | HGS54G420LGA | 54" | Y | A | - | - | 29000 | 17.9 | -
11124 | Varifan | V52-9202MH | 12" | Y | P | 1600 | 9.1 | 1530 | 8.5 | 0.83
11132 | Varifan | V50-0203MH | 14" | N | P | 2090 | 10.4 | 2010 | 9.4 | 0.86
11125 | Varifan | V52-9253MH | 14" | Y | P | 2300 | 10.1 | 2220 | 9.5 | 0.87
11134 | Varifan | V50-0204MH | 16" | N | P | 2650 | 12.2 | 2460 | 11.2 | 0.75
11126 | Varifan | V52-9204MH | 16" | Y | P | 2720 | 11.8 | 2550 | 11.1 | 0.79
11136 | Varifan | V50-0205MH | 18" | N | P | 3390 | 12.5 | 3180 | 11.6 | 0.76
11127 | Varifan | V52-9205MH | 18" | Y | P | 3560 | 12.5 | 3370 | 11.7 | 0.82
11131 | Varifan | V50-0206MH | 20" | N | P | 3830 | 13 | 3610 | 12.1 | 0.79
11129 | Varifan | V52-9206MH | 20" | Y | P | 4010 | 13.2 | 3760 | 12.2 | 0.8
11130 | Varifan | V52-9208MH | 24" | Y | P | 5130 | 15.7 | 4640 | 14 | 0.63
11133 | Varifan | V50-0208MH | 25" | N | P | 4820 | 15.5 | 4340 | 13.8 | 0.63
11135 | Varifan | V50-0212MH | 28" | N | P | 5860 | 16.6 | 5350 | 15 | 0.66

## 24" - 35" Fans - 1 Phase
Last Updated: 6/14/17
Ventilation Fan Qualified Product List (QPL)
This list is for the use of sponsors of Bess Labs in operation of their agricultural fan programs and is updated regularly. Please refer to the date last updated, and check www.bess.illinois.edu to ensure you are using the most current version. Colored cells indicate the model number is listed more than once on this list - the most efficient test # is always displayed in a non-colored cell.
*Due to a recent policy change, Focus on Energy is allowing an exception to the QPL requirements through December of 2017. Any fans with an asterisk (*) by the Test # will need to submit updated certification documentation before the end of 2017 or they will be removed from the QPL in 2018.
13.7
Test # | Manufacturer | Model | Size | Cone | Shutter | Air Flow (cfm) 0.05" SP | VER (cfm/W) 0.05" SP | Air Flow (cfm) 0.10" SP | VER (cfm/W) 0.10" SP | Air Flow Ratio
08111 | Airstream | CS24 | 25" | Y | P | 6160 | 16.9 | 5800 | 15.4 | 0.79
08004e | Exacon | AF24(3)LPELS | 24" | Y | P | 6290 | 16.1 | 5690 | 14.6 | 0.71
15207 | Grower Select | AS-24EDDLP(with cone) | 24" | Y | P | 6990 | 15.2 | 6620 | 13.9 | 0.81
338 | Hired Hand | 6603-9501 | 24" | Y | R | 6340 | 17.8 | 6060 | 16.1 | 0.84
06171 | Munters Aerotech | AT24ZCA | 24" | Y | A | 6000 | 15 | 5600 | 13.9 | 0.8
00139 | Munters Aerotech | VX26F1CR | 24" | Y | P | 7610 | 19.4 | 6980 | 17.1 | 0.69
00136 | Munters Aerotech | VX26F1CR | 24" | Y | P | 7600 | 18.6 | 7000 | 16.6 | 0.7
99131 | Prairie Pride Polyfan | TR24 | 24" | N | P | 4450 | 15.8 | 4090 | 14.4 | 0.72
99077 | Pruden Ventilation | PFPS24C | 24" | Y | A | 5980 | 15.7 | 5610 | 14.5 | 0.8
3104 | PW Aire | EF2400MT w/cone | 24" | Y | P | 7680 | 15.1 | 7240 | 13.9 | 0.82
11130 | Varifan | V52-9208MH | 24" | Y | P | 5130 | 15.7 | 4640 | 14 | 0.63
11133 | Varifan | V50-0208MH | 25" | N | P | 4820 | 15.5 | 4340 | 13.8 | 0.63
11135 | Varifan | V50-0212MH | 28" | N | P | 5860 | 16.6 | 5350 | 15 | 0.66

## 36" - 47" Fans - 1 Phase
Last Updated: 6/14/17
Ventilation Fan Qualified Product List (QPL)
This list is for the use of sponsors of Bess Labs in operation of their agricultural fan programs and is updated regularly. Please refer to the date last updated, and check www.bess.illinois.edu to ensure you are using the most current version. Colored cells indicate the model number is listed more than once on this list - the most efficient test # is always displayed in a non-colored cell.
*Due to a recent policy change, Focus on Energy is allowing an exception to the QPL requirements through December of 2017. Any fans with an asterisk (*) by the Test # will need to submit updated certification documentation before the end of 2017 or they will be removed from the QPL in 2018.
17.1
Test # | Manufacturer | Model | Size | Cone | Shutter | Air Flow (cfm) 0.05" SP | VER (cfm/W) 0.05" SP | Air Flow (cfm) 0.10" SP | VER (cfm/W) 0.10" SP | Air Flow Ratio
6208 | American Coolair | FGBC36J | 36" | Y | A | 11700 | 22.7 | 10500 | 20.2 | 0.65
6207 | American Coolair | FGBC36J | 36" | Y | A | 11600 | 22.2 | 10600 | 20.2 | 0.66
06189 | American Coolair | MNBC36J | 36" | Y | A | 10100 | 20.3 | 9100 | 18.6 | 0.47
06190 | American Coolair | MNBC36J | 36" | Y | A | 10000 | 20.5 | 9000 | 18.4 | 0.44
6205 | American Coolair | MNBCC36J | 36" | Y | A | 11400 | 23.3 | 10200 | 20.8 | 0.61
6206 | American Coolair | MNBCC36J | 36" | Y | A | 11400 | 23.5 | 10200 | 20.5 | 0.59
10136 | American Coolair | MNBCC36K | 36" | Y | A | 13410 | 21 | 12350 | 19 | 0.71
10137 | American Coolair | MNEFC36J | 36" | Y | A | 11470 | 22.9 | 10680 | 19.9 | 0.77
75 | Canarm | FG136W40G31 | 36" | N | P | 10540 | 19.4 | 9730 | 17.2 | 0.71
80 | Canarm | FG136W40G61 | 36" | Y | P | 11300 | 22.5 | 10450 | 19.5 | 0.71
79 | Canarm | FG36C | 36" | Y | P | 11250 | 20.4 | 10280 | 17.6 | 0.7
78 | Canarm | FG36V | 36" | Y | P | 8330 | 21.8 | 7500 | 18.9 | 0.65
77 | Canarm | FG36V | 36" | N | P | 7960 | 20.4 | 7160 | 17.4 | 0.67
6241 | Chore-Time | 50372-22 | 36" | Y | B | 9880 | 21.5 | 9160 | 18.9 | 0.76
16136d | Dayton | 44YU16 | 36" | Y | A | 11470 | 20.3 | 10720 | 17.7 | 0.77
14580 | Grower Select | AS-36EDDLP | 36" | Y | P | 10320 | 19.8 | 9470 | 17.1 | 0.74
4366 | Hired Hand | 6603-6080 | 36" | Y | A | 12040 | 19.3 | 11240 | 17.3 | 0.76
4369 | Hired Hand | 6603-7011 | 36" | Y | A | 12280 | 19.6 | 11560 | 17.3 | 0.8
7381 | J & D Manufacturing | VFS36CS | 36" | Y | A | 10470 | 21.8 | 9360 | 18.7 | 0.46
8322 | Munters Aerotech | AT36Z1CP | 36" | Y | P | 11000 | 19.6 | 10100 | 17.3 | 0.73
1392 | Munters Aerotech | AX365T1CP | 36" | Y | P | 11730 | 19.5 | 10760 | 17.1 | 0.71
16136 | Myn-fan | 36SWC550 | 36" | Y | A | 11470 | 20.3 | 10720 | 17.7 | 0.77
06241p | Pro Terra Systems | A50372-22 | 36" | Y | B | 9900 | 21.5 | 9200 | 18.9 | 0.76
3102 | PW Aire | EF3600MT w/cone | 36" | Y | P | 10330 | 19.8 | 9490 | 17.1 | 0.69
9343 | Schaefer | 366S12-E | 36" | N | A | 7630 | 20 | 6940 | 17.5 | 0.54
2142 | Val-Co | GS36G280MGA | 36" | Y | A | 11120 | 21.3 | 10390 | 18.9 | 0.75
2143 | Val-Co | GS36G280MNA | 36" | Y | A | 10320 | 20 | 9540 | 18.3 | 0.74
6044 | Val-Co | HGS36G280MGA | 36" | Y | A | 12000 | 19.8 | 11300 | 17.8 | 0.79
6048 | Val-Co | HPM36W280MGA | 36" | Y | A | 12600 | 21.2 | 11700 | 18.6 | 0.76
6047 | Val-Co | HPM36W760M_AT (C,N) | 36" | Y | A | 10500 | 19.5 | 9500 | 17.1 | 0.75
7307 | Val-Co | HPM36W840MGAT | 36" | Y | A | 12380 | 20.5 | 11130 | 17.2 | 0.45
7308 | Val-Co | HPM36W840MNAT | 36" | Y | A | 10360 | 21.8 | 9470 | 19.3 | 0.7
1295 | Val-Co | PM36W280M_A | 36" | Y | A | 11390 | 22.5 | 10650 | 20 | 0.77
1296 | Val-Co | PM36W280M_A (C or N) | 36" | Y | A | 10670 | 20.6 | 9840 | 18.6 | 0.72

## All Fans - 3 Phase (hidden)
Test # | Manufacturer | Model | Size | Cone | Shutter | Air Flow (cfm) 0.05" SP | VER (cfm/W) 0.05" SP | Air Flow (cfm) 0.10" SP | VER (cfm/W) 0.10" SP | Air Flow Ratio
235 | Acme | AGD48J8-C | 48" | Y | A | 20300 | 20.7 | 18700 | 18.3 | 0.76
225 | Acme | BDR48J-C | 48" | Y | A | 21600 | 21.5 | 20300 | 19.4 | 0.79
227 | Acme | BDR48J-C | 48" | Y | A | 22100 | 20.2 | 20900 | 18.6 | 0.81
222 | Acme | BDR48J-C | 48" | Y | A | 22200 | 21.1 | 21100 | 19.3 | 0.8
226 | Acme | BDR48JL-C | 48" | Y | A | 18500 | 25.8 | 17000 | 23.2 | 0.65
228 | Acme | BDR48JL-C | 48" | Y | A | 18700 | 24.2 | 17300 | 21.6 | 0.68
224 | Acme | BDR48JL-C | 48" | Y | A | 18900 | 26.1 | 17400 | 23.4 | 0.69
229 | Acme | BDR48K-C | 48" | Y | A | 25000 | 17.5 | 24100 | 16.2 | 0.87
230 | Acme | BDR48K-C | 48" | Y | A | 25100 | 17 | 24200 | 15.9 | 0.87
5020 | Acme | BDRB48J-C3 | 48" | Y | B | 23000 | 21.2 | 21800 | 18.9 | 0.81
5021 | Acme | BDRB48K-C3 | 48" | Y | B | 23400 | 18.9 | 22300 | 17.8 | 0.83
280 | Acme | DC48J-C | 48" | Y | A | 20600 | 22.1 | 19200 | 19.9 | 0.7
279 | Acme | DC48J-C | 48" | Y | A | 21000 | 21.1 | 19600 | 18.8 | 0.72
281 | Acme | DC48J-C | 48" | Y | A | 21200 | 22.3 | 19700 | 20 | 0.75
221 | Acme | DDPG48J8-C | 48" | Y | A | 20800 | 21 | 19100 | 18.5 | 0.74
209 | Acme | DDPG48J-C | 48" | Y | A | 21500 | 23 | 20000 | 20.5 | 0.76
212 | Acme | DDPG48J-C | 48" | Y | A | 21800 | 21.6 | 20500 | 19.4 | 0.78
210 | Acme | DDPG48J-C | 48" | Y | A | 22000 | 22.9 | 20800 | 20.9 | 0.79
216 | Acme | DDPG48K-C | 48" | Y | A | 24900 | 18.1 | 23800 | 16.7 | 0.85
215 | Acme | DDPG48K-C | 48" | Y | A | 24900 | 18.5 | 23900 | 17 | 0.86
220 | Acme | DDPS48J8-C | 48" | Y | A | 19900 | 23.1 | 18200 | 19.9 | 0.74
219 | Acme | DDPS48J-C | 48" | Y | A | 20000 | 24.9 | 18600 | 22.1 | 0.73
213 | Acme | DDPS48J-C | 48" | Y | A | 20300 | 23.2 | 19000 | 20.8 | 0.76
218 | Acme | DDPS48J-C | 48" | Y | A | 20300 | 24.9 | 19100 | 22.3 | 0.76
217 | Acme | DDPS48K-C | 48" | Y | A | 23200 | 19.8 | 22100 | 18 | 0.83
214 | Acme | DDPS48K-C | 48" | Y | A | 23300 | 20.4 | 22200 | 18.5 | 0.84
293 | Acme | DDPG50J-C | 50" | Y | A | 24000 | 20.7 | 22800 | 18.9 | 0.81
295 | Acme | DDPG50J-C | 50" | Y | A | 24100 | 22 | 22800 | 20.1 | 0.81
292 | Acme | DDPG50JL-C | 50" | Y | A | 19200 | 27.8 | 17400 | 24.4 | 0.54
294 | Acme | DDPG50JL-C | 50" | Y | A | 19400 | 26.1 | 17600 | 22.7 | 0.55
296 | Acme | DDPG50JL-C | 50" | Y | A | 19800 | 27.8 | 18200 | 24.4 | 0.63
297 | Acme | DDPG50K-C | 50" | Y | A | 26000 | 18.4 | 25000 | 17.1 | 0.86
298 | Acme | DDPG50K-C | 50" | Y | A | 26100 | 18.9 | 25000 | 17.4 | 0.86
255 | Acme | DDPS50J | 50" | Y | A | 23400 | 23.4 | 21900 | 20.9 | 0.78
257 | Acme | DDPS50J-C | 50" | Y | A | 23800 | 21.8 | 22300 | 19.5 | 0.79
259 | Acme | DDPS50J-C | 50" | Y | A | 23900 | 23.4 | 22400 | 21 | 0.79
256 | Acme | DDPS50JL-C | 50" | Y | A | 19400 | 28.3 | 17600 | 25.2 | 0.57
258 | Acme | DDPS50JL-C | 50" | Y | A | 19600 | 26.3 | 17800 | 22.8 | 0.62
260 | Acme | DDPS50JL-C | 50" | Y | A | 19700 | 29.5 | 17800 | 25.6 | 0.59
253 | Acme | DDPS50JL-C | 50" | Y | A | 19600 | 27.4 | 17900 | 24 | 0.65
283 | Acme | DDPS50K | 50" | Y | A | 25800 | 19.5 | 24600 | 18 | 0.83
282 | Acme | DDPS50K-C | 50" | Y | A | 26000 | 20.2 | 24700 | 18.5 | 0.83
239 | Acme | BDR54J-C | 54" | Y | A | 25700 | 25.4 | 24000 | 22.4 | 0.77
237 | Acme | BDR54J-C | 54" | Y | A | 26200 | 23.7 | 24700 | 20.9 | 0.79
241 | Acme | BDR54J-C | 54" | Y | A | 26300 | 25.3 | 24800 | 22.6 | 0.8
238 | Acme | BDR54JL-C | 54" | Y | A | 19400 | 31 | 17100 | 24.9 | 0.43
240 | Acme | BDR54JL-C | 54" | Y | A | 19400 | 33.4 | 17100 | 27.8 | 0.42
242 | Acme | BDR54JL-C | 54" | Y | A | 19600 | 34.1 | 17200 | 27.9 | 0.42
247 | Acme | BDR54K-C | 54" | Y | A | 29400 | 20.4 | 28300 | 18.7 | -
5030 | Acme | BDRV54J-C2 | 54" | Y | A | 26200 | 24.5 | 24600 | 21.5 | 0.77
5031 | Acme | BDRV54J-C3 | 54" | Y | A | 26000 | 24.2 | 24200 | 21 | 0.76
4302 | Acme | BDRV54J-CB | 54" | Y | B | 24000 | 24.6 | 21700 | 20.7 | 0.71
5028 | Acme | BDRV54K-C2 | 54" | Y | A | 29000 | 20.5 | 27500 | 18.6 | 0.83
5027 | Acme | BDRV54K-C3 | 54" | Y | A | 28600 | 20.5 | 27200 | 18.4 | 0.82
4297 | Acme | BDRV54K-CB | 54" | Y | B | 28600 | 20 | 27200 | 17.5 | 0.82
304 | Acme | DC54J-C | 54" | Y | A | 26100 | 26.1 | 23300 | 22.3 | 0.61
308 | Acme | DC54J-C | 54" | Y | A | 26400 | 24.3 | 23900 | 21.2 | 0.65
306 | Acme | DC54J-C | 54" | Y | A | 26600 | 26 | 24100 | 22.6 | 0.64
305 | Acme | DC54JL-C | 54" | Y | A | 20600 | 32.4 | 17100 | 25.9 | 0.23
309 | Acme | DC54JL-C | 54" | Y | A | 20800 | 29.8 | 17500 | 24.2 | 0.25
307 | Acme | DC54JL-C | 54" | Y | A | 21100 | 32.2 | 17600 | 26.6 | 0.26
311 | Acme | DC54K-C | 54" | Y | A | 28500 | 22.5 | 26400 | 20.3 | 0.74
310 | Acme | DC54K-C | 54" | Y | A | 28500 | 21.6 | 26500 | 19.3 | 0.74
4276 | Acme | DDPGV54J-C | 54" | Y | A | 26000 | 24.4 | 24100 | 21.1 | 0.75
4277 | Acme | DDPGV54K-C | 54" | Y | A | 29400 | 20.3 | 27900 | 18.3 | 0.83
5025 | Acme | DDPSV54J-C | 54" | Y | A | 25300 | 22.7 | 23900 | 20.4 | 0.78
4271 | Acme | DDPSV54K-C | 54" | Y | A | 27900 | 21.2 | 26400 | 19 | 0.81
5231 | Aerotech | AT24Z3SCP | 24" | Y | P | 6400 | 14.3 | 6030 | 13.2 | 0.83
1360 | Aerotech | VX26F3SCR | 26" | Y | P | 8580 | 17.4 | 8050 | 15.8 | 0.8
9142 | Aerotech | AT36Z3CP | 36" | Y | P | 10820 | 20 | 9860 | 17.6 | 0.73
1393 | Aerotech | AX365T3CP | 36" | Y | P | 11800 | 19.7 | 10790 | 17.3 | 0.7
1388 | Aerotech | AT481Z3CP | 48" | Y | P | 23400 | 20.1 | 21700 | 18 | 0.75
6266 | Aerotech | AT481Z3CP | 48" | Y | P | 23800 | 20 | 22100 | 18 | 0.77
4100 | Aerotech | AT482Z3CP-24 | 48" | Y | P | 27800 | 15 | 26600 | 14 | 0.85
4101 | Aerotech | AT482Z3GP-24 | 48" | N | P | 24700 | 12.6 | 23600 | 12 | 0.86
5072 | Aerotech | AX481T3CJ | 48" | Y | A | 24100 | 20.5 | 22800 | 18.9 | 0.8
5071 | Aerotech | AX481T3CP | 48" | Y | P | 23900 | 19.9 | 22500 | 18.4 | 0.79
5168 | Aerotech | WF5015T3CJ | 50" | Y | A | 27300 | 17.5 | 25800 | 16.2 | 0.81
3152 | Aerotech | WF5015T3CP | 50" | Y | P | 27200 | 18.1 | 26000 | 16.6 | 0.86
7144 | Aerotech | WF5015V3CD | 50" | Y | B | 28400 | 18.2 | 26900 | 16.8 | 0.81
5167 | Aerotech | WF501T3CJ | 50" | Y | A | 24000 | 20.9 | 22100 | 18.7 | 0.73
3153 | Aerotech | WF501T3CP | 50" | Y | P | 24000 | 22.5 | 22500 | 20.1 | 0.76
7325 | Aerotech | WF501V3CD | 50" | Y | B | 25200 | 22 | 23100 | 19.5 | 0.71
375 | Aerotech | AX5115T3CP | 51" | Y | P | 27300 | 19.5 | 25600 | 17.7 | 0.79
376 | Aerotech | AX511T3CP | 51" | Y | P | 25400 | 20.9 | 23800 | 19 | 0.76
4204 | Aerotech | AX512T3CP | 51" | Y | P | 30100 | 16.8 | 28700 | 15.6 | 0.85
8169 | Aerotech | VX5115F3CD | 51" | Y | B | 29400 | 20.7 | 27600 | 18.9 | 0.79
8168 | Aerotech | VX5115F3CEP | 51" | Y | P | 28300 | 19.8 | 26600 | 17.9 | 0.8
8167 | Aerotech | VX5115F3CER | 51" | Y | P | 29900 | 21.5 | 28100 | 19.5 | 0.79
8170 | Aerotech | VX511F3CD | 51" | Y | B | 27600 | 23.3 | 25600 | 20.9 | 0.75
1382 | Aerotech | VX511F3CR | 51" | Y | P | 27000 | 22.1 | 25000 | 19.7 | 0.74
8163 | Aerotech | VX512F3CD | 51" | Y | B | - | - | 30400 | 17.2 | -
8165 | Aerotech | VX512F3CEP | 51" | Y | P | 30700 | 17.4 | 29100 | 16.1 | 0.83
8164 | Aerotech | VX512F3CER | 51" | Y | P | - | -
4104 | Aerotech | VX512F3CP | 51" | Y | P | 29700 | 16.7 | 29100 | 16.2 | 0.84
4103 | Aerotech | VX512F3CR | 51" | Y | P | - | - | 30000 | 16.8 | -
4105 | Aerotech | VX512F3GR | 51" | N | P | 27700 | 15 | 26300 | 14 | 0.83
6121 | Aerotech | WF5415T3CP | 54" | Y | P | 30000 | 20.9 | 28400 | 18.9 | 0.81
7396 | Aerotech | WF5415V3CD | 54" | Y | B | 30000 | 22.2 | 28300 | 20 | 0.8
6119 | Aerotech | WF541T3CP | 54" | Y | P | 27800 | 23.3 | 25800 | 20.7 | 0.76
7394 | Aerotech | WF541V3CD | 54" | Y | B | 28100 | 24.5 | 26400 | 21.9 | 0.78
6122 | Aerotech | WF542T3CP | 54" | Y | P | - | - | 30200 | 18.3 | -
7397 | Aerotech | WF542V3CD | 54" | Y | B | - | - | 30300 | 18.9 | -
6125 | Aerotech | VX5515F3CP | 55" | Y | P | 29300 | 19.1 | 27400 | 17.5 | 0.75
6146 | Aerotech | VX5515F3CR | 55" | Y | P | - | - | 29800 | 19.2 | -
7192 | Aerotech | VX552F3CP | 55" | Y | P | - | -
8302 | Aerotech | VX552F3CR | 55" | Y | P | 36500 | 18.4 | 34700 | 17 | 0.83
7334 | Airstream | CS543-NC | 54" | N | A | 25500 | 17 | 23900 | 15.6 | 0.79
7107 | Airstream | CS54C3-P | 54" | Y | A | 30528 | 19.8 | 28535 | 17.8 | 0.8
6224 | Airstream | G54CBF36GA | 54" | Y | B | - | - | 29200 | 19 | -
6209 | American Coolair | FGBC36J | 36" | Y | A | 11700 | 21.5 | 10600 | 19 | 0.67
6210 | American Coolair | FGBC36K | 36" | Y | A | 13800 | 17.6 | 12900 | 16.3 | 0.78
6215 | American Coolair | FGBC36L | 36" | Y | A | 16200 | 14.1 | 15400 | 13.3 | 0.84
6191 | American Coolair | MNBC36J | 36" | Y | A | 10100 | 19.2 | 9100 | 17.3 | 0.5
6192 | American Coolair | MNBC36K | 36" | Y | A | 11900 | 15.6 | 11100 | 14.5 | 0.78
6197 | American Coolair | MNBC36L | 36" | Y | A | 14000 | 12.5 | 13300 | 11.9 | 0.84
6204 | American Coolair | MNBCC36J | 36" | Y | A | 11400 | 21.3 | 10200 | 18.9 | 0.61
6203 | American Coolair | MNBCC36K | 36" | Y | A | 13600 | 18 | 12600 | 16.5 | 0.76
6198 | American Coolair | MNBCC36L | 36" | Y | A | 15800 | 14.3 | 15200 | 13.5 | 0.84
99190 | American Coolair | MNBFC48M3P | 48" | Y | A | 25200 | 17.3 | 24300 | 16.4 | 0.84
99157 | American Coolair | MNCF52M3P | 52" | N | A | 25200 | 18.3 | 23700 | 17 | 0.8
99164 | American Coolair | MNCFC52M3P | 52" | Y | A | 27000 | 20.2 | 25200 | 18.4 | 0.75
11410 | American Coolair | MNBC52L | 53" | N | A | 24400 | 19.4 | 22700 | 17.9 | 0.77
11411 | American Coolair | MNBC52LE | 53" | N | A | 23000 | 21.5 | 21200 | 19.7 | 0.67
11409 | American Coolair | MNBC52M | 53" | N | A | 26900 | 17 | 25400 | 15.8 | 0.81
11407 | American Coolair | MNBCC52L | 53" | Y | A | 27400 | 23 | 25400 | 20.8 | 0.77
11406 | American Coolair | MNBCC52LE | 53" | Y | A | 25700 | 25.2 | 23700 | 22.5 | 0.73
11408 | American Coolair | MNBCC52M | 53" | Y | A | 30200 | 20.2 | 28500 | 18.6 | 0.82
5243 | American Coolair | MNBCDD52L 3 ph. | 53" | Y | B | 26600 | 24.4 | 24300 | 21.5 | 0.71
5242 | American Coolair | MNBCDD52LE 3 ph. | 53" | Y | B | 25400 | 25.5 | 23100 | 22.9 | 0.66
5241 | American Coolair | MNBCDD52M 3 ph. | 53" | Y | B | 30100 | 21.4 | 28300 | 19.4 | 0.8
7217 | American Coolair | MNEFDD52L | 53" | Y | D | 25300 | 23.7 | 22800 | 19.9 | 0.71
7216 | American Coolair | MNEFDD52M | 53" | Y | D | 27300 | 22.5 | 25400 | 19.2 | 0.77
7225 | American Coolair | NBCID52L-SQ | 53" | Y | D | 25200 | 23.3 | 23000 | 20.8 | 0.69
7224 | American Coolair | NBCID52M-SQ | 53" | Y | D | 30100 | 19.7 | 28300 | 18.3 | 0.81
7234 | American Coolair | NCFID52L-SQ | 53" | Y | D | 24800 | 21.5 | 22900 | 19.1 | 0.7
7233 | American Coolair | NCFID52M-SQ | 53" | Y | D | 27900 | 19.6 | 26500 | 18 | 0.8
7218 | American Coolair | NEFID52L-SQ | 53" | Y | D | 24700 | 22.7 | 22500 | 19.4 | 0.73
7219 | American Coolair | NEFID52M-SQ | 53" | Y | D | 27600 | 22.5 | 25400 | 19.2 | 0.78
10241 | American Coolair | MNBCC54L | 55" | Y | A | 27900 | 27.6 | 26000 | 24.3 | 0.77
10243 | American Coolair | MNBCC54M | 55" | Y | A | 31900 | 23.2 | 30200 | 21 | 0.83
10240 | American Coolair | MNBCCE54L | 55" | Y | A | 25600 | 31 | 23700 | 27.2 | 0.71
10242 | American Coolair | MNBCCE54m | 55" | Y | A | 30200 | 25.3 | 28400 | 22.7 | 0.81
11392 | American Coolair | MNBCDD54L | 55" | Y | B | 27900 | 28.1 | 25300 | 23.9 | 0.68
11391 | American Coolair | MNBCDD54LE | 55" | Y | B | 25400 | 32 | 22600 | 26.7 | 0.63
11394 | American Coolair | MNBCDD54M | 55" | Y | B | 32200 | 23.3 | 30000 | 20.8 | 0.78
11393 | American Coolair | MNBCDD54ME | 55" | Y | B | 30400 | 25.8 | 28100 | 22.6 | 0.75
10247 | American Coolair | MNEFC54L | 55" | Y | A | 26400 | 29.3 | 24300 | 24.9 | 0.73
10244 | American Coolair | MNEFC54M | 55" | Y | A | 29100 | 23.3 | 27900 | 21.4 | 0.85
10250 | American Coolair | MNEFCE54L | 55" | Y | A | 24500 | 32.6 | 22300 | 27.7 | 0.67
10246 | American Coolair | MNEFCE54M | 55" | Y | A | 28400 | 26.6 | 26800 | 23.7 | 0.79
11397 | American Coolair | MNEFDD54L | 55" | Y | B | 26600 | 28.1 | 23800 | 23 | 0.7
11398 | American Coolair | MNEFDD54LE | 55" | Y | B | 23900 | 31 | 21000 | 25 | 0.63
11395 | American Coolair | MNEFDD54M | 55" | Y | B | 29800 | 24.4 | 28300 | 22.1 | 0.79
11396 | American Coolair | MNEFDD54ME | 55" | Y | B | 28600 | 27.7 | 26600 | 24 | 0.73
9250 | American Coolair | MNBF60L | 61" | N | A | 24300 | 23.3 | 21100 | 19.8 | 0.41
9249 | American Coolair | MNBF60M | 61" | N | A | 29400 | 20 | 27400 | 18.4 | 0.72
9246 | American Coolair | MNBF60N | 61" | N | A | 33500 | 15.9 | 31800 | 14.8 | 0.83
9251 | American Coolair | MNBF60P | 61" | N | A | 38300 | 13.7 | 36800 | 13 | 0.87
9255 | American Coolair | MNBFC60L | 61" | Y | A | 26700 | 26.6 | 22600 | 21.6 | 0.34
9254 | American Coolair | MNBFC60M | 61" | Y | A | 32300 | 22 | 30100 | 19.9 | 0.7
9253 | American Coolair | MNBFC60N | 61" | Y | A | 36800 | 18.1 | 35000 | 16.7 | 0.81
9252 | American Coolair | MNBFC60P | 61" | Y | A | - | - | 40100 | 14.8 | -
9261 | American Coolair | NBFID60L-SQ | 61" | Y | G | 27600 | 28.5 | 24100 | 23.8 | 0.37
9260 | American Coolair | NBFID60M-SQ | 61" | Y | G | 32800 | 23.9 | 30300 | 21.2 | 0.72
9259 | American Coolair | NBFID60N-SQ | 61" | Y | G | 37500 | 19.5 | 35600 | 17.9 | 0.81
9258 | American Coolair | NBFID60P-SQ | 61" | Y | G | - | - |  |  | -
3057 | Canarm | FG363 | 36" | N | P | 10300 | 20.6 | 9340 | 17.5 | 0.69
3058 | Canarm | FG363 w/cone | 36" | N | P | 10660 | 21.9 | 9700 | 18.6 | 0.67
3050 | Canarm | FG36BD3 | 36" | N | P | 9740 | 19.6 | 8590 | 16.5 | 0.41
3051 | Canarm | FG36BD3 w/cone | 36" | Y | P | 10280 | 21.4 | 9060 | 17.7 | 0.39
3059 | Canarm | FG36H3 | 36" | N | P | 14680 | 15.8 | 13910 | 14.4 | 0.82
3060 | Canarm | FG36H3 w/cone | 36" | Y | P | 15340 | 17.4 | 14440 | 15.5 | 0.82
3053 | Canarm | SW363 | 36" | N | P | 9540 | 19.7 | 8690 | 17 | 0.72
3054 | Canarm | SW36BD3 | 36" | N | P | 9340 | 20.5 | 8170 | 17 | 0.43
2204 | Canarm | SWC483 | 48" | Y | P | 22700 | 21 | 21000 | 18.8 | 0.73
4176 | Canarm | FC503 | 50" | Y | P | 24200 | 20.9 | 22400 | 18.4 | 0.78
4177 | Canarm | FC50A3 | 50" | Y | P | 24600 | 19.8 | 22800 | 17.7 | 0.78
2196 | Canarm | FG503 | 50" | N | P | 22300 | 19.6 | 20800 | 17.4 | 0.78
2197 | Canarm | FG503 | 50" | Y | P | 23400 | 21.2 | 21800 | 18.8 | 0.78
2015 | Canarm | FG50A3 | 50" | N | P | 24000 | 18.6 | 22300 | 16.5 | 0.76
2071 | Canarm | FG50A3w/cone | 50" | Y | P | 25300 | 20.2 | 23500 | 17.7 | 0.75
10160 | Casp S/A | BF50C1-450 | 50" | Y | P | 22400 | 22.2 | 20500 | 19.8 | 0.67
10164 | Casp S/A | BF50C15-520 | 50" | Y | P | 26600 | 17.3 | 25000 | 15.9 | 0.8
6136 | Casp S/A | VA130-1.5hp | 50" | N | G | 22400 | 13.6 | 21000 | 12.7 | 0.8
6103 | Casp S/A | VA130-1.5hp cone | 50" | Y | G | 24200 | 14.8 | 22900 | 13.8 | 0.79
6137 | Casp S/A | VA130-1hp | 50" | N | G | 19000 | 17.4 | 17500 | 15.9 | 0.65
6102 | Casp S/A | VA130-1hp cone | 50" | Y | G | 20300 | 18.3 | 18700 | 16.6 | 0.67
2283 | Chore-Time | 38264-4842 | 48" | Y | P | 22800 | 21.3 | 21300 | 19.1 | 0.76
4333 | Chore-Time | 38264-4845 | 48" | Y | P | 23400 | 21.4 | 21700 | 19 | 0.73
2474 | Chore-Time | 47898-4845 | 48" | Y | P | 26800 | 18.7 | 25300 | 17 | 0.84
5195 | Chore-Time | 49511-41 | 52" | Y | B | 29300 | 21.5 | 27300 | 19 | 0.77
5196 | Chore-Time | 49511-42 | 52" | Y | B | 26400 | 23.9 | 24600 | 21 | 0.76
5189 | Chore-Time | 49519-41 | 52" | Y | B | 29200 | 21 | 27300 | 18.7 | 0.78
5191 | Chore-Time | 49519-42 | 52" | Y | B | 26200 | 23.4 | 24400 | 20.5 | 0.77
4318 | Chore-Time | 49740-41 | 52" | Y | B | 29700 | 20.3 | 27900 | 18.2 | 0.79
4335 | Chore-Time | 49740-42 | 52" | Y | B | 27100 | 23.3 | 24800 | 20.5 | 0.73
9083 | Chore-Time | 52157-41 | 54" | Y | B | 30700 | 22.4 | 28900 | 19.9 | 0.79
9082 | Chore-Time | 52157-42 | 54" | Y | B | 27500 | 25.6 | 25500 | 22.1 | 0.78
11065 | Chore-Time | 52157-43 | 54" | Y | B | 26300 | 27.2 | 24200 | 23.2 | 0.76
12616 | Chore-Time | 53464-41 | 57" | Y | B | 31900 | 23.6 | 30000 | 20.9 | 0.79
12619 | Chore-Time | 53464-42 | 57" | Y | B | 28700 | 26.5 | 26900 | 23.3 | 0.78
11440 | EDEGE | EDG (C)1380 | 49" | Y | A | 21500 | 15.2 | 20100 | 13.6 | 0.73
12455 | Exafan | EX50-156C3R41 | 50" | Y | B | 23300 | 18.8 | 21200 | 16.6 | 0.69
12465 | Exafan | EX50-156P3R41 | 50" | N | G | 20800 | 18.2 | 18800 | 16.2 | 0.65
12461 | Exafan | EX50-156P3R46 | 50" | N | G | 23000 | 15.1 | 21300 | 13.7 | 0.74
11327 | Exafan | EX50-176C6A40 | 50" | Y | B | 27600 | 13.3 | 26100 | 12.2 | 0.82
12454 | Exafan | EX50-206C3R46N | 50" | Y | B | 25800 | 17.1 | 23900 | 15.4 | 0.76
10075 | Fancom | 3492W | 36" | N | G | 12600 | 10.6 | 12100 | 9.9 | 0.87
10069 | Fancom | 50" Cone Fan, 1.1 kW | 50" | Y | A | 24100 | 17.2 | 22900 | 15.7 | 0.84
10071 | Fancom | 50" Wall Fan, 0.75 kW | 50" | N | G | 17900 | 17.5 | 16400 | 15.5 | 0.73
10073 | Fancom | 50" Wall Fan, 1.1 kW | 50" | N | G | 20700 | 15.4 | 19200 | 13.9 | 0.78
8266 | Hired Hand | 6603-0120 | 36" | Y | B | 12150 | 17.5 | 11360 | 15.5 | 0.79
8264 | Hired Hand | 6603-0122 | 36" | Y | B | 11560 | 20.6 | 10800 | 18.1 | 0.79
8258 | Hired Hand | 6603-0128 | 48" | Y | B | 24300 | 21.6 | 22300 | 18.8 | 0.74
5331 | Hired Hand | 6603-6504 | 52" | Y | B | 29000 | 20.9 | 27300 | 18.5 | 0.8
5333 | Hired Hand | 6603-6513 | 52" | Y | B | 27600 | 23.3 | 25900 | 20.5 | 0.78
5332 | Hired Hand | 6603-6514 | 52" | Y | B | 29000 | 21.9 | 27300 | 19.4 | 0.79
2469 | Hired Hand | 6603-7403 | 52" | N | A | 25000 | 19.6 | 23500 | 17.7 | 0.82
2468 | Hired Hand | 6603-7403 | 52" | N | R | 25400 | 20 | 23900 | 18.3 | 0.81
2466 | Hired Hand | 6603-7403 | 52" | Y | A | 27400 | 23.2 | 25700 | 20.6 | 0.81
2467 | Hired Hand | 6603-7403 | 52" | Y | R | 28100 | 24.5 | 26500 | 21.8 | 0.81
8247 | Hired Hand | 6603-7086 | 54" | Y | B | 29000 | 22 | 27700 | 20 | 0.84
8248 | Hired Hand | 6603-7087 | 54" | Y | B | 30400 | 21 | 29100 | 19.3 | 0.86
8245 | Hired Hand | 6603-7089 | 54" | Y | B | 26700 | 25.2 | 25100 | 22.6 | 0.79
8150 | Hired Hand | 6603-7096 | 54" | Y | A | - | - | 29700 | 19.6 | -
8153 | Hired Hand | 6603-7097 | 54" | Y | A | 27300 | 26.9 | 25800 | 23.9 | 0.81
7093 | Hired Hand Asia | 6603-3006 | 52" | Y | A | 26844 | 21.2 | 25141 | 18.7 | 0.79
7094 | Hired Hand Asia | 6603-3007 | 52" | N | A | 23939 | 17.3 | 22377 | 15.6 | 0.78
7086 | Hired Hand Asia | 6603-3014 | 52" | Y | A | 27527 | 22.8 | 26010 | 20.3 | 0.81
7085 | Hired Hand Asia | 6603-3015 | 52" | N | A | 23636 | 17.9 | 23201 | 16.3 | 0.81
7370 | J & D Manufacturing | VFS503CS | 50" | Y | A | 21600 | 22.5 | 20000 | 20 | 0.7
7372 | J & D Manufacturing | VFS503CS6 | 50" | Y | A | 22900 | 20.2 | 21700 | 18.5 | 0.79
7366 | J & D Manufacturing | VFS503CSCA | 50" | Y | A | 23100 | 19 | 21700 | 17.4 | 0.79
7368 | J & D Manufacturing | VFS503CSCA-E | 50" | Y | A | 20100 | 23 | 18400 | 20.4 | 0.69
7371 | J & D Manufacturing | VFS503CS-E | 50" | Y | A | 22700 | 20 | 21200 | 18.2 | 0.75
8360 | J & D Manufacturing | VBG55A3C23 | 55" | Y | B | 33200 | 16.2 | 31400 | 14.8 | 0.82
8359 | J & D Manufacturing | VBG55G3C23 | 55" | Y | B | 33600 | 16 | 32000 | 14.7 | 0.85
9067 | J & D Manufacturing | VSA55A3C23 | 55" | Y | A | 32700 | 15.3 | 31200 | 14.2 | 0.84
12635 | J & D Manufacturing | VSA55G3C153E | 55" | Y | A | 26500 | 23.3 | 24800 | 20.9 | 0.77
9062 | J & D Manufacturing | VSA55G3C23 | 55" | Y | A | 33400 | 15.1 | 32000 | 14.2 | 0.88
12645 | J & D Manufacturing | VSA55G3C23E | 55" | Y | A | 27000 | 23.9 | 25200 | 21.4 | 0.77
9068 | J & D Manufacturing | VSP55A3C23 | 55" | Y | P | 32700 | 15.6 | 31200 | 14.4 | 0.83
9063 | J & D Manufacturing | VSP55G3C23 | 55" | Y | P | 33300 | 15.5 | 32000 | 14.5 | 0.87
6274 | Multifan | MF36/3PH/WS | 36" | Y | P | 11700 | 16.8 | 10900 | 15.2 | 0.74
12125 | Multifan | 4D130-3PP-55 | 50" | N | G | 24000 | 15.2 | 22400 | 13.9 | 0.76
5076 | Multifan | 4D130-3PP-55 | 50" | N | G | 25600 | 14.8 | 24000 | 13.7 | 0.78
5085 | Multifan | 4D130-3PP-55FC 0.75 kW | 50" | Y | G | 23000 | 23.2 | 21400 | 21 | 0.75
5080 | Multifan | 4D130-3PP-55FC 0.75kW | 50" | N | G | 22800 | 19.3 | 21000 | 17.5 | 0.71
5078 | Multifan | 4D130-3PP-55FC 1.1 kW | 50" | N | G | 24800 | 16.7 | 23200 | 15.4 | 0.76
5088 | Multifan | 4D130-3PP-55FC 1.1 kW | 50" | Y | G | 26800 | 18.4 | 25400 | 17.3 | 0.83
12139 | Multifan | C4D130-3PP-55 | 50" | Y | G | 26400 | 16.9 | 24900 | 15.5 | 0.82
12741 | Multifan | 4D140-3PP-55 | 54" | Y | A | 30300 | 23.2 | 28600 | 20.6 | 0.79
12744 | Multifan | 4D140-5PP-48 | 54" | Y | A | 25800 | 21.5 | 24500 | 19.3 | 0.83
12428 | Myn-fan | 52EB1125T | 52" | Y | B | 29900 | 19.4 | 28100 | 17.5 | 0.82
12426 | Myn-fan | 52EB750-4T | 52" | Y | B | 28200 | 21.1 | 26500 | 18.8 | 0.8
12427 | Myn-fan | 52EB750-4T-HE | 52" | Y | B | 25700 | 24.6 | 23800 | 21.6 | 0.75
12416 | Myn-fan | 54EB1125T | 54" | Y | B | 29700 | 21.3 | 27700 | 18.5 | 0.77
02283p | Pro Terra Systems | A38264-4842 | 48" | Y | P | 22800 | 21.3 | 21300 | 19.1 | 0.76
02283p | Pro Terra Systems | A38264-4842 | 48" | Y | P | 22800 | 21.3 | 21300 | 19.1 | 0.76
04333p | Pro Terra Systems | A38264-4845 | 48" | Y | P | 23400 | 21.4 | 21700 | 19 | 0.73
05195p | Pro Terra Systems | A49511-41 | 52" | Y | B | 29300 | 21.5 | 27300 | 19 | 0.77
05196p | Pro Terra Systems | A49511-42 | 52" | Y | B | 26400 | 23.9 | 24600 | 21 | 0.76
05189p | Pro Terra Systems | A49519-41 | 52" | Y | B | 29200 | 21 | 27300 | 18.7 | 0.78
05191p | Pro Terra Systems | A49519-42 | 52" | Y | B | 26200 | 23.4 | 24400 | 20.5 | 0.77
04318p | Pro Terra Systems | A49740-41 | 52" | Y | B | 29712 | 20.3 | 27856 | 18.2 | 0.8
04335p | Pro Terra Systems | A49740-42 | 52" | Y | B | 27055 | 23.3 | 24845 | 20.5 | 0.73
09083p | Pro Terra Systems | A52157-41 | 54" | Y | B | 30700 | 22.4 | 28900 | 19.9 | 0.79
09082p | Pro Terra Systems | A52157-42 | 54" | Y | B | 27500 | 25.6 | 25500 | 22.1 | 0.78
6095 | Schaefer | 363SC12-3 | 36" | Y | A | 12100 | 21.3 | 11200 | 18.7 | 0.76
4162 | Schaefer | 423SC34-3 | 42" | Y | A | 15800 | 18.3 | 14300 | 15.9 | 0.66
6099 | Schaefer | 483SC112-3PE | 48" | Y | A | 24400 | 20.3 | 22700 | 18 | 0.75
4161 | Schaefer | 483SC1-3 | 48" | Y | A | 22100 | 18.1 | 21000 | 16.5 | 0.86
4160 | Schaefer | 483SC1-3 | 48" | Y | A | 23600 | 16.6 | 22600 | 15.4 | 0.87
9337 | Schaefer | 486S1-3 | 48" | N | A | 23500 | 14.4 | 22400 | 13.5 | 0.83
9338 | Schaefer | 486S1-3E | 48" | N | A | 19500 | 19.1 | 18100 | 16.9 | 0.67
7026 | Schaefer | 523CBF2-3 | 52" | Y | B | - | - |  |  | -
6078 | Schaefer | 523CF112-3PE | 52" | Y | A | 28100 | 21.2 | 26500 | 19 | 0.82
7047 | Schaefer | 523CF112C-3 | 52" | Y | A | 27400 | 20.1 | 25700 | 18.2 | 0.81
4151 | Schaefer | 523CF1-3 | 52" | Y | A | 26800 | 18.1 | 25600 | 16.7 | 0.83
4153 | Schaefer | 523CF1-3HE | 52" | Y | A | 26000 | 19.4 | 24700 | 17.7 | 0.82
6079 | Schaefer | 523CF1-3PE | 52" | Y | A | 26700 | 22.9 | 25000 | 20.3 | 0.79
7048 | Schaefer | 523CF1C-3 | 52" | Y | A | 27500 | 19.6 | 25900 | 17.9 | 0.82
7049 | Schaefer | 523CF1C-3HE | 52" | Y | A | 25500 | 21.6 | 23800 | 19.6 | 0.77
7029 | Schaefer | 523CF2-3 | 52" | Y | A | - | - |  |  | -
7031 | Schaefer | 523CF2C-3 | 52" | Y | A | - | - | 30000 | 14.9 | -
6071 | Schaefer | 523CFB112-3 | 52" | Y | B | 30300 | 19.8 | 28600 | 17.9 | 0.83
7046 | Schaefer | 523CFB112C-3 | 52" | Y | B | 29500 | 19.3 | 27600 | 17.3 | 0.8
6068 | Schaefer | 523CFB1-3 | 52" | Y | B | 27400 | 22.8 | 25400 | 20.1 | 0.77
6066 | Schaefer | 523CFB1-3A | 52" | Y | B | 26900 | 22.9 | 24900 | 20.1 | 0.77
6067 | Schaefer | 523CFB1-3E | 52" | Y | B | 28700 | 21 | 26900 | 18.9 | 0.81
7043 | Schaefer | 523CFB1-3HE | 52" | Y | B | 21200 | 29.5 | 18800 | 24.9 | 0.6
6069 | Schaefer | 523CFB1-3PE | 52" | Y | B | 26800 | 24.5 | 24900 | 21.5 | 0.77
7045 | Schaefer | 523CFB1C-3 | 52" | Y | B | 29600 | 19 | 27700 | 17.2 | 0.81
7044 | Schaefer | 523CFB1C-3HE | 52" | Y | B | 28000 | 20.5 | 26200 | 18.7 | 0.79
7027 | Schaefer | 523CFB2-3HE | 52" | Y | B | - | - | 29600 | 16.7 | -
7025 | Schaefer | 523CFB2C-3 | 52" | Y | B | - | - | 30500 | 15.3 | -
7028 | Schaefer | 523CFB2S-3 | 52" | Y | A | - | - |  |  | -
4154 | Schaefer | 526CF!-3 | 52" | Y | A | 25300 | 17.8 | 24200 | 16.5 | 0.81
7030 | Schaefer | 526CF2-3 | 52" | Y | A | - | - |  |  | -
6083 | Schaefer | 526CFB112-3PE | 52" | Y | B | 28700 | 20.9 | 26500 | 18.3 | 0.82
6083 | Schaefer | 526CFB112-3PE | 52" | Y | B | 28700 | 20.9 | 26500 | 18.3 | 0.82
6084 | Schaefer | 526CFB1-3 | 52" | Y | B | 28200 | 20.9 | 26600 | 18.8 | 0.8
6081 | Schaefer | 526CFB1-3PE | 52" | Y | B | 25500 | 24.6 | 23600 | 21.3 | 0.75
12528 | Schaefer | 543BC112G-3 | 54" | Y | A | 28100 | 18.5 | 26600 | 17 | 0.81
12525 | Schaefer | 543BC2G-3 | 54" | Y | A | 31800 | 16.7 | 30300 | 15.4 | 0.86
12594 | Schaefer | 543SC112G-3 | 54" | Y | A | 30300 | 18 | 28800 | 16.5 | 0.83
12601 | Schaefer | 543SC112G-3-HE | 54" | Y | A | 26900 | 23 | 25100 | 20.4 | 0.76
12609 | Schaefer | 543SC2G-3 | 54" | Y | A | 32400 | 17.6 | 30900 | 16.2 | 0.85
12610 | Schaefer | 543SC2G-3-HE | 54" | Y | A | 28000 | 22.8 | 26100 | 20.3 | 0.8
12527 | Schaefer | 545BC112G-3 | 54" | Y | A | 29900 | 18.9 | 28400 | 17.2 | 0.82
12526 | Schaefer | 545BC2G-3 | 54" | Y | A | 31300 | 17.7 | 29800 | 16.2 | 0.84
12592 | Schaefer | 545SC112G-3 | 54" | Y | A | 30800 | 20 | 29200 | 18 | 0.83
12603 | Schaefer | 545SC112G-3-HE | 54" | Y | A | 28100 | 23 | 26400 | 20.6 | 0.78
12604 | Schaefer | 545SC2G-3 | 54" | Y | A | 33200 | 18.1 | 31800 | 16.7 | 0.86
12605 | Schaefer | 545SC2G-3-HE | 54" | Y | A | 28900 | 22.9 | 27100 | 20.5 | 0.8
12478 | Schaefer | 573CF112G-3-HE | 57" | Y | A | 24300 | 25.4 | 21200 | 21.1 | 0.34
11228 | Schaefer | 573CF112G-3-HE | 57" | Y | A | 29700 | 23.1 | 27600 | 20.8 | 0.75
11218 | Schaefer | 573CF112G-3-HE-E | 57" | Y | A | 29600 | 22.8 | 27600 | 20.6 | 0.75
12477 | Schaefer | 573CF112G-3-HV | 57" | Y | A | 31000 | 19.5 | 28900 | 17.7 | 0.77
11227 | Schaefer | 573CF112G-3-HV | 57" | Y | A | 31500 | 20.8 | 29600 | 18.9 | 0.79
11217 | Schaefer | 573CF112G-3-HV-E | 57" | Y | A | 31300 | 20.5 | 29400 | 18.7 | 0.79
11226 | Schaefer | 573CF1G-3 | 57" | Y | A | 25200 | 28.8 | 22300 | 24.6 | 0.47
12476 | Schaefer | 573CF2G-3-HE | 57" | Y | A | 27300 | 23.9 | 25100 | 20.8 | 0.55
11221 | Schaefer | 573CF2G-3-HE | 57" | Y | A | 30300 | 22.8 | 28100 | 20.4 | 0.76
12475 | Schaefer | 573CF2G-3-HV | 57" | Y | A | 32600 | 18.3 | 30500 | 16.7 | 0.8
12474 | Schaefer | 573CF2G-3-HV | 57" | Y | A | 33000 | 17.6 | 31100 | 16.1 | 0.83
11220 | Schaefer | 573CF2G-3-HV | 57" | Y | A | 33600 | 19.3 | 31700 | 17.7 | 0.82
11230 | Schaefer | 575CF112G-3-HE | 57" | Y | A | 29000 | 23.4 | 27100 | 21.1 | 0.78
11216 | Schaefer | 575CF112G-3-HE-E | 57" | Y | A | 28500 | 23.4 | 26600 | 21.3 | 0.74
11229 | Schaefer | 575CF112G-3-HV | 57" | Y | A | 30500 | 21.3 | 29000 | 19.7 | 0.81
11215 | Schaefer | 575CF112G-3-HV-E | 57" | Y | A | 30700 | 21 | 29100 | 19.2 | 0.8
11224 | Schaefer | 575CF1G-3 | 57" | Y | A | 25300 | 28.4 | 23200 | 25 | 0.59
11223 | Schaefer | 575CF2G-3-HE | 57" | Y | A | 30100 | 22 | 28600 | 20.3 | 0.81
11222 | Schaefer | 575CF2G-3-HV | 57" | Y | A | 33000 | 18.9 | 31400 | 17.5 | 0.85
10129 | Termotecnica Pericoli s.r.l. | EOS25 | 25" | N | A | 6430 | 10 | 6220 | 9.4 | 0.9
12339 | Termotecnica Pericoli s.r.l. | EOS26/0.5 | 25" | N | G | 6460 | 10.8 | 6250 | 10 | 0.9
12340 | Termotecnica Pericoli s.r.l. | EOS26/0.5 w/LTP | 25" | N | G | 5860 | 8.8 | 5640 | 8.3 | 0.89
10128 | Termotecnica Pericoli s.r.l. | EOS30/0.5 | 30" | N | A | 6940 | 12.8 | 6420 | 11.5 | 0.74
10126 | Termotecnica Pericoli s.r.l. | EOS30/0.75 | 30" | N | A | 8350 | 10.6 | 7970 | 9.9 | 0.85
12335 | Termotecnica Pericoli s.r.l. | EOS31/0.5 | 30" | N | A | 7500 | 11.1 | 6990 | 10.1 | 0.79
12334 | Termotecnica Pericoli s.r.l. | EOS31/0.5 w/LTP | 30" | N | A | 6360 | 9 | 5950 | 8.3 | 0.78
12337 | Termotecnica Pericoli s.r.l. | EWS31/0.5 | 30" | N | A | 7440 | 11.7 | 6990 | 10.7 | 0.8
10122 | Termotecnica Pericoli s.r.l. | EOS36/0.5 | 36" | N | A | 9640 | 15.8 | 8860 | 13.8 | 0.71
10119 | Termotecnica Pericoli s.r.l. | EOS36/0.75 | 36" | N | A | 11650 | 13.4 | 11030 | 12.3 | 0.83
10118 | Termotecnica Pericoli s.r.l. | EOS36/1 | 36" | N | A | 13250 | 10.9 | 12770 | 10.3 | 0.88
12313 | Termotecnica Pericoli s.r.l. | EOS42/0.5 | 42" | N | A | 11300 | 17.4 | 10300 | 15.1 | 0.67
12314 | Termotecnica Pericoli s.r.l. | EOS42/0.5 w/LTP | 42" | N | A | 9300 | 13.1 | 8300 | 11.4 | 0.63
12320 | Termotecnica Pericoli s.r.l. | EOS42/0.75 | 42" | N | A | 12600 | 16.3 | 11700 | 14.5 | 0.76
12319 | Termotecnica Pericoli s.r.l. | EOS42/0.75 w/LTP | 42" | N | A | 10600 | 12.4 | 9700 | 11.1 | 0.74
12321 | Termotecnica Pericoli s.r.l. | EOS42/1 | 42" | N | A | 14800 | 13 | 14000 | 12 | 0.84
12322 | Termotecnica Pericoli s.r.l. | EOS42/1 w/LTP | 42" | N | A | 12500 | 10 | 11800 | 9.3 | 0.81
12325 | Termotecnica Pericoli s.r.l. | EWS42/0.5 | 42" | N | G | 11500 | 18.1 | 10500 | 15.8 | 0.69
12330 | Termotecnica Pericoli s.r.l. | EWS42/0.75 | 42" | N | G | 12700 | 16.3 | 11900 | 14.9 | 0.77
12328 | Termotecnica Pericoli s.r.l. | EWS42/1 | 42" | N | G | 14900 | 13.4 | 14200 | 12.3 | 0.85
12297 | Termotecnica Pericoli s.r.l. | EOC53/0.75 | 52" | Y | A | 17400 | 23.7 | 15600 | 19.9 | 0.41
12298 | Termotecnica Pericoli s.r.l. | EOC53/1 | 52" | Y | A | 20600 | 21.6 | 19300 | 19.1 | 0.76
12302 | Termotecnica Pericoli s.r.l. | EOC53/1 w/LTP | 52" | Y | A | 15700 | 14.3 | 14300 | 12.7 | 0.68
12360 | Termotecnica Pericoli s.r.l. | EOC53/1.5 | 52" | Y | A | 25400 | 16.1 | 24400 | 14.8 | 0.86
12292 | Termotecnica Pericoli s.r.l. | EOC53/1.5 w/LTP | 52" | Y | A | 20100 | 12.8 | 18700 | 11.5 | 0.79
10092 | Termotecnica Pericoli s.r.l. | EOS53 / 2 - 6 | 52" | N | A | 25200 | 12.7 | 24200 | 11.9 | 0.88
12277 | Termotecnica Pericoli s.r.l. | EOS53/0.75 w/LTP | 52" | N | G | 12700 | 15.7 | 11000 | 13.2 | 0.56
10102 | Termotecnica Pericoli s.r.l. | EOS53/0.75-6 | 52" | N | A | 16300 | 22.4 | 14500 | 18.7 | 0.61
12274 | Termotecnica Pericoli s.r.l. | EOS53/1 w/LTP | 52" | N | G | 15100 | 13.7 | 13700 | 12.1 | 0.7
12269 | Termotecnica Pericoli s.r.l. | EOS53/1.5 w/LTP | 52" | N | G | 18400 | 10.9 | 17200 | 9.9 | 0.8
10097 | Termotecnica Pericoli s.r.l. | EOS53/1.5-6 | 52" | N | A | 23100 | 14.9 | 22000 | 13.7 | 0.85
10095 | Termotecnica Pericoli s.r.l. | EOS53/1-3 | 52" | N | A | 18300 | 19.2 | 16400 | 16.6 | 0.66
10108 | Termotecnica Pericoli s.r.l. | EOS53/1-6 | 52" | N | A | 18700 | 18.8 | 17300 | 16.5 | 0.72
12264 | Termotecnica Pericoli s.r.l. | EOS53/2 w/LTP | 52" | N | G | 20100 | 9.3 | 19000 | 8.6 | 0.83
10132 | Termotecnica Pericoli s.r.l. | EOS53/PLUS-3 | 52" | N | A | 23600 | 15.1 | 22300 | 13.8 | 0.81
12719 | Val-Co | HPM36W600LNAT | 36" | Y | A | 13630 | 12.8 | 13000 | 11.9 | 0.87
12722 | Val-Co | 948330 | 48" | Y | B | 22400 | 19.7 | 20500 | 17.4 | 0.65
2139 | Val-Co | GE48G600MGA | 48" | N | A | 19600 | 19.2 | 18100 | 17.3 | 0.74
2138 | Val-Co | GE48G600MNA | 48" | N | A | 20200 | 18.3 | 18800 | 16.8 | 0.77
1286 | Val-Co | GS48G600MNA | 48" | Y | A | 22100 | 21.1 | 20500 | 19 | 0.72
2127 | Val-Co | GS48G600MNGA | 48" | Y | A | 22100 | 22.3 | 20400 | 19.8 | 0.74
2373 | Val-Co | GS48G600NGA | 48" | Y | A | 20200 | 24.8 | 18500 | 21.6 | 0.69
2375 | Val-Co | GS48G600XGA | 48" | Y | A | 18200 | 27 | 16300 | 23.3 | 0.4
2372 | Val-Co | GS48G650LGA | 48" | Y | A | 24700 | 18.7 | 23200 | 16.9 | 0.81
6040 | Val-Co | HGD48G600MGAT | 48" | Y | B | 24300 | 23.2 | 22500 | 20 | 0.77
5143 | Val-Co | HGS48G600M_A (N or C) | 48" | Y | A | 23500 | 22 | 21900 | 19.8 | 0.79
5204 | Val-Co | HGS48G600MGA | 48" | Y | A | 22800 | 23.8 | 21200 | 20.8 | 0.77
5206 | Val-Co | HGS48G600N_A (N or C) | 48" | Y | A | 22500 | 24.3 | 20900 | 21.5 | 0.75
5205 | Val-Co | HGS48G600NGA | 48" | Y | A | 21200 | 26.2 | 19600 | 22.8 | 0.73
5209 | Val-Co | HGS48G650L_A (N or C) | 48" | Y | A | 25000 | 19.8 | 23600 | 18.1 | 0.82
5208 | Val-Co | HGS48G650LGA | 48" | Y | A | 24800 | 20.3 | 23500 | 18.2 | 0.83
5135 | Val-Co | HPM48W600M_A (N or C) | 48" | Y | A | 23900 | 22.6 | 22200 | 20 | 0.78
6035 | Val-Co | HPM48W600M_AT (G,S) | 48" | Y | A | 23700 | 22 | 22300 | 19.5 | 0.81
6031 | Val-Co | HPM48W650L_AT (C,N) | 48" | Y | A | 25100 | 18.3 | 23900 | 17 | 0.85
6032 | Val-Co | HPM48W650L_AT (G,S) | 48" | Y | A | 24900 | 20.4 | 23500 | 18.2 | 0.83
1272 | Val-Co | PM48W600M_A (C or N) | 48" | Y | A | 22900 | 21.5 | 21200 | 19.3 | 0.76
1271 | Val-Co | PM48W600M_A (S or G) | 48" | Y | A | 22000 | 22.9 | 20300 | 20.3 | 0.75
2360 | Val-Co | PM48W600N | 48" | Y | A | 21000 | 25.9 | 19100 | 22.3 | 0.67
1274 | Val-Co | PM48W650L | 48" | Y | A | 24400 | 19.2 | 22900 | 17.5 | 0.8
2242 | Val-Co | PM50W600M_A (C or N) | 50" | Y | A | 24400 | 23.4 | 22600 | 20.9 | 0.74
2240 | Val-Co | PM50W600M_A (C or N) short cone | 50" | Y | P | 22800 | 21.3 | 21000 | 19 | 0.69
2036 | Val-Co | PM50W600M_A (S or G) | 50" | Y | A | 25200 | 23.6 | 23400 | 20.9 | 0.77
2037 | Val-Co | PM50W600N_A | 50" | Y | A | 22500 | 28.1 | 20300 | 23.8 | 0.67
2244 | Val-Co | PM50W650L_A (C or N) | 50" | Y | A | 27400 | 19.6 | 25900 | 18.1 | 0.77
2039 | Val-Co | PM50W650L_A (S or G) | 50" | Y | A | 28400 | 19.6 | 26900 | 17.8 | 0.83
10475 | Val-Co | 954460 | 54" | Y | B | 30300 | 18.9 | 28200 | 17.1 | 0.79
5125 | Val-Co | HGS54G600MGA | 54" | Y | A | 27200 | 23.8 | 25000 | 21 | 0.7
5126 | Val-Co | HGS54G600NGA | 54" | Y | A | 25400 | 26 | 23000 | 22.4 | 0.66
5124 | Val-Co | HGS54G650LGA | 54" | Y | A | - | - | 28900 | 18.3 | -
12201 | Aerotech | VX51DF3CT-HE | 51" | Y | P | 26500 | 27.6 | 24500 | 24.1 | 0.73
12204 | Aerotech | VX51DF3CT-HO | 51" | Y | P | 33400 | 19.4 | 31900 | 17.7 | 0.86
12203 | Aerotech | VX51DF3CT-HR | 51" | Y | P | 29700 | 23.2 | 28000 | 21 | 0.81
12197HE | Aerotech | VX55DF3CT-HE | 55" | Y | P | 30200 | 24.1 | 28000 | 21.4 | 0.74
12199 | Aerotech | VX55DF3CT-HO | 55" | Y | P | 34900 | 19.2 | 33000 | 17.5 | 0.83
12197HR | Aerotech | VX55DF3CT-HR | 55" | Y | P | 30500 | 23.5 | 28300 | 21 | 0.75

## 48"+ Fans - 1 Phase
Last Updated: 6/14/17
Ventilation Fan Qualified Product List (QPL)
This list is for the use of sponsors of Bess Labs in operation of their agricultural fan programs and is updated regularly. Please refer to the date last updated, and check www.bess.illinois.edu to ensure you are using the most current version. Colored cells indicate the model number is listed more than once on this list - the most efficient test # is always displayed in a non-colored cell.
*Due to a recent policy change, Focus on Energy is allowing an exception to the QPL requirements through December of 2017. Any fans with an asterisk (*) by the Test # will need to submit updated certification documentation before the end of 2017 or they will be removed from the QPL in 2018.
20.3
Test # | Manufacturer | Model | Size | Cone | Shutter | Air Flow (cfm) 0.05" SP | VER (cfm/W) 0.05" SP | Air Flow (cfm) 0.10" SP | VER (cfm/W) 0.10" SP | Air Flow Ratio
07208 | Acme | BDR48J2L | 48" | Y | A | 22900 | 22.3 | 21900 | 20.3 | 0.84
07204 | Acme | BDR54J | 54" | Y | A | 25100 | 27.7 | 23500 | 24.5 | 0.76
07206 | Acme | BDR54J1 | 54" | Y | A | 27400 | 25.4 | 25900 | 22.7 | 0.81
00245 | Acme | BDR54J-C | 54" | Y | A | 26100 | 24.2 | 24500 | 21.4 | 0.79
00246 | Acme | BDR54JL-C | 54" | Y | A | 19400 | 33 | 17100 | 27.4 | 0.41
02209 | Acme | BDRV54J1-C2 | 54" | Y | A | 27100 | 24 | 25500 | 21.1 | 0.77
02215 | Acme | BDRV54J1-C3 | 54" | Y | A | 27000 | 23.8 | 25000 | 20.7 | 0.74
02207 | Acme | BDRV54J2-C2 | 54" | Y | A | 27400 | 25.5 | 25800 | 22.5 | 0.79
02217 | Acme | BDRV54J2-C3 | 54" | Y | A | 27100 | 25.2 | 25400 | 22.2 | 0.79
02210 | Acme | BDRV54J-C2 | 54" | Y | A | 26100 | 25.8 | 24400 | 22.4 | 0.77
02214 | Acme | BDRV54J-C3 | 54" | Y | A | 25900 | 25.3 | 24200 | 22.2 | 0.76
04300 | Acme | BDRV54J-CB | 54" | Y | B | 26200 | 23.6 | 24100 | 20.3 | 0.76
02212 | Acme | BDRV54JL-C2 | 54" | Y | A | 23000 | 30.1 | 21000 | 25.8 | 0.68
02213 | Acme | BDRV54JL-C3 | 54" | Y | A | 22800 | 29.3 | 20700 | 25.2 | 0.68
00300 | Acme | DC54J-C | 54" | Y | A | 26800 | 24.7 | 24200 | 21.3 | 0.66
00301 | Acme | DC54JL-C | 54" | Y | A | 21000 | 31.7 | 17700 | 25.7 | 0.25
00290 | Acme | DDPG50JL-C | 50" | Y | A | 19700 | 26.5 | 18000 | 23.3 | 0.62
04278 | Acme | DDPGV54J-C | 54" | Y | A | 26500 | 25.2 | 24700 | 21.8 | 0.76
207 | Acme | DDPS48J-C | 48" | Y | A | 20400 | 23.9 | 19100 | 21.3 | 0.77
04274 | Acme | DDPSV54J-C | 54" | Y | A | 25500 | 25.4 | 23800 | 22.1 | 0.77
13365 | Acme | DXP60J-L | 60" | Y | A | 28400 | 25.1 | 25600 | 21.7 | 0.56
13361 | Acme | DXP60K-L | 60" | Y | A | 31600 | 22.7 | 29600 | 20.4 | 0.73
15334 | Airstream | 77-0173 | 54" | Y | B | 27600 | 23.9 | 26000 | 21.2 | 0.8
15336 | Airstream | 77-0175 | 54" | Y | B | 28200 | 23.7 | 26500 | 21 | 0.81
04309-C | Airstream | 77-0109, 77,0113 | 50" | Y | B | 23500 | 24 | 21800 | 20.8 | 0.72
04310-C | Airstream | 77-0110 | 50" | Y | B | 22100 | 25.9 | 19900 | 22.1 | 0.68
00114 | Airstream | CGSBC50HE | 50" | Y | A | 19800 | 24.1 | 18100 | 22 | 0.59
04309 | Airstream | G50CBF16GA | 50" | Y | B | 23500 | 24 | 21800 | 20.8 | 0.72
04310 | Airstream | G50CBF16GAHE | 50" | Y | B | 22100 | 25.9 | 19900 | 22.1 | 0.68
05340-C | Airstream | 77-0117-IB, 77-0130-IB | 52" | Y | B | 25900 | 25.2 | 23800 | 21.7 | 0.73
05337-C | Airstream | 77-0121-IB, 77-0134-IB | 52" | Y | B | 26000 | 24.2 | 24000 | 21 | 0.73
14159 | Airstream | 77-0147-IB, 77-0159-IB | 54" | Y | B | 28400 | 23.5 | 26600 | 20.7 | 0.79
14158 | Airstream | 77-0148-IB, 77-0160-IB | 54" | Y | B | 27900 | 24.1 | 26100 | 21.2 | 0.78
14183 | Airstream | 77-0149-IB, 77-0161-IB | 54" | Y | B | 27600 | 24.4 | 25800 | 21.6 | 0.77
14160 | Airstream | 77-0150-IB, 77-0162-IB | 54" | Y | B | 26700 | 25.2 | 24900 | 22.2 | 0.75
14172 | Airstream | 77-0151-IB, 77-0163-IB | 54" | Y | B | 26000 | 26.4 | 24000 | 22.7 | 0.69
06223 | Airstream | G54CBF16GAHE | 54" | Y | B | 27400 | 25.9 | 24700 | 21.7 | 0.66
06222 | Airstream | G54CBF16GAU | 54" | Y | B | 25000 | 28.8 | 21900 | 23.3 | 0.53
01171 | American Coolair | FGBC52K | 53" | Y | A | 22100 | 31.5 | 19500 | 26.6 | 0.09
1175 | American Coolair | FGBC52L | 53" | Y | A | 26800 | 24.9 | 24700 | 22 | 0.71
14216 | American Coolair | FGBCDD54L | 55" | Y | B | 26400 | 26.2 | 23400 | 22.2 | 0.61
1174 | American Coolair | FGBCE52L | 53" | Y | A | 24300 | 27.7 | 22200 | 24.3 | 0.51
01168 | American Coolair | FGBR52K | 53" | Y | P | 21400 | 27.8 | 19000 | 22.8 | 0.39
1093 | American Coolair | FGBRE52M | 53" | Y | A | 28000 | 23.3 | 26400 | 20.7 | 0.8
16344 | American Coolair | FGXM54L | 54" | Y | B | 27800 | 26.7 | 25500 | 22.9 | 0.73
16346 | American Coolair | FGXM54M | 54" | Y | B | 30400 | 23.9 | 28300 | 21 | 0.79
11405 | American Coolair | MNBCC52LE | 53" | Y | A | 25200 | 23.3 | 23100 | 20.8 | 0.7
10238 | American Coolair | MNBCC54L | 55" | Y | A | 26900 | 25.6 | 25600 | 23 | 0.77
11389 | American Coolair | MNBCCDD54L | 55" | Y | B | 27600 | 24.4 | 25000 | 21.2 | 0.69
10239 | American Coolair | MNBCCE54L | 55" | Y | A | 25300 | 29 | 23300 | 25.6 | 0.69
10236 | American Coolair | MNBCCE54M | 55" | Y | A | 29800 | 23.7 | 28100 | 21.5 | 0.81
05246 | American Coolair | MNBCDD52L | 53" | Y | B | 26400 | 23.7 | 24200 | 21 | 0.7
5245 | American Coolair | MNBCDD52L | 53" | Y | B | 26700 | 24.1 | 24400 | 21.4 | 0.72
05246 | American Coolair | MNBCDD52L | 53" | Y | B | 26400 | 23.7 | 24200 | 21 | 0.7
05247 | American Coolair | MNBCDD52LE | 53" | Y | B | 25200 | 25.2 | 23000 | 22.5 | 0.65
5244 | American Coolair | MNBCDD52LE | 53" | Y | B | 25400 | 25.7 | 23200 | 23 | 0.67
05247 | American Coolair | MNBCDD52LE | 53" | Y | B | 25200 | 25.2 | 23000 | 22.5 | 0.65
11390 | American Coolair | MNBCDD54LE | 55" | Y | B | 24800 | 29 | 21400 | 23.4 | 0.61
11388 | American Coolair | MNBCDD54ME | 55" | Y | B | 29700 | 23.6 | 27400 | 20.6 | 0.73
09256 | American Coolair | MNBFC60L | 61" | Y | A | 26900 | 27 | 22700 | 21.9 | 0.34
1110 | American Coolair | MNCFBC48K | 48" | Y | A | 19300 | 26 | 16900 | 21.4 | 0.41
01126 | American Coolair | MNCFC52K | 53" | Y | A | 21300 | 25.9 | 18300 | 21.3 | 0.19
1197 | American Coolair | MNEF52K | 53" | N | A | 19100 | 24.5 | 17100 | 21.2 | 0.56
01221 | American Coolair | MNEFC52K | 53" | Y | A | 20800 | 28.2 | 17900 | 22.7 | 0.36
01225 | American Coolair | MNEFC52L | 53" | Y | A | 24400 | 23.6 | 22600 | 20.4 | 0.71
10252 | American Coolair | MNEFC54L | 55" | Y | A | 26100 | 27.7 | 24000 | 23.9 | 0.71
10256 | American Coolair | MNEFC54M | 55" | Y | A | 29100 | 22.6 | 27700 | 20.5 | 0.82
10251 | American Coolair | MNEFCE54L | 55" | Y | A | 24100 | 29.8 | 21600 | 24.8 | 0.64
10255 | American Coolair | MNEFCE54M | 55" | Y | A | 27900 | 24.5 | 26000 | 21.5 | 0.8
11400 | American Coolair | MNEFDD54L | 55" | Y | B | 25900 | 25.8 | 23200 | 21.3 | 0.68
11399 | American Coolair | MNEFDD54LE | 55" | Y | B | 23400 | 29.9 | 20600 | 24.2 | 0.61
11402 | American Coolair | MNEFDD54M | 55" | Y | B | 29700 | 23.2 | 27700 | 20.3 | 0.77
11401 | American Coolair | MNEFDD54ME | 55" | Y | B | 28000 | 25.1 | 25500 | 21.2 | 0.74
1228 | American Coolair | MNEFEC52L | 53" | Y | A | 24300 | 25.7 | 21400 | 20.7 | 0.64
7222 | American Coolair | NBCID52L-SQ | 53" | Y | D | 25100 | 23.2 | 23100 | 20.7 | 0.7
14228 | American Coolair | NBCXM54L | 55" | Y | B | 25900 | 26.3 | 23400 | 23 | 0.63
09262 | American Coolair | NBFID60L-SQ | 61" | Y | G | 27700 | 29 | 24100 | 24.4 | 0.35
9263 | American Coolair | NBFID60M-SQ | 61" | Y | G | 32400 | 23.2 | 29900 | 20.4 | 0.72
7221 | American Coolair | NEFID52L-SQ | 53" | Y | D | 25200 | 23.9 | 23500 | 20.7 | 0.73
14235 | American Coolair | NEFXM54L | 55" | Y | B | 24700 | 27.8 | 22700 | 24.1 | 0.66
66 | Canarm | FGI50W27H61 | 50" | Y | P | 24100 | 23.5 | 22400 | 20.5 | 0.75
07154 | Canarm | SF52HE | 52" | Y | A | 25500 | 23.1 | 24000 | 20.9 | 0.74
4322 | Chore-Time | 48318-235 | 48" | Y | P | 19400 | 25.1 | 18000 | 21.8 | 0.73
4336 | Chore-Time | 49451-22 | 48" | Y | B | 21200 | 24.8 | 19700 | 21.6 | 0.76
04337 | Chore-Time | 49451-23 | 48" | Y | B | 20100 | 26.8 | 18700 | 23.4 | 0.75
5192 | Chore-Time | 49511-22 | 52" | Y | B | 26400 | 23.9 | 24600 | 21.2 | 0.76
04326 | Chore-Time | 49515-22 | 48" | Y | B | 21100 | 24.4 | 19600 | 21.3 | 0.77
04325 | Chore-Time | 49515-23 | 48" | Y | B | 20000 | 26.5 | 18600 | 23.2 | 0.75
5186 | Chore-Time | 49519-22 | 52" | Y | B | 26400 | 23.6 | 24500 | 20.8 | 0.76
4334 | Chore-Time | 49740-22 | 52" | Y | B | 27000 | 23.5 | 24900 | 20.8 | 0.73
09081 | Chore-Time | 52157-22 | 54" | Y | B | 27700 | 25.3 | 25800 | 22 | 0.78
12615 | Chore-Time | 53464-21 | 57" | Y | B | 32400 | 23.1 | 30400 | 20.4 | 0.8
12614 | Chore-Time | 53464-22 | 57" | Y | B | 28900 | 26.1 | 27100 | 23 | 0.78
12620 | Chore-Time | 53464-42 variable speed | 57" | Y | B | 28500 | 25.3 | 26400 | 22 | 0.77
13591 | Chore-Time | 54659-22 | 57" | Y | B | 28300 | 24.7 | 26400 | 21.7 | 0.77
13570 | Chore-Time | 54659-42vfd | 57" | Y | B | 27900 | 23.8 | 25800 | 20.6 | 0.76
14438 | DACS | MagFan vari speed drive | 56" | Y | R | 31200 | 34.3 | 28400 | 29.3 | 0.28
16372D | Diversified Imports | 3DIFAN55S | 55" | Y | P | 26700 | 24.1 | 24900 | 21.5 | 0.75
14100 | Grower Select | WS-52B-HE2 | 52" | Y | B | 26300 | 22.7 | 24700 | 20.4 | 0.8
04343 | Hired Hand | 6603-0606 | 52" | Y | A | 27000 | 23.3 | 25300 | 20.8 | 0.78
05337 | Hired Hand | 6603-6502 | 52" | Y | B | 26000 | 24.2 | 24000 | 21 | 0.73
5340 | Hired Hand | 6603-6505 | 52" | Y | B | 25900 | 25.2 | 23800 | 21.7 | 0.7
4354 | Hired Hand | 6603-7021 | 48" | Y | A | 23400 | 23 | 21500 | 20.3 | 0.74
08154 | Hired Hand | 6603-7082 | 54" | Y | A | 27400 | 26.7 | 25800 | 23.8 | 0.81
08155 | Hired Hand | 6603-7090 | 54" | Y | A | 28000 | 25.8 | 26700 | 23.4 | 0.83
2460 | Hired Hand | 6603-7401 | 52" | Y | R | 27900 | 23.2 | 26400 | 20.7 | 0.82
20160519-01 | J & D Manufacturing | VSA55G3C11 | 55" | Y | A | 24307 | 24.4 | 22665 | 21.7 | 0.74719
12637 | J & D Manufacturing | VSA55G3C11E | 55" | Y | A | 24300 | 25.3 | 22300 | 22.1 | 0.66
20160519-04 | J & D Manufacturing | VSP55G3C11-E | 55" | Y | P | 20999 | 24.5 | 18945 | 21.3 | 0.5815
12554 | J & D Manufacturing | VTW55G3CN151E | 55" | Y | B | 26500 | 23.4 | 24600 | 20.8 | 0.75
12570 | J & D Manufacturing | VTW55G3CN21E | 55" | Y | B | 23700 | 24.5 | 21600 | 20.9 | 0.68
99022 | Loyal | WF-48-6-4-3.0 | 48" | Y | A | 19700 | 23 | 18100 | 20.3 | 0.71
16162 | Multifan | C4E14K1 | 54" | Y | A | 28200 | 25.4 | 26700 | 22.8 | 0.79
16190 | Multifan | C4E14K2 | 54" | Y | A | 31800 | 23.3 | 30100 | 20.8 | 0.82
16682 | Multifan | S4E14K0 | 54" | Y | A | 27700 | 23.3 | 26000 | 20.9 | 0.8
16683 | Multifan | S4E14K0 | 54" | Y | P | 27700 | 23.4 | 26100 | 21 | 0.79
16832 | Multifan | C4E14P1 | 54" | Y | P | 32600 | 23.7 | 31300 | 21.3 | 0.85
16835 | Multifan | C4E14P4 | 54" | Y | A | 33400 | 24.5 | 32000 | 21.6 | 0.86
16837 | Multifan | C4E14P5 | 54" | Y | A | 29400 | 29.3 | 27800 | 25.5 | 0.78
16840 | Multifan | C4E14P2 | 54" | Y | P | 30600 | 26.1 | 29100 | 23.1 | 0.82
07401 | Munters Aerotech | WF501V1CD | 50" | Y | B | 25200 | 22.7 | 23200 | 20.4 | 0.75
8171 | Munters Aerotech | VX511F1CD | 51" | Y | B | 27200 | 23.4 | 25100 | 20.8 | 0.75
8173 | Munters Aerotech | VX511F1CER | 51" | Y | P | 27600 | 24.4 | 25400 | 21.5 | 0.71
11359 | Munters Aerotech | VX511F1CT | 51" | Y | P | 27000 | 23.4 | 25000 | 20.9 | 0.74
12673 | Munters Aerotech | VX51DF21CT-HE | 51" | Y | P | 26600 | 26.8 | 24600 | 23.6 | 0.74
12674 | Munters Aerotech | VX51DF21CT-HR | 51" | Y | P | 29800 | 22.9 | 28100 | 20.6 | 0.8
12791 | Munters Aerotech | VX55DF21CT-HE | 55" | Y | P | 31100 | 23.7 | 28900 | 21.1 | 0.76
12792 | Munters Aerotech | VX55DF21CT-HR | 55" | Y | P | 31500 | 23.2 | 29400 | 20.7 | 0.76
06141 | Munters Aerotech | WF541T1CEJ | 54" | Y | A | 27800 | 25 | 26000 | 22.3 | 0.77
06139 | Munters Aerotech | WF541T1CEP | 54" | Y | P | 27400 | 24.2 | 25600 | 21.7 | 0.76
06115 | Munters Aerotech | WF541T1CJ | 54" | Y | A | 27300 | 23.6 | 25400 | 20.9 | 0.77
06113 | Munters Aerotech | WF541T1CP | 54" | Y | P | 27400 | 23.3 | 25500 | 20.6 | 0.76
07390 | Munters Aerotech | WF541V1CD | 54" | Y | B | 27800 | 24.6 | 25900 | 21.7 | 0.77
15181 | Munters Aerotech | WM541F1CB | 54" | Y | B | 29100 | 25 | 27200 | 22.3 | 0.77
15003 | Munters Aerotech | WM541G1CD | 54" | Y | B | 28700 | 23.4 | 27000 | 21.1 | 0.8
12425 | Myn-fan | 52EB750-HE | 52" | Y | B | 25700 | 23.9 | 23800 | 21.2 | 0.75
13504 | Myn-fan | 54EB750 | 54" | Y | B | 29000 | 23.1 | 27000 | 20.3 | 0.77
13500 | Myn-fan | 54SWC750 | 54" | Y | A | 26600 | 24.2 | 24700 | 21.1 | 0.75
04322p | Pro Terra Systems | A48318-235 | 48" | Y | P | 19400 | 25.1 | 18000 | 21.8 | 0.73
04336p | Pro Terra Systems | A49451-22 | 48" | Y | B | 21200 | 24.8 | 19700 | 21.6 | 0.76
04337p | Pro Terra Systems | A49451-23 | 48" | Y | B | 20100 | 26.8 | 18700 | 23.4 | 0.75
05192p | Pro Terra Systems | A49511-22 | 52" | Y | B | 26400 | 23.9 | 24600 | 21.2 | 0.76
04326p | Pro Terra Systems | A49515-22 | 48" | Y | B | 21100 | 24.4 | 19600 | 21.3 | 0.77
04325p | Pro Terra Systems | A49515-23 | 48" | Y | B | 20000 | 26.5 | 18600 | 23.2 | 0.75
05186p | Pro Terra Systems | A49519-22 | 52" | Y | B | 26400 | 23.6 | 24500 | 20.8 | 0.76
04334p | Pro Terra Systems | A49740-22 | 52" | Y | B | 26958 | 23.5 | 24915 | 20.8 | 0.74
09081p | Pro Terra Systems | A52157-22 | 54" | Y | B | 27700 | 25.3 | 25800 | 22 | 0.78
7042 | Schaefer | 523CFB1 | 52" | Y | B | 20800 | 29.5 | 18400 | 24.8 | 0.57
6085 | Schaefer | 526CFB1 | 52" | Y | B | 26100 | 23 | 24600 | 20.5 | 0.75
13289 | Schaefer | 543SMCB112G-HE | 54" | Y | B | 26800 | 25.5 | 24600 | 22.4 | 0.72
13287 | Schaefer | 543SMCB112G-HY | 54" | Y | B | 29300 | 23.2 | 27300 | 20.5 | 0.77
13563 | Schaefer | 573CF112C-1-HE | 57" | Y | A | 28200 | 23.6 | 25700 | 20.9 | 0.56
11206 | Schaefer | 573CF112G-1-HE | 57" | Y | A | 27630 | 24 | 25140 | 21.1 | 0.68
11210 | Schaefer | 573CF1G-1 | 57" | Y | A | 24610 | 27.7 | 22040 | 24.1 | 0.41
11204 | Schaefer | 573CF2G-1-HE | 57" | Y | A | 27970 | 23.4 | 25610 | 20.8 | 0.69
11207 | Schaefer | 575CF112G-1-HE | 57" | Y | A | 28700 | 22.6 | 27000 | 20.6 | 0.76
11202 | Schaefer | 575CF2G-1-HE | 57" | Y | A | 28050 | 22.3 | 25850 | 20.4 | 0.72
16812 | SKOV | DA 1700-4 LPC | 55" | Y | B | 25600 | 34.2 | 23500 | 28.7 | 0.71
16814 | SKOV | DA 1700-5 LPC | 55" | Y | B | 31000 | 26.6 | 29300 | 23.3 | 0.81
16813 | SKOV | DA 1700-5E LPC | 55" | Y | B | 27900 | 31.1 | 25900 | 26.2 | 0.76
15647 | Val-Co | 954200 | 54" | Y | A | 28900 | 24.6 | 27000 | 21.9 | 0.76
15646 | Val-Co | 954205 | 54" | Y | A | 28500 | 24.3 | 27100 | 22.3 | 0.79
15648 | Val-Co | 954210 | 54" | Y | A | 30700 | 22.6 | 28800 | 20.4 | 0.79
10479 | Val-Co | 954290 | 54" | Y | A | 27600 | 22.8 | 25700 | 20.6 | 0.79
12242 | Val-Co | 954330 | 54" | Y | A | 23700 | 26 | 21500 | 22.9 | 0.63
12243 | Val-Co | 954335 | 54" | Y | A | 25200 | 24.5 | 23200 | 21.8 | 0.73
12709 | Val-Co | 954430 | 54" | Y | B | 28200 | 23.3 | 26100 | 20.6 | 0.75
15665 | Val-Co | 954200-EXT | 54" | Y | A | 28700 | 24.5 | 26700 | 21.8 | 0.75
15664 | Val-Co | 954205-EXT | 54" | Y | A | 28100 | 23.9 | 26600 | 21.8 | 0.8
16521 | Val-Co | 954605 | 54" | Y | A | 28900 | 23.9 | 27200 | 21.4 | 0.81
16534 | Val-Co | 954290 | 54" | Y | A | 28200 | 22.8 | 26500 | 20.8 | 0.79
16539 | Val-Co | 954710 | 54" | Y | A | 28700 | 23.8 | 27000 | 21.6 | 0.78
16556 | Val-Co | 954606 | 54" | Y | A | 28800 | 23.6 | 27200 | 21.3 | 0.81
17057 | Val-Co | 954725 | 54" | Y | A | 29300 | 24.8 | 27300 | 22.1 | 0.76
2365 | Val-Co | GS48G340NGA | 48" | Y | A | 20500 | 24.1 | 18900 | 21.3 | 0.71
2368 | Val-Co | GS48G340XGA | 48" | Y | A | 18700 | 26.2 | 16900 | 22.7 | 0.59
5200 | Val-Co | HGS48G340MGA | 48" | Y | A | 23600 | 22.8 | 22200 | 20.3 | 0.81
5141 | Val-Co | HGS48G340N_A (N or C) | 48" | Y | A | 23200 | 23 | 21600 | 20.6 | 0.78
5203 | Val-Co | HGS48G340NGA | 48" | Y | A | 21900 | 25.4 | 20300 | 22.1 | 0.76
05121 | Val-Co | HGS54G340MGA | 54" | Y | A | 28400 | 23.3 | 26500 | 20.6 | 0.76
05122 | Val-Co | HGS54G340NGA | 54" | Y | A | 26500 | 26 | 24200 | 22.7 | 0.7
2352 | Val-Co | PM48W340N_A | 48" | Y | A | 21400 | 25.1 | 19600 | 22 | 0.68
2228 | Val-Co | PM50W340M_A (C or N) | 50" | Y | A | 25400 | 22.8 | 23800 | 20.4 | 0.76
2031 | Val-Co | PM50W340N_A (S or G) | 50" | Y | A | 22800 | 26.6 | 20900 | 23 | 0.69
2235 | Val-Co | PM50W340N_A (C or N) | 50" | Y | A | 23400 | 25.3 | 21600 | 22.4 | 0.7
15666 | Val-Co | 954210-EXT | 54" | Y | A | 30200 | 22.2 | 28600 | 20.3 | 0.79
16374 | VES Environmental Solutions LLC | AFRS55230-HO3 | 55'' | Y |  | 31400 | 22.8 | 30000 | 20.7 | 0.85
16372 | VES Environmental Solutions LLC | AFRS55115230-3 | 55'' | Y | P | 26700 | 24.1 | 24900 | 21.5 | 0.75

## 24" - 35" Fans - 3 Phase
Last Updated: 6/14/17
Ventilation Fan Qualified Product List (QPL)
This list is for the use of sponsors of Bess Labs in operation of their agricultural fan programs and is updated regularly. Please refer to the date last updated, and check www.bess.illinois.edu to ensure you are using the most current version. Colored cells indicate the model number is listed more than once on this list - the most efficient test # is always displayed in a non-colored cell.
*Due to a recent policy change, Focus on Energy is allowing an exception to the QPL requirements through December of 2017. Any fans with an asterisk (*) by the Test # will need to submit updated certification documentation before the end of 2017 or they will be removed from the QPL in 2018.
13.7
Test # | Manufacturer | Model | Size | Cone | Shutter | Air Flow (cfm) 0.05" SP | VER (cfm/W) 0.05" SP | Air Flow (cfm) 0.10" SP | VER (cfm/W) 0.10" SP | Air Flow Ratio
14144 | Multifan | C6D63KO | 25" | Y | A | 7780 | 15.9 | 7380 | 14.6 | 0.84
1360 | Munters Aerotech | VS26F3SCR | 26" | Y | P | 8580 | 17.4 | 8050 | 15.8 | 0.8

## 36" - 47" Fans - 3 Phase
Last Updated: 6/14/17
Ventilation Fan Qualified Product List (QPL)
This list is for the use of sponsors of Bess Labs in operation of their agricultural fan programs and is updated regularly. Please refer to the date last updated, and check www.bess.illinois.edu to ensure you are using the most current version. Colored cells indicate the model number is listed more than once on this list - the most efficient test # is always displayed in a non-colored cell.
*Due to a recent policy change, Focus on Energy is allowing an exception to the QPL requirements through December of 2017. Any fans with an asterisk (*) by the Test # will need to submit updated certification documentation before the end of 2017 or they will be removed from the QPL in 2018.
17.1
Test # | Manufacturer | Model | Size | Cone | Shutter | Air Flow (cfm) 0.05" SP | VER (cfm/W) 0.05" SP | Air Flow (cfm) 0.10" SP | VER (cfm/W) 0.10" SP | Air Flow Ratio
6209 | American Coolair | FGBC36J | 36" | Y | A | 11700 | 21.5 | 10600 | 19 | 0.67
6191 | American Coolair | MNBC36J | 36" | Y | A | 10100 | 19.2 | 9100 | 17.3 | 0.5
6204 | American Coolair | MNBCC36J | 36" | Y | A | 11400 | 21.3 | 10200 | 18.9 | 0.61
03057 | Canarm | FG363 | 36" | N | P | 10300 | 20.6 | 9340 | 17.5 | 0.69
03058 | Canarm | FG363 w/cone | 36" | N | P | 10660 | 21.9 | 9700 | 18.6 | 0.67
03051 | Canarm | FG36BD3 w/cone | 36" | Y | P | 10280 | 21.4 | 9060 | 17.7 | 0.39
8264 | Hired Hand | 6603-0122 | 36" | Y | B | 11560 | 20.6 | 10800 | 18.1 | 0.79
20150611-04 | J&D Manufacturing | VFS36CS13-E | 36'' | Y | A | 10967 | 20.5 | 10098 | 17.9 | 0.54
20160105-02 | J&D Manufacturing | VNS36D3 | 36'' | N |  | 9168 | 19.7 | 8475 | 17.5 | 0.75
09142 | Munters Aerotech | AT36Z3CP | 36" | Y | P | 10820 | 20 | 9860 | 17.6 | 0.73
1393 | Munters Aerotech | AX365T3CP | 36" | Y | P | 11800 | 19.7 | 10790 | 17.3 | 0.7
6095 | Schaefer | 363SC12-3 | 36" | Y | A | 12100 | 21.3 | 11200 | 18.7 | 0.76
16091 | VES Environmental Solutions LLC | AFR36230460-560NS | 36'' | Y |  | 11650 | 20.6 | 10880 | 18.2 | 0.79

## 48"+ Fans - 3 Phase
Last Updated: 6/14/17
Ventilation Fan Qualified Product List (QPL)
This list is for the use of sponsors of Bess Labs in operation of their agricultural fan programs and is updated regularly. Please refer to the date last updated, and check www.bess.illinois.edu to ensure you are using the most current version. Colored cells indicate the model number is listed more than once on this list - the most efficient test # is always displayed in a non-colored cell.
*Due to a recent policy change, Focus on Energy is allowing an exception to the QPL requirements through December of 2017. Any fans with an asterisk (*) by the Test # will need to submit updated certification documentation before the end of 2017 or they will be removed from the QPL in 2018.
Test # | Manufacturer | Model | Size | Cone | Shutter | Air Flow (cfm) 0.05" SP | VER (cfm/W) 0.05" SP | Air Flow (cfm) 0.10" SP | VER (cfm/W) 0.10" SP | Air Flow Ratio
00224 | Acme | BDR48JL-C | 48" | Y | A | 18900 | 26.1 | 17400 | 23.4 | 0.69
00226 | Acme | BDR48JL-C | 48" | Y | A | 18500 | 25.8 | 17000 | 23.2 | 0.65
00228 | Acme | BDR48JL-C | 48" | Y | A | 18700 | 24.2 | 17300 | 21.6 | 0.68
00210 | Acme | DDPG48J-C | 48" | Y | A | 22000 | 22.9 | 20800 | 20.9 | 0.79
00209 | Acme | DDPG48J-C | 48" | Y | A | 21500 | 23 | 20000 | 20.5 | 0.76
00218 | Acme | DDPS48J-C | 48" | Y | A | 20300 | 24.9 | 19100 | 22.3 | 0.76
00219 | Acme | DDPS48J-C | 48" | Y | A | 20000 | 24.9 | 18600 | 22.1 | 0.73
00213 | Acme | DDPS48J-C | 48" | Y | A | 20300 | 23.2 | 19000 | 20.8 | 0.76
00292 | Acme | DDPG50JL-C | 50" | Y | A | 19200 | 27.8 | 17400 | 24.4 | 0.54
00296 | Acme | DDPG50JL-C | 50" | Y | A | 19800 | 27.8 | 18200 | 24.4 | 0.63
00294 | Acme | DDPG50JL-C | 50" | Y | A | 19400 | 26.1 | 17600 | 22.7 | 0.55
00255 | Acme | DDPS50J | 50" | Y | A | 23400 | 23.4 | 21900 | 20.9 | 0.78
00259 | Acme | DDPS50J-C | 50" | Y | A | 23900 | 23.4 | 22400 | 21 | 0.79
00260 | Acme | DDPS50JL-C | 50" | Y | A | 19700 | 29.5 | 17800 | 25.6 | 0.59
00256 | Acme | DDPS50JL-C | 50" | Y | A | 19400 | 28.3 | 17600 | 25.2 | 0.57
00253 | Acme | DDPS50JL-C | 50" | Y | A | 19600 | 27.4 | 17900 | 24 | 0.65
00258 | Acme | DDPS50JL-C | 50" | Y | A | 19600 | 26.3 | 17800 | 22.8 | 0.62
00241 | Acme | BDR54J-C | 54" | Y | A | 26300 | 25.3 | 24800 | 22.6 | 0.8
00239 | Acme | BDR54J-C | 54" | Y | A | 25700 | 25.4 | 24000 | 22.4 | 0.77
00237 | Acme | BDR54J-C | 54" | Y | A | 26200 | 23.7 | 24700 | 20.9 | 0.79
15317 | Acme | BDR54J-L | 54" | N | A | 25900 | 24.8 | 24300 | 22 | 0.61
00242 | Acme | BDR54JL-C | 54" | Y | A | 19600 | 34.1 | 17200 | 27.9 | 0.42
00240 | Acme | BDR54JL-C | 54" | Y | A | 19400 | 33.4 | 17100 | 27.8 | 0.42
00238 | Acme | BDR54JL-C | 54" | Y | A | 19400 | 31 | 17100 | 24.9 | 0.43
05030 | Acme | BDRV54J-C2 | 54" | Y | A | 26200 | 24.5 | 24600 | 21.5 | 0.77
05031 | Acme | BDRV54J-C3 | 54" | Y | A | 26000 | 24.2 | 24200 | 21 | 0.76
04302 | Acme | BDRV54J-CB | 54" | Y | B | 24000 | 24.6 | 21700 | 20.7 | 0.71
00306 | Acme | DC54J-C | 54" | Y | A | 26600 | 26 | 24100 | 22.6 | 0.64
00304 | Acme | DC54J-C | 54" | Y | A | 26100 | 26.1 | 23300 | 22.3 | 0.61
00308 | Acme | DC54J-C | 54" | Y | A | 26400 | 24.3 | 23900 | 21.2 | 0.65
00307 | Acme | DC54JL-C | 54" | Y | A | 21100 | 32.2 | 17600 | 26.6 | 0.26
00305 | Acme | DC54JL-C | 54" | Y | A | 20600 | 32.4 | 17100 | 25.9 | 0.23
00309 | Acme | DC54JL-C | 54" | Y | A | 20800 | 29.8 | 17500 | 24.2 | 0.25
00311 | Acme | DC54K-C | 54" | Y | A | 28500 | 22.5 | 26400 | 20.3 | 0.74
04276 | Acme | DDPGV54J-C | 54" | Y | A | 26000 | 24.4 | 24100 | 21.1 | 0.75
05025 | Acme | DDPSV54J-C | 54" | Y | A | 25300 | 22.7 | 23900 | 20.4 | 0.78
13366 | Acme | DXP60J | 60" | Y | A | 27400 | 26.3 | 24000 | 21.9 | 0.46
13514 | Acme | DXP60K-L | 60" | Y | A | 32400 | 24.2 | 30100 | 21.5 | 0.74
13520 | Acme | DXP60L-L | 60" | Y | A | 32700 | 23.8 | 30300 | 21.1 | 0.74
AMCA 33468-A5 | Acme | DDPVG72M/DDPVS72M | 72" | Y | G | 42501 | 22.2 | 40097 | 20.3 | 0.81607
05333-C | Airstream | 77-0119-IB, 77-0135-IB | 52" | Y | B | 27600 | 23.3 | 25900 | 20.5 | 0.78
14167 | Airstream | 77-0152-IB, 77-0164-IB | 54" | Y | B | 29300 | 23.4 | 27400 | 20.6 | 0.8
14170 | Airstream | 77-0154-IB, 77-0166-IB | 54" | Y | B | 27800 | 24.6 | 25900 | 21.6 | 0.78
11407 | American Coolair | MNBCC52L | 53" | Y | A | 27400 | 23 | 25400 | 20.8 | 0.77
11406 | American Coolair | MNBCC52LE | 53" | Y | A | 25700 | 25.2 | 23700 | 22.5 | 0.73
05243 | American Coolair | MNBCDD52L 3 ph. | 53" | Y | B | 26600 | 24.4 | 24300 | 21.5 | 0.71
05242 | American Coolair | MNBCDD52LE 3 ph. | 53" | Y | B | 25400 | 25.5 | 23100 | 22.9 | 0.66
07225 | American Coolair | NBCID52L-SQ | 53" | Y | D | 25200 | 23.3 | 23000 | 20.8 | 0.69
14219 | American Coolair | FGBCDD54L | 55" | Y | B | 26300 | 26.2 | 23100 | 21.9 | 0.57
10241 | American Coolair | MNBCC54L | 55" | Y | A | 27900 | 27.6 | 26000 | 24.3 | 0.77
10243 | American Coolair | MNBCC54M | 55" | Y | A | 31900 | 23.2 | 30200 | 21 | 0.83
10240 | American Coolair | MNBCCE54L | 55" | Y | A | 25600 | 31 | 23700 | 27.2 | 0.71
10242 | American Coolair | MNBCCE54m | 55" | Y | A | 30200 | 25.3 | 28400 | 22.7 | 0.81
11392 | American Coolair | MNBCDD54L | 55" | Y | B | 27900 | 28.1 | 25300 | 23.9 | 0.68
11391 | American Coolair | MNBCDD54LE | 55" | Y | B | 25400 | 32 | 22600 | 26.7 | 0.63
11394 | American Coolair | MNBCDD54M | 55" | Y | B | 32200 | 23.3 | 30000 | 20.8 | 0.78
11393 | American Coolair | MNBCDD54ME | 55" | Y | B | 30400 | 25.8 | 28100 | 22.6 | 0.75
10247 | American Coolair | MNEFC54L | 55" | Y | A | 26400 | 29.3 | 24300 | 24.9 | 0.73
10244 | American Coolair | MNEFC54M | 55" | Y | A | 29100 | 23.3 | 27900 | 21.4 | 0.85
10250 | American Coolair | MNEFCE54L | 55" | Y | A | 24500 | 32.6 | 22300 | 27.7 | 0.67
10246 | American Coolair | MNEFCE54M | 55" | Y | A | 28400 | 26.6 | 26800 | 23.7 | 0.79
11397 | American Coolair | MNEFDD54L | 55" | Y | B | 26600 | 28.1 | 23800 | 23 | 0.7
11398 | American Coolair | MNEFDD54LE | 55" | Y | B | 23900 | 31 | 21000 | 25 | 0.63
11395 | American Coolair | MNEFDD54M | 55" | Y | B | 29800 | 24.4 | 28300 | 22.1 | 0.79
11396 | American Coolair | MNEFDD54ME | 55" | Y | B | 28600 | 27.7 | 26600 | 24 | 0.73
14231 | American Coolair | NBCXM54L | 55" | Y | B | 25300 | 25.4 | 23100 | 22.6 | 0.62
14232 | American Coolair | NEFXM54L | 55" | Y | B | 23900 | 27.4 | 22000 | 24 | 0.64
14233 | American Coolair | NEFXM54M | 55" | Y | B | 28600 | 24.1 | 26900 | 21.5 | 0.79
09255 | American Coolair | MNBFC60L | 61" | Y | A | 26700 | 26.6 | 22600 | 21.6 | 0.34
09261 | American Coolair | NBFID60L-SQ | 61" | Y | G | 27600 | 28.5 | 24100 | 23.8 | 0.37
09260 | American Coolair | NBFID60M-SQ | 61" | Y | G | 32800 | 23.9 | 30300 | 21.2 | 0.72
16340 | American Coolair | FGXM54M | 54" | Y | B | 30800 | 26.1 | 28700 | 22.7 | 0.79 | 16340 | 16340 | 16340 | 16340 | 16340 | 16340 | 16340 | 16340 | 16340 | 16340 | 16340 | 16340 | 16340 | 16340 | 16340 | 16340 | 16340 | 16340 | 16340 | 16340 | 16340 | 16340 | 16340 | 16340 | 16340 | 16340 | 16340 | 16340 | 16340 | 16340 | 16340 | 16340 | 16340 | 16340 | 16340 | 16340 | 16340 | 16340 | 16340 | 16340 | 16340 | 16340 | 16340 | 16340 | 16340 | 16340 | 16340 | 16340 | 16340 | 16340 | 16340 | 16340 | 16340 | 16340 | 16340 | 16340 | 16340 | 16340 | 16340 | 16340 | 16340 | 16340 | 16340 | 16340 | 16340 | 16340 | 16340 | 16340 | 16340 | 16340 | 16340 | 16340 | 16340 | 16340 | 16340 | 16340 | 16340 | 16340 | 16340 | 16340 | 16340 | 16340 | 16340 | 16340 | 16340 | 16340 | 16340 | 16340 | 16340 | 16340 | 16340 | 16340 | 16340 | 16340 | 16340 | 16340 | 16340 | 16340 | 16340 | 16340 | 16340 | 16340 | 16340 | 16340 | 16340 | 16340 | 16340 | 16340 | 16340 | 16340 | 16340 | 16340 | 16340 | 16340 | 16340 | 16340 | 16340 | 16340 | 16340 | 16340 | 16340 | 16340 | 16340 | 16340 | 16340 | 16340 | 16340 | 16340 | 16340 | 16340 | 16340 | 16340 | 16340 | 16340 | 16340 | 16340 | 16340 | 16340 | 16340 | 16340 | 16340 | 16340 | 16340 | 16340 | 16340 | 16340 | 16340 | 16340 | 16340 | 16340 | 16340 | 16340 | 16340 | 16340 | 16340 | 16340 | 16340 | 16340 | 16340 | 16340 | 16340 | 16340 | 16340 | 16340 | 16340 | 16340 | 16340 | 16340 | 16340 | 16340 | 16340 | 16340 | 16340 | 16340 | 16340 | 16340 | 16340 | 16340 | 16340 | 16340 | 16340 | 16340 | 16340 | 16340 | 16340 | 16340 | 16340 | 16340 | 16340 | 16340 | 16340 | 16340 | 16340 | 16340 | 16340 | 16340 | 16340 | 16340 | 16340 | 16340 | 16340 | 16340 | 16340 | 16340 | 16340 | 16340 | 16340 | 16340 | 16340 | 16340 | 16340 | 16340 | 16340 | 16340 | 16340 | 16340 | 16340 | 16340 | 16340 | 16340 | 16340 | 16340 | 16340 | 16340 | 16340 | 16340 | 16340 | 16340 | 16340 | 16340 | 16340 | 16340 | 16340 | 16340 | 16340 | 16340 | 16340 | 16340 | 16340 | 16340 | 16340 | 16340 | 16340 | 16340 | 16340 | 16340 | 16340 | 16340 | 16340 | 16340 | 16340 | 16340 | 16340 | 16340 | 16340 | 16340 | 16340 | 16340 | 16340 | 16340 | 16340 | 16340 | 16340 | 16340 | 16340 | 16340 | 16340 | 16340 | 16340 | 16340 | 16340 | 16340 | 16340 | 16340 | 16340 | 16340 | 16340 | 16340 | 16340 | 16340 | 16340 | 16340 | 16340 | 16340 | 16340 | 16340 | 16340 | 16340 | 16340 | 16340 | 16340 | 16340 | 16340 | 16340 | 16340 | 16340 | 16340 | 16340 | 16340 | 16340 | 16340 | 16340 | 16340 | 16340 | 16340 | 16340 | 16340 | 16340 | 16340 | 16340 | 16340 | 16340 | 16340 | 16340 | 16340 | 16340 | 16340 | 16340 | 16340 | 16340 | 16340 | 16340 | 16340 | 16340 | 16340 | 16340 | 16340 | 16340 | 16340 | 16340 | 16340 | 16340 | 16340 | 16340 | 16340 | 16340 | 16340 | 16340 | 16340 | 16340 | 16340 | 16340 | 16340 | 16340 | 16340 | 16340 | 16340 | 16340 | 16340 | 16340 | 16340 | 16340 | 16340 | 16340 | 16340 | 16340 | 16340 | 16340 | 16340 | 16340 | 16340 | 16340 | 16340 | 16340 | 16340 | 16340 | 16340 | 16340 | 16340 | 16340 | 16340 | 16340 | 16340 | 16340 | 16340 | 16340 | 16340 | 16340 | 16340 | 16340 | 16340 | 16340 | 16340 | 16340 | 16340 | 16340 | 16340 | 16340 | 16340 | 16340 | 16340 | 16340 | 16340 | 16340 | 16340 | 16340 | 16340 | 16340 | 16340 | 16340 | 16340 | 16340 | 16340 | 16340 | 16340 | 16340 | 16340 | 16340 | 16340 | 16340 | 16340 | 16340 | 16340 | 16340 | 16340 | 16340 | 16340 | 16340 | 16340 | 16340 | 16340 | 16340 | 16340 | 16340 | 16340 | 16340 | 16340 | 16340 | 16340 | 16340 | 16340 | 16340 | 16340 | 16340 | 16340 | 16340 | 16340 | 16340 | 16340 | 16340 | 16340 | 16340 | 16340 | 16340 | 16340 | 16340 | 16340 | 16340 | 16340 | 16340 | 16340 | 16340 | 16340 | 16340 | 16340 | 16340 | 16340 | 16340 | 16340 | 16340 | 16340 | 16340 | 16340 | 16340 | 16340 | 16340 | 16340 | 16340 | 16340 | 16340 | 16340 | 16340 | 16340 | 16340 | 16340 | 16340 | 16340 | 16340 | 16340 | 16340 | 16340 | 16340 | 16340 | 16340 | 16340 | 16340 | 16340 | 16340 | 16340 | 16340 | 16340 | 16340 | 16340 | 16340 | 16340 | 16340 | 16340 | 16340 | 16340 | 16340 | 16340 | 16340 | 16340 | 16340 | 16340 | 16340 | 16340 | 16340 | 16340 | 16340 | 16340 | 16340 | 16340 | 16340 | 16340 | 16340 | 16340 | 16340 | 16340 | 16340 | 16340 | 16340 | 16340 | 16340 | 16340 | 16340 | 16340 | 16340 | 16340 | 16340 | 16340 | 16340 | 16340 | 16340 | 16340 | 16340 | 16340 | 16340 | 16340 | 16340 | 16340 | 16340 | 16340 | 16340 | 16340 | 16340 | 16340 | 16340 | 16340 | 16340 | 16340 | 16340 | 16340 | 16340 | 16340 | 16340 | 16340 | 16340 | 16340 | 16340 | 16340 | 16340 | 16340 | 16340 | 16340 | 16340 | 16340 | 16340 | 16340 | 16340 | 16340 | 16340 | 16340 | 16340 | 16340 | 16340 | 16340 | 16340 | 16340 | 16340 | 16340 | 16340 | 16340 | 16340 | 16340 | 16340 | 16340 | 16340 | 16340 | 16340 | 16340 | 16340 | 16340 | 16340 | 16340 | 16340 | 16340 | 16340 | 16340 | 16340 | 16340 | 16340 | 16340 | 16340 | 16340 | 16340 | 16340 | 16340 | 16340 | 16340 | 16340 | 16340 | 16340 | 16340 | 16340 | 16340 | 16340 | 16340 | 16340 | 16340 | 16340 | 16340 | 16340 | 16340 | 16340 | 16340 | 16340 | 16340 | 16340 | 16340 | 16340 | 16340 | 16340 | 16340 | 16340 | 16340 | 16340 | 16340 | 16340 | 16340 | 16340 | 16340 | 16340 | 16340 | 16340 | 16340 | 16340 | 16340 | 16340 | 16340 | 16340 | 16340 | 16340 | 16340 | 16340 | 16340 | 16340 | 16340 | 16340 | 16340 | 16340 | 16340 | 16340 | 16340 | 16340 | 16340 | 16340 | 16340 | 16340 | 16340 | 16340 | 16340 | 16340 | 16340 | 16340 | 16340 | 16340 | 16340 | 16340 | 16340 | 16340 | 16340 | 16340 | 16340 | 16340 | 16340 | 16340 | 16340 | 16340 | 16340 | 16340 | 16340 | 16340 | 16340 | 16340 | 16340 | 16340 | 16340 | 16340 | 16340 | 16340 | 16340 | 16340 | 16340 | 16340 | 16340 | 16340 | 16340 | 16340 | 16340 | 16340 | 16340 | 16340 | 16340 | 16340 | 16340 | 16340 | 16340 | 16340 | 16340 | 16340 | 16340 | 16340 | 16340 | 16340 | 16340 | 16340 | 16340 | 16340 | 16340 | 16340 | 16340 | 16340 | 16340 | 16340 | 16340 | 16340 | 16340 | 16340 | 16340 | 16340 | 16340 | 16340 | 16340 | 16340 | 16340 | 16340 | 16340 | 16340 | 16340 | 16340 | 16340 | 16340 | 16340 | 16340 | 16340 | 16340 | 16340 | 16340 | 16340 | 16340 | 16340 | 16340 | 16340 | 16340 | 16340 | 16340 | 16340 | 16340 | 16340 | 16340 | 16340 | 16340 | 16340 | 16340 | 16340 | 16340 | 16340 | 16340 | 16340 | 16340 | 16340 | 16340 | 16340 | 16340 | 16340 | 16340 | 16340 | 16340 | 16340 | 16340 | 16340 | 16340 | 16340 | 16340 | 16340 | 16340 | 16340 | 16340 | 16340 | 16340 | 16340 | 16340 | 16340 | 16340 | 16340 | 16340 | 16340 | 16340 | 16340 | 16340 | 16340 | 16340 | 16340 | 16340 | 16340 | 16340 | 16340 | 16340 | 16340 | 16340 | 16340 | 16340 | 16340 | 16340 | 16340 | 16340 | 16340 | 16340 | 16340 | 16340 | 16340 | 16340 | 16340 | 16340 | 16340 | 16340 | 16340 | 16340 | 16340 | 16340 | 16340 | 16340 | 16340 | 16340 | 16340 | 16340 | 16340 | 16340 | 16340 | 16340 | 16340 | 16340 | 16340 | 16340 | 16340 | 16340 | 16340 | 16340 | 16340 | 16340 | 16340 | 16340 | 16340 | 16340 | 16340 | 16340 | 16340 | 16340 | 16340 | 16340 | 16340 | 16340 | 16340 | 16340 | 16340 | 16340 | 16340 | 16340 | 16340 | 16340 | 16340 | 16340 | 16340 | 16340 | 16340 | 16340 | 16340 | 16340 | 16340 | 16340 | 16340 | 16340 | 16340 | 16340 | 16340 | 16340 | 16340 | 16340 | 16340 | 16340 | 16340 | 16340 | 16340 | 16340 | 16340 | 16340 | 16340 | 16340 | 16340 | 16340 | 16340 | 16340 | 16340 | 16340 | 16340 | 16340 | 16340 | 16340 | 16340 | 16340 | 16340 | 16340 | 16340 | 16340 | 16340 | 16340 | 16340 | 16340 | 16340 | 16340 | 16340 | 16340 | 16340 | 16340 | 16340 | 16340 | 16340 | 16340 | 16340 | 16340 | 16340 | 16340 | 16340 | 16340 | 16340 | 16340 | 16340 | 16340 | 16340 | 16340 | 16340 | 16340 | 16340 | 16340 | 16340 | 16340 | 16340 | 16340 | 16340 | 16340 | 16340 | 16340 | 16340 | 16340 | 16340 | 16340 | 16340 | 16340 | 16340 | 16340 | 16340 | 16340 | 16340 | 16340 | 16340 | 16340 | 16340 | 16340 | 16340 | 16340 | 16340 | 16340 | 16340 | 16340 | 16340 | 16340 | 16340 | 16340 | 16340 | 16340 | 16340 | 16340 | 16340 | 16340 | 16340 | 16340 | 16340 | 16340 | 16340 | 16340 | 16340 | 16340 | 16340 | 16340 | 16340 | 16340 | 16340 | 16340 | 16340 | 16340 | 16340 | 16340 | 16340 | 16340 | 16340 | 16340 | 16340 | 16340 | 16340 | 16340 | 16340 | 16340 | 16340 | 16340 | 16340 | 16340 | 16340 | 16340 | 16340 | 16340 | 16340 | 16340 | 16340 | 16340 | 16340 | 16340 | 16340 | 16340 | 16340 | 16340 | 16340 | 16340 | 16340 | 16340 | 16340 | 16340 | 16340 | 16340 | 16340 | 16340 | 16340 | 16340 | 16340 | 16340 | 16340 | 16340 | 16340 | 16340 | 16340 | 16340 | 16340 | 16340 | 16340 | 16340 | 16340 | 16340 | 16340 | 16340 | 16340 | 16340 | 16340 | 16340 | 16340 | 16340 | 16340 | 16340 | 16340 | 16340 | 16340 | 16340 | 16340 | 16340 | 16340 | 16340 | 16340 | 16340 | 16340 | 16340 | 16340 | 16340 | 16340 | 16340 | 16340 | 16340 | 16340 | 16340 | 16340 | 16340 | 16340 | 16340 | 16340 | 16340 | 16340 | 16340 | 16340 | 16340 | 16340 | 16340 | 16340 | 16340 | 16340 | 16340 | 16340 | 16340 | 16340 | 16340 | 16340 | 16340 | 16340 | 16340 | 16340 | 16340 | 16340 | 16340 | 16340 | 16340 | 16340 | 16340 | 16340 | 16340 | 16340 | 16340 | 16340 | 16340 | 16340 | 16340 | 16340 | 16340 | 16340 | 16340 | 16340 | 16340 | 16340 | 16340 | 16340 | 16340 | 16340 | 16340 | 16340 | 16340 | 16340 | 16340 | 16340 | 16340 | 16340 | 16340 | 16340 | 16340 | 16340 | 16340 | 16340 | 16340 | 16340 | 16340 | 16340 | 16340 | 16340 | 16340 | 16340 | 16340 | 16340 | 16340 | 16340 | 16340 | 16340 | 16340 | 16340 | 16340 | 16340 | 16340 | 16340 | 16340 | 16340 | 16340 | 16340 | 16340 | 16340 | 16340 | 16340 | 16340 | 16340 | 16340 | 16340 | 16340 | 16340 | 16340 | 16340 | 16340 | 16340 | 16340 | 16340 | 16340 | 16340 | 16340 | 16340 | 16340 | 16340 | 16340 | 16340 | 16340 | 16340 | 16340 | 16340 | 16340 | 16340 | 16340 | 16340 | 16340 | 16340 | 16340 | 16340 | 16340 | 16340 | 16340 | 16340 | 16340 | 16340 | 16340 | 16340 | 16340 | 16340 | 16340 | 16340 | 16340 | 16340 | 16340 | 16340 | 16340 | 16340 | 16340 | 16340 | 16340 | 16340 | 16340 | 16340 | 16340 | 16340 | 16340 | 16340 | 16340 | 16340 | 16340 | 16340 | 16340 | 16340 | 16340 | 16340 | 16340 | 16340 | 16340 | 16340 | 16340 | 16340 | 16340 | 16340 | 16340 | 16340 | 16340 | 16340 | 16340 | 16340 | 16340 | 16340 | 16340 | 16340 | 16340 | 16340 | 16340 | 16340 | 16340 | 16340 | 16340 | 16340 | 16340 | 16340 | 16340 | 16340 | 16340 | 16340 | 16340 | 16340 | 16340 | 16340 | 16340 | 16340 | 16340 | 16340 | 16340 | 16340 | 16340 | 16340 | 16340 | 16340 | 16340 | 16340 | 16340 | 16340 | 16340 | 16340 | 16340 | 16340 | 16340 | 16340 | 16340 | 16340 | 16340 | 16340 | 16340 | 16340 | 16340 | 16340 | 16340 | 16340 | 16340 | 16340 | 16340 | 16340 | 16340 | 16340 | 16340 | 16340 | 16340 | 16340 | 16340 | 16340 | 16340 | 16340 | 16340 | 16340 | 16340 | 16340 | 16340 | 16340 | 16340 | 16340 | 16340 | 16340 | 16340 | 16340 | 16340 | 16340 | 16340 | 16340 | 16340 | 16340 | 16340 | 16340 | 16340 | 16340 | 16340 | 16340 | 16340 | 16340 | 16340 | 16340 | 16340 | 16340 | 16340 | 16340 | 16340 | 16340 | 16340 | 16340 | 16340 | 16340 | 16340 | 16340 | 16340 | 16340 | 16340 | 16340 | 16340 | 16340 | 16340 | 16340 | 16340 | 16340 | 16340 | 16340 | 16340 | 16340 | 16340 | 16340 | 16340 | 16340 | 16340 | 16340 | 16340 | 16340 | 16340 | 16340 | 16340 | 16340 | 16340 | 16340 | 16340 | 16340 | 16340 | 16340 | 16340 | 16340 | 16340 | 16340 | 16340 | 16340 | 16340 | 16340 | 16340 | 16340 | 16340 | 16340 | 16340 | 16340 | 16340 | 16340 | 16340 | 16340 | 16340 | 16340 | 16340 | 16340 | 16340 | 16340 | 16340 | 16340 | 16340 | 16340 | 16340 | 16340 | 16340 | 16340 | 16340 | 16340 | 16340 | 16340 | 16340 | 16340 | 16340 | 16340 | 16340 | 16340 | 16340 | 16340 | 16340 | 16340 | 16340 | 16340 | 16340 | 16340 | 16340 | 16340 | 16340 | 16340 | 16340 | 16340 | 16340 | 16340 | 16340 | 16340 | 16340 | 16340 | 16340 | 16340 | 16340 | 16340 | 16340 | 16340 | 16340 | 16340 | 16340 | 16340 | 16340 | 16340 | 16340 | 16340 | 16340 | 16340 | 16340 | 16340 | 16340 | 16340 | 16340 | 16340 | 16340 | 16340 | 16340 | 16340 | 16340 | 16340 | 16340 | 16340 | 16340 | 16340 | 16340 | 16340 | 16340 | 16340 | 16340 | 16340 | 16340 | 16340 | 16340 | 16340 | 16340 | 16340 | 16340 | 16340 | 16340 | 16340 | 16340 | 16340 | 16340 | 16340 | 16340 | 16340 | 16340 | 16340 | 16340 | 16340 | 16340 | 16340 | 16340 | 16340 | 16340 | 16340 | 16340 | 16340 | 16340 | 16340 | 16340 | 16340 | 16340 | 16340 | 16340 | 16340 | 16340 | 16340 | 16340 | 16340 | 16340 | 16340 | 16340 | 16340 | 16340 | 16340 | 16340 | 16340 | 16340 | 16340 | 16340 | 16340 | 16340 | 16340 | 16340 | 16340 | 16340 | 16340 | 16340 | 16340 | 16340 | 16340 | 16340 | 16340 | 16340 | 16340 | 16340 | 16340 | 16340 | 16340 | 16340 | 16340 | 16340 | 16340 | 16340 | 16340 | 16340 | 16340 | 16340 | 16340 | 16340 | 16340 | 16340 | 16340 | 16340 | 16340 | 16340 | 16340 | 16340 | 16340 | 16340 | 16340 | 16340 | 16340 | 16340 | 16340 | 16340 | 16340 | 16340 | 16340 | 16340 | 16340 | 16340 | 16340 | 16340 | 16340 | 16340 | 16340 | 16340 | 16340 | 16340 | 16340 | 16340 | 16340 | 16340 | 16340 | 16340 | 16340 | 16340 | 16340 | 16340 | 16340 | 16340 | 16340 | 16340 | 16340 | 16340 | 16340 | 16340 | 16340 | 16340 | 16340 | 16340 | 16340 | 16340 | 16340 | 16340 | 16340 | 16340 | 16340 | 16340 | 16340 | 16340 | 16340 | 16340 | 16340 | 16340 | 16340 | 16340 | 16340 | 16340 | 16340 | 16340 | 16340 | 16340 | 16340 | 16340 | 16340 | 16340 | 16340 | 16340 | 16340 | 16340 | 16340 | 16340 | 16340 | 16340 | 16340 | 16340 | 16340 | 16340 | 16340 | 16340 | 16340 | 16340 | 16340 | 16340 | 16340 | 16340 | 16340 | 16340 | 16340 | 16340 | 16340 | 16340 | 16340 | 16340 | 16340 | 16340 | 16340 | 16340 | 16340 | 16340 | 16340 | 16340 | 16340 | 16340 | 16340 | 16340 | 16340 | 16340 | 16340 | 16340 | 16340 | 16340 | 16340 | 16340 | 16340 | 16340 | 16340 | 16340 | 16340 | 16340 | 16340 | 16340 | 16340 | 16340 | 16340 | 16340 | 16340 | 16340 | 16340 | 16340 | 16340 | 16340 | 16340 | 16340 | 16340 | 16340 | 16340 | 16340 | 16340 | 16340 | 16340 | 16340 | 16340 | 16340 | 16340 | 16340 | 16340 | 16340 | 16340 | 16340 | 16340 | 16340 | 16340 | 16340 | 16340 | 16340 | 16340 | 16340 | 16340 | 16340 | 16340 | 16340 | 16340 | 16340 | 16340 | 16340 | 16340 | 16340 | 16340 | 16340 | 16340 | 16340 | 16340 | 16340 | 16340 | 16340 | 16340 | 16340 | 16340 | 16340 | 16340 | 16340 | 16340 | 16340 | 16340 | 16340 | 16340 | 16340 | 16340 | 16340 | 16340 | 16340 | 16340 | 16340 | 16340 | 16340 | 16340 | 16340 | 16340 | 16340 | 16340 | 16340 | 16340 | 16340 | 16340 | 16340 | 16340 | 16340 | 16340 | 16340 | 16340 | 16340 | 16340 | 16340 | 16340 | 16340 | 16340 | 16340 | 16340 | 16340 | 16340 | 16340 | 16340 | 16340 | 16340 | 16340 | 16340 | 16340 | 16340 | 16340 | 16340 | 16340 | 16340 | 16340 | 16340 | 16340 | 16340 | 16340 | 16340 | 16340 | 16340 | 16340 | 16340 | 16340 | 16340 | 16340 | 16340 | 16340 | 16340 | 16340 | 16340 | 16340 | 16340 | 16340 | 16340 | 16340 | 16340 | 16340 | 16340 | 16340 | 16340 | 16340 | 16340 | 16340 | 16340 | 16340 | 16340 | 16340 | 16340 | 16340 | 16340 | 16340 | 16340 | 16340 | 16340 | 16340 | 16340 | 16340 | 16340 | 16340 | 16340 | 16340 | 16340 | 16340 | 16340 | 16340 | 16340 | 16340 | 16340 | 16340 | 16340 | 16340 | 16340 | 16340 | 16340 | 16340 | 16340 | 16340 | 16340 | 16340 | 16340 | 16340 | 16340 | 16340 | 16340 | 16340 | 16340 | 16340 | 16340 | 16340 | 16340 | 16340 | 16340 | 16340 | 16340 | 16340 | 16340 | 16340 | 16340 | 16340 | 16340 | 16340 | 16340 | 16340 | 16340 | 16340 | 16340 | 16340 | 16340 | 16340 | 16340 | 16340 | 16340 | 16340 | 16340 | 16340 | 16340 | 16340 | 16340 | 16340 | 16340 | 16340 | 16340 | 16340 | 16340 | 16340 | 16340 | 16340 | 16340 | 16340 | 16340 | 16340 | 16340 | 16340 | 16340 | 16340 | 16340 | 16340 | 16340 | 16340 | 16340 | 16340 | 16340 | 16340 | 16340 | 16340 | 16340 | 16340 | 16340 | 16340 | 16340 | 16340 | 16340 | 16340 | 16340 | 16340 | 16340 | 16340 | 16340 | 16340 | 16340 | 16340 | 16340 | 16340 | 16340 | 16340 | 16340 | 16340 | 16340 | 16340 | 16340 | 16340 | 16340 | 16340 | 16340 | 16340 | 16340 | 16340 | 16340 | 16340 | 16340 | 16340 | 16340 | 16340 | 16340 | 16340 | 16340 | 16340 | 16340 | 16340 | 16340 | 16340 | 16340 | 16340 | 16340 | 16340 | 16340 | 16340 | 16340 | 16340 | 16340 | 16340 | 16340 | 16340 | 16340 | 16340 | 16340 | 16340 | 16340 | 16340 | 16340 | 16340 | 16340 | 16340 | 16340 | 16340 | 16340 | 16340 | 16340 | 16340 | 16340 | 16340 | 16340 | 16340 | 16340 | 16340 | 16340 | 16340 | 16340 | 16340 | 16340 | 16340 | 16340 | 16340 | 16340 | 16340 | 16340 | 16340 | 16340 | 16340 | 16340 | 16340 | 16340 | 16340 | 16340 | 16340 | 16340 | 16340 | 16340 | 16340 | 16340 | 16340 | 16340 | 16340 | 16340 | 16340 | 16340 | 16340 | 16340 | 16340 | 16340 | 16340 | 16340 | 16340 | 16340 | 16340 | 16340 | 16340 | 16340 | 16340 | 16340 | 16340 | 16340 | 16340 | 16340 | 16340 | 16340 | 16340 | 16340 | 16340 | 16340 | 16340 | 16340 | 16340 | 16340 | 16340 | 16340 | 16340 | 16340 | 16340 | 16340 | 16340 | 16340 | 16340 | 16340 | 16340 | 16340 | 16340 | 16340 | 16340 | 16340 | 16340 | 16340 | 16340 | 16340 | 16340 | 16340 | 16340 | 16340 | 16340 | 16340 | 16340 | 16340 | 16340 | 16340 | 16340 | 16340 | 16340 | 16340 | 16340 | 16340 | 16340 | 16340 | 16340 | 16340 | 16340 | 16340 | 16340 | 16340 | 16340 | 16340 | 16340 | 16340 | 16340 | 16340 | 16340 | 16340 | 16340 | 16340 | 16340 | 16340 | 16340 | 16340 | 16340 | 16340 | 16340 | 16340 | 16340 | 16340 | 16340 | 16340 | 16340 | 16340 | 16340 | 16340 | 16340 | 16340 | 16340 | 16340 | 16340 | 16340 | 16340 | 16340 | 16340 | 16340 | 16340 | 16340 | 16340 | 16340 | 16340 | 16340 | 16340 | 16340 | 16340 | 16340 | 16340 | 16340 | 16340 | 16340 | 16340 | 16340 | 16340 | 16340 | 16340 | 16340 | 16340 | 16340 | 16340 | 16340 | 16340 | 16340 | 16340 | 16340 | 16340 | 16340 | 16340 | 16340 | 16340 | 16340 | 16340 | 16340 | 16340 | 16340 | 16340 | 16340 | 16340 | 16340 | 16340 | 16340 | 16340 | 16340 | 16340 | 16340 | 16340 | 16340 | 16340 | 16340 | 16340 | 16340 | 16340 | 16340 | 16340 | 16340 | 16340 | 16340 | 16340 | 16340 | 16340 | 16340 | 16340 | 16340 | 16340 | 16340 | 16340 | 16340 | 16340 | 16340 | 16340 | 16340 | 16340 | 16340 | 16340 | 16340 | 16340 | 16340 | 16340 | 16340 | 16340 | 16340 | 16340 | 16340 | 16340 | 16340 | 16340 | 16340 | 16340 | 16340 | 16340 | 16340 | 16340 | 16340 | 16340 | 16340 | 16340 | 16340 | 16340 | 16340 | 16340 | 16340 | 16340 | 16340 | 16340 | 16340 | 16340 | 16340 | 16340 | 16340 | 16340 | 16340 | 16340 | 16340 | 16340 | 16340 | 16340 | 16340 | 16340 | 16340 | 16340 | 16340 | 16340 | 16340 | 16340 | 16340 | 16340 | 16340 | 16340 | 16340 | 16340 | 16340 | 16340 | 16340 | 16340 | 16340 | 16340 | 16340 | 16340 | 16340 | 16340 | 16340 | 16340 | 16340 | 16340 | 16340 | 16340 | 16340 | 16340 | 16340 | 16340 | 16340 | 16340 | 16340 | 16340 | 16340 | 16340 | 16340 | 16340 | 16340 | 16340 | 16340 | 16340 | 16340 | 16340 | 16340 | 16340 | 16340 | 16340 | 16340 | 16340 | 16340 | 16340 | 16340 | 16340 | 16340 | 16340 | 16340 | 16340 | 16340 | 16340 | 16340 | 16340 | 16340 | 16340 | 16340 | 16340 | 16340 | 16340 | 16340 | 16340 | 16340 | 16340 | 16340 | 16340 | 16340 | 16340 | 16340 | 16340 | 16340 | 16340 | 16340 | 16340 | 16340 | 16340 | 16340 | 16340 | 16340 | 16340 | 16340 | 16340 | 16340 | 16340 | 16340 | 16340 | 16340 | 16340 | 16340 | 16340 | 16340 | 16340 | 16340 | 16340 | 16340 | 16340 | 16340 | 16340 | 16340 | 16340 | 16340 | 16340 | 16340 | 16340 | 16340 | 16340 | 16340 | 16340 | 16340 | 16340 | 16340 | 16340 | 16340 | 16340 | 16340 | 16340 | 16340 | 16340 | 16340 | 16340 | 16340 | 16340 | 16340 | 16340 | 16340 | 16340 | 16340 | 16340 | 16340 | 16340 | 16340 | 16340 | 16340 | 16340 | 16340 | 16340 | 16340 | 16340 | 16340 | 16340 | 16340 | 16340 | 16340 | 16340 | 16340 | 16340 | 16340 | 16340 | 16340 | 16340 | 16340 | 16340 | 16340 | 16340 | 16340 | 16340 | 16340 | 16340 | 16340 | 16340 | 16340 | 16340 | 16340 | 16340 | 16340 | 16340 | 16340 | 16340 | 16340 | 16340 | 16340 | 16340 | 16340 | 16340 | 16340 | 16340 | 16340 | 16340 | 16340 | 16340 | 16340 | 16340 | 16340 | 16340 | 16340 | 16340 | 16340 | 16340 | 16340 | 16340 | 16340 | 16340 | 16340 | 16340 | 16340 | 16340 | 16340 | 16340 | 16340 | 16340 | 16340 | 16340 | 16340 | 16340 | 16340 | 16340 | 16340 | 16340 | 16340 | 16340 | 16340 | 16340 | 16340 | 16340 | 16340 | 16340 | 16340 | 16340 | 16340 | 16340 | 16340 | 16340 | 16340 | 16340 | 16340 | 16340 | 16340 | 16340 | 16340 | 16340 | 16340 | 16340 | 16340 | 16340 | 16340 | 16340 | 16340 | 16340 | 16340 | 16340 | 16340 | 16340 | 16340 | 16340 | 16340 | 16340 | 16340 | 16340 | 16340 | 16340 | 16340 | 16340 | 16340 | 16340 | 16340 | 16340 | 16340 | 16340 | 16340 | 16340 | 16340 | 16340 | 16340 | 16340 | 16340 | 16340 | 16340 | 16340 | 16340 | 16340 | 16340 | 16340 | 16340 | 16340 | 16340 | 16340 | 16340 | 16340 | 16340 | 16340 | 16340 | 16340 | 16340 | 16340 | 16340 | 16340 | 16340 | 16340 | 16340 | 16340 | 16340 | 16340 | 16340 | 16340 | 16340 | 16340 | 16340 | 16340 | 16340 | 16340 | 16340 | 16340 | 16340 | 16340 | 16340 | 16340 | 16340 | 16340 | 16340 | 16340 | 16340 | 16340 | 16340 | 16340 | 16340 | 16340 | 16340 | 16340 | 16340 | 16340 | 16340 | 16340 | 16340 | 16340 | 16340 | 16340 | 16340 | 16340 | 16340 | 16340 | 16340 | 16340 | 16340 | 16340 | 16340 | 16340 | 16340 | 16340 | 16340 | 16340 | 16340 | 16340 | 16340 | 16340 | 16340 | 16340 | 16340 | 16340 | 16340 | 16340 | 16340 | 16340 | 16340 | 16340 | 16340 | 16340 | 16340 | 16340 | 16340 | 16340 | 16340 | 16340 | 16340 | 16340 | 16340 | 16340 | 16340 | 16340 | 16340 | 16340 | 16340 | 16340 | 16340 | 16340 | 16340 | 16340 | 16340 | 16340 | 16340 | 16340 | 16340 | 16340 | 16340 | 16340 | 16340 | 16340 | 16340 | 16340 | 16340 | 16340 | 16340 | 16340 | 16340 | 16340 | 16340 | 16340 | 16340 | 16340 | 16340 | 16340 | 16340 | 16340 | 16340 | 16340 | 16340 | 16340 | 16340 | 16340 | 16340 | 16340 | 16340 | 16340 | 16340 | 16340 | 16340 | 16340 | 16340 | 16340 | 16340 | 16340 | 16340 | 16340 | 16340 | 16340 | 16340 | 16340 | 16340 | 16340 | 16340 | 16340 | 16340 | 16340 | 16340 | 16340 | 16340 | 16340 | 16340 | 16340 | 16340 | 16340 | 16340 | 16340 | 16340 | 16340 | 16340 | 16340 | 16340 | 16340 | 16340 | 16340 | 16340 | 16340 | 16340 | 16340 | 16340 | 16340 | 16340 | 16340 | 16340 | 16340 | 16340 | 16340 | 16340 | 16340 | 16340 | 16340 | 16340 | 16340 | 16340 | 16340 | 16340 | 16340 | 16340 | 16340 | 16340 | 16340 | 16340 | 16340 | 16340 | 16340 | 16340 | 16340 | 16340 | 16340 | 16340 | 16340 | 16340 | 16340 | 16340 | 16340 | 16340 | 16340 | 16340 | 16340 | 16340 | 16340 | 16340 | 16340 | 16340 | 16340 | 16340 | 16340 | 16340 | 16340 | 16340 | 16340 | 16340 | 16340 | 16340 | 16340 | 16340 | 16340 | 16340 | 16340 | 16340 | 16340 | 16340 | 16340 | 16340 | 16340 | 16340 | 16340 | 16340 | 16340 | 16340 | 16340 | 16340 | 16340 | 16340 | 16340 | 16340 | 16340 | 16340 | 16340 | 16340 | 16340 | 16340 | 16340 | 16340 | 16340 | 16340 | 16340 | 16340 | 16340 | 16340 | 16340 | 16340 | 16340 | 16340 | 16340 | 16340 | 16340 | 16340 | 16340 | 16340 | 16340 | 16340 | 16340 | 16340 | 16340 | 16340 | 16340 | 16340 | 16340 | 16340 | 16340 | 16340 | 16340 | 16340 | 16340 | 16340 | 16340 | 16340 | 16340 | 16340 | 16340 | 16340 | 16340 | 16340 | 16340 | 16340 | 16340 | 16340 | 16340 | 16340 | 16340 | 16340 | 16340 | 16340 | 16340 | 16340 | 16340 | 16340 | 16340 | 16340 | 16340 | 16340 | 16340 | 16340 | 16340 | 16340 | 16340 | 16340 | 16340 | 16340 | 16340 | 16340 | 16340 | 16340 | 16340 | 16340 | 16340 | 16340 | 16340 | 16340 | 16340 | 16340 | 16340 | 16340 | 16340 | 16340 | 16340 | 16340 | 16340 | 16340 | 16340 | 16340 | 16340 | 16340 | 16340 | 16340 | 16340 | 16340 | 16340 | 16340 | 16340 | 16340 | 16340 | 16340 | 16340 | 16340 | 16340 | 16340 | 16340 | 16340 | 16340 | 16340 | 16340 | 16340 | 16340 | 16340 | 16340 | 16340 | 16340 | 16340 | 16340 | 16340 | 16340 | 16340 | 16340 | 16340 | 16340 | 16340 | 16340 | 16340 | 16340 | 16340 | 16340 | 16340 | 16340 | 16340 | 16340 | 16340 | 16340 | 16340 | 16340 | 16340 | 16340 | 16340 | 16340 | 16340 | 16340 | 16340 | 16340 | 16340 | 16340 | 16340 | 16340 | 16340 | 16340 | 16340 | 16340 | 16340 | 16340 | 16340 | 16340 | 16340 | 16340 | 16340 | 16340 | 16340 | 16340 | 16340 | 16340 | 16340 | 16340 | 16340 | 16340 | 16340 | 16340 | 16340 | 16340 | 16340 | 16340 | 16340 | 16340 | 16340 | 16340 | 16340 | 16340 | 16340 | 16340 | 16340 | 16340 | 16340 | 16340 | 16340 | 16340 | 16340 | 16340 | 16340 | 16340 | 16340 | 16340 | 16340 | 16340 | 16340 | 16340 | 16340 | 16340 | 16340 | 16340 | 16340 | 16340 | 16340 | 16340 | 16340 | 16340 | 16340 | 16340 | 16340 | 16340 | 16340 | 16340 | 16340 | 16340 | 16340 | 16340 | 16340 | 16340 | 16340 | 16340 | 16340 | 16340 | 16340 | 16340 | 16340 | 16340 | 16340 | 16340 | 16340 | 16340 | 16340 | 16340 | 16340 | 16340 | 16340 | 16340 | 16340 | 16340 | 16340 | 16340 | 16340 | 16340 | 16340 | 16340 | 16340 | 16340 | 16340 | 16340 | 16340 | 16340 | 16340 | 16340 | 16340 | 16340 | 16340 | 16340 | 16340 | 16340 | 16340 | 16340 | 16340 | 16340 | 16340 | 16340 | 16340 | 16340 | 16340 | 16340 | 16340 | 16340 | 16340 | 16340 | 16340 | 16340 | 16340 | 16340 | 16340 | 16340 | 16340 | 16340 | 16340 | 16340 | 16340 | 16340 | 16340 | 16340 | 16340 | 16340 | 16340 | 16340 | 16340 | 16340 | 16340 | 16340 | 16340 | 16340 | 16340 | 16340 | 16340 | 16340 | 16340 | 16340 | 16340 | 16340 | 16340 | 16340 | 16340 | 16340 | 16340 | 16340 | 16340 | 16340 | 16340 | 16340 | 16340 | 16340 | 16340 | 16340 | 16340 | 16340 | 16340 | 16340 | 16340 | 16340 | 16340 | 16340 | 16340 | 16340 | 16340 | 16340 | 16340 | 16340 | 16340 | 16340 | 16340 | 16340 | 16340 | 16340 | 16340 | 16340 | 16340 | 16340 | 16340 | 16340 | 16340 | 16340 | 16340 | 16340 | 16340 | 16340 | 16340 | 16340 | 16340 | 16340 | 16340 | 16340 | 16340 | 16340 | 16340 | 16340 | 16340 | 16340 | 16340 | 16340 | 16340 | 16340 | 16340 | 16340 | 16340 | 16340 | 16340 | 16340 | 16340 | 16340 | 16340 | 16340 | 16340 | 16340 | 16340 | 16340 | 16340 | 16340 | 16340 | 16340 | 16340 | 16340 | 16340 | 16340 | 16340 | 16340 | 16340 | 16340 | 16340 | 16340 | 16340 | 16340 | 16340 | 16340 | 16340 | 16340 | 16340 | 16340 | 16340 | 16340 | 16340 | 16340 | 16340 | 16340 | 16340 | 16340 | 16340 | 16340 | 16340 | 16340 | 16340 | 16340 | 16340 | 16340 | 16340 | 16340 | 16340 | 16340 | 16340 | 16340 | 16340 | 16340 | 16340 | 16340 | 16340 | 16340 | 16340 | 16340 | 16340 | 16340 | 16340 | 16340 | 16340 | 16340 | 16340 | 16340 | 16340 | 16340 | 16340 | 16340 | 16340 | 16340 | 16340 | 16340 | 16340 | 16340 | 16340 | 16340 | 16340 | 16340 | 16340 | 16340 | 16340 | 16340 | 16340 | 16340 | 16340 | 16340 | 16340 | 16340 | 16340 | 16340 | 16340 | 16340 | 16340 | 16340 | 16340 | 16340 | 16340 | 16340 | 16340 | 16340 | 16340 | 16340 | 16340 | 16340 | 16340 | 16340 | 16340 | 16340 | 16340 | 16340 | 16340 | 16340 | 16340 | 16340 | 16340 | 16340 | 16340 | 16340 | 16340 | 16340 | 16340 | 16340 | 16340 | 16340 | 16340 | 16340 | 16340 | 16340 | 16340 | 16340 | 16340 | 16340 | 16340 | 16340 | 16340 | 16340 | 16340 | 16340 | 16340 | 16340 | 16340 | 16340 | 16340 | 16340 | 16340 | 16340 | 16340 | 16340 | 16340 | 16340 | 16340 | 16340 | 16340 | 16340 | 16340 | 16340 | 16340 | 16340 | 16340 | 16340 | 16340 | 16340 | 16340 | 16340 | 16340 | 16340 | 16340 | 16340 | 16340 | 16340 | 16340 | 16340 | 16340 | 16340 | 16340 | 16340 | 16340 | 16340 | 16340 | 16340 | 16340 | 16340 | 16340 | 16340 | 16340 | 16340 | 16340 | 16340 | 16340 | 16340 | 16340 | 16340 | 16340 | 16340 | 16340 | 16340 | 16340 | 16340 | 16340 | 16340 | 16340 | 16340 | 16340 | 16340 | 16340 | 16340 | 16340 | 16340 | 16340 | 16340 | 16340 | 16340 | 16340 | 16340 | 16340 | 16340 | 16340 | 16340 | 16340 | 16340 | 16340 | 16340 | 16340 | 16340 | 16340 | 16340 | 16340 | 16340 | 16340 | 16340 | 16340 | 16340 | 16340 | 16340 | 16340 | 16340 | 16340 | 16340 | 16340 | 16340 | 16340 | 16340 | 16340 | 16340 | 16340 | 16340 | 16340 | 16340 | 16340 | 16340 | 16340 | 16340 | 16340 | 16340 | 16340 | 16340 | 16340 | 16340 | 16340 | 16340 | 16340 | 16340 | 16340 | 16340 | 16340 | 16340 | 16340 | 16340 | 16340 | 16340 | 16340 | 16340 | 16340 | 16340 | 16340 | 16340 | 16340 | 16340 | 16340 | 16340 | 16340 | 16340 | 16340 | 16340 | 16340 | 16340 | 16340 | 16340 | 16340 | 16340 | 16340 | 16340 | 16340 | 16340 | 16340 | 16340 | 16340 | 16340 | 16340 | 16340 | 16340 | 16340 | 16340 | 16340 | 16340 | 16340 | 16340 | 16340 | 16340 | 16340 | 16340 | 16340 | 16340 | 16340 | 16340 | 16340 | 16340 | 16340 | 16340 | 16340 | 16340 | 16340 | 16340 | 16340 | 16340 | 16340 | 16340 | 16340 | 16340 | 16340 | 16340 | 16340 | 16340 | 16340 | 16340 | 16340 | 16340 | 16340 | 16340 | 16340 | 16340 | 16340 | 16340 | 16340 | 16340 | 16340 | 16340 | 16340 | 16340 | 16340 | 16340 | 16340 | 16340 | 16340 | 16340 | 16340 | 16340 | 16340 | 16340 | 16340 | 16340 | 16340 | 16340 | 16340 | 16340 | 16340 | 16340 | 16340 | 16340 | 16340 | 16340 | 16340 | 16340 | 16340 | 16340 | 16340 | 16340 | 16340 | 16340 | 16340 | 16340 | 16340 | 16340 | 16340 | 16340 | 16340 | 16340 | 16340 | 16340 | 16340 | 16340 | 16340 | 16340 | 16340 | 16340 | 16340 | 16340 | 16340 | 16340 | 16340 | 16340 | 16340 | 16340 | 16340 | 16340 | 16340 | 16340 | 16340 | 16340 | 16340 | 16340 | 16340 | 16340 | 16340 | 16340 | 16340 | 16340 | 16340 | 16340 | 16340 | 16340 | 16340 | 16340 | 16340 | 16340 | 16340 | 16340 | 16340 | 16340 | 16340 | 16340 | 16340 | 16340 | 16340 | 16340 | 16340 | 16340 | 16340 | 16340 | 16340 | 16340 | 16340 | 16340 | 16340 | 16340 | 16340 | 16340 | 16340 | 16340 | 16340 | 16340 | 16340 | 16340 | 16340 | 16340 | 16340 | 16340 | 16340 | 16340 | 16340 | 16340 | 16340 | 16340 | 16340 | 16340 | 16340 | 16340 | 16340 | 16340 | 16340 | 16340 | 16340 | 16340 | 16340 | 16340 | 16340 | 16340 | 16340 | 16340 | 16340 | 16340 | 16340 | 16340 | 16340 | 16340 | 16340 | 16340 | 16340 | 16340 | 16340 | 16340 | 16340 | 16340 | 16340 | 16340 | 16340 | 16340 | 16340 | 16340 | 16340 | 16340 | 16340 | 16340 | 16340 | 16340 | 16340 | 16340 | 16340 | 16340 | 16340 | 16340 | 16340 | 16340 | 16340 | 16340 | 16340 | 16340 | 16340 | 16340 | 16340 | 16340 | 16340 | 16340 | 16340 | 16340 | 16340 | 16340 | 16340 | 16340 | 16340 | 16340 | 16340 | 16340 | 16340 | 16340 | 16340 | 16340 | 16340 | 16340 | 16340 | 16340 | 16340 | 16340 | 16340 | 16340 | 16340 | 16340 | 16340 | 16340 | 16340 | 16340 | 16340 | 16340 | 16340 | 16340 | 16340 | 16340 | 16340 | 16340 | 16340 | 16340 | 16340 | 16340 | 16340 | 16340 | 16340 | 16340 | 16340 | 16340 | 16340 | 16340 | 16340 | 16340 | 16340 | 16340 | 16340 | 16340 | 16340 | 16340 | 16340 | 16340 | 16340 | 16340 | 16340 | 16340 | 16340 | 16340 | 16340 | 16340 | 16340 | 16340 | 16340 | 16340 | 16340 | 16340 | 16340 | 16340 | 16340 | 16340 | 16340 | 16340 | 16340 | 16340 | 16340 | 16340 | 16340 | 16340 | 16340 | 16340 | 16340 | 16340 | 16340 | 16340 | 16340 | 16340 | 16340 | 16340 | 16340 | 16340 | 16340 | 16340 | 16340 | 16340 | 16340 | 16340 | 16340 | 16340 | 16340 | 16340 | 16340 | 16340 | 16340 | 16340 | 16340 | 16340 | 16340 | 16340 | 16340 | 16340 | 16340 | 16340 | 16340 | 16340 | 16340 | 16340 | 16340 | 16340 | 16340 | 16340 | 16340 | 16340 | 16340 | 16340 | 16340 | 16340 | 16340 | 16340 | 16340 | 16340 | 16340 | 16340 | 16340 | 16340 | 16340 | 16340 | 16340 | 16340 | 16340 | 16340 | 16340 | 16340 | 16340 | 16340 | 16340 | 16340 | 16340 | 16340 | 16340 | 16340 | 16340 | 16340 | 16340 | 16340 | 16340 | 16340 | 16340 | 16340 | 16340 | 16340 | 16340 | 16340 | 16340 | 16340 | 16340 | 16340 | 16340 | 16340 | 16340 | 16340 | 16340 | 16340 | 16340 | 16340 | 16340 | 16340 | 16340 | 16340 | 16340 | 16340 | 16340 | 16340 | 16340 | 16340 | 16340 | 16340 | 16340 | 16340 | 16340 | 16340 | 16340 | 16340 | 16340 | 16340 | 16340 | 16340 | 16340 | 16340 | 16340 | 16340 | 16340 | 16340 | 16340 | 16340 | 16340 | 16340 | 16340 | 16340 | 16340 | 16340 | 16340 | 16340 | 16340 | 16340 | 16340 | 16340 | 16340 | 16340 | 16340 | 16340 | 16340 | 16340 | 16340 | 16340 | 16340 | 16340 | 16340 | 16340 | 16340 | 16340 | 16340 | 16340 | 16340 | 16340 | 16340 | 16340 | 16340 | 16340 | 16340 | 16340 | 16340 | 16340 | 16340 | 16340 | 16340 | 16340 | 16340 | 16340 | 16340 | 16340 | 16340 | 16340 | 16340 | 16340 | 16340 | 16340 | 16340 | 16340 | 16340 | 16340 | 16340 | 16340 | 16340 | 16340 | 16340 | 16340 | 16340 | 16340 | 16340 | 16340 | 16340 | 16340 | 16340 | 16340 | 16340 | 16340 | 16340 | 16340 | 16340 | 16340 | 16340 | 16340 | 16340 | 16340 | 16340 | 16340 | 16340 | 16340 | 16340 | 16340 | 16340 | 16340 | 16340 | 16340 | 16340 | 16340 | 16340 | 16340 | 16340 | 16340 | 16340 | 16340 | 16340 | 16340 | 16340 | 16340 | 16340 | 16340 | 16340 | 16340 | 16340 | 16340 | 16340 | 16340 | 16340 | 16340 | 16340 | 16340 | 16340 | 16340 | 16340 | 16340 | 16340 | 16340 | 16340 | 16340 | 16340 | 16340 | 16340 | 16340 | 16340 | 16340 | 16340 | 16340 | 16340 | 16340 | 16340 | 16340 | 16340 | 16340 | 16340 | 16340 | 16340 | 16340 | 16340 | 16340 | 16340 | 16340 | 16340 | 16340 | 16340 | 16340 | 16340 | 16340 | 16340 | 16340 | 16340 | 16340 | 16340 | 16340 | 16340 | 16340 | 16340 | 16340 | 16340 | 16340 | 16340 | 16340 | 16340 | 16340 | 16340 | 16340 | 16340 | 16340 | 16340 | 16340 | 16340 | 16340 | 16340 | 16340 | 16340 | 16340 | 16340 | 16340 | 16340 | 16340 | 16340 | 16340 | 16340 | 16340 | 16340 | 16340 | 16340 | 16340 | 16340 | 16340 | 16340 | 16340 | 16340 | 16340 | 16340 | 16340 | 16340 | 16340 | 16340 | 16340 | 16340 | 16340 | 16340 | 16340 | 16340 | 16340 | 16340 | 16340 | 16340 | 16340 | 16340 | 16340 | 16340 | 16340 | 16340 | 16340 | 16340 | 16340 | 16340 | 16340 | 16340 | 16340 | 16340 | 16340 | 16340 | 16340 | 16340 | 16340 | 16340 | 16340 | 16340 | 16340 | 16340 | 16340 | 16340 | 16340 | 16340 | 16340 | 16340 | 16340 | 16340 | 16340 | 16340 | 16340 | 16340 | 16340 | 16340 | 16340 | 16340 | 16340 | 16340 | 16340 | 16340 | 16340 | 16340 | 16340 | 16340 | 16340 | 16340 | 16340 | 16340 | 16340 | 16340 | 16340 | 16340 | 16340 | 16340 | 16340 | 16340 | 16340 | 16340 | 16340 | 16340 | 16340 | 16340 | 16340 | 16340 | 16340 | 16340 | 16340 | 16340 | 16340 | 16340 | 16340 | 16340 | 16340 | 16340 | 16340 | 16340 | 16340 | 16340 | 16340 | 16340 | 16340 | 16340 | 16340 | 16340 | 16340 | 16340 | 16340 | 16340 | 16340 | 16340 | 16340 | 16340 | 16340 | 16340 | 16340 | 16340 | 16340 | 16340 | 16340 | 16340 | 16340 | 16340 | 16340 | 16340 | 16340 | 16340 | 16340 | 16340 | 16340 | 16340 | 16340 | 16340 | 16340 | 16340 | 16340 | 16340 | 16340 | 16340 | 16340 | 16340 | 16340 | 16340 | 16340 | 16340 | 16340 | 16340 | 16340 | 16340 | 16340 | 16340 | 16340 | 16340 | 16340 | 16340 | 16340 | 16340 | 16340 | 16340 | 16340 | 16340 | 16340 | 16340 | 16340 | 16340 | 16340 | 16340 | 16340 | 16340 | 16340 | 16340 | 16340 | 16340 | 16340 | 16340 | 16340 | 16340 | 16340 | 16340 | 16340 | 16340 | 16340 | 16340 | 16340 | 16340 | 16340 | 16340 | 16340 | 16340 | 16340 | 16340 | 16340 | 16340 | 16340 | 16340 | 16340 | 16340 | 16340 | 16340 | 16340 | 16340 | 16340 | 16340 | 16340 | 16340 | 16340 | 16340 | 16340 | 16340 | 16340 | 16340 | 16340 | 16340 | 16340 | 16340 | 16340 | 16340 | 16340 | 16340 | 16340 | 16340 | 16340 | 16340 | 16340 | 16340 | 16340 | 16340 | 16340 | 16340 | 16340 | 16340 | 16340 | 16340 | 16340 | 16340 | 16340 | 16340 | 16340 | 16340 | 16340 | 16340 | 16340 | 16340 | 16340 | 16340 | 16340 | 16340 | 16340 | 16340 | 16340 | 16340 | 16340 | 16340 | 16340 | 16340 | 16340 | 16340 | 16340 | 16340 | 16340 | 16340 | 16340 | 16340 | 16340 | 16340 | 16340 | 16340 | 16340 | 16340 | 16340 | 16340 | 16340 | 16340 | 16340 | 16340 | 16340 | 16340 | 16340 | 16340 | 16340 | 16340 | 16340 | 16340 | 16340 | 16340 | 16340 | 16340 | 16340 | 16340 | 16340 | 16340 | 16340 | 16340 | 16340 | 16340 | 16340 | 16340 | 16340 | 16340 | 16340 | 16340 | 16340 | 16340 | 16340 | 16340 | 16340 | 16340 | 16340 | 16340 | 16340 | 16340 | 16340 | 16340 | 16340 | 16340 | 16340 | 16340 | 16340 | 16340 | 16340 | 16340 | 16340 | 16340 | 16340 | 16340 | 16340 | 16340 | 16340 | 16340 | 16340 | 16340 | 16340 | 16340 | 16340 | 16340 | 16340 | 16340 | 16340 | 16340 | 16340 | 16340 | 16340 | 16340 | 16340 | 16340 | 16340 | 16340 | 16340 | 16340 | 16340 | 16340 | 16340 | 16340 | 16340 | 16340 | 16340 | 16340 | 16340 | 16340 | 16340 | 16340 | 16340 | 16340 | 16340 | 16340 | 16340 | 16340 | 16340 | 16340 | 16340 | 16340 | 16340 | 16340 | 16340 | 16340 | 16340 | 16340 | 16340 | 16340 | 16340 | 16340 | 16340 | 16340 | 16340 | 16340 | 16340 | 16340 | 16340 | 16340 | 16340 | 16340 | 16340 | 16340 | 16340 | 16340 | 16340 | 16340 | 16340 | 16340 | 16340 | 16340 | 16340 | 16340 | 16340 | 16340 | 16340 | 16340 | 16340 | 16340 | 16340 | 16340 | 16340 | 16340 | 16340 | 16340 | 16340 | 16340 | 16340 | 16340 | 16340 | 16340 | 16340 | 16340 | 16340 | 16340 | 16340 | 16340 | 16340 | 16340 | 16340 | 16340 | 16340 | 16340 | 16340 | 16340 | 16340 | 16340 | 16340 | 16340 | 16340 | 16340 | 16340 | 16340 | 16340 | 16340 | 16340 | 16340 | 16340 | 16340 | 16340 | 16340 | 16340 | 16340 | 16340 | 16340 | 16340 | 16340 | 16340 | 16340 | 16340 | 16340 | 16340 | 16340 | 16340 | 16340 | 16340 | 16340 | 16340 | 16340 | 16340 | 16340 | 16340 | 16340 | 16340 | 16340 | 16340 | 16340 | 16340 | 16340 | 16340 | 16340 | 16340 | 16340 | 16340 | 16340 | 16340 | 16340 | 16340 | 16340 | 16340 | 16340 | 16340 | 16340 | 16340 | 16340 | 16340 | 16340 | 16340 | 16340 | 16340 | 16340 | 16340 | 16340 | 16340 | 16340 | 16340 | 16340 | 16340 | 16340 | 16340 | 16340 | 16340 | 16340 | 16340 | 16340 | 16340 | 16340 | 16340 | 16340 | 16340 | 16340 | 16340 | 16340 | 16340 | 16340 | 16340 | 16340 | 16340 | 16340 | 16340 | 16340 | 16340 | 16340 | 16340 | 16340 | 16340 | 16340 | 16340 | 16340 | 16340 | 16340 | 16340 | 16340 | 16340 | 16340 | 16340 | 16340 | 16340 | 16340 | 16340 | 16340 | 16340 | 16340 | 16340 | 16340 | 16340 | 16340 | 16340 | 16340 | 16340 | 16340 | 16340 | 16340 | 16340 | 16340 | 16340 | 16340 | 16340 | 16340 | 16340 | 16340 | 16340 | 16340 | 16340 | 16340 | 16340 | 16340 | 16340 | 16340 | 16340 | 16340 | 16340 | 16340 | 16340 | 16340 | 16340 | 16340 | 16340 | 16340 | 16340 | 16340 | 16340 | 16340 | 16340 | 16340 | 16340 | 16340 | 16340 | 16340 | 16340 | 16340 | 16340 | 16340 | 16340 | 16340 | 16340 | 16340 | 16340 | 16340 | 16340 | 16340 | 16340 | 16340 | 16340 | 16340 | 16340 | 16340 | 16340 | 16340 | 16340 | 16340 | 16340 | 16340 | 16340 | 16340 | 16340 | 16340 | 16340 | 16340 | 16340 | 16340 | 16340 | 16340 | 16340 | 16340 | 16340 | 16340 | 16340 | 16340 | 16340 | 16340 | 16340 | 16340 | 16340 | 16340 | 16340 | 16340 | 16340 | 16340 | 16340 | 16340 | 16340 | 16340 | 16340 | 16340 | 16340 | 16340 | 16340 | 16340 | 16340 | 16340 | 16340 | 16340 | 16340 | 16340 | 16340 | 16340 | 16340 | 16340 | 16340 | 16340 | 16340 | 16340 | 16340 | 16340 | 16340 | 16340 | 16340 | 16340 | 16340 | 16340 | 16340 | 16340 | 16340 | 16340 | 16340 | 16340 | 16340 | 16340 | 16340 | 16340 | 16340 | 16340 | 16340 | 16340 | 16340 | 16340 | 16340 | 16340 | 16340 | 16340 | 16340 | 16340 | 16340 | 16340 | 16340 | 16340 | 16340 | 16340 | 16340 | 16340 | 16340 | 16340 | 16340 | 16340 | 16340 | 16340 | 16340 | 16340 | 16340 | 16340 | 16340 | 16340 | 16340 | 16340 | 16340 | 16340 | 16340 | 16340 | 16340 | 16340 | 16340 | 16340 | 16340 | 16340 | 16340 | 16340 | 16340 | 16340 | 16340 | 16340 | 16340 | 16340 | 16340 | 16340 | 16340 | 16340 | 16340 | 16340 | 16340 | 16340 | 16340 | 16340 | 16340 | 16340 | 16340 | 16340 | 16340 | 16340 | 16340 | 16340 | 16340 | 16340 | 16340 | 16340 | 16340 | 16340 | 16340 | 16340 | 16340 | 16340 | 16340 | 16340 | 16340 | 16340 | 16340 | 16340 | 16340 | 16340 | 16340 | 16340 | 16340 | 16340 | 16340 | 16340 | 16340 | 16340 | 16340 | 16340 | 16340 | 16340 | 16340 | 16340 | 16340 | 16340 | 16340 | 16340 | 16340 | 16340 | 16340 | 16340 | 16340 | 16340 | 16340 | 16340 | 16340 | 16340 | 16340 | 16340 | 16340 | 16340 | 16340 | 16340 | 16340 | 16340 | 16340 | 16340 | 16340 | 16340 | 16340 | 16340 | 16340 | 16340 | 16340 | 16340 | 16340 | 16340 | 16340 | 16340 | 16340 | 16340 | 16340 | 16340 | 16340 | 16340 | 16340 | 16340 | 16340 | 16340 | 16340 | 16340 | 16340 | 16340 | 16340 | 16340 | 16340 | 16340 | 16340 | 16340 | 16340 | 16340 | 16340 | 16340 | 16340 | 16340 | 16340 | 16340 | 16340 | 16340 | 16340 | 16340 | 16340 | 16340 | 16340 | 16340 | 16340 | 16340 | 16340 | 16340 | 16340 | 16340 | 16340 | 16340 | 16340 | 16340 | 16340 | 16340 | 16340 | 16340 | 16340 | 16340 | 16340 | 16340 | 16340 | 16340 | 16340 | 16340 | 16340 | 16340 | 16340 | 16340 | 16340 | 16340 | 16340 | 16340 | 16340 | 16340 | 16340 | 16340 | 16340 | 16340 | 16340 | 16340 | 16340 | 16340 | 16340 | 16340 | 16340 | 16340 | 16340 | 16340 | 16340 | 16340 | 16340 | 16340 | 16340 | 16340 | 16340 | 16340 | 16340 | 16340 | 16340 | 16340 | 16340 | 16340 | 16340 | 16340 | 16340 | 16340 | 16340 | 16340 | 16340 | 16340 | 16340 | 16340 | 16340 | 16340 | 16340 | 16340 | 16340 | 16340 | 16340 | 16340 | 16340 | 16340 | 16340 | 16340 | 16340 | 16340 | 16340 | 16340 | 16340 | 16340 | 16340 | 16340 | 16340 | 16340 | 16340 | 16340 | 16340 | 16340 | 16340 | 16340 | 16340 | 16340 | 16340 | 16340 | 16340 | 16340 | 16340 | 16340 | 16340 | 16340 | 16340 | 16340 | 16340 | 16340 | 16340 | 16340 | 16340 | 16340 | 16340 | 16340 | 16340 | 16340 | 16340 | 16340 | 16340 | 16340 | 16340 | 16340 | 16340 | 16340 | 16340 | 16340 | 16340 | 16340 | 16340 | 16340 | 16340 | 16340 | 16340 | 16340 | 16340 | 16340 | 16340 | 16340 | 16340 | 16340 | 16340 | 16340 | 16340 | 16340 | 16340 | 16340 | 16340 | 16340 | 16340 | 16340 | 16340 | 16340 | 16340 | 16340 | 16340 | 16340 | 16340 | 16340 | 16340 | 16340 | 16340 | 16340 | 16340 | 16340 | 16340 | 16340 | 16340 | 16340 | 16340 | 16340 | 16340 | 16340 | 16340 | 16340 | 16340 | 16340 | 16340 | 16340 | 16340 | 16340 | 16340 | 16340 | 16340 | 16340 | 16340 | 16340 | 16340 | 16340 | 16340 | 16340 | 16340 | 16340 | 16340 | 16340 | 16340 | 16340 | 16340 | 16340 | 16340 | 16340 | 16340 | 16340 | 16340 | 16340 | 16340 | 16340 | 16340 | 16340 | 16340 | 16340 | 16340 | 16340 | 16340 | 16340 | 16340 | 16340 | 16340 | 16340 | 16340 | 16340 | 16340 | 16340 | 16340 | 16340 | 16340 | 16340 | 16340 | 16340 | 16340 | 16340 | 16340 | 16340 | 16340 | 16340 | 16340 | 16340 | 16340 | 16340 | 16340 | 16340 | 16340 | 16340 | 16340 | 16340 | 16340 | 16340 | 16340 | 16340 | 16340 | 16340 | 16340 | 16340 | 16340 | 16340 | 16340 | 16340 | 16340 | 16340 | 16340 | 16340 | 16340 | 16340 | 16340 | 16340 | 16340 | 16340 | 16340 | 16340 | 16340 | 16340 | 16340 | 16340 | 16340 | 16340 | 16340 | 16340 | 16340 | 16340 | 16340 | 16340 | 16340 | 16340 | 16340 | 16340 | 16340 | 16340 | 16340 | 16340 | 16340 | 16340 | 16340 | 16340 | 16340 | 16340 | 16340 | 16340 | 16340 | 16340 | 16340 | 16340 | 16340 | 16340 | 16340 | 16340 | 16340 | 16340 | 16340 | 16340 | 16340 | 16340 | 16340 | 16340 | 16340 | 16340 | 16340 | 16340 | 16340 | 16340 | 16340 | 16340 | 16340 | 16340 | 16340 | 16340 | 16340 | 16340 | 16340 | 16340 | 16340 | 16340 | 16340 | 16340 | 16340 | 16340 | 16340 | 16340 | 16340 | 16340 | 16340 | 16340 | 16340 | 16340 | 16340 | 16340 | 16340 | 16340 | 16340 | 16340 | 16340 | 16340 | 16340 | 16340 | 16340 | 16340 | 16340 | 16340 | 16340 | 16340 | 16340 | 16340 | 16340 | 16340 | 16340 | 16340 | 16340 | 16340 | 16340 | 16340 | 16340 | 16340 | 16340 | 16340 | 16340 | 16340 | 16340 | 16340 | 16340 | 16340 | 16340 | 16340 | 16340 | 16340 | 16340 | 16340 | 16340 | 16340 | 16340 | 16340 | 16340 | 16340 | 16340 | 16340 | 16340 | 16340 | 16340 | 16340 | 16340 | 16340 | 16340 | 16340 | 16340 | 16340 | 16340 | 16340 | 16340 | 16340 | 16340 | 16340 | 16340 | 16340 | 16340 | 16340 | 16340 | 16340 | 16340 | 16340 | 16340 | 16340 | 16340 | 16340 | 16340 | 16340 | 16340 | 16340 | 16340 | 16340 | 16340 | 16340 | 16340 | 16340 | 16340 | 16340 | 16340 | 16340 | 16340 | 16340 | 16340 | 16340 | 16340 | 16340 | 16340 | 16340 | 16340 | 16340 | 16340 | 16340 | 16340 | 16340 | 16340 | 16340 | 16340 | 16340 | 16340 | 16340 | 16340 | 16340 | 16340 | 16340 | 16340 | 16340 | 16340 | 16340 | 16340 | 16340 | 16340 | 16340 | 16340 | 16340 | 16340 | 16340 | 16340 | 16340 | 16340 | 16340 | 16340 | 16340 | 16340 | 16340 | 16340 | 16340 | 16340 | 16340 | 16340 | 16340 | 16340 | 16340 | 16340 | 16340 | 16340 | 16340 | 16340 | 16340 | 16340 | 16340 | 16340 | 16340 | 16340 | 16340 | 16340 | 16340 | 16340 | 16340 | 16340 | 16340 | 16340 | 16340 | 16340 | 16340 | 16340 | 16340 | 16340 | 16340 | 16340 | 16340 | 16340 | 16340 | 16340 | 16340 | 16340 | 16340 | 16340 | 16340 | 16340 | 16340 | 16340 | 16340 | 16340 | 16340 | 16340 | 16340 | 16340 | 16340 | 16340 | 16340 | 16340 | 16340 | 16340 | 16340 | 16340 | 16340 | 16340 | 16340 | 16340 | 16340 | 16340 | 16340 | 16340 | 16340 | 16340 | 16340 | 16340 | 16340 | 16340 | 16340 | 16340 | 16340 | 16340 | 16340 | 16340 | 16340 | 16340 | 16340 | 16340 | 16340 | 16340 | 16340 | 16340 | 16340 | 16340 | 16340 | 16340 | 16340 | 16340 | 16340 | 16340 | 16340 | 16340 | 16340 | 16340 | 16340 | 16340 | 16340 | 16340 | 16340 | 16340 | 16340 | 16340 | 16340 | 16340 | 16340 | 16340 | 16340 | 16340 | 16340 | 16340 | 16340 | 16340 | 16340 | 16340 | 16340 | 16340 | 16340 | 16340 | 16340 | 16340 | 16340 | 16340 | 16340 | 16340 | 16340 | 16340 | 16340 | 16340 | 16340 | 16340 | 16340 | 16340 | 16340 | 16340 | 16340 | 16340 | 16340 | 16340 | 16340 | 16340 | 16340 | 16340 | 16340 | 16340 | 16340 | 16340 | 16340 | 16340 | 16340 | 16340 | 16340 | 16340 | 16340 | 16340 | 16340 | 16340 | 16340 | 16340 | 16340 | 16340 | 16340 | 16340 | 16340 | 16340 | 16340 | 16340 | 16340 | 16340 | 16340 | 16340 | 16340 | 16340 | 16340 | 16340 | 16340 | 16340 | 16340 | 16340 | 16340 | 16340 | 16340 | 16340 | 16340 | 16340 | 16340 | 16340 | 16340 | 16340 | 16340 | 16340 | 16340 | 16340 | 16340 | 16340 | 16340 | 16340 | 16340 | 16340 | 16340 | 16340 | 16340 | 16340 | 16340 | 16340 | 16340 | 16340 | 16340 | 16340 | 16340 | 16340 | 16340 | 16340 | 16340 | 16340 | 16340 | 16340 | 16340 | 16340 | 16340 | 16340 | 16340 | 16340 | 16340 | 16340 | 16340 | 16340 | 16340 | 16340 | 16340 | 16340 | 16340 | 16340 | 16340 | 16340 | 16340 | 16340 | 16340 | 16340 | 16340 | 16340 | 16340 | 16340 | 16340 | 16340 | 16340 | 16340 | 16340 | 16340 | 16340 | 16340 | 16340 | 16340 | 16340 | 16340 | 16340 | 16340 | 16340 | 16340 | 16340 | 16340 | 16340 | 16340 | 16340 | 16340 | 16340 | 16340 | 16340 | 16340 | 16340 | 16340 | 16340 | 16340 | 16340 | 16340 | 16340 | 16340 | 16340 | 16340 | 16340 | 16340 | 16340 | 16340 | 16340 | 16340 | 16340 | 16340 | 16340 | 16340 | 16340 | 16340 | 16340 | 16340 | 16340 | 16340 | 16340 | 16340 | 16340 | 16340 | 16340 | 16340 | 16340 | 16340 | 16340 | 16340 | 16340 | 16340 | 16340 | 16340 | 16340 | 16340 | 16340 | 16340 | 16340 | 16340 | 16340 | 16340 | 16340 | 16340 | 16340 | 16340 | 16340 | 16340 | 16340 | 16340 | 16340 | 16340 | 16340 | 16340 | 16340 | 16340 | 16340 | 16340 | 16340 | 16340 | 16340 | 16340 | 16340 | 16340 | 16340 | 16340 | 16340 | 16340 | 16340 | 16340 | 16340 | 16340 | 16340 | 16340 | 16340 | 16340 | 16340 | 16340 | 16340 | 16340 | 16340 | 16340 | 16340 | 16340 | 16340 | 16340 | 16340 | 16340 | 16340 | 16340 | 16340 | 16340 | 16340 | 16340 | 16340 | 16340 | 16340 | 16340 | 16340 | 16340 | 16340 | 16340 | 16340 | 16340 | 16340 | 16340 | 16340 | 16340 | 16340 | 16340 | 16340 | 16340 | 16340 | 16340 | 16340 | 16340 | 16340 | 16340 | 16340 | 16340 | 16340 | 16340 | 16340 | 16340 | 16340 | 16340 | 16340 | 16340 | 16340 | 16340 | 16340 | 16340 | 16340 | 16340 | 16340 | 16340 | 16340 | 16340 | 16340 | 16340 | 16340 | 16340 | 16340 | 16340 | 16340 | 16340 | 16340 | 16340 | 16340 | 16340 | 16340 | 16340 | 16340 | 16340 | 16340 | 16340 | 16340 | 16340 | 16340 | 16340 | 16340 | 16340 | 16340 | 16340 | 16340 | 16340 | 16340 | 16340 | 16340 | 16340 | 16340 | 16340 | 16340 | 16340 | 16340 | 16340 | 16340 | 16340 | 16340 | 16340 | 16340 | 16340 | 16340 | 16340 | 16340 | 16340 | 16340 | 16340 | 16340 | 16340 | 16340 | 16340 | 16340 | 16340 | 16340 | 16340 | 16340 | 16340 | 16340 | 16340 | 16340 | 16340 | 16340 | 16340 | 16340 | 16340 | 16340 | 16340 | 16340 | 16340 | 16340 | 16340 | 16340 | 16340 | 16340 | 16340 | 16340 | 16340 | 16340 | 16340 | 16340 | 16340 | 16340 | 16340 | 16340 | 16340 | 16340 | 16340 | 16340 | 16340 | 16340 | 16340 | 16340 | 16340 | 16340 | 16340 | 16340 | 16340 | 16340 | 16340 | 16340 | 16340 | 16340 | 16340 | 16340 | 16340 | 16340 | 16340 | 16340 | 16340 | 16340 | 16340 | 16340 | 16340 | 16340 | 16340 | 16340 | 16340 | 16340 | 16340 | 16340 | 16340 | 16340 | 16340 | 16340 | 16340 | 16340 | 16340 | 16340 | 16340 | 16340 | 16340 | 16340 | 16340 | 16340 | 16340 | 16340 | 16340 | 16340 | 16340 | 16340 | 16340 | 16340 | 16340 | 16340 | 16340 | 16340 | 16340 | 16340 | 16340 | 16340 | 16340 | 16340 | 16340 | 16340 | 16340 | 16340 | 16340 | 16340 | 16340 | 16340 | 16340 | 16340 | 16340 | 16340 | 16340 | 16340 | 16340 | 16340 | 16340 | 16340 | 16340 | 16340 | 16340 | 16340 | 16340 | 16340 | 16340 | 16340 | 16340 | 16340 | 16340 | 16340 | 16340 | 16340 | 16340 | 16340 | 16340 | 16340 | 16340 | 16340 | 16340 | 16340 | 16340 | 16340 | 16340 | 16340 | 16340 | 16340 | 16340 | 16340 | 16340 | 16340 | 16340 | 16340 | 16340 | 16340 | 16340 | 16340 | 16340 | 16340 | 16340 | 16340 | 16340 | 16340 | 16340 | 16340 | 16340 | 16340 | 16340 | 16340 | 16340 | 16340 | 16340 | 16340 | 16340 | 16340 | 16340 | 16340 | 16340 | 16340 | 16340 | 16340 | 16340 | 16340 | 16340 | 16340 | 16340 | 16340 | 16340 | 16340 | 16340 | 16340 | 16340 | 16340 | 16340 | 16340 | 16340 | 16340 | 16340 | 16340 | 16340 | 16340 | 16340 | 16340 | 16340 | 16340 | 16340 | 16340 | 16340 | 16340 | 16340 | 16340 | 16340 | 16340 | 16340 | 16340 | 16340 | 16340 | 16340 | 16340 | 16340 | 16340 | 16340 | 16340 | 16340 | 16340 | 16340 | 16340 | 16340 | 16340 | 16340 | 16340 | 16340 | 16340 | 16340 | 16340 | 16340 | 16340 | 16340 | 16340 | 16340 | 16340 | 16340 | 16340 | 16340 | 16340 | 16340 | 16340 | 16340 | 16340 | 16340 | 16340 | 16340 | 16340 | 16340 | 16340 | 16340 | 16340 | 16340 | 16340 | 16340 | 16340 | 16340 | 16340 | 16340 | 16340 | 16340 | 16340 | 16340 | 16340 | 16340 | 16340 | 16340 | 16340 | 16340 | 16340 | 16340 | 16340 | 16340 | 16340 | 16340 | 16340 | 16340 | 16340 | 16340 | 16340 | 16340 | 16340 | 16340 | 16340 | 16340 | 16340 | 16340 | 16340 | 16340 | 16340 | 16340 | 16340 | 16340 | 16340 | 16340 | 16340 | 16340 | 16340 | 16340 | 16340 | 16340 | 16340 | 16340 | 16340 | 16340 | 16340 | 16340 | 16340 | 16340 | 16340 | 16340 | 16340 | 16340 | 16340 | 16340 | 16340 | 16340 | 16340 | 16340 | 16340 | 16340 | 16340 | 16340 | 16340 | 16340 | 16340 | 16340 | 16340 | 16340 | 16340 | 16340 | 16340 | 16340 | 16340 | 16340 | 16340 | 16340 | 16340 | 16340 | 16340 | 16340 | 16340 | 16340 | 16340 | 16340 | 16340 | 16340 | 16340 | 16340 | 16340 | 16340 | 16340 | 16340 | 16340 | 16340 | 16340 | 16340 | 16340 | 16340 | 16340 | 16340 | 16340 | 16340 | 16340 | 16340 | 16340 | 16340 | 16340 | 16340 | 16340 | 16340 | 16340 | 16340 | 16340 | 16340 | 16340 | 16340 | 16340 | 16340 | 16340 | 16340 | 16340 | 16340 | 16340 | 16340 | 16340 | 16340 | 16340 | 16340 | 16340 | 16340 | 16340 | 16340 | 16340 | 16340 | 16340 | 16340 | 16340 | 16340 | 16340 | 16340 | 16340 | 16340 | 16340 | 16340 | 16340 | 16340 | 16340 | 16340 | 16340 | 16340 | 16340 | 16340 | 16340 | 16340 | 16340 | 16340 | 16340 | 16340 | 16340 | 16340 | 16340 | 16340 | 16340 | 16340 | 16340 | 16340 | 16340 | 16340 | 16340 | 16340 | 16340 | 16340 | 16340 | 16340 | 16340 | 16340 | 16340 | 16340 | 16340 | 16340 | 16340 | 16340 | 16340 | 16340 | 16340 | 16340 | 16340 | 16340 | 16340 | 16340 | 16340 | 16340 | 16340 | 16340 | 16340 | 16340 | 16340 | 16340 | 16340 | 16340 | 16340 | 16340 | 16340 | 16340 | 16340 | 16340 | 16340 | 16340 | 16340 | 16340 | 16340 | 16340 | 16340 | 16340 | 16340 | 16340 | 16340 | 16340 | 16340 | 16340 | 16340 | 16340 | 16340 | 16340 | 16340 | 16340 | 16340 | 16340 | 16340 | 16340 | 16340 | 16340 | 16340 | 16340 | 16340 | 16340 | 16340 | 16340 | 16340 | 16340 | 16340 | 16340 | 16340 | 16340 | 16340 | 16340 | 16340 | 16340 | 16340 | 16340 | 16340 | 16340 | 16340 | 16340 | 16340 | 16340 | 16340 | 16340 | 16340 | 16340 | 16340 | 16340 | 16340 | 16340 | 16340 | 16340 | 16340 | 16340 | 16340 | 16340 | 16340 | 16340 | 16340 | 16340 | 16340 | 16340 | 16340 | 16340 | 16340 | 16340 | 16340 | 16340 | 16340 | 16340 | 16340 | 16340 | 16340 | 16340 | 16340 | 16340 | 16340 | 16340 | 16340 | 16340 | 16340 | 16340 | 16340 | 16340 | 16340 | 16340 | 16340 | 16340 | 16340 | 16340 | 16340 | 16340 | 16340 | 16340 | 16340 | 16340 | 16340 | 16340 | 16340 | 16340 | 16340 | 16340 | 16340 | 16340 | 16340 | 16340 | 16340 | 16340 | 16340 | 16340 | 16340 | 16340 | 16340 | 16340 | 16340 | 16340 | 16340 | 16340 | 16340 | 16340 | 16340 | 16340 | 16340 | 16340 | 16340 | 16340 | 16340 | 16340 | 16340 | 16340 | 16340 | 16340 | 16340 | 16340 | 16340 | 16340 | 16340 | 16340 | 16340 | 16340 | 16340 | 16340 | 16340 | 16340 | 16340 | 16340 | 16340 | 16340 | 16340 | 16340 | 16340 | 16340 | 16340 | 16340 | 16340 | 16340 | 16340 | 16340 | 16340 | 16340 | 16340 | 16340 | 16340 | 16340 | 16340 | 16340 | 16340 | 16340 | 16340 | 16340 | 16340 | 16340 | 16340 | 16340 | 16340 | 16340 | 16340 | 16340 | 16340 | 16340 | 16340 | 16340 | 16340 | 16340 | 16340 | 16340 | 16340 | 16340 | 16340 | 16340 | 16340 | 16340 | 16340 | 16340 | 16340 | 16340 | 16340 | 16340 | 16340 | 16340 | 16340 | 16340 | 16340 | 16340 | 16340 | 16340 | 16340 | 16340 | 16340 | 16340 | 16340 | 16340 | 16340 | 16340 | 16340 | 16340 | 16340 | 16340 | 16340 | 16340 | 16340 | 16340 | 16340 | 16340 | 16340 | 16340 | 16340 | 16340 | 16340 | 16340 | 16340 | 16340 | 16340 | 16340 | 16340 | 16340 | 16340 | 16340 | 16340 | 16340 | 16340 | 16340 | 16340 | 16340 | 16340 | 16340 | 16340 | 16340 | 16340 | 16340 | 16340 | 16340 | 16340 | 16340 | 16340 | 16340 | 16340 | 16340 | 16340 | 16340 | 16340 | 16340 | 16340 | 16340 | 16340 | 16340 | 16340 | 16340 | 16340 | 16340 | 16340 | 16340 | 16340 | 16340 | 16340 | 16340 | 16340 | 16340 | 16340 | 16340 | 16340 | 16340 | 16340 | 16340 | 16340 | 16340 | 16340 | 16340 | 16340 | 16340 | 16340 | 16340 | 16340 | 16340 | 16340 | 16340 | 16340 | 16340 | 16340 | 16340 | 16340 | 16340 | 16340 | 16340 | 16340 | 16340 | 16340 | 16340 | 16340 | 16340 | 16340 | 16340 | 16340 | 16340 | 16340 | 16340 | 16340 | 16340 | 16340 | 16340 | 16340 | 16340 | 16340 | 16340 | 16340 | 16340 | 16340 | 16340 | 16340 | 16340 | 16340 | 16340 | 16340 | 16340 | 16340 | 16340 | 16340 | 16340 | 16340 | 16340 | 16340 | 16340 | 16340 | 16340 | 16340 | 16340 | 16340 | 16340 | 16340 | 16340 | 16340 | 16340 | 16340 | 16340 | 16340 | 16340 | 16340 | 16340 | 16340 | 16340 | 16340 | 16340 | 16340 | 16340 | 16340 | 16340 | 16340 | 16340 | 16340 | 16340 | 16340 | 16340 | 16340 | 16340 | 16340 | 16340 | 16340 | 16340 | 16340 | 16340 | 16340 | 16340 | 16340 | 16340 | 16340 | 16340 | 16340 | 16340 | 16340 | 16340 | 16340 | 16340 | 16340 | 16340 | 16340 | 16340 | 16340 | 16340 | 16340 | 16340 | 16340 | 16340 | 16340 | 16340 | 16340 | 16340 | 16340 | 16340 | 16340 | 16340 | 16340 | 16340 | 16340 | 16340 | 16340 | 16340 | 16340 | 16340 | 16340 | 16340 | 16340 | 16340 | 16340 | 16340 | 16340 | 16340 | 16340 | 16340 | 16340 | 16340 | 16340 | 16340 | 16340 | 16340 | 16340 | 16340 | 16340 | 16340 | 16340 | 16340 | 16340 | 16340 | 16340 | 16340 | 16340 | 16340 | 16340 | 16340 | 16340 | 16340 | 16340 | 16340 | 16340 | 16340 | 16340 | 16340 | 16340 | 16340 | 16340 | 16340 | 16340 | 16340 | 16340 | 16340 | 16340 | 16340 | 16340 | 16340 | 16340 | 16340 | 16340 | 16340 | 16340 | 16340 | 16340 | 16340 | 16340 | 16340 | 16340 | 16340 | 16340 | 16340 | 16340 | 16340 | 16340 | 16340 | 16340 | 16340 | 16340 | 16340 | 16340 | 16340 | 16340 | 16340 | 16340 | 16340 | 16340 | 16340 | 16340 | 16340 | 16340 | 16340 | 16340 | 16340 | 16340 | 16340 | 16340 | 16340 | 16340 | 16340 | 16340 | 16340 | 16340 | 16340 | 16340 | 16340 | 16340 | 16340 | 16340 | 16340 | 16340 | 16340 | 16340 | 16340 | 16340 | 16340 | 16340 | 16340 | 16340 | 16340 | 16340 | 16340 | 16340 | 16340 | 16340 | 16340 | 16340 | 16340 | 16340 | 16340 | 16340 | 16340 | 16340 | 16340 | 16340 | 16340 | 16340 | 16340 | 16340 | 16340 | 16340 | 16340 | 16340 | 16340 | 16340 | 16340 | 16340 | 16340 | 16340 | 16340 | 16340 | 16340 | 16340 | 16340 | 16340 | 16340 | 16340 | 16340 | 16340 | 16340 | 16340 | 16340 | 16340 | 16340 | 16340 | 16340 | 16340 | 16340 | 16340 | 16340 | 16340 | 16340 | 16340 | 16340 | 16340 | 16340 | 16340 | 16340 | 16340 | 16340 | 16340 | 16340 | 16340 | 16340 | 16340 | 16340 | 16340 | 16340 | 16340 | 16340 | 16340 | 16340 | 16340 | 16340 | 16340 | 16340 | 16340 | 16340 | 16340 | 16340 | 16340 | 16340 | 16340 | 16340 | 16340 | 16340 | 16340 | 16340 | 16340 | 16340 | 16340 | 16340 | 16340 | 16340 | 16340 | 16340 | 16340 | 16340 | 16340 | 16340 | 16340 | 16340 | 16340 | 16340 | 16340 | 16340 | 16340 | 16340 | 16340 | 16340 | 16340 | 16340 | 16340 | 16340 | 16340 | 16340 | 16340 | 16340 | 16340 | 16340 | 16340 | 16340 | 16340 | 16340 | 16340 | 16340 | 16340 | 16340 | 16340 | 16340 | 16340 | 16340 | 16340 | 16340 | 16340 | 16340 | 16340 | 16340 | 16340 | 16340 | 16340 | 16340 | 16340 | 16340 | 16340 | 16340 | 16340 | 16340 | 16340 | 16340 | 16340 | 16340 | 16340 | 16340 | 16340 | 16340 | 16340 | 16340 | 16340 | 16340 | 16340 | 16340 | 16340 | 16340 | 16340 | 16340 | 16340 | 16340 | 16340 | 16340 | 16340 | 16340 | 16340 | 16340 | 16340 | 16340 | 16340 | 16340 | 16340 | 16340 | 16340 | 16340 | 16340 | 16340 | 16340 | 16340 | 16340 | 16340 | 16340 | 16340 | 16340 | 16340 | 16340 | 16340 | 16340 | 16340 | 16340 | 16340 | 16340 | 16340 | 16340 | 16340 | 16340 | 16340 | 16340 | 16340 | 16340 | 16340 | 16340 | 16340 | 16340 | 16340 | 16340 | 16340 | 16340 | 16340 | 16340 | 16340 | 16340 | 16340 | 16340 | 16340 | 16340 | 16340 | 16340 | 16340 | 16340 | 16340 | 16340 | 16340 | 16340 | 16340 | 16340 | 16340 | 16340 | 16340 | 16340 | 16340 | 16340 | 16340 | 16340 | 16340 | 16340 | 16340 | 16340 | 16340 | 16340 | 16340 | 16340 | 16340 | 16340 | 16340 | 16340 | 16340 | 16340 | 16340 | 16340 | 16340 | 16340 | 16340 | 16340 | 16340 | 16340 | 16340 | 16340 | 16340 | 16340 | 16340 | 16340 | 16340 | 16340 | 16340 | 16340 | 16340 | 16340 | 16340 | 16340 | 16340 | 16340 | 16340 | 16340 | 16340 | 16340 | 16340 | 16340 | 16340 | 16340 | 16340 | 16340 | 16340 | 16340 | 16340 | 16340 | 16340 | 16340 | 16340 | 16340 | 16340 | 16340 | 16340 | 16340 | 16340 | 16340 | 16340 | 16340 | 16340 | 16340 | 16340 | 16340 | 16340 | 16340 | 16340 | 16340 | 16340 | 16340 | 16340 | 16340 | 16340 | 16340 | 16340 | 16340 | 16340 | 16340 | 16340 | 16340 | 16340 | 16340 | 16340 | 16340 | 16340 | 16340 | 16340 | 16340 | 16340 | 16340 | 16340 | 16340 | 16340 | 16340 | 16340 | 16340 | 16340 | 16340 | 16340 | 16340 | 16340 | 16340 | 16340 | 16340 | 16340 | 16340 | 16340 | 16340 | 16340 | 16340 | 16340 | 16340 | 16340 | 16340 | 16340 | 16340 | 16340 | 16340 | 16340 | 16340 | 16340 | 16340 | 16340 | 16340 | 16340 | 16340 | 16340 | 16340 | 16340 | 16340 | 16340 | 16340 | 16340 | 16340 | 16340 | 16340 | 16340 | 16340 | 16340 | 16340 | 16340 | 16340 | 16340 | 16340 | 16340 | 16340 | 16340 | 16340 | 16340 | 16340 | 16340 | 16340 | 16340 | 16340 | 16340 | 16340 | 16340 | 16340 | 16340 | 16340 | 16340 | 16340 | 16340 | 16340 | 16340 | 16340 | 16340 | 16340 | 16340 | 16340 | 16340 | 16340 | 16340 | 16340 | 16340 | 16340 | 16340 | 16340 | 16340 | 16340 | 16340 | 16340 | 16340 | 16340 | 16340 | 16340 | 16340 | 16340 | 16340 | 16340 | 16340 | 16340 | 16340 | 16340 | 16340 | 16340 | 16340 | 16340 | 16340 | 16340 | 16340 | 16340 | 16340 | 16340 | 16340 | 16340 | 16340 | 16340 | 16340 | 16340 | 16340 | 16340 | 16340 | 16340 | 16340 | 16340 | 16340 | 16340 | 16340 | 16340 | 16340 | 16340 | 16340 | 16340 | 16340 | 16340 | 16340 | 16340 | 16340 | 16340 | 16340 | 16340 | 16340 | 16340 | 16340 | 16340 | 16340 | 16340 | 16340 | 16340 | 16340 | 16340 | 16340 | 16340 | 16340 | 16340 | 16340 | 16340 | 16340 | 16340 | 16340 | 16340 | 16340 | 16340 | 16340 | 16340 | 16340 | 16340 | 16340 | 16340 | 16340 | 16340 | 16340 | 16340 | 16340 | 16340 | 16340 | 16340 | 16340 | 16340 | 16340 | 16340 | 16340 | 16340 | 16340 | 16340 | 16340 | 16340 | 16340 | 16340 | 16340 | 16340 | 16340 | 16340 | 16340 | 16340 | 16340 | 16340 | 16340 | 16340 | 16340 | 16340 | 16340 | 16340 | 16340 | 16340 | 16340 | 16340 | 16340 | 16340 | 16340 | 16340 | 16340 | 16340 | 16340 | 16340 | 16340 | 16340 | 16340 | 16340 | 16340 | 16340 | 16340 | 16340 | 16340 | 16340 | 16340 | 16340 | 16340 | 16340 | 16340 | 16340 | 16340 | 16340 | 16340 | 16340 | 16340 | 16340 | 16340 | 16340 | 16340 | 16340 | 16340 | 16340 | 16340 | 16340 | 16340 | 16340 | 16340 | 16340 | 16340 | 16340 | 16340 | 16340 | 16340 | 16340 | 16340 | 16340 | 16340 | 16340 | 16340 | 16340 | 16340 | 16340 | 16340 | 16340 | 16340 | 16340 | 16340 | 16340 | 16340 | 16340 | 16340 | 16340 | 16340 | 16340 | 16340 | 16340 | 16340 | 16340 | 16340 | 16340 | 16340 | 16340 | 16340 | 16340 | 16340 | 16340 | 16340 | 16340 | 16340 | 16340 | 16340 | 16340 | 16340 | 16340 | 16340 | 16340 | 16340 | 16340 | 16340 | 16340 | 16340 | 16340 | 16340 | 16340 | 16340 | 16340 | 16340 | 16340 | 16340 | 16340 | 16340 | 16340 | 16340 | 16340 | 16340 | 16340 | 16340 | 16340 | 16340 | 16340 | 16340 | 16340 | 16340 | 16340 | 16340 | 16340 | 16340 | 16340 | 16340 | 16340 | 16340 | 16340 | 16340 | 16340 | 16340 | 16340 | 16340 | 16340 | 16340 | 16340 | 16340 | 16340 | 16340 | 16340 | 16340 | 16340 | 16340 | 16340 | 16340 | 16340 | 16340 | 16340 | 16340 | 16340 | 16340 | 16340 | 16340 | 16340 | 16340 | 16340 | 16340 | 16340 | 16340 | 16340 | 16340 | 16340 | 16340 | 16340 | 16340 | 16340 | 16340 | 16340 | 16340 | 16340 | 16340 | 16340 | 16340 | 16340 | 16340 | 16340 | 16340 | 16340 | 16340 | 16340 | 16340 | 16340 | 16340 | 16340 | 16340 | 16340 | 16340 | 16340 | 16340 | 16340 | 16340 | 16340 | 16340 | 16340 | 16340 | 16340 | 16340 | 16340 | 16340 | 16340 | 16340 | 16340 | 16340 | 16340 | 16340 | 16340 | 16340 | 16340 | 16340 | 16340 | 16340 | 16340 | 16340 | 16340 | 16340 | 16340 | 16340 | 16340 | 16340 | 16340 | 16340 | 16340 | 16340 | 16340 | 16340 | 16340 | 16340 | 16340 | 16340 | 16340 | 16340 | 16340 | 16340 | 16340 | 16340 | 16340 | 16340 | 16340 | 16340 | 16340 | 16340 | 16340 | 16340 | 16340 | 16340 | 16340 | 16340 | 16340 | 16340 | 16340 | 16340 | 16340 | 16340 | 16340 | 16340 | 16340 | 16340 | 16340 | 16340 | 16340 | 16340 | 16340 | 16340 | 16340 | 16340 | 16340 | 16340 | 16340 | 16340 | 16340 | 16340 | 16340 | 16340 | 16340 | 16340 | 16340 | 16340 | 16340 | 16340 | 16340 | 16340 | 16340 | 16340 | 16340 | 16340 | 16340 | 16340 | 16340 | 16340 | 16340 | 16340 | 16340 | 16340 | 16340 | 16340 | 16340 | 16340 | 16340 | 16340 | 16340 | 16340 | 16340 | 16340 | 16340 | 16340 | 16340 | 16340 | 16340 | 16340 | 16340 | 16340 | 16340 | 16340 | 16340 | 16340 | 16340 | 16340 | 16340 | 16340 | 16340 | 16340 | 16340 | 16340 | 16340 | 16340 | 16340 | 16340 | 16340 | 16340 | 16340 | 16340 | 16340 | 16340 | 16340 | 16340 | 16340 | 16340 | 16340 | 16340 | 16340 | 16340 | 16340 | 16340 | 16340 | 16340 | 16340 | 16340 | 16340 | 16340 | 16340 | 16340 | 16340 | 16340 | 16340 | 16340 | 16340 | 16340 | 16340 | 16340 | 16340 | 16340 | 16340 | 16340 | 16340 | 16340 | 16340 | 16340 | 16340 | 16340 | 16340 | 16340 | 16340 | 16340 | 16340 | 16340 | 16340 | 16340 | 16340 | 16340 | 16340 | 16340 | 16340 | 16340 | 16340 | 16340 | 16340 | 16340 | 16340 | 16340 | 16340 | 16340 | 16340 | 16340 | 16340 | 16340 | 16340 | 16340 | 16340 | 16340 | 16340 | 16340 | 16340 | 16340 | 16340 | 16340 | 16340 | 16340 | 16340 | 16340 | 16340 | 16340 | 16340 | 16340 | 16340 | 16340 | 16340 | 16340 | 16340 | 16340 | 16340 | 16340 | 16340 | 16340 | 16340 | 16340 | 16340 | 16340 | 16340 | 16340 | 16340 | 16340 | 16340 | 16340 | 16340 | 16340 | 16340 | 16340 | 16340 | 16340 | 16340 | 16340 | 16340 | 16340 | 16340 | 16340 | 16340 | 16340 | 16340 | 16340 | 16340 | 16340 | 16340 | 16340 | 16340 | 16340 | 16340 | 16340 | 16340 | 16340 | 16340 | 16340 | 16340 | 16340 | 16340 | 16340 | 16340 | 16340 | 16340 | 16340 | 16340 | 16340 | 16340 | 16340 | 16340 | 16340 | 16340 | 16340 | 16340 | 16340 | 16340 | 16340 | 16340 | 16340 | 16340 | 16340 | 16340 | 16340 | 16340 | 16340 | 16340 | 16340 | 16340 | 16340 | 16340 | 16340 | 16340 | 16340 | 16340 | 16340 | 16340 | 16340 | 16340 | 16340 | 16340 | 16340 | 16340 | 16340 | 16340 | 16340 | 16340 | 16340 | 16340 | 16340 | 16340 | 16340 | 16340 | 16340 | 16340 | 16340 | 16340 | 16340 | 16340 | 16340 | 16340 | 16340 | 16340 | 16340 | 16340 | 16340 | 16340 | 16340 | 16340 | 16340 | 16340 | 16340 | 16340 | 16340 | 16340 | 16340 | 16340 | 16340 | 16340 | 16340 | 16340 | 16340 | 16340 | 16340 | 16340 | 16340 | 16340 | 16340 | 16340 | 16340 | 16340 | 16340 | 16340 | 16340 | 16340 | 16340 | 16340 | 16340 | 16340 | 16340 | 16340 | 16340 | 16340 | 16340 | 16340 | 16340 | 16340 | 16340 | 16340 | 16340 | 16340 | 16340 | 16340 | 16340 | 16340 | 16340 | 16340 | 16340 | 16340 | 16340 | 16340 | 16340 | 16340 | 16340 | 16340 | 16340 | 16340 | 16340 | 16340 | 16340 | 16340 | 16340 | 16340 | 16340 | 16340 | 16340 | 16340 | 16340 | 16340 | 16340 | 16340 | 16340 | 16340 | 16340 | 16340 | 16340 | 16340 | 16340 | 16340 | 16340 | 16340 | 16340 | 16340 | 16340 | 16340 | 16340 | 16340 | 16340 | 16340 | 16340 | 16340 | 16340 | 16340 | 16340 | 16340 | 16340 | 16340 | 16340 | 16340 | 16340 | 16340 | 16340 | 16340 | 16340 | 16340 | 16340 | 16340 | 16340 | 16340 | 16340 | 16340 | 16340 | 16340 | 16340 | 16340 | 16340 | 16340 | 16340 | 16340 | 16340 | 16340 | 16340 | 16340 | 16340 | 16340 | 16340 | 16340 | 16340 | 16340 | 16340 | 16340 | 16340 | 16340 | 16340 | 16340 | 16340 | 16340 | 16340 | 16340 | 16340 | 16340 | 16340 | 16340 | 16340 | 16340 | 16340 | 16340 | 16340 | 16340 | 16340 | 16340 | 16340 | 16340 | 16340 | 16340 | 16340 | 16340 | 16340 | 16340 | 16340 | 16340 | 16340 | 16340 | 16340 | 16340 | 16340 | 16340 | 16340 | 16340 | 16340 | 16340 | 16340 | 16340 | 16340 | 16340 | 16340 | 16340 | 16340 | 16340 | 16340 | 16340 | 16340 | 16340 | 16340 | 16340 | 16340 | 16340 | 16340 | 16340 | 16340 | 16340 | 16340 | 16340 | 16340 | 16340 | 16340 | 16340 | 16340 | 16340 | 16340 | 16340 | 16340 | 16340 | 16340 | 16340 | 16340 | 16340 | 16340 | 16340 | 16340 | 16340 | 16340 | 16340 | 16340 | 16340 | 16340 | 16340 | 16340 | 16340 | 16340 | 16340 | 16340 | 16340 | 16340 | 16340 | 16340 | 16340 | 16340 | 16340 | 16340 | 16340 | 16340 | 16340 | 16340 | 16340 | 16340 | 16340 | 16340 | 16340 | 16340 | 16340 | 16340 | 16340 | 16340 | 16340 | 16340 | 16340 | 16340 | 16340 | 16340 | 16340 | 16340 | 16340 | 16340 | 16340 | 16340 | 16340 | 16340 | 16340 | 16340 | 16340 | 16340 | 16340 | 16340 | 16340 | 16340 | 16340 | 16340 | 16340 | 16340 | 16340 | 16340 | 16340 | 16340 | 16340 | 16340 | 16340 | 16340 | 16340 | 16340 | 16340 | 16340 | 16340 | 16340 | 16340 | 16340 | 16340 | 16340 | 16340 | 16340 | 16340 | 16340 | 16340 | 16340 | 16340 | 16340 | 16340 | 16340 | 16340 | 16340 | 16340 | 16340 | 16340 | 16340 | 16340 | 16340 | 16340 | 16340 | 16340 | 16340 | 16340 | 16340 | 16340 | 16340 | 16340 | 16340 | 16340 | 16340 | 16340 | 16340 | 16340 | 16340 | 16340 | 16340 | 16340 | 16340 | 16340 | 16340 | 16340 | 16340 | 16340 | 16340 | 16340 | 16340 | 16340 | 16340 | 16340 | 16340 | 16340 | 16340 | 16340 | 16340 | 16340 | 16340 | 16340 | 16340 | 16340 | 16340 | 16340 | 16340 | 16340 | 16340 | 16340 | 16340 | 16340 | 16340 | 16340 | 16340 | 16340 | 16340 | 16340 | 16340 | 16340 | 16340 | 16340 | 16340 | 16340 | 16340 | 16340 | 16340 | 16340 | 16340 | 16340 | 16340 | 16340 | 16340 | 16340 | 16340 | 16340 | 16340 | 16340 | 16340 | 16340 | 16340 | 16340 | 16340 | 16340 | 16340 | 16340 | 16340 | 16340 | 16340 | 16340 | 16340 | 16340 | 16340 | 16340 | 16340 | 16340 | 16340 | 16340 | 16340 | 16340 | 16340 | 16340 | 16340 | 16340 | 16340 | 16340 | 16340 | 16340 | 16340 | 16340 | 16340 | 16340 | 16340 | 16340 | 16340 | 16340 | 16340 | 16340 | 16340 | 16340 | 16340 | 16340 | 16340 | 16340 | 16340 | 16340 | 16340 | 16340 | 16340 | 16340 | 16340 | 16340 | 16340 | 16340 | 16340 | 16340 | 16340 | 16340 | 16340 | 16340 | 16340 | 16340 | 16340 | 16340 | 16340 | 16340 | 16340 | 16340 | 16340 | 16340 | 16340 | 16340 | 16340 | 16340 | 16340 | 16340 | 16340 | 16340 | 16340 | 16340 | 16340 | 16340 | 16340 | 16340 | 16340 | 16340 | 16340 | 16340 | 16340 | 16340 | 16340 | 16340 | 16340 | 16340 | 16340 | 16340 | 16340 | 16340 | 16340 | 16340 | 16340 | 16340 | 16340 | 16340 | 16340 | 16340 | 16340 | 16340 | 16340 | 16340 | 16340 | 16340 | 16340 | 16340 | 16340 | 16340 | 16340 | 16340 | 16340 | 16340 | 16340 | 16340 | 16340 | 16340 | 16340 | 16340 | 16340 | 16340 | 16340 | 16340 | 16340 | 16340 | 16340 | 16340 | 16340 | 16340 | 16340 | 16340 | 16340 | 16340 | 16340 | 16340 | 16340 | 16340 | 16340 | 16340 | 16340 | 16340 | 16340 | 16340 | 16340 | 16340 | 16340 | 16340 | 16340 | 16340 | 16340 | 16340 | 16340 | 16340 | 16340 | 16340 | 16340 | 16340 | 16340 | 16340 | 16340 | 16340 | 16340 | 16340 | 16340 | 16340 | 16340 | 16340 | 16340 | 16340 | 16340 | 16340 | 16340 | 16340 | 16340 | 16340 | 16340 | 16340 | 16340 | 16340 | 16340 | 16340 | 16340 | 16340 | 16340 | 16340 | 16340 | 16340 | 16340 | 16340 | 16340 | 16340 | 16340 | 16340 | 16340 | 16340 | 16340 | 16340 | 16340 | 16340 | 16340 | 16340 | 16340 | 16340 | 16340 | 16340 | 16340 | 16340 | 16340 | 16340 | 16340 | 16340 | 16340 | 16340 | 16340 | 16340 | 16340 | 16340 | 16340 | 16340 | 16340 | 16340 | 16340 | 16340 | 16340 | 16340 | 16340 | 16340 | 16340 | 16340 | 16340 | 16340 | 16340 | 16340 | 16340 | 16340 | 16340 | 16340 | 16340 | 16340 | 16340 | 16340 | 16340 | 16340 | 16340 | 16340 | 16340 | 16340 | 16340 | 16340 | 16340 | 16340 | 16340 | 16340 | 16340 | 16340 | 16340 | 16340 | 16340 | 16340 | 16340 | 16340 | 16340 | 16340 | 16340 | 16340 | 16340 | 16340 | 16340 | 16340 | 16340 | 16340 | 16340 | 16340 | 16340 | 16340 | 16340 | 16340 | 16340 | 16340 | 16340 | 16340 | 16340 | 16340 | 16340 | 16340 | 16340 | 16340 | 16340 | 16340 | 16340 | 16340 | 16340 | 16340 | 16340 | 16340 | 16340 | 16340 | 16340 | 16340 | 16340 | 16340 | 16340 | 16340 | 16340 | 16340 | 16340 | 16340 | 16340 | 16340 | 16340 | 16340 | 16340 | 16340 | 16340 | 16340 | 16340 | 16340 | 16340 | 16340 | 16340 | 16340 | 16340 | 16340 | 16340 | 16340 | 16340 | 16340 | 16340 | 16340 | 16340 | 16340 | 16340 | 16340 | 16340 | 16340 | 16340 | 16340 | 16340 | 16340 | 16340 | 16340 | 16340 | 16340 | 16340 | 16340 | 16340 | 16340 | 16340 | 16340 | 16340 | 16340 | 16340 | 16340 | 16340 | 16340 | 16340 | 16340 | 16340 | 16340 | 16340 | 16340 | 16340 | 16340 | 16340 | 16340 | 16340 | 16340 | 16340 | 16340 | 16340 | 16340 | 16340 | 16340 | 16340 | 16340 | 16340 | 16340 | 16340 | 16340 | 16340 | 16340 | 16340 | 16340 | 16340 | 16340 | 16340 | 16340 | 16340 | 16340 | 16340 | 16340 | 16340 | 16340 | 16340 | 16340 | 16340 | 16340 | 16340 | 16340 | 16340 | 16340 | 16340 | 16340 | 16340 | 16340 | 16340 | 16340 | 16340 | 16340 | 16340 | 16340 | 16340 | 16340 | 16340 | 16340 | 16340 | 16340 | 16340 | 16340 | 16340 | 16340 | 16340 | 16340 | 16340 | 16340 | 16340 | 16340 | 16340 | 16340 | 16340 | 16340 | 16340 | 16340 | 16340 | 16340 | 16340 | 16340 | 16340 | 16340 | 16340 | 16340 | 16340 | 16340 | 16340 | 16340 | 16340 | 16340 | 16340 | 16340 | 16340 | 16340 | 16340 | 16340 | 16340 | 16340 | 16340 | 16340 | 16340 | 16340 | 16340 | 16340 | 16340 | 16340 | 16340 | 16340 | 16340 | 16340 | 16340 | 16340 | 16340 | 16340 | 16340 | 16340 | 16340 | 16340 | 16340 | 16340 | 16340 | 16340 | 16340 | 16340 | 16340 | 16340 | 16340 | 16340 | 16340 | 16340 | 16340 | 16340 | 16340 | 16340 | 16340 | 16340 | 16340 | 16340 | 16340 | 16340 | 16340 | 16340 | 16340 | 16340 | 16340 | 16340 | 16340 | 16340 | 16340 | 16340 | 16340 | 16340 | 16340 | 16340 | 16340 | 16340 | 16340 | 16340 | 16340 | 16340 | 16340 | 16340 | 16340 | 16340 | 16340 | 16340 | 16340 | 16340 | 16340 | 16340 | 16340 | 16340 | 16340 | 16340 | 16340 | 16340 | 16340 | 16340 | 16340 | 16340 | 16340 | 16340 | 16340 | 16340 | 16340 | 16340 | 16340 | 16340 | 16340 | 16340 | 16340 | 16340 | 16340 | 16340 | 16340 | 16340 | 16340 | 16340 | 16340 | 16340 | 16340 | 16340 | 16340 | 16340 | 16340 | 16340 | 16340 | 16340 | 16340 | 16340 | 16340 | 16340 | 16340 | 16340 | 16340 | 16340 | 16340 | 16340 | 16340 | 16340 | 16340 | 16340 | 16340 | 16340 | 16340 | 16340 | 16340 | 16340 | 16340 | 16340 | 16340 | 16340 | 16340 | 16340 | 16340 | 16340 | 16340 | 16340 | 16340 | 16340 | 16340 | 16340 | 16340 | 16340 | 16340 | 16340 | 16340 | 16340 | 16340 | 16340 | 16340 | 16340 | 16340 | 16340 | 16340 | 16340 | 16340 | 16340 | 16340 | 16340 | 16340 | 16340 | 16340 | 16340 | 16340 | 16340 | 16340 | 16340 | 16340 | 16340 | 16340 | 16340 | 16340 | 16340 | 16340 | 16340 | 16340 | 16340 | 16340 | 16340 | 16340 | 16340 | 16340 | 16340 | 16340 | 16340 | 16340 | 16340 | 16340 | 16340 | 16340 | 16340 | 16340 | 16340 | 16340 | 16340 | 16340 | 16340 | 16340 | 16340 | 16340 | 16340 | 16340 | 16340 | 16340 | 16340 | 16340 | 16340 | 16340 | 16340 | 16340 | 16340 | 16340 | 16340 | 16340 | 16340 | 16340 | 16340 | 16340 | 16340 | 16340 | 16340 | 16340 | 16340 | 16340 | 16340 | 16340 | 16340 | 16340 | 16340 | 16340 | 16340 | 16340 | 16340 | 16340 | 16340 | 16340 | 16340 | 16340 | 16340 | 16340 | 16340 | 16340 | 16340 | 16340 | 16340 | 16340 | 16340 | 16340 | 16340 | 16340 | 16340 | 16340 | 16340 | 16340 | 16340 | 16340 | 16340 | 16340 | 16340 | 16340 | 16340 | 16340 | 16340 | 16340 | 16340 | 16340 | 16340 | 16340 | 16340 | 16340 | 16340 | 16340 | 16340 | 16340 | 16340 | 16340 | 16340 | 16340 | 16340 | 16340 | 16340 | 16340 | 16340 | 16340 | 16340 | 16340 | 16340 | 16340 | 16340 | 16340 | 16340 | 16340 | 16340 | 16340 | 16340 | 16340 | 16340 | 16340 | 16340 | 16340 | 16340 | 16340 | 16340 | 16340 | 16340 | 16340 | 16340 | 16340 | 16340 | 16340 | 16340 | 16340 | 16340 | 16340 | 16340 | 16340 | 16340 | 16340 | 16340 | 16340 | 16340 | 16340 | 16340 | 16340 | 16340 | 16340 | 16340 | 16340 | 16340 | 16340 | 16340 | 16340 | 16340 | 16340 | 16340 | 16340 | 16340 | 16340 | 16340 | 16340 | 16340 | 16340 | 16340 | 16340 | 16340 | 16340 | 16340 | 16340 | 16340 | 16340 | 16340 | 16340 | 16340 | 16340 | 16340 | 16340 | 16340 | 16340 | 16340 | 16340 | 16340 | 16340 | 16340 | 16340 | 16340 | 16340 | 16340 | 16340 | 16340 | 16340 | 16340 | 16340 | 16340 | 16340 | 16340 | 16340 | 16340 | 16340 | 16340 | 16340 | 16340 | 16340 | 16340 | 16340 | 16340 | 16340 | 16340 | 16340 | 16340 | 16340 | 16340 | 16340 | 16340 | 16340 | 16340 | 16340 | 16340 | 16340 | 16340 | 16340 | 16340 | 16340 | 16340 | 16340 | 16340 | 16340 | 16340 | 16340 | 16340 | 16340 | 16340 | 16340 | 16340 | 16340 | 16340 | 16340 | 16340 | 16340 | 16340 | 16340 | 16340 | 16340 | 16340 | 16340 | 16340 | 16340 | 16340 | 16340 | 16340 | 16340 | 16340 | 16340 | 16340 | 16340 | 16340 | 16340 | 16340 | 16340 | 16340 | 16340 | 16340 | 16340 | 16340 | 16340 | 16340 | 16340 | 16340 | 16340 | 16340 | 16340 | 16340 | 16340 | 16340 | 16340 | 16340 | 16340 | 16340 | 16340 | 16340 | 16340 | 16340 | 16340 | 16340 | 16340 | 16340 | 16340 | 16340 | 16340 | 16340 | 16340 | 16340 | 16340 | 16340 | 16340 | 16340 | 16340 | 16340 | 16340 | 16340 | 16340 | 16340 | 16340 | 16340 | 16340 | 16340 | 16340 | 16340 | 16340 | 16340 | 16340 | 16340 | 16340 | 16340 | 16340 | 16340 | 16340 | 16340 | 16340 | 16340 | 16340 | 16340 | 16340 | 16340 | 16340 | 16340 | 16340 | 16340 | 16340 | 16340 | 16340 | 16340 | 16340 | 16340 | 16340 | 16340 | 16340 | 16340 | 16340 | 16340 | 16340 | 16340 | 16340 | 16340 | 16340 | 16340 | 16340 | 16340 | 16340 | 16340 | 16340 | 16340 | 16340 | 16340 | 16340 | 16340 | 16340 | 16340 | 16340 | 16340 | 16340 | 16340 | 16340 | 16340 | 16340 | 16340 | 16340 | 16340 | 16340 | 16340 | 16340 | 16340 | 16340 | 16340 | 16340 | 16340 | 16340 | 16340 | 16340 | 16340 | 16340 | 16340 | 16340 | 16340 | 16340 | 16340 | 16340 | 16340 | 16340 | 16340 | 16340 | 16340 | 16340 | 16340 | 16340 | 16340 | 16340 | 16340 | 16340 | 16340 | 16340 | 16340 | 16340 | 16340 | 16340 | 16340 | 16340 | 16340 | 16340 | 16340 | 16340 | 16340 | 16340 | 16340 | 16340 | 16340 | 16340 | 16340 | 16340 | 16340 | 16340 | 16340 | 16340 | 16340 | 16340 | 16340 | 16340 | 16340 | 16340 | 16340 | 16340 | 16340 | 16340 | 16340 | 16340 | 16340 | 16340 | 16340 | 16340 | 16340 | 16340 | 16340 | 16340 | 16340 | 16340 | 16340 | 16340 | 16340 | 16340 | 16340 | 16340 | 16340 | 16340 | 16340 | 16340 | 16340 | 16340 | 16340 | 16340 | 16340 | 16340 | 16340 | 16340 | 16340 | 16340 | 16340 | 16340 | 16340 | 16340 | 16340 | 16340 | 16340 | 16340 | 16340 | 16340 | 16340 | 16340 | 16340 | 16340 | 16340 | 16340 | 16340 | 16340 | 16340 | 16340 | 16340 | 16340 | 16340 | 16340 | 16340 | 16340 | 16340 | 16340 | 16340 | 16340 | 16340 | 16340 | 16340 | 16340 | 16340 | 16340 | 16340 | 16340 | 16340 | 16340 | 16340 | 16340 | 16340 | 16340 | 16340 | 16340 | 16340 | 16340 | 16340 | 16340 | 16340 | 16340 | 16340 | 16340 | 16340 | 16340 | 16340 | 16340 | 16340 | 16340 | 16340 | 16340 | 16340 | 16340 | 16340 | 16340 | 16340 | 16340 | 16340 | 16340 | 16340 | 16340 | 16340 | 16340 | 16340 | 16340 | 16340 | 16340 | 16340 | 16340 | 16340 | 16340 | 16340 | 16340 | 16340 | 16340 | 16340 | 16340 | 16340 | 16340 | 16340 | 16340 | 16340 | 16340 | 16340 | 16340 | 16340 | 16340 | 16340 | 16340 | 16340 | 16340 | 16340 | 16340 | 16340 | 16340 | 16340 | 16340 | 16340 | 16340 | 16340 | 16340 | 16340 | 16340 | 16340 | 16340 | 16340 | 16340 | 16340 | 16340 | 16340 | 16340 | 16340 | 16340 | 16340 | 16340 | 16340 | 16340 | 16340 | 16340 | 16340 | 16340 | 16340 | 16340 | 16340 | 16340 | 16340 | 16340 | 16340 | 16340 | 16340 | 16340 | 16340 | 16340 | 16340 | 16340 | 16340 | 16340 | 16340 | 16340 | 16340 | 16340 | 16340 | 16340 | 16340 | 16340 | 16340 | 16340 | 16340 | 16340 | 16340 | 16340 | 16340 | 16340 | 16340 | 16340 | 16340 | 16340 | 16340 | 16340 | 16340 | 16340 | 16340 | 16340 | 16340 | 16340 | 16340 | 16340 | 16340 | 16340 | 16340 | 16340 | 16340 | 16340 | 16340 | 16340 | 16340 | 16340 | 16340 | 16340 | 16340 | 16340 | 16340 | 16340 | 16340 | 16340 | 16340 | 16340 | 16340 | 16340 | 16340 | 16340 | 16340 | 16340 | 16340 | 16340 | 16340 | 16340 | 16340 | 16340 | 16340 | 16340 | 16340 | 16340 | 16340 | 16340 | 16340 | 16340 | 16340 | 16340 | 16340 | 16340 | 16340 | 16340 | 16340 | 16340 | 16340 | 16340 | 16340 | 16340 | 16340 | 16340 | 16340 | 16340 | 16340 | 16340 | 16340 | 16340 | 16340 | 16340 | 16340 | 16340 | 16340 | 16340 | 16340 | 16340 | 16340 | 16340 | 16340 | 16340 | 16340 | 16340 | 16340 | 16340 | 16340 | 16340 | 16340 | 16340 | 16340 | 16340 | 16340 | 16340 | 16340 | 16340 | 16340 | 16340 | 16340 | 16340 | 16340 | 16340 | 16340 | 16340 | 16340 | 16340 | 16340 | 16340 | 16340 | 16340 | 16340 | 16340 | 16340 | 16340 | 16340 | 16340 | 16340 | 16340 | 16340 | 16340 | 16340 | 16340 | 16340 | 16340 | 16340 | 16340 | 16340 | 16340 | 16340 | 16340 | 16340 | 16340 | 16340 | 16340 | 16340 | 16340 | 16340 | 16340 | 16340 | 16340 | 16340 | 16340 | 16340 | 16340 | 16340 | 16340 | 16340 | 16340 | 16340 | 16340 | 16340 | 16340 | 16340 | 16340 | 16340 | 16340 | 16340 | 16340 | 16340 | 16340 | 16340 | 16340 | 16340 | 16340 | 16340 | 16340 | 16340 | 16340 | 16340 | 16340 | 16340 | 16340 | 16340 | 16340 | 16340 | 16340 | 16340 | 16340 | 16340 | 16340 | 16340 | 16340 | 16340 | 16340 | 16340 | 16340 | 16340 | 16340 | 16340 | 16340 | 16340 | 16340 | 16340 | 16340 | 16340 | 16340 | 16340 | 16340 | 16340 | 16340 | 16340 | 16340 | 16340 | 16340 | 16340 | 16340 | 16340 | 16340 | 16340 | 16340 | 16340 | 16340 | 16340 | 16340 | 16340 | 16340 | 16340 | 16340 | 16340 | 16340 | 16340 | 16340 | 16340 | 16340 | 16340 | 16340 | 16340 | 16340 | 16340 | 16340 | 16340 | 16340 | 16340 | 16340 | 16340 | 16340 | 16340 | 16340 | 16340 | 16340 | 16340 | 16340 | 16340 | 16340 | 16340 | 16340 | 16340 | 16340 | 16340 | 16340 | 16340 | 16340 | 16340 | 16340 | 16340 | 16340 | 16340 | 16340 | 16340 | 16340 | 16340 | 16340 | 16340 | 16340 | 16340 | 16340 | 16340 | 16340 | 16340 | 16340 | 16340 | 16340 | 16340 | 16340 | 16340 | 16340 | 16340 | 16340 | 16340 | 16340 | 16340 | 16340 | 16340 | 16340 | 16340 | 16340 | 16340 | 16340 | 16340 | 16340 | 16340 | 16340 | 16340 | 16340 | 16340 | 16340 | 16340 | 16340 | 16340 | 16340 | 16340 | 16340 | 16340 | 16340 | 16340 | 16340 | 16340 | 16340 | 16340 | 16340 | 16340 | 16340 | 16340 | 16340 | 16340 | 16340 | 16340 | 16340 | 16340 | 16340 | 16340 | 16340 | 16340 | 16340 | 16340 | 16340 | 16340 | 16340 | 16340 | 16340 | 16340 | 16340 | 16340 | 16340 | 16340 | 16340 | 16340 | 16340 | 16340 | 16340 | 16340 | 16340 | 16340 | 16340 | 16340 | 16340 | 16340 | 16340 | 16340 | 16340 | 16340 | 16340 | 16340 | 16340 | 16340 | 16340 | 16340 | 16340 | 16340 | 16340 | 16340 | 16340 | 16340 | 16340 | 16340 | 16340 | 16340 | 16340 | 16340 | 16340 | 16340 | 16340 | 16340 | 16340 | 16340 | 16340 | 16340 | 16340 | 16340 | 16340 | 16340 | 16340 | 16340 | 16340 | 16340 | 16340 | 16340 | 16340 | 16340 | 16340 | 16340 | 16340 | 16340 | 16340 | 16340 | 16340 | 16340 | 16340 | 16340 | 16340 | 16340 | 16340 | 16340 | 16340 | 16340 | 16340 | 16340 | 16340 | 16340 | 16340 | 16340 | 16340 | 16340 | 16340 | 16340 | 16340 | 16340 | 16340 | 16340 | 16340 | 16340 | 16340 | 16340 | 16340 | 16340 | 16340 | 16340 | 16340 | 16340 | 16340 | 16340 | 16340 | 16340 | 16340 | 16340 | 16340 | 16340 | 16340 | 16340 | 16340 | 16340 | 16340 | 16340 | 16340 | 16340 | 16340 | 16340 | 16340 | 16340 | 16340 | 16340 | 16340 | 16340 | 16340 | 16340 | 16340 | 16340 | 16340 | 16340 | 16340 | 16340 | 16340 | 16340 | 16340 | 16340 | 16340 | 16340 | 16340 | 16340 | 16340 | 16340 | 16340 | 16340 | 16340 | 16340 | 16340 | 16340 | 16340 | 16340 | 16340 | 16340 | 16340 | 16340 | 16340 | 16340 | 16340 | 16340 | 16340 | 16340 | 16340 | 16340 | 16340 | 16340 | 16340 | 16340 | 16340 | 16340 | 16340 | 16340 | 16340 | 16340 | 16340 | 16340 | 16340 | 16340 | 16340 | 16340 | 16340 | 16340 | 16340 | 16340 | 16340 | 16340 | 16340 | 16340 | 16340 | 16340 | 16340 | 16340 | 16340 | 16340 | 16340 | 16340 | 16340 | 16340 | 16340 | 16340 | 16340 | 16340 | 16340 | 16340 | 16340 | 16340 | 16340 | 16340 | 16340 | 16340 | 16340 | 16340 | 16340 | 16340 | 16340 | 16340 | 16340 | 16340 | 16340 | 16340 | 16340 | 16340 | 16340 | 16340 | 16340 | 16340 | 16340 | 16340 | 16340 | 16340 | 16340 | 16340 | 16340 | 16340 | 16340 | 16340 | 16340 | 16340 | 16340 | 16340 | 16340 | 16340 | 16340 | 16340 | 16340 | 16340 | 16340 | 16340 | 16340 | 16340 | 16340 | 16340 | 16340 | 16340 | 16340 | 16340 | 16340 | 16340 | 16340 | 16340 | 16340 | 16340 | 16340 | 16340 | 16340 | 16340 | 16340 | 16340 | 16340 | 16340 | 16340 | 16340 | 16340 | 16340 | 16340 | 16340 | 16340 | 16340 | 16340 | 16340 | 16340 | 16340 | 16340 | 16340 | 16340 | 16340 | 16340 | 16340 | 16340 | 16340 | 16340 | 16340 | 16340 | 16340 | 16340 | 16340 | 16340 | 16340 | 16340 | 16340 | 16340 | 16340 | 16340 | 16340 | 16340 | 16340 | 16340 | 16340 | 16340 | 16340 | 16340 | 16340 | 16340 | 16340 | 16340 | 16340 | 16340 | 16340 | 16340 | 16340 | 16340 | 16340 | 16340 | 16340 | 16340 | 16340 | 16340 | 16340 | 16340 | 16340 | 16340 | 16340 | 16340 | 16340 | 16340 | 16340 | 16340 | 16340 | 16340 | 16340 | 16340 | 16340 | 16340 | 16340 | 16340 | 16340 | 16340 | 16340 | 16340 | 16340 | 16340 | 16340 | 16340 | 16340 | 16340 | 16340 | 16340 | 16340 | 16340 | 16340 | 16340 | 16340 | 16340 | 16340 | 16340 | 16340 | 16340 | 16340 | 16340 | 16340 | 16340 | 16340 | 16340 | 16340 | 16340 | 16340 | 16340 | 16340 | 16340 | 16340 | 16340 | 16340 | 16340 | 16340 | 16340 | 16340 | 16340 | 16340 | 16340 | 16340 | 16340 | 16340 | 16340 | 16340 | 16340 | 16340 | 16340 | 16340 | 16340 | 16340 | 16340 | 16340 | 16340 | 16340 | 16340 | 16340 | 16340 | 16340 | 16340 | 16340 | 16340 | 16340 | 16340 | 16340 | 16340 | 16340 | 16340 | 16340 | 16340 | 16340 | 16340 | 16340 | 16340 | 16340 | 16340 | 16340 | 16340 | 16340 | 16340 | 16340 | 16340 | 16340 | 16340 | 16340 | 16340 | 16340 | 16340 | 16340 | 16340 | 16340 | 16340 | 16340 | 16340 | 16340 | 16340 | 16340 | 16340 | 16340 | 16340 | 16340 | 16340 | 16340 | 16340 | 16340 | 16340 | 16340 | 16340 | 16340 | 16340 | 16340 | 16340 | 16340 | 16340 | 16340 | 16340 | 16340 | 16340 | 16340 | 16340 | 16340 | 16340 | 16340 | 16340 | 16340 | 16340 | 16340 | 16340 | 16340 | 16340 | 16340 | 16340 | 16340 | 16340 | 16340 | 16340 | 16340 | 16340 | 16340 | 16340 | 16340 | 16340 | 16340 | 16340 | 16340 | 16340 | 16340 | 16340 | 16340 | 16340 | 16340 | 16340 | 16340 | 16340 | 16340 | 16340 | 16340 | 16340 | 16340 | 16340 | 16340 | 16340 | 16340 | 16340 | 16340 | 16340 | 16340 | 16340 | 16340 | 16340 | 16340 | 16340 | 16340 | 16340 | 16340 | 16340 | 16340 | 16340 | 16340 | 16340 | 16340 | 16340 | 16340 | 16340 | 16340 | 16340 | 16340 | 16340 | 16340 | 16340 | 16340 | 16340 | 16340 | 16340 | 16340 | 16340 | 16340 | 16340 | 16340 | 16340 | 16340 | 16340 | 16340 | 16340 | 16340 | 16340 | 16340 | 16340 | 16340 | 16340 | 16340 | 16340 | 16340 | 16340 | 16340 | 16340 | 16340 | 16340 | 16340 | 16340 | 16340 | 16340 | 16340 | 16340 | 16340 | 16340 | 16340 | 16340 | 16340 | 16340 | 16340 | 16340 | 16340 | 16340 | 16340 | 16340 | 16340 | 16340 | 16340 | 16340 | 16340 | 16340 | 16340 | 16340 | 16340 | 16340 | 16340 | 16340 | 16340 | 16340 | 16340 | 16340 | 16340 | 16340 | 16340 | 16340 | 16340 | 16340 | 16340 | 16340 | 16340 | 16340 | 16340 | 16340 | 16340 | 16340 | 16340 | 16340 | 16340 | 16340 | 16340 | 16340 | 16340 | 16340 | 16340 | 16340 | 16340 | 16340 | 16340 | 16340 | 16340 | 16340 | 16340 | 16340 | 16340 | 16340 | 16340 | 16340 | 16340 | 16340 | 16340 | 16340 | 16340 | 16340 | 16340 | 16340 | 16340 | 16340 | 16340 | 16340 | 16340 | 16340 | 16340 | 16340 | 16340 | 16340 | 16340 | 16340 | 16340 | 16340 | 16340 | 16340 | 16340 | 16340 | 16340 | 16340 | 16340 | 16340 | 16340 | 16340 | 16340 | 16340 | 16340 | 16340 | 16340 | 16340 | 16340 | 16340 | 16340 | 16340 | 16340 | 16340 | 16340 | 16340 | 16340 | 16340 | 16340 | 16340 | 16340 | 16340 | 16340 | 16340 | 16340 | 16340 | 16340 | 16340 | 16340 | 16340 | 16340 | 16340 | 16340 | 16340 | 16340 | 16340 | 16340 | 16340 | 16340 | 16340 | 16340 | 16340 | 16340 | 16340 | 16340 | 16340 | 16340 | 16340 | 16340 | 16340 | 16340 | 16340 | 16340 | 16340 | 16340 | 16340 | 16340 | 16340 | 16340 | 16340 | 16340 | 16340 | 16340 | 16340 | 16340 | 16340 | 16340 | 16340 | 16340 | 16340 | 16340 | 16340 | 16340 | 16340 | 16340 | 16340 | 16340 | 16340 | 16340 | 16340 | 16340 | 16340 | 16340 | 16340 | 16340 | 16340 | 16340 | 16340 | 16340 | 16340 | 16340 | 16340 | 16340 | 16340 | 16340 | 16340 | 16340 | 16340 | 16340 | 16340 | 16340 | 16340 | 16340 | 16340 | 16340 | 16340 | 16340 | 16340 | 16340 | 16340 | 16340 | 16340 | 16340 | 16340 | 16340 | 16340 | 16340 | 16340 | 16340 | 16340 | 16340 | 16340 | 16340 | 16340 | 16340 | 16340 | 16340 | 16340 | 16340 | 16340 | 16340 | 16340 | 16340 | 16340 | 16340 | 16340 | 16340 | 16340 | 16340 | 16340 | 16340 | 16340 | 16340 | 16340 | 16340 | 16340 | 16340 | 16340 | 16340 | 16340 | 16340 | 16340 | 16340 | 16340 | 16340 | 16340 | 16340 | 16340 | 16340 | 16340 | 16340 | 16340 | 16340 | 16340 | 16340 | 16340 | 16340 | 16340 | 16340 | 16340 | 16340 | 16340 | 16340 | 16340 | 16340 | 16340 | 16340 | 16340 | 16340 | 16340 | 16340 | 16340 | 16340 | 16340 | 16340 | 16340 | 16340 | 16340 | 16340 | 16340 | 16340 | 16340 | 16340 | 16340 | 16340 | 16340 | 16340 | 16340 | 16340 | 16340 | 16340 | 16340 | 16340 | 16340 | 16340 | 16340 | 16340 | 16340 | 16340 | 16340 | 16340 | 16340 | 16340 | 16340 | 16340 | 16340 | 16340 | 16340 | 16340 | 16340 | 16340 | 16340 | 16340 | 16340 | 16340 | 16340 | 16340 | 16340 | 16340 | 16340 | 16340 | 16340 | 16340 | 16340 | 16340 | 16340 | 16340 | 16340 | 16340 | 16340 | 16340 | 16340 | 16340 | 16340 | 16340 | 16340 | 16340 | 16340 | 16340 | 16340 | 16340 | 16340 | 16340 | 16340 | 16340 | 16340 | 16340 | 16340 | 16340 | 16340 | 16340 | 16340 | 16340 | 16340 | 16340 | 16340 | 16340 | 16340 | 16340 | 16340 | 16340 | 16340 | 16340 | 16340 | 16340 | 16340 | 16340 | 16340 | 16340 | 16340 | 16340 | 16340 | 16340 | 16340 | 16340 | 16340 | 16340 | 16340 | 16340 | 16340 | 16340 | 16340 | 16340 | 16340 | 16340 | 16340 | 16340 | 16340 | 16340 | 16340 | 16340 | 16340 | 16340 | 16340 | 16340 | 16340 | 16340 | 16340 | 16340 | 16340 | 16340 | 16340 | 16340 | 16340 | 16340 | 16340 | 16340 | 16340 | 16340 | 16340 | 16340 | 16340 | 16340 | 16340 | 16340 | 16340 | 16340 | 16340 | 16340 | 16340 | 16340 | 16340 | 16340 | 16340 | 16340 | 16340 | 16340 | 16340 | 16340 | 16340 | 16340 | 16340 | 16340 | 16340 | 16340 | 16340 | 16340 | 16340 | 16340 | 16340 | 16340 | 16340 | 16340 | 16340 | 16340 | 16340 | 16340 | 16340 | 16340 | 16340 | 16340 | 16340 | 16340 | 16340 | 16340 | 16340 | 16340 | 16340 | 16340 | 16340 | 16340 | 16340 | 16340 | 16340 | 16340 | 16340 | 16340 | 16340 | 16340 | 16340 | 16340 | 16340 | 16340 | 16340 | 16340 | 16340 | 16340 | 16340 | 16340 | 16340 | 16340 | 16340 | 16340 | 16340 | 16340 | 16340 | 16340 | 16340 | 16340 | 16340 | 16340 | 16340 | 16340 | 16340 | 16340 | 16340 | 16340 | 16340 | 16340 | 16340 | 16340 | 16340 | 16340 | 16340 | 16340 | 16340 | 16340 | 16340 | 16340 | 16340 | 16340 | 16340 | 16340 | 16340 | 16340 | 16340 | 16340 | 16340 | 16340 | 16340 | 16340 | 16340 | 16340 | 16340 | 16340 | 16340 | 16340 | 16340 | 16340 | 16340 | 16340 | 16340 | 16340 | 16340 | 16340 | 16340 | 16340 | 16340 | 16340 | 16340 | 16340 | 16340 | 16340 | 16340 | 16340 | 16340 | 16340 | 16340 | 16340 | 16340 | 16340 | 16340 | 16340 | 16340 | 16340 | 16340 | 16340 | 16340 | 16340 | 16340 | 16340 | 16340 | 16340 | 16340 | 16340 | 16340 | 16340 | 16340 | 16340 | 16340 | 16340 | 16340 | 16340 | 16340 | 16340 | 16340 | 16340 | 16340 | 16340 | 16340 | 16340 | 16340 | 16340 | 16340 | 16340 | 16340 | 16340 | 16340 | 16340 | 16340 | 16340 | 16340 | 16340 | 16340 | 16340 | 16340 | 16340 | 16340 | 16340 | 16340 | 16340 | 16340 | 16340 | 16340 | 16340 | 16340 | 16340 | 16340 | 16340 | 16340 | 16340 | 16340 | 16340 | 16340 | 16340 | 16340 | 16340 | 16340 | 16340 | 16340 | 16340 | 16340 | 16340 | 16340 | 16340 | 16340 | 16340 | 16340 | 16340 | 16340 | 16340 | 16340 | 16340 | 16340 | 16340 | 16340 | 16340 | 16340 | 16340 | 16340 | 16340 | 16340 | 16340 | 16340 | 16340 | 16340 | 16340 | 16340 | 16340 | 16340 | 16340 | 16340 | 16340 | 16340 | 16340 | 16340 | 16340 | 16340 | 16340 | 16340 | 16340 | 16340 | 16340 | 16340 | 16340 | 16340 | 16340 | 16340 | 16340 | 16340 | 16340 | 16340 | 16340 | 16340 | 16340 | 16340 | 16340 | 16340 | 16340 | 16340 | 16340 | 16340 | 16340 | 16340 | 16340 | 16340 | 16340 | 16340 | 16340 | 16340 | 16340 | 16340 | 16340 | 16340 | 16340 | 16340 | 16340 | 16340 | 16340 | 16340 | 16340 | 16340 | 16340 | 16340 | 16340 | 16340 | 16340 | 16340 | 16340 | 16340 | 16340 | 16340 | 16340 | 16340 | 16340 | 16340 | 16340 | 16340 | 16340 | 16340 | 16340 | 16340 | 16340 | 16340 | 16340 | 16340 | 16340 | 16340 | 16340 | 16340 | 16340 | 16340 | 16340 | 16340 | 16340 | 16340 | 16340 | 16340 | 16340 | 16340 | 16340 | 16340 | 16340 | 16340 | 16340 | 16340 | 16340 | 16340 | 16340 | 16340 | 16340 | 16340 | 16340 | 16340 | 16340 | 16340 | 16340 | 16340 | 16340 | 16340 | 16340 | 16340 | 16340 | 16340 | 16340 | 16340 | 16340 | 16340 | 16340 | 16340 | 16340 | 16340 | 16340 | 16340 | 16340 | 16340 | 16340 | 16340 | 16340 | 16340 | 16340 | 16340 | 16340 | 16340 | 16340 | 16340 | 16340 | 16340 | 16340 | 16340 | 16340 | 16340 | 16340 | 16340 | 16340 | 16340 | 16340 | 16340 | 16340 | 16340 | 16340 | 16340 | 16340 | 16340 | 16340 | 16340 | 16340 | 16340 | 16340 | 16340 | 16340 | 16340 | 16340 | 16340 | 16340 | 16340 | 16340 | 16340 | 16340 | 16340 | 16340 | 16340 | 16340 | 16340 | 16340 | 16340 | 16340 | 16340 | 16340 | 16340 | 16340 | 16340 | 16340 | 16340 | 16340 | 16340 | 16340 | 16340 | 16340 | 16340 | 16340 | 16340 | 16340 | 16340 | 16340 | 16340 | 16340 | 16340 | 16340 | 16340 | 16340 | 16340 | 16340 | 16340 | 16340 | 16340 | 16340 | 16340 | 16340 | 16340 | 16340 | 16340 | 16340 | 16340 | 16340 | 16340 | 16340 | 16340 | 16340 | 16340 | 16340 | 16340 | 16340 | 16340 | 16340 | 16340 | 16340 | 16340 | 16340 | 16340 | 16340 | 16340 | 16340 | 16340 | 16340 | 16340 | 16340 | 16340 | 16340 | 16340 | 16340 | 16340 | 16340 | 16340 | 16340 | 16340 | 16340 | 16340 | 16340 | 16340 | 16340 | 16340 | 16340 | 16340 | 16340 | 16340 | 16340 | 16340 | 16340 | 16340 | 16340 | 16340 | 16340 | 16340 | 16340 | 16340 | 16340 | 16340 | 16340 | 16340 | 16340 | 16340 | 16340 | 16340 | 16340 | 16340 | 16340 | 16340 | 16340 | 16340 | 16340 | 16340 | 16340 | 16340 | 16340 | 16340 | 16340 | 16340 | 16340 | 16340 | 16340 | 16340 | 16340 | 16340 | 16340 | 16340 | 16340 | 16340 | 16340 | 16340 | 16340 | 16340 | 16340 | 16340 | 16340 | 16340 | 16340 | 16340 | 16340 | 16340 | 16340 | 16340 | 16340 | 16340 | 16340 | 16340 | 16340 | 16340 | 16340 | 16340 | 16340 | 16340 | 16340 | 16340 | 16340 | 16340 | 16340 | 16340 | 16340 | 16340 | 16340 | 16340 | 16340 | 16340 | 16340 | 16340 | 16340 | 16340 | 16340 | 16340 | 16340 | 16340 | 16340 | 16340 | 16340 | 16340 | 16340 | 16340 | 16340 | 16340 | 16340 | 16340 | 16340 | 16340 | 16340 | 16340 | 16340 | 16340 | 16340 | 16340 | 16340 | 16340 | 16340 | 16340 | 16340 | 16340 | 16340 | 16340 | 16340 | 16340 | 16340 | 16340 | 16340 | 16340 | 16340 | 16340 | 16340 | 16340 | 16340 | 16340 | 16340 | 16340 | 16340 | 16340 | 16340 | 16340 | 16340 | 16340 | 16340 | 16340 | 16340 | 16340 | 16340 | 16340 | 16340 | 16340 | 16340 | 16340 | 16340 | 16340 | 16340 | 16340 | 16340 | 16340 | 16340 | 16340 | 16340 | 16340 | 16340 | 16340 | 16340 | 16340 | 16340 | 16340 | 16340 | 16340 | 16340 | 16340 | 16340 | 16340 | 16340 | 16340 | 16340 | 16340 | 16340 | 16340 | 16340 | 16340 | 16340 | 16340 | 16340 | 16340 | 16340 | 16340 | 16340 | 16340 | 16340 | 16340 | 16340 | 16340 | 16340 | 16340 | 16340 | 16340 | 16340 | 16340 | 16340 | 16340 | 16340 | 16340 | 16340 | 16340 | 16340 | 16340 | 16340 | 16340 | 16340 | 16340 | 16340 | 16340 | 16340 | 16340 | 16340 | 16340 | 16340 | 16340 | 16340 | 16340 | 16340 | 16340 | 16340 | 16340 | 16340 | 16340 | 16340 | 16340 | 16340 | 16340 | 16340 | 16340 | 16340 | 16340 | 16340 | 16340 | 16340 | 16340 | 16340 | 16340 | 16340 | 16340 | 16340 | 16340 | 16340 | 16340 | 16340 | 16340 | 16340 | 16340 | 16340 | 16340 | 16340 | 16340 | 16340 | 16340 | 16340 | 16340 | 16340 | 16340 | 16340 | 16340 | 16340 | 16340 | 16340 | 16340 | 16340 | 16340 | 16340 | 16340 | 16340 | 16340 | 16340 | 16340 | 16340 | 16340 | 16340 | 16340 | 16340 | 16340 | 16340 | 16340 | 16340 | 16340 | 16340 | 16340 | 16340 | 16340 | 16340 | 16340 | 16340 | 16340 | 16340 | 16340 | 16340 | 16340 | 16340 | 16340 | 16340 | 16340 | 16340 | 16340 | 16340 | 16340 | 16340 | 16340 | 16340 | 16340 | 16340 | 16340 | 16340 | 16340 | 16340 | 16340 | 16340 | 16340 | 16340 | 16340 | 16340 | 16340 | 16340 | 16340 | 16340 | 16340 | 16340 | 16340 | 16340 | 16340 | 16340 | 16340 | 16340 | 16340 | 16340 | 16340 | 16340 | 16340 | 16340 | 16340 | 16340 | 16340 | 16340 | 16340 | 16340 | 16340 | 16340 | 16340 | 16340 | 16340 | 16340 | 16340 | 16340 | 16340 | 16340 | 16340 | 16340 | 16340 | 16340 | 16340 | 16340 | 16340 | 16340 | 16340 | 16340 | 16340 | 16340 | 16340 | 16340 | 16340 | 16340 | 16340 | 16340 | 16340 | 16340 | 16340 | 16340 | 16340 | 16340 | 16340 | 16340 | 16340 | 16340 | 16340 | 16340 | 16340 | 16340 | 16340 | 16340 | 16340 | 16340 | 16340 | 16340 | 16340 | 16340 | 16340 | 16340 | 16340 | 16340 | 16340 | 16340 | 16340 | 16340 | 16340 | 16340 | 16340 | 16340 | 16340 | 16340 | 16340 | 16340 | 16340 | 16340 | 16340 | 16340 | 16340 | 16340 | 16340 | 16340 | 16340 | 16340 | 16340 | 16340 | 16340 | 16340 | 16340 | 16340 | 16340 | 16340 | 16340 | 16340 | 16340 | 16340 | 16340 | 16340 | 16340 | 16340 | 16340 | 16340 | 16340 | 16340 | 16340 | 16340 | 16340 | 16340 | 16340 | 16340 | 16340 | 16340 | 16340 | 16340 | 16340 | 16340 | 16340 | 16340 | 16340 | 16340 | 16340 | 16340 | 16340 | 16340 | 16340 | 16340 | 16340 | 16340 | 16340 | 16340 | 16340 | 16340 | 16340 | 16340 | 16340 | 16340 | 16340 | 16340 | 16340 | 16340 | 16340 | 16340 | 16340 | 16340 | 16340 | 16340 | 16340 | 16340 | 16340 | 16340 | 16340 | 16340 | 16340 | 16340 | 16340 | 16340 | 16340 | 16340 | 16340 | 16340 | 16340 | 16340 | 16340 | 16340 | 16340 | 16340 | 16340 | 16340 | 16340 | 16340 | 16340 | 16340 | 16340 | 16340 | 16340 | 16340 | 16340 | 16340 | 16340 | 16340 | 16340 | 16340 | 16340 | 16340 | 16340 | 16340 | 16340 | 16340 | 16340 | 16340 | 16340 | 16340 | 16340 | 16340 | 16340 | 16340 | 16340 | 16340 | 16340 | 16340 | 16340 | 16340 | 16340 | 16340 | 16340 | 16340 | 16340 | 16340 | 16340 | 16340 | 16340 | 16340 | 16340 | 16340 | 16340 | 16340 | 16340 | 16340 | 16340 | 16340 | 16340 | 16340 | 16340 | 16340 | 16340 | 16340 | 16340 | 16340 | 16340 | 16340 | 16340 | 16340 | 16340 | 16340 | 16340 | 16340 | 16340 | 16340 | 16340 | 16340 | 16340 | 16340 | 16340 | 16340 | 16340 | 16340 | 16340 | 16340 | 16340 | 16340 | 16340 | 16340 | 16340 | 16340 | 16340 | 16340 | 16340 | 16340 | 16340 | 16340 | 16340 | 16340 | 16340 | 16340 | 16340 | 16340 | 16340 | 16340 | 16340 | 16340 | 16340 | 16340 | 16340 | 16340 | 16340 | 16340 | 16340 | 16340 | 16340 | 16340 | 16340 | 16340 | 16340 | 16340 | 16340 | 16340 | 16340 | 16340 | 16340 | 16340 | 16340 | 16340 | 16340 | 16340 | 16340 | 16340 | 16340 | 16340 | 16340 | 16340 | 16340 | 16340 | 16340 | 16340 | 16340 | 16340 | 16340 | 16340 | 16340 | 16340 | 16340 | 16340 | 16340 | 16340 | 16340 | 16340 | 16340 | 16340 | 16340 | 16340 | 16340 | 16340 | 16340 | 16340 | 16340 | 16340 | 16340 | 16340 | 16340 | 16340 | 16340 | 16340 | 16340 | 16340 | 16340 | 16340 | 16340 | 16340 | 16340 | 16340 | 16340 | 16340 | 16340 | 16340 | 16340 | 16340 | 16340 | 16340 | 16340 | 16340 | 16340 | 16340 | 16340 | 16340 | 16340 | 16340 | 16340 | 16340 | 16340 | 16340 | 16340 | 16340 | 16340 | 16340 | 16340 | 16340 | 16340 | 16340 | 16340 | 16340 | 16340 | 16340 | 16340 | 16340 | 16340 | 16340 | 16340 | 16340 | 16340 | 16340 | 16340 | 16340 | 16340 | 16340 | 16340 | 16340 | 16340 | 16340 | 16340 | 16340 | 16340 | 16340 | 16340 | 16340 | 16340 | 16340 | 16340 | 16340 | 16340 | 16340 | 16340 | 16340 | 16340 | 16340 | 16340 | 16340 | 16340 | 16340 | 16340 | 16340 | 16340 | 16340 | 16340 | 16340 | 16340 | 16340 | 16340 | 16340 | 16340 | 16340 | 16340 | 16340 | 16340 | 16340 | 16340 | 16340 | 16340 | 16340 | 16340 | 16340 | 16340 | 16340 | 16340 | 16340 | 16340 | 16340 | 16340 | 16340 | 16340 | 16340 | 16340 | 16340 | 16340 | 16340 | 16340 | 16340 | 16340 | 16340 | 16340 | 16340 | 16340 | 16340 | 16340 | 16340 | 16340 | 16340 | 16340 | 16340 | 16340 | 16340 | 16340 | 16340 | 16340 | 16340 | 16340 | 16340 | 16340 | 16340 | 16340 | 16340 | 16340 | 16340 | 16340 | 16340 | 16340 | 16340 | 16340 | 16340 | 16340 | 16340 | 16340 | 16340 | 16340 | 16340 | 16340 | 16340 | 16340 | 16340 | 16340 | 16340 | 16340 | 16340 | 16340 | 16340 | 16340 | 16340 | 16340 | 16340 | 16340 | 16340 | 16340 | 16340 | 16340 | 16340 | 16340 | 16340 | 16340 | 16340 | 16340 | 16340 | 16340 | 16340 | 16340 | 16340 | 16340 | 16340 | 16340 | 16340 | 16340 | 16340 | 16340 | 16340 | 16340 | 16340 | 16340 | 16340 | 16340 | 16340 | 16340 | 16340 | 16340 | 16340 | 16340 | 16340 | 16340 | 16340 | 16340 | 16340 | 16340 | 16340 | 16340 | 16340 | 16340 | 16340 | 16340 | 16340 | 16340 | 16340 | 16340 | 16340 | 16340 | 16340 | 16340 | 16340 | 16340 | 16340 | 16340 | 16340 | 16340 | 16340 | 16340 | 16340 | 16340 | 16340 | 16340 | 16340 | 16340 | 16340 | 16340 | 16340 | 16340 | 16340 | 16340 | 16340 | 16340 | 16340 | 16340 | 16340 | 16340 | 16340 | 16340 | 16340 | 16340 | 16340 | 16340 | 16340 | 16340 | 16340 | 16340 | 16340 | 16340 | 16340 | 16340 | 16340 | 16340 | 16340 | 16340 | 16340 | 16340 | 16340 | 16340 | 16340 | 16340 | 16340 | 16340 | 16340 | 16340 | 16340 | 16340 | 16340 | 16340 | 16340 | 16340 | 16340 | 16340 | 16340 | 16340 | 16340 | 16340 | 16340 | 16340 | 16340 | 16340 | 16340 | 16340 | 16340 | 16340 | 16340 | 16340 | 16340 | 16340 | 16340 | 16340 | 16340 | 16340 | 16340 | 16340 | 16340 | 16340 | 16340 | 16340 | 16340 | 16340 | 16340 | 16340 | 16340 | 16340 | 16340 | 16340 | 16340 | 16340 | 16340 | 16340 | 16340 | 16340 | 16340 | 16340 | 16340 | 16340 | 16340 | 16340 | 16340 | 16340 | 16340 | 16340 | 16340 | 16340 | 16340 | 16340 | 16340 | 16340 | 16340 | 16340 | 16340 | 16340 | 16340 | 16340 | 16340 | 16340 | 16340 | 16340 | 16340 | 16340 | 16340 | 16340 | 16340 | 16340 | 16340 | 16340 | 16340 | 16340 | 16340 | 16340 | 16340 | 16340 | 16340 | 16340 | 16340 | 16340 | 16340 | 16340 | 16340 | 16340 | 16340 | 16340 | 16340 | 16340 | 16340 | 16340 | 16340 | 16340 | 16340 | 16340 | 16340 | 16340 | 16340 | 16340 | 16340 | 16340 | 16340 | 16340 | 16340 | 16340 | 16340 | 16340 | 16340 | 16340 | 16340 | 16340 | 16340 | 16340 | 16340 | 16340 | 16340 | 16340 | 16340 | 16340 | 16340 | 16340 | 16340 | 16340 | 16340 | 16340 | 16340 | 16340 | 16340 | 16340 | 16340 | 16340 | 16340 | 16340 | 16340 | 16340 | 16340 | 16340 | 16340 | 16340 | 16340 | 16340 | 16340 | 16340 | 16340 | 16340 | 16340 | 16340 | 16340 | 16340 | 16340 | 16340 | 16340 | 16340 | 16340 | 16340 | 16340 | 16340 | 16340 | 16340 | 16340 | 16340 | 16340 | 16340 | 16340 | 16340 | 16340 | 16340 | 16340 | 16340 | 16340 | 16340 | 16340 | 16340 | 16340 | 16340 | 16340 | 16340 | 16340 | 16340 | 16340 | 16340 | 16340 | 16340 | 16340 | 16340 | 16340 | 16340 | 16340 | 16340 | 16340 | 16340 | 16340 | 16340 | 16340 | 16340 | 16340 | 16340 | 16340 | 16340 | 16340 | 16340 | 16340 | 16340 | 16340 | 16340 | 16340 | 16340 | 16340 | 16340 | 16340 | 16340 | 16340 | 16340 | 16340 | 16340 | 16340 | 16340 | 16340 | 16340 | 16340 | 16340 | 16340 | 16340 | 16340 | 16340 | 16340 | 16340 | 16340 | 16340 | 16340 | 16340 | 16340 | 16340 | 16340 | 16340 | 16340 | 16340 | 16340 | 16340 | 16340 | 16340 | 16340 | 16340 | 16340 | 16340 | 16340 | 16340 | 16340 | 16340 | 16340 | 16340 | 16340 | 16340 | 16340 | 16340 | 16340 | 16340 | 16340 | 16340 | 16340 | 16340 | 16340 | 16340 | 16340 | 16340 | 16340 | 16340 | 16340 | 16340 | 16340 | 16340 | 16340 | 16340 | 16340 | 16340 | 16340 | 16340 | 16340 | 16340 | 16340 | 16340 | 16340 | 16340 | 16340 | 16340 | 16340 | 16340 | 16340 | 16340 | 16340 | 16340 | 16340 | 16340 | 16340 | 16340 | 16340 | 16340 | 16340 | 16340 | 16340 | 16340 | 16340 | 16340 | 16340 | 16340 | 16340 | 16340 | 16340 | 16340 | 16340 | 16340 | 16340 | 16340 | 16340 | 16340 | 16340 | 16340 | 16340 | 16340 | 16340 | 16340 | 16340 | 16340 | 16340 | 16340 | 16340 | 16340 | 16340 | 16340 | 16340 | 16340 | 16340 | 16340 | 16340 | 16340 | 16340 | 16340 | 16340 | 16340 | 16340 | 16340 | 16340 | 16340 | 16340 | 16340 | 16340 | 16340 | 16340 | 16340 | 16340 | 16340 | 16340 | 16340 | 16340 | 16340 | 16340 | 16340 | 16340 | 16340 | 16340 | 16340 | 16340 | 16340 | 16340 | 16340 | 16340 | 16340 | 16340 | 16340 | 16340 | 16340 | 16340 | 16340 | 16340 | 16340 | 16340 | 16340 | 16340 | 16340 | 16340 | 16340 | 16340 | 16340 | 16340 | 16340 | 16340 | 16340 | 16340 | 16340 | 16340 | 16340 | 16340 | 16340 | 16340 | 16340 | 16340 | 16340 | 16340 | 16340 | 16340 | 16340 | 16340 | 16340 | 16340 | 16340 | 16340 | 16340 | 16340 | 16340 | 16340 | 16340 | 16340 | 16340 | 16340 | 16340 | 16340 | 16340 | 16340 | 16340 | 16340 | 16340 | 16340 | 16340 | 16340 | 16340 | 16340 | 16340 | 16340 | 16340 | 16340 | 16340 | 16340 | 16340 | 16340 | 16340 | 16340 | 16340 | 16340 | 16340 | 16340 | 16340 | 16340 | 16340 | 16340 | 16340 | 16340 | 16340 | 16340 | 16340 | 16340 | 16340 | 16340 | 16340 | 16340 | 16340 | 16340 | 16340 | 16340 | 16340 | 16340 | 16340 | 16340 | 16340 | 16340 | 16340 | 16340 | 16340 | 16340 | 16340 | 16340 | 16340 | 16340 | 16340 | 16340 | 16340 | 16340 | 16340 | 16340 | 16340 | 16340 | 16340 | 16340 | 16340 | 16340 | 16340 | 16340 | 16340 | 16340 | 16340 | 16340 | 16340 | 16340 | 16340 | 16340 | 16340 | 16340 | 16340 | 16340 | 16340 | 16340 | 16340 | 16340 | 16340 | 16340 | 16340 | 16340 | 16340 | 16340 | 16340 | 16340 | 16340 | 16340 | 16340 | 16340 | 16340 | 16340 | 16340 | 16340 | 16340 | 16340 | 16340 | 16340 | 16340 | 16340 | 16340 | 16340 | 16340 | 16340 | 16340 | 16340 | 16340 | 16340 | 16340 | 16340 | 16340 | 16340 | 16340 | 16340 | 16340 | 16340 | 16340 | 16340 | 16340 | 16340 | 16340 | 16340 | 16340 | 16340 | 16340 | 16340 | 16340 | 16340 | 16340 | 16340 | 16340 | 16340 | 16340 | 16340 | 16340 | 16340 | 16340 | 16340 | 16340 | 16340 | 16340 | 16340 | 16340 | 16340 | 16340 | 16340 | 16340 | 16340 | 16340 | 16340 | 16340 | 16340 | 16340 | 16340 | 16340 | 16340 | 16340 | 16340 | 16340 | 16340 | 16340 | 16340 | 16340 | 16340 | 16340 | 16340 | 16340 | 16340 | 16340 | 16340 | 16340 | 16340 | 16340 | 16340 | 16340 | 16340 | 16340 | 16340 | 16340 | 16340 | 16340 | 16340 | 16340 | 16340 | 16340 | 16340 | 16340 | 16340 | 16340 | 16340 | 16340 | 16340 | 16340 | 16340 | 16340 | 16340 | 16340 | 16340 | 16340 | 16340 | 16340 | 16340 | 16340 | 16340 | 16340 | 16340 | 16340 | 16340 | 16340 | 16340 | 16340 | 16340 | 16340 | 16340 | 16340 | 16340 | 16340 | 16340 | 16340 | 16340 | 16340 | 16340 | 16340 | 16340 | 16340 | 16340 | 16340 | 16340 | 16340 | 16340 | 16340 | 16340 | 16340 | 16340 | 16340 | 16340 | 16340 | 16340 | 16340 | 16340 | 16340 | 16340 | 16340 | 16340 | 16340 | 16340 | 16340 | 16340 | 16340 | 16340 | 16340 | 16340 | 16340 | 16340 | 16340 | 16340 | 16340 | 16340 | 16340 | 16340 | 16340 | 16340 | 16340 | 16340 | 16340 | 16340 | 16340 | 16340 | 16340 | 16340 | 16340 | 16340 | 16340 | 16340 | 16340 | 16340 | 16340 | 16340 | 16340 | 16340 | 16340 | 16340 | 16340 | 16340 | 16340 | 16340 | 16340 | 16340 | 16340 | 16340 | 16340 | 16340 | 16340 | 16340 | 16340 | 16340 | 16340 | 16340 | 16340 | 16340 | 16340 | 16340 | 16340 | 16340 | 16340 | 16340 | 16340 | 16340 | 16340 | 16340 | 16340 | 16340 | 16340 | 16340 | 16340 | 16340 | 16340 | 16340 | 16340 | 16340 | 16340 | 16340 | 16340 | 16340 | 16340 | 16340 | 16340 | 16340 | 16340 | 16340 | 16340 | 16340 | 16340 | 16340 | 16340 | 16340 | 16340 | 16340 | 16340 | 16340 | 16340 | 16340 | 16340 | 16340 | 16340 | 16340 | 16340 | 16340 | 16340 | 16340 | 16340 | 16340 | 16340 | 16340 | 16340 | 16340 | 16340 | 16340 | 16340 | 16340 | 16340 | 16340 | 16340 | 16340 | 16340 | 16340 | 16340 | 16340 | 16340 | 16340 | 16340 | 16340 | 16340 | 16340 | 16340 | 16340 | 16340 | 16340 | 16340 | 16340 | 16340 | 16340 | 16340 | 16340 | 16340 | 16340 | 16340 | 16340 | 16340 | 16340 | 16340 | 16340 | 16340 | 16340 | 16340 | 16340 | 16340 | 16340 | 16340 | 16340 | 16340 | 16340 | 16340 | 16340 | 16340 | 16340 | 16340 | 16340 | 16340 | 16340 | 16340 | 16340 | 16340 | 16340 | 16340 | 16340 | 16340 | 16340 | 16340 | 16340 | 16340 | 16340 | 16340 | 16340 | 16340 | 16340 | 16340 | 16340 | 16340 | 16340 | 16340 | 16340 | 16340 | 16340 | 16340 | 16340 | 16340 | 16340 | 16340 | 16340 | 16340 | 16340 | 16340 | 16340 | 16340 | 16340 | 16340 | 16340 | 16340 | 16340 | 16340 | 16340 | 16340 | 16340 | 16340 | 16340 | 16340 | 16340 | 16340 | 16340 | 16340 | 16340 | 16340 | 16340 | 16340 | 16340 | 16340 | 16340 | 16340 | 16340 | 16340 | 16340 | 16340 | 16340 | 16340 | 16340 | 16340 | 16340 | 16340 | 16340 | 16340 | 16340 | 16340 | 16340 | 16340 | 16340 | 16340 | 16340 | 16340 | 16340 | 16340 | 16340 | 16340 | 16340 | 16340 | 16340 | 16340 | 16340 | 16340 | 16340 | 16340 | 16340 | 16340 | 16340 | 16340 | 16340 | 16340 | 16340 | 16340 | 16340 | 16340 | 16340 | 16340 | 16340 | 16340 | 16340 | 16340 | 16340 | 16340 | 16340 | 16340 | 16340 | 16340 | 16340 | 16340 | 16340 | 16340 | 16340 | 16340 | 16340 | 16340 | 16340 | 16340 | 16340 | 16340 | 16340 | 16340 | 16340 | 16340 | 16340 | 16340 | 16340 | 16340 | 16340 | 16340 | 16340 | 16340 | 16340 | 16340 | 16340 | 16340 | 16340 | 16340 | 16340 | 16340 | 16340 | 16340 | 16340 | 16340 | 16340 | 16340 | 16340 | 16340 | 16340 | 16340 | 16340 | 16340 | 16340 | 16340 | 16340 | 16340 | 16340 | 16340 | 16340 | 16340 | 16340 | 16340 | 16340 | 16340 | 16340 | 16340 | 16340 | 16340 | 16340 | 16340 | 16340 | 16340 | 16340 | 16340 | 16340 | 16340 | 16340 | 16340 | 16340 | 16340 | 16340 | 16340 | 16340 | 16340 | 16340 | 16340 | 16340 | 16340 | 16340 | 16340 | 16340 | 16340 | 16340 | 16340 | 16340 | 16340 | 16340 | 16340 | 16340 | 16340 | 16340 | 16340 | 16340 | 16340 | 16340 | 16340 | 16340 | 16340 | 16340 | 16340 | 16340 | 16340 | 16340 | 16340 | 16340 | 16340 | 16340 | 16340 | 16340 | 16340 | 16340 | 16340 | 16340 | 16340 | 16340 | 16340 | 16340 | 16340 | 16340 | 16340 | 16340 | 16340 | 16340 | 16340 | 16340 | 16340 | 16340 | 16340 | 16340 | 16340 | 16340 | 16340 | 16340 | 16340 | 16340 | 16340 | 16340 | 16340 | 16340 | 16340 | 16340 | 16340 | 16340 | 16340 | 16340 | 16340 | 16340 | 16340 | 16340 | 16340 | 16340 | 16340 | 16340 | 16340 | 16340 | 16340 | 16340 | 16340 | 16340 | 16340 | 16340 | 16340 | 16340 | 16340 | 16340 | 16340 | 16340 | 16340 | 16340 | 16340 | 16340 | 16340 | 16340 | 16340 | 16340 | 16340 | 16340 | 16340 | 16340 | 16340 | 16340 | 16340 | 16340 | 16340 | 16340 | 16340 | 16340 | 16340 | 16340 | 16340 | 16340 | 16340 | 16340 | 16340 | 16340 | 16340 | 16340 | 16340 | 16340 | 16340 | 16340 | 16340 | 16340 | 16340 | 16340 | 16340 | 16340 | 16340 | 16340 | 16340 | 16340 | 16340 | 16340 | 16340 | 16340 | 16340 | 16340 | 16340 | 16340 | 16340 | 16340 | 16340 | 16340 | 16340 | 16340 | 16340 | 16340 | 16340 | 16340 | 16340 | 16340 | 16340 | 16340 | 16340 | 16340 | 16340 | 16340 | 16340 | 16340 | 16340 | 16340 | 16340 | 16340 | 16340 | 16340 | 16340 | 16340 | 16340 | 16340 | 16340 | 16340 | 16340 | 16340 | 16340 | 16340 | 16340 | 16340 | 16340 | 16340 | 16340 | 16340 | 16340 | 16340 | 16340 | 16340 | 16340 | 16340 | 16340 | 16340 | 16340 | 16340 | 16340 | 16340 | 16340 | 16340 | 16340 | 16340 | 16340 | 16340 | 16340 | 16340 | 16340 | 16340 | 16340 | 16340 | 16340 | 16340 | 16340 | 16340 | 16340 | 16340 | 16340 | 16340 | 16340 | 16340 | 16340 | 16340 | 16340 | 16340 | 16340 | 16340 | 16340 | 16340 | 16340 | 16340 | 16340 | 16340 | 16340 | 16340 | 16340 | 16340 | 16340 | 16340 | 16340 | 16340 | 16340 | 16340 | 16340 | 16340 | 16340 | 16340 | 16340 | 16340 | 16340 | 16340 | 16340 | 16340 | 16340 | 16340 | 16340 | 16340 | 16340 | 16340 | 16340 | 16340 | 16340 | 16340 | 16340 | 16340 | 16340 | 16340 | 16340 | 16340 | 16340 | 16340 | 16340 | 16340 | 16340 | 16340 | 16340 | 16340 | 16340 | 16340 | 16340 | 16340 | 16340 | 16340 | 16340 | 16340 | 16340 | 16340 | 16340 | 16340 | 16340 | 16340 | 16340 | 16340 | 16340 | 16340 | 16340 | 16340 | 16340 | 16340 | 16340 | 16340 | 16340 | 16340 | 16340 | 16340 | 16340 | 16340 | 16340 | 16340 | 16340 | 16340 | 16340 | 16340 | 16340 | 16340 | 16340 | 16340 | 16340 | 16340 | 16340 | 16340 | 16340 | 16340 | 16340 | 16340 | 16340 | 16340 | 16340 | 16340 | 16340 | 16340 | 16340 | 16340 | 16340 | 16340 | 16340 | 16340 | 16340 | 16340 | 16340 | 16340 | 16340 | 16340 | 16340 | 16340 | 16340 | 16340 | 16340 | 16340 | 16340 | 16340 | 16340 | 16340 | 16340 | 16340 | 16340 | 16340 | 16340 | 16340 | 16340 | 16340 | 16340 | 16340 | 16340 | 16340 | 16340 | 16340 | 16340 | 16340 | 16340 | 16340 | 16340 | 16340 | 16340 | 16340 | 16340 | 16340 | 16340 | 16340 | 16340 | 16340 | 16340 | 16340 | 16340 | 16340 | 16340 | 16340 | 16340 | 16340 | 16340 | 16340 | 16340 | 16340 | 16340 | 16340 | 16340 | 16340 | 16340 | 16340 | 16340 | 16340 | 16340 | 16340 | 16340 | 16340 | 16340 | 16340 | 16340 | 16340 | 16340 | 16340 | 16340 | 16340 | 16340 | 16340 | 16340 | 16340 | 16340 | 16340 | 16340 | 16340 | 16340 | 16340 | 16340 | 16340 | 16340 | 16340 | 16340 | 16340 | 16340 | 16340 | 16340 | 16340 | 16340 | 16340 | 16340 | 16340 | 16340 | 16340 | 16340 | 16340 | 16340 | 16340 | 16340 | 16340 | 16340 | 16340 | 16340 | 16340 | 16340 | 16340 | 16340 | 16340 | 16340 | 16340 | 16340 | 16340 | 16340 | 16340 | 16340 | 16340 | 16340 | 16340 | 16340 | 16340 | 16340 | 16340 | 16340 | 16340 | 16340 | 16340 | 16340 | 16340 | 16340 | 16340 | 16340 | 16340 | 16340 | 16340 | 16340 | 16340 | 16340 | 16340 | 16340 | 16340 | 16340 | 16340 | 16340 | 16340 | 16340 | 16340 | 16340 | 16340 | 16340 | 16340 | 16340 | 16340 | 16340 | 16340 | 16340 | 16340 | 16340 | 16340 | 16340 | 16340 | 16340 | 16340 | 16340 | 16340 | 16340 | 16340 | 16340 | 16340 | 16340 | 16340 | 16340 | 16340 | 16340 | 16340 | 16340 | 16340 | 16340 | 16340 | 16340 | 16340 | 16340 | 16340 | 16340 | 16340 | 16340 | 16340 | 16340 | 16340 | 16340 | 16340 | 16340 | 16340 | 16340 | 16340 | 16340 | 16340 | 16340 | 16340 | 16340 | 16340 | 16340 | 16340 | 16340 | 16340 | 16340 | 16340 | 16340 | 16340 | 16340 | 16340 | 16340 | 16340 | 16340 | 16340 | 16340 | 16340 | 16340 | 16340 | 16340 | 16340 | 16340 | 16340 | 16340 | 16340 | 16340 | 16340 | 16340 | 16340 | 16340 | 16340 | 16340 | 16340 | 16340 | 16340 | 16340 | 16340 | 16340 | 16340 | 16340 | 16340 | 16340 | 16340 | 16340 | 16340 | 16340 | 16340 | 16340 | 16340 | 16340 | 16340 | 16340 | 16340 | 16340 | 16340 | 16340 | 16340 | 16340 | 16340 | 16340 | 16340 | 16340 | 16340 | 16340 | 16340 | 16340 | 16340 | 16340 | 16340 | 16340 | 16340 | 16340 | 16340 | 16340 | 16340 | 16340 | 16340 | 16340 | 16340 | 16340 | 16340 | 16340 | 16340 | 16340 | 16340 | 16340 | 16340 | 16340 | 16340 | 16340 | 16340 | 16340 | 16340 | 16340 | 16340 | 16340 | 16340 | 16340 | 16340 | 16340 | 16340 | 16340 | 16340 | 16340 | 16340 | 16340 | 16340 | 16340 | 16340 | 16340 | 16340 | 16340 | 16340 | 16340 | 16340 | 16340 | 16340 | 16340 | 16340 | 16340 | 16340 | 16340 | 16340 | 16340 | 16340 | 16340 | 16340 | 16340 | 16340 | 16340 | 16340 | 16340 | 16340 | 16340 | 16340 | 16340 | 16340 | 16340 | 16340 | 16340 | 16340 | 16340 | 16340 | 16340 | 16340 | 16340 | 16340 | 16340 | 16340 | 16340 | 16340 | 16340 | 16340 | 16340 | 16340 | 16340 | 16340 | 16340 | 16340 | 16340 | 16340 | 16340 | 16340 | 16340 | 16340 | 16340 | 16340 | 16340 | 16340 | 16340 | 16340 | 16340 | 16340 | 16340 | 16340 | 16340 | 16340 | 16340 | 16340 | 16340 | 16340 | 16340 | 16340 | 16340 | 16340 | 16340 | 16340 | 16340 | 16340 | 16340 | 16340 | 16340 | 16340 | 16340 | 16340 | 16340 | 16340 | 16340 | 16340 | 16340 | 16340 | 16340 | 16340 | 16340 | 16340 | 16340 | 16340 | 16340 | 16340 | 16340 | 16340 | 16340 | 16340 | 16340 | 16340 | 16340 | 16340 | 16340 | 16340 | 16340 | 16340 | 16340 | 16340 | 16340 | 16340 | 16340 | 16340 | 16340 | 16340 | 16340 | 16340 | 16340 | 16340 | 16340 | 16340 | 16340 | 16340 | 16340 | 16340 | 16340 | 16340 | 16340 | 16340 | 16340 | 16340 | 16340 | 16340 | 16340 | 16340 | 16340 | 16340 | 16340 | 16340 | 16340 | 16340 | 16340 | 16340 | 16340 | 16340 | 16340 | 16340 | 16340 | 16340 | 16340 | 16340 | 16340 | 16340 | 16340 | 16340 | 16340 | 16340 | 16340 | 16340 | 16340 | 16340 | 16340 | 16340 | 16340 | 16340 | 16340 | 16340 | 16340 | 16340 | 16340 | 16340 | 16340 | 16340 | 16340 | 16340 | 16340 | 16340 | 16340 | 16340 | 16340 | 16340 | 16340 | 16340 | 16340 | 16340 | 16340 | 16340 | 16340 | 16340 | 16340 | 16340 | 16340 | 16340 | 16340 | 16340 | 16340 | 16340 | 16340 | 16340 | 16340 | 16340 | 16340 | 16340 | 16340 | 16340 | 16340 | 16340 | 16340 | 16340 | 16340 | 16340 | 16340 | 16340 | 16340 | 16340 | 16340 | 16340 | 16340 | 16340 | 16340 | 16340 | 16340 | 16340 | 16340 | 16340 | 16340 | 16340 | 16340 | 16340 | 16340 | 16340 | 16340 | 16340 | 16340 | 16340 | 16340 | 16340 | 16340 | 16340 | 16340 | 16340 | 16340 | 16340 | 16340 | 16340 | 16340 | 16340 | 16340 | 16340 | 16340 | 16340 | 16340 | 16340 | 16340 | 16340 | 16340 | 16340 | 16340 | 16340 | 16340 | 16340 | 16340 | 16340 | 16340 | 16340 | 16340 | 16340 | 16340 | 16340 | 16340 | 16340 | 16340 | 16340 | 16340 | 16340 | 16340 | 16340 | 16340 | 16340 | 16340 | 16340 | 16340 | 16340 | 16340 | 16340 | 16340 | 16340 | 16340 | 16340 | 16340 | 16340 | 16340 | 16340 | 16340 | 16340 | 16340 | 16340 | 16340 | 16340 | 16340 | 16340 | 16340 | 16340 | 16340 | 16340 | 16340 | 16340 | 16340 | 16340 | 16340 | 16340 | 16340 | 16340 | 16340 | 16340 | 16340 | 16340 | 16340 | 16340 | 16340 | 16340 | 16340 | 16340 | 16340 | 16340 | 16340 | 16340 | 16340 | 16340 | 16340 | 16340 | 16340 | 16340 | 16340 | 16340 | 16340 | 16340 | 16340 | 16340 | 16340 | 16340 | 16340 | 16340 | 16340 | 16340 | 16340 | 16340 | 16340 | 16340 | 16340 | 16340 | 16340 | 16340 | 16340 | 16340 | 16340 | 16340 | 16340 | 16340 | 16340 | 16340 | 16340 | 16340 | 16340 | 16340 | 16340 | 16340 | 16340 | 16340 | 16340 | 16340 | 16340 | 16340 | 16340 | 16340 | 16340 | 16340 | 16340 | 16340 | 16340 | 16340 | 16340 | 16340 | 16340 | 16340 | 16340 | 16340 | 16340 | 16340 | 16340 | 16340 | 16340 | 16340 | 16340 | 16340 | 16340 | 16340 | 16340 | 16340 | 16340 | 16340 | 16340 | 16340 | 16340 | 16340 | 16340 | 16340 | 16340 | 16340 | 16340 | 16340 | 16340 | 16340 | 16340 | 16340 | 16340 | 16340 | 16340 | 16340 | 16340 | 16340 | 16340 | 16340 | 16340 | 16340 | 16340 | 16340 | 16340 | 16340 | 16340 | 16340 | 16340 | 16340 | 16340 | 16340 | 16340 | 16340 | 16340 | 16340 | 16340 | 16340 | 16340 | 16340 | 16340 | 16340 | 16340 | 16340 | 16340 | 16340 | 16340 | 16340 | 16340 | 16340 | 16340 | 16340 | 16340 | 16340 | 16340 | 16340 | 16340 | 16340 | 16340 | 16340 | 16340 | 16340 | 16340 | 16340 | 16340 | 16340 | 16340 | 16340 | 16340 | 16340 | 16340 | 16340 | 16340 | 16340 | 16340 | 16340 | 16340 | 16340 | 16340 | 16340 | 16340 | 16340 | 16340 | 16340 | 16340 | 16340 | 16340 | 16340 | 16340 | 16340 | 16340 | 16340 | 16340 | 16340 | 16340 | 16340 | 16340 | 16340 | 16340 | 16340 | 16340 | 16340 | 16340 | 16340 | 16340 | 16340 | 16340 | 16340 | 16340 | 16340 | 16340 | 16340 | 16340 | 16340 | 16340 | 16340 | 16340 | 16340 | 16340 | 16340 | 16340 | 16340 | 16340 | 16340 | 16340 | 16340 | 16340 | 16340 | 16340 | 16340 | 16340 | 16340 | 16340 | 16340 | 16340 | 16340 | 16340 | 16340 | 16340 | 16340 | 16340 | 16340 | 16340 | 16340 | 16340 | 16340 | 16340 | 16340 | 16340 | 16340 | 16340 | 16340 | 16340 | 16340 | 16340 | 16340 | 16340 | 16340 | 16340 | 16340 | 16340 | 16340 | 16340 | 16340 | 16340 | 16340 | 16340 | 16340 | 16340 | 16340 | 16340 | 16340 | 16340 | 16340 | 16340 | 16340 | 16340 | 16340 | 16340 | 16340 | 16340 | 16340 | 16340 | 16340 | 16340 | 16340 | 16340 | 16340 | 16340 | 16340 | 16340 | 16340 | 16340 | 16340 | 16340 | 16340 | 16340 | 16340 | 16340 | 16340 | 16340 | 16340 | 16340 | 16340 | 16340 | 16340 | 16340 | 16340 | 16340 | 16340 | 16340 | 16340 | 16340 | 16340 | 16340 | 16340 | 16340 | 16340 | 16340 | 16340 | 16340 | 16340 | 16340 | 16340 | 16340 | 16340 | 16340 | 16340 | 16340 | 16340 | 16340 | 16340 | 16340 | 16340 | 16340 | 16340 | 16340 | 16340 | 16340 | 16340 | 16340 | 16340 | 16340 | 16340 | 16340 | 16340 | 16340 | 16340 | 16340 | 16340 | 16340 | 16340 | 16340 | 16340 | 16340 | 16340 | 16340 | 16340 | 16340 | 16340 | 16340 | 16340 | 16340 | 16340 | 16340 | 16340 | 16340 | 16340 | 16340 | 16340 | 16340 | 16340 | 16340 | 16340 | 16340 | 16340 | 16340 | 16340 | 16340 | 16340 | 16340 | 16340 | 16340 | 16340 | 16340 | 16340 | 16340 | 16340 | 16340 | 16340 | 16340 | 16340 | 16340 | 16340 | 16340 | 16340 | 16340 | 16340 | 16340 | 16340 | 16340 | 16340 | 16340 | 16340 | 16340 | 16340 | 16340 | 16340 | 16340 | 16340 | 16340 | 16340 | 16340 | 16340 | 16340 | 16340 | 16340 | 16340 | 16340 | 16340 | 16340 | 16340 | 16340 | 16340 | 16340 | 16340 | 16340 | 16340 | 16340 | 16340 | 16340 | 16340 | 16340 | 16340 | 16340 | 16340 | 16340 | 16340 | 16340 | 16340 | 16340 | 16340 | 16340 | 16340 | 16340 | 16340 | 16340 | 16340 | 16340 | 16340 | 16340 | 16340 | 16340 | 16340 | 16340 | 16340 | 16340 | 16340 | 16340 | 16340 | 16340 | 16340 | 16340 | 16340 | 16340 | 16340 | 16340 | 16340 | 16340 | 16340 | 16340 | 16340 | 16340 | 16340 | 16340 | 16340 | 16340 | 16340 | 16340 | 16340 | 16340 | 16340 | 16340 | 16340 | 16340 | 16340 | 16340 | 16340 | 16340 | 16340 | 16340 | 16340 | 16340 | 16340 | 16340 | 16340 | 16340 | 16340 | 16340 | 16340 | 16340 | 16340 | 16340 | 16340 | 16340 | 16340 | 16340 | 16340 | 16340 | 16340 | 16340 | 16340 | 16340 | 16340 | 16340 | 16340 | 16340 | 16340 | 16340 | 16340 | 16340 | 16340 | 16340 | 16340 | 16340 | 16340 | 16340 | 16340 | 16340 | 16340 | 16340 | 16340 | 16340 | 16340 | 16340 | 16340 | 16340 | 16340 | 16340 | 16340 | 16340 | 16340 | 16340 | 16340 | 16340 | 16340 | 16340 | 16340 | 16340 | 16340 | 16340 | 16340 | 16340 | 16340 | 16340 | 16340 | 16340 | 16340 | 16340 | 16340 | 16340 | 16340 | 16340 | 16340 | 16340 | 16340 | 16340 | 16340 | 16340 | 16340 | 16340 | 16340 | 16340 | 16340 | 16340 | 16340 | 16340 | 16340 | 16340 | 16340 | 16340 | 16340 | 16340 | 16340 | 16340 | 16340 | 16340 | 16340 | 16340 | 16340 | 16340 | 16340 | 16340 | 16340 | 16340 | 16340 | 16340 | 16340 | 16340 | 16340 | 16340 | 16340 | 16340 | 16340 | 16340 | 16340 | 16340 | 16340 | 16340 | 16340 | 16340 | 16340 | 16340 | 16340 | 16340 | 16340 | 16340 | 16340 | 16340 | 16340 | 16340 | 16340 | 16340 | 16340 | 16340 | 16340 | 16340 | 16340 | 16340 | 16340 | 16340 | 16340 | 16340 | 16340 | 16340 | 16340 | 16340 | 16340 | 16340 | 16340 | 16340 | 16340 | 16340 | 16340 | 16340 | 16340 | 16340 | 16340 | 16340 | 16340 | 16340 | 16340 | 16340 | 16340 | 16340 | 16340 | 16340 | 16340 | 16340 | 16340 | 16340 | 16340 | 16340 | 16340 | 16340 | 16340 | 16340 | 16340 | 16340 | 16340 | 16340 | 16340 | 16340 | 16340 | 16340 | 16340 | 16340 | 16340 | 16340 | 16340 | 16340 | 16340 | 16340 | 16340 | 16340 | 16340 | 16340 | 16340 | 16340 | 16340 | 16340 | 16340 | 16340 | 16340 | 16340 | 16340 | 16340 | 16340 | 16340 | 16340 | 16340 | 16340 | 16340 | 16340 | 16340 | 16340 | 16340 | 16340 | 16340 | 16340 | 16340 | 16340 | 16340 | 16340 | 16340 | 16340 | 16340 | 16340 | 16340 | 16340 | 16340 | 16340 | 16340 | 16340 | 16340 | 16340 | 16340 | 16340 | 16340 | 16340 | 16340 | 16340 | 16340 | 16340 | 16340 | 16340 | 16340 | 16340 | 16340 | 16340 | 16340 | 16340 | 16340 | 16340 | 16340 | 16340 | 16340 | 16340 | 16340 | 16340 | 16340 | 16340 | 16340 | 16340 | 16340 | 16340 | 16340 | 16340 | 16340 | 16340 | 16340 | 16340 | 16340 | 16340 | 16340 | 16340 | 16340 | 16340 | 16340 | 16340 | 16340 | 16340 | 16340 | 16340 | 16340 | 16340 | 16340 | 16340 | 16340 | 16340 | 16340 | 16340 | 16340 | 16340 | 16340 | 16340 | 16340 | 16340 | 16340 | 16340 | 16340 | 16340 | 16340 | 16340 | 16340 | 16340 | 16340 | 16340 | 16340 | 16340 | 16340 | 16340 | 16340 | 16340 | 16340 | 16340 | 16340 | 16340 | 16340 | 16340 | 16340 | 16340 | 16340 | 16340 | 16340 | 16340 | 16340 | 16340 | 16340 | 16340 | 16340 | 16340 | 16340 | 16340 | 16340 | 16340 | 16340 | 16340 | 16340 | 16340 | 16340 | 16340 | 16340 | 16340 | 16340 | 16340 | 16340 | 16340 | 16340 | 16340 | 16340 | 16340 | 16340 | 16340 | 16340 | 16340 | 16340 | 16340 | 16340 | 16340 | 16340 | 16340 | 16340 | 16340 | 16340 | 16340 | 16340 | 16340 | 16340 | 16340 | 16340 | 16340 | 16340 | 16340 | 16340 | 16340 | 16340 | 16340 | 16340 | 16340 | 16340 | 16340 | 16340 | 16340 | 16340 | 16340 | 16340 | 16340 | 16340 | 16340 | 16340 | 16340 | 16340 | 16340 | 16340 | 16340 | 16340 | 16340 | 16340 | 16340 | 16340 | 16340 | 16340 | 16340 | 16340 | 16340 | 16340 | 16340 | 16340 | 16340 | 16340 | 16340 | 16340 | 16340 | 16340 | 16340 | 16340 | 16340 | 16340 | 16340 | 16340 | 16340 | 16340 | 16340 | 16340 | 16340 | 16340 | 16340 | 16340 | 16340 | 16340 | 16340 | 16340 | 16340 | 16340 | 16340 | 16340 | 16340 | 16340 | 16340 | 16340 | 16340 | 16340 | 16340 | 16340 | 16340 | 16340 | 16340 | 16340 | 16340 | 16340 | 16340 | 16340 | 16340 | 16340 | 16340 | 16340 | 16340 | 16340 | 16340 | 16340 | 16340 | 16340 | 16340 | 16340 | 16340 | 16340 | 16340 | 16340 | 16340 | 16340 | 16340 | 16340 | 16340 | 16340 | 16340 | 16340 | 16340 | 16340 | 16340 | 16340 | 16340 | 16340 | 16340 | 16340 | 16340 | 16340 | 16340 | 16340 | 16340 | 16340 | 16340 | 16340 | 16340 | 16340 | 16340 | 16340 | 16340 | 16340 | 16340 | 16340 | 16340 | 16340 | 16340 | 16340 | 16340 | 16340 | 16340 | 16340 | 16340 | 16340 | 16340 | 16340 | 16340 | 16340 | 16340 | 16340 | 16340 | 16340 | 16340 | 16340 | 16340 | 16340 | 16340 | 16340 | 16340 | 16340 | 16340 | 16340 | 16340 | 16340 | 16340 | 16340 | 16340 | 16340 | 16340 | 16340 | 16340 | 16340 | 16340 | 16340 | 16340 | 16340 | 16340 | 16340 | 16340 | 16340 | 16340 | 16340 | 16340 | 16340 | 16340 | 16340 | 16340 | 16340 | 16340 | 16340 | 16340 | 16340 | 16340 | 16340 | 16340 | 16340 | 16340 | 16340 | 16340 | 16340 | 16340 | 16340 | 16340 | 16340 | 16340 | 16340 | 16340 | 16340 | 16340 | 16340 | 16340 | 16340 | 16340 | 16340 | 16340 | 16340 | 16340 | 16340 | 16340 | 16340 | 16340 | 16340 | 16340 | 16340 | 16340 | 16340 | 16340 | 16340 | 16340 | 16340 | 16340 | 16340 | 16340 | 16340 | 16340 | 16340 | 16340 | 16340 | 16340 | 16340 | 16340 | 16340 | 16340 | 16340 | 16340 | 16340 | 16340 | 16340 | 16340 | 16340 | 16340 | 16340 | 16340 | 16340 | 16340 | 16340 | 16340 | 16340 | 16340 | 16340 | 16340 | 16340 | 16340 | 16340 | 16340 | 16340 | 16340 | 16340 | 16340 | 16340 | 16340 | 16340 | 16340 | 16340 | 16340 | 16340 | 16340 | 16340 | 16340 | 16340 | 16340 | 16340 | 16340 | 16340 | 16340 | 16340 | 16340 | 16340 | 16340 | 16340 | 16340 | 16340 | 16340 | 16340 | 16340 | 16340 | 16340 | 16340 | 16340 | 16340 | 16340 | 16340 | 16340 | 16340 | 16340 | 16340 | 16340 | 16340 | 16340 | 16340 | 16340 | 16340 | 16340 | 16340 | 16340 | 16340 | 16340 | 16340 | 16340 | 16340 | 16340 | 16340 | 16340 | 16340 | 16340 | 16340 | 16340 | 16340 | 16340 | 16340 | 16340 | 16340 | 16340 | 16340 | 16340 | 16340 | 16340 | 16340 | 16340 | 16340 | 16340 | 16340 | 16340 | 16340 | 16340 | 16340 | 16340 | 16340 | 16340 | 16340 | 16340 | 16340 | 16340 | 16340 | 16340 | 16340 | 16340 | 16340 | 16340 | 16340 | 16340 | 16340 | 16340 | 16340 | 16340 | 16340 | 16340 | 16340 | 16340 | 16340 | 16340 | 16340 | 16340 | 16340 | 16340 | 16340 | 16340 | 16340 | 16340 | 16340 | 16340 | 16340 | 16340 | 16340 | 16340 | 16340 | 16340 | 16340 | 16340 | 16340 | 16340 | 16340 | 16340 | 16340 | 16340 | 16340 | 16340 | 16340 | 16340 | 16340 | 16340 | 16340 | 16340 | 16340 | 16340 | 16340 | 16340 | 16340 | 16340 | 16340 | 16340 | 16340 | 16340 | 16340 | 16340 | 16340 | 16340 | 16340 | 16340 | 16340 | 16340 | 16340 | 16340 | 16340 | 16340 | 16340 | 16340 | 16340 | 16340 | 16340 | 16340 | 16340 | 16340 | 16340 | 16340 | 16340 | 16340 | 16340 | 16340 | 16340 | 16340 | 16340 | 16340 | 16340 | 16340 | 16340 | 16340 | 16340 | 16340 | 16340 | 16340 | 16340 | 16340 | 16340 | 16340 | 16340 | 16340 | 16340 | 16340 | 16340 | 16340 | 16340 | 16340 | 16340 | 16340 | 16340 | 16340 | 16340 | 16340 | 16340 | 16340 | 16340 | 16340 | 16340 | 16340 | 16340 | 16340 | 16340 | 16340 | 16340 | 16340 | 16340 | 16340 | 16340 | 16340 | 16340 | 16340 | 16340 | 16340 | 16340 | 16340 | 16340 | 16340 | 16340 | 16340 | 16340 | 16340 | 16340 | 16340 | 16340 | 16340 | 16340 | 16340 | 16340 | 16340 | 16340 | 16340 | 16340 | 16340 | 16340 | 16340 | 16340 | 16340 | 16340 | 16340 | 16340 | 16340 | 16340 | 16340 | 16340 | 16340 | 16340 | 16340 | 16340 | 16340 | 16340 | 16340 | 16340 | 16340 | 16340 | 16340 | 16340 | 16340 | 16340 | 16340 | 16340 | 16340 | 16340 | 16340 | 16340 | 16340 | 16340 | 16340 | 16340 | 16340 | 16340 | 16340 | 16340 | 16340 | 16340 | 16340 | 16340 | 16340 | 16340 | 16340 | 16340 | 16340 | 16340 | 16340 | 16340 | 16340 | 16340 | 16340 | 16340 | 16340 | 16340 | 16340 | 16340 | 16340 | 16340 | 16340 | 16340 | 16340 | 16340 | 16340 | 16340 | 16340 | 16340 | 16340 | 16340 | 16340 | 16340 | 16340 | 16340 | 16340 | 16340 | 16340 | 16340 | 16340 | 16340 | 16340 | 16340 | 16340 | 16340 | 16340 | 16340 | 16340 | 16340 | 16340 | 16340 | 16340 | 16340 | 16340 | 16340 | 16340 | 16340 | 16340 | 16340 | 16340 | 16340 | 16340 | 16340 | 16340 | 16340 | 16340 | 16340 | 16340 | 16340 | 16340 | 16340 | 16340 | 16340 | 16340 | 16340 | 16340 | 16340 | 16340 | 16340 | 16340 | 16340 | 16340 | 16340 | 16340 | 16340 | 16340 | 16340 | 16340 | 16340 | 16340 | 16340 | 16340 | 16340 | 16340 | 16340 | 16340 | 16340 | 16340 | 16340 | 16340 | 16340 | 16340 | 16340 | 16340 | 16340 | 16340 | 16340 | 16340 | 16340 | 16340 | 16340 | 16340 | 16340 | 16340 | 16340 | 16340 | 16340 | 16340 | 16340 | 16340 | 16340 | 16340 | 16340 | 16340 | 16340 | 16340 | 16340 | 16340 | 16340 | 16340 | 16340 | 16340 | 16340 | 16340 | 16340 | 16340 | 16340 | 16340 | 16340 | 16340 | 16340 | 16340 | 16340 | 16340 | 16340 | 16340 | 16340 | 16340 | 16340 | 16340 | 16340 | 16340 | 16340 | 16340 | 16340 | 16340 | 16340 | 16340 | 16340 | 16340 | 16340 | 16340 | 16340 | 16340 | 16340 | 16340 | 16340 | 16340 | 16340 | 16340 | 16340 | 16340 | 16340 | 16340 | 16340 | 16340 | 16340 | 16340 | 16340 | 16340 | 16340 | 16340 | 16340 | 16340 | 16340 | 16340 | 16340 | 16340 | 16340 | 16340 | 16340 | 16340 | 16340 | 16340 | 16340 | 16340 | 16340 | 16340 | 16340 | 16340 | 16340 | 16340 | 16340 | 16340 | 16340 | 16340 | 16340 | 16340 | 16340 | 16340 | 16340 | 16340 | 16340 | 16340 | 16340 | 16340 | 16340 | 16340 | 16340 | 16340 | 16340 | 16340 | 16340 | 16340 | 16340 | 16340 | 16340 | 16340 | 16340 | 16340 | 16340 | 16340 | 16340 | 16340 | 16340 | 16340 | 16340 | 16340 | 16340 | 16340 | 16340 | 16340 | 16340 | 16340 | 16340 | 16340 | 16340 | 16340 | 16340 | 16340 | 16340 | 16340 | 16340 | 16340 | 16340 | 16340 | 16340 | 16340 | 16340 | 16340 | 16340 | 16340 | 16340 | 16340 | 16340 | 16340 | 16340 | 16340 | 16340 | 16340 | 16340 | 16340 | 16340 | 16340 | 16340 | 16340 | 16340 | 16340 | 16340 | 16340 | 16340 | 16340 | 16340 | 16340 | 16340 | 16340 | 16340 | 16340 | 16340 | 16340 | 16340 | 16340 | 16340 | 16340 | 16340 | 16340 | 16340 | 16340 | 16340 | 16340 | 16340 | 16340 | 16340 | 16340 | 16340 | 16340 | 16340 | 16340 | 16340 | 16340 | 16340 | 16340 | 16340 | 16340 | 16340 | 16340 | 16340 | 16340 | 16340 | 16340 | 16340 | 16340 | 16340 | 16340 | 16340 | 16340 | 16340 | 16340 | 16340 | 16340 | 16340 | 16340 | 16340 | 16340 | 16340 | 16340 | 16340 | 16340 | 16340 | 16340 | 16340 | 16340 | 16340 | 16340 | 16340 | 16340 | 16340 | 16340 | 16340 | 16340 | 16340 | 16340 | 16340 | 16340 | 16340 | 16340 | 16340 | 16340 | 16340 | 16340 | 16340 | 16340 | 16340 | 16340 | 16340 | 16340 | 16340 | 16340 | 16340 | 16340 | 16340 | 16340 | 16340 | 16340 | 16340 | 16340 | 16340 | 16340 | 16340 | 16340 | 16340 | 16340 | 16340 | 16340 | 16340 | 16340 | 16340 | 16340 | 16340 | 16340 | 16340 | 16340 | 16340 | 16340 | 16340 | 16340 | 16340 | 16340 | 16340 | 16340 | 16340 | 16340 | 16340 | 16340 | 16340 | 16340 | 16340 | 16340 | 16340 | 16340 | 16340 | 16340 | 16340 | 16340 | 16340 | 16340 | 16340 | 16340 | 16340 | 16340 | 16340 | 16340 | 16340 | 16340 | 16340 | 16340 | 16340 | 16340 | 16340 | 16340 | 16340 | 16340 | 16340 | 16340 | 16340 | 16340 | 16340 | 16340 | 16340 | 16340 | 16340 | 16340 | 16340 | 16340 | 16340 | 16340 | 16340 | 16340 | 16340 | 16340 | 16340 | 16340 | 16340 | 16340 | 16340 | 16340 | 16340 | 16340 | 16340 | 16340 | 16340 | 16340 | 16340 | 16340 | 16340 | 16340 | 16340 | 16340 | 16340 | 16340 | 16340 | 16340 | 16340 | 16340 | 16340 | 16340 | 16340 | 16340 | 16340 | 16340 | 16340 | 16340 | 16340 | 16340 | 16340 | 16340 | 16340 | 16340 | 16340 | 16340 | 16340 | 16340 | 16340 | 16340 | 16340 | 16340 | 16340 | 16340 | 16340
16342 | American Coolair | FGXM54EN | 54" | Y | B | 32100 | 23.2 | 30300 | 20.7 | 0.82 | 16342 | 16342 | 16342 | 16342 | 16342 | 16342 | 16342 | 16342 | 16342 | 16342 | 16342 | 16342 | 16342 | 16342 | 16342 | 16342 | 16342 | 16342 | 16342 | 16342 | 16342 | 16342 | 16342 | 16342 | 16342 | 16342 | 16342 | 16342 | 16342 | 16342 | 16342 | 16342 | 16342 | 16342 | 16342 | 16342 | 16342 | 16342 | 16342 | 16342 | 16342 | 16342 | 16342 | 16342 | 16342 | 16342 | 16342 | 16342 | 16342 | 16342 | 16342 | 16342 | 16342 | 16342 | 16342 | 16342 | 16342 | 16342 | 16342 | 16342 | 16342 | 16342 | 16342 | 16342 | 16342 | 16342 | 16342 | 16342 | 16342 | 16342 | 16342 | 16342 | 16342 | 16342 | 16342 | 16342 | 16342 | 16342 | 16342 | 16342 | 16342 | 16342 | 16342 | 16342 | 16342 | 16342 | 16342 | 16342 | 16342 | 16342 | 16342 | 16342 | 16342 | 16342 | 16342 | 16342 | 16342 | 16342 | 16342 | 16342 | 16342 | 16342 | 16342 | 16342 | 16342 | 16342 | 16342 | 16342 | 16342 | 16342 | 16342 | 16342 | 16342 | 16342 | 16342 | 16342 | 16342 | 16342 | 16342 | 16342 | 16342 | 16342 | 16342 | 16342 | 16342 | 16342 | 16342 | 16342 | 16342 | 16342 | 16342 | 16342 | 16342 | 16342 | 16342 | 16342 | 16342 | 16342 | 16342 | 16342 | 16342 | 16342 | 16342 | 16342 | 16342 | 16342 | 16342 | 16342 | 16342 | 16342 | 16342 | 16342 | 16342 | 16342 | 16342 | 16342 | 16342 | 16342 | 16342 | 16342 | 16342 | 16342 | 16342 | 16342 | 16342 | 16342 | 16342 | 16342 | 16342 | 16342 | 16342 | 16342 | 16342 | 16342 | 16342 | 16342 | 16342 | 16342 | 16342 | 16342 | 16342 | 16342 | 16342 | 16342 | 16342 | 16342 | 16342 | 16342 | 16342 | 16342 | 16342 | 16342 | 16342 | 16342 | 16342 | 16342 | 16342 | 16342 | 16342 | 16342 | 16342 | 16342 | 16342 | 16342 | 16342 | 16342 | 16342 | 16342 | 16342 | 16342 | 16342 | 16342 | 16342 | 16342 | 16342 | 16342 | 16342 | 16342 | 16342 | 16342 | 16342 | 16342 | 16342 | 16342 | 16342 | 16342 | 16342 | 16342 | 16342 | 16342 | 16342 | 16342 | 16342 | 16342 | 16342 | 16342 | 16342 | 16342 | 16342 | 16342 | 16342 | 16342 | 16342 | 16342 | 16342 | 16342 | 16342 | 16342 | 16342 | 16342 | 16342 | 16342 | 16342 | 16342 | 16342 | 16342 | 16342 | 16342 | 16342 | 16342 | 16342 | 16342 | 16342 | 16342 | 16342 | 16342 | 16342 | 16342 | 16342 | 16342 | 16342 | 16342 | 16342 | 16342 | 16342 | 16342 | 16342 | 16342 | 16342 | 16342 | 16342 | 16342 | 16342 | 16342 | 16342 | 16342 | 16342 | 16342 | 16342 | 16342 | 16342 | 16342 | 16342 | 16342 | 16342 | 16342 | 16342 | 16342 | 16342 | 16342 | 16342 | 16342 | 16342 | 16342 | 16342 | 16342 | 16342 | 16342 | 16342 | 16342 | 16342 | 16342 | 16342 | 16342 | 16342 | 16342 | 16342 | 16342 | 16342 | 16342 | 16342 | 16342 | 16342 | 16342 | 16342 | 16342 | 16342 | 16342 | 16342 | 16342 | 16342 | 16342 | 16342 | 16342 | 16342 | 16342 | 16342 | 16342 | 16342 | 16342 | 16342 | 16342 | 16342 | 16342 | 16342 | 16342 | 16342 | 16342 | 16342 | 16342 | 16342 | 16342 | 16342 | 16342 | 16342 | 16342 | 16342 | 16342 | 16342 | 16342 | 16342 | 16342 | 16342 | 16342 | 16342 | 16342 | 16342 | 16342 | 16342 | 16342 | 16342 | 16342 | 16342 | 16342 | 16342 | 16342 | 16342 | 16342 | 16342 | 16342 | 16342 | 16342 | 16342 | 16342 | 16342 | 16342 | 16342 | 16342 | 16342 | 16342 | 16342 | 16342 | 16342 | 16342 | 16342 | 16342 | 16342 | 16342 | 16342 | 16342 | 16342 | 16342 | 16342 | 16342 | 16342 | 16342 | 16342 | 16342 | 16342 | 16342 | 16342 | 16342 | 16342 | 16342 | 16342 | 16342 | 16342 | 16342 | 16342 | 16342 | 16342 | 16342 | 16342 | 16342 | 16342 | 16342 | 16342 | 16342 | 16342 | 16342 | 16342 | 16342 | 16342 | 16342 | 16342 | 16342 | 16342 | 16342 | 16342 | 16342 | 16342 | 16342 | 16342 | 16342 | 16342 | 16342 | 16342 | 16342 | 16342 | 16342 | 16342 | 16342 | 16342 | 16342 | 16342 | 16342 | 16342 | 16342 | 16342 | 16342 | 16342 | 16342 | 16342 | 16342 | 16342 | 16342 | 16342 | 16342 | 16342 | 16342 | 16342 | 16342 | 16342 | 16342 | 16342 | 16342 | 16342 | 16342 | 16342 | 16342 | 16342 | 16342 | 16342 | 16342 | 16342 | 16342 | 16342 | 16342 | 16342 | 16342 | 16342 | 16342 | 16342 | 16342 | 16342 | 16342 | 16342 | 16342 | 16342 | 16342 | 16342 | 16342 | 16342 | 16342 | 16342 | 16342 | 16342 | 16342 | 16342 | 16342 | 16342 | 16342 | 16342 | 16342 | 16342 | 16342 | 16342 | 16342 | 16342 | 16342 | 16342 | 16342 | 16342 | 16342 | 16342 | 16342 | 16342 | 16342 | 16342 | 16342 | 16342 | 16342 | 16342 | 16342 | 16342 | 16342 | 16342 | 16342 | 16342 | 16342 | 16342 | 16342 | 16342 | 16342 | 16342 | 16342 | 16342 | 16342 | 16342 | 16342 | 16342 | 16342 | 16342 | 16342 | 16342 | 16342 | 16342 | 16342 | 16342 | 16342 | 16342 | 16342 | 16342 | 16342 | 16342 | 16342 | 16342 | 16342 | 16342 | 16342 | 16342 | 16342 | 16342 | 16342 | 16342 | 16342 | 16342 | 16342 | 16342 | 16342 | 16342 | 16342 | 16342 | 16342 | 16342 | 16342 | 16342 | 16342 | 16342 | 16342 | 16342 | 16342 | 16342 | 16342 | 16342 | 16342 | 16342 | 16342 | 16342 | 16342 | 16342 | 16342 | 16342 | 16342 | 16342 | 16342 | 16342 | 16342 | 16342 | 16342 | 16342 | 16342 | 16342 | 16342 | 16342 | 16342 | 16342 | 16342 | 16342 | 16342 | 16342 | 16342 | 16342 | 16342 | 16342 | 16342 | 16342 | 16342 | 16342 | 16342 | 16342 | 16342 | 16342 | 16342 | 16342 | 16342 | 16342 | 16342 | 16342 | 16342 | 16342 | 16342 | 16342 | 16342 | 16342 | 16342 | 16342 | 16342 | 16342 | 16342 | 16342 | 16342 | 16342 | 16342 | 16342 | 16342 | 16342 | 16342 | 16342 | 16342 | 16342 | 16342 | 16342 | 16342 | 16342 | 16342 | 16342 | 16342 | 16342 | 16342 | 16342 | 16342 | 16342 | 16342 | 16342 | 16342 | 16342 | 16342 | 16342 | 16342 | 16342 | 16342 | 16342 | 16342 | 16342 | 16342 | 16342 | 16342 | 16342 | 16342 | 16342 | 16342 | 16342 | 16342 | 16342 | 16342 | 16342 | 16342 | 16342 | 16342 | 16342 | 16342 | 16342 | 16342 | 16342 | 16342 | 16342 | 16342 | 16342 | 16342 | 16342 | 16342 | 16342 | 16342 | 16342 | 16342 | 16342 | 16342 | 16342 | 16342 | 16342 | 16342 | 16342 | 16342 | 16342 | 16342 | 16342 | 16342 | 16342 | 16342 | 16342 | 16342 | 16342 | 16342 | 16342 | 16342 | 16342 | 16342 | 16342 | 16342 | 16342 | 16342 | 16342 | 16342 | 16342 | 16342 | 16342 | 16342 | 16342 | 16342 | 16342 | 16342 | 16342 | 16342 | 16342 | 16342 | 16342 | 16342 | 16342 | 16342 | 16342 | 16342 | 16342 | 16342 | 16342 | 16342 | 16342 | 16342 | 16342 | 16342 | 16342 | 16342 | 16342 | 16342 | 16342 | 16342 | 16342 | 16342 | 16342 | 16342 | 16342 | 16342 | 16342 | 16342 | 16342 | 16342 | 16342 | 16342 | 16342 | 16342 | 16342 | 16342 | 16342 | 16342 | 16342 | 16342 | 16342 | 16342 | 16342 | 16342 | 16342 | 16342 | 16342 | 16342 | 16342 | 16342 | 16342 | 16342 | 16342 | 16342 | 16342 | 16342 | 16342 | 16342 | 16342 | 16342 | 16342 | 16342 | 16342 | 16342 | 16342 | 16342 | 16342 | 16342 | 16342 | 16342 | 16342 | 16342 | 16342 | 16342 | 16342 | 16342 | 16342 | 16342 | 16342 | 16342 | 16342 | 16342 | 16342 | 16342 | 16342 | 16342 | 16342 | 16342 | 16342 | 16342 | 16342 | 16342 | 16342 | 16342 | 16342 | 16342 | 16342 | 16342 | 16342 | 16342 | 16342 | 16342 | 16342 | 16342 | 16342 | 16342 | 16342 | 16342 | 16342 | 16342 | 16342 | 16342 | 16342 | 16342 | 16342 | 16342 | 16342 | 16342 | 16342 | 16342 | 16342 | 16342 | 16342 | 16342 | 16342 | 16342 | 16342 | 16342 | 16342 | 16342 | 16342 | 16342 | 16342 | 16342 | 16342 | 16342 | 16342 | 16342 | 16342 | 16342 | 16342 | 16342 | 16342 | 16342 | 16342 | 16342 | 16342 | 16342 | 16342 | 16342 | 16342 | 16342 | 16342 | 16342 | 16342 | 16342 | 16342 | 16342 | 16342 | 16342 | 16342 | 16342 | 16342 | 16342 | 16342 | 16342 | 16342 | 16342 | 16342 | 16342 | 16342 | 16342 | 16342 | 16342 | 16342 | 16342 | 16342 | 16342 | 16342 | 16342 | 16342 | 16342 | 16342 | 16342 | 16342 | 16342 | 16342 | 16342 | 16342 | 16342 | 16342 | 16342 | 16342 | 16342 | 16342 | 16342 | 16342 | 16342 | 16342 | 16342 | 16342 | 16342 | 16342 | 16342 | 16342 | 16342 | 16342 | 16342 | 16342 | 16342 | 16342 | 16342 | 16342 | 16342 | 16342 | 16342 | 16342 | 16342 | 16342 | 16342 | 16342 | 16342 | 16342 | 16342 | 16342 | 16342 | 16342 | 16342 | 16342 | 16342 | 16342 | 16342 | 16342 | 16342 | 16342 | 16342 | 16342 | 16342 | 16342 | 16342 | 16342 | 16342 | 16342 | 16342 | 16342 | 16342 | 16342 | 16342 | 16342 | 16342 | 16342 | 16342 | 16342 | 16342 | 16342 | 16342 | 16342 | 16342 | 16342 | 16342 | 16342 | 16342 | 16342 | 16342 | 16342 | 16342 | 16342 | 16342 | 16342 | 16342 | 16342 | 16342 | 16342 | 16342 | 16342 | 16342 | 16342 | 16342 | 16342 | 16342 | 16342 | 16342 | 16342 | 16342 | 16342 | 16342 | 16342 | 16342 | 16342 | 16342 | 16342 | 16342 | 16342 | 16342 | 16342 | 16342 | 16342 | 16342 | 16342 | 16342 | 16342 | 16342 | 16342 | 16342 | 16342 | 16342 | 16342 | 16342 | 16342 | 16342 | 16342 | 16342 | 16342 | 16342 | 16342 | 16342 | 16342 | 16342 | 16342 | 16342 | 16342 | 16342 | 16342 | 16342 | 16342 | 16342 | 16342 | 16342 | 16342 | 16342 | 16342 | 16342 | 16342 | 16342 | 16342 | 16342 | 16342 | 16342 | 16342 | 16342 | 16342 | 16342 | 16342 | 16342 | 16342 | 16342 | 16342 | 16342 | 16342 | 16342 | 16342 | 16342 | 16342 | 16342 | 16342 | 16342 | 16342 | 16342 | 16342 | 16342 | 16342 | 16342 | 16342 | 16342 | 16342 | 16342 | 16342 | 16342 | 16342 | 16342 | 16342 | 16342 | 16342 | 16342 | 16342 | 16342 | 16342 | 16342 | 16342 | 16342 | 16342 | 16342 | 16342 | 16342 | 16342 | 16342 | 16342 | 16342 | 16342 | 16342 | 16342 | 16342 | 16342 | 16342 | 16342 | 16342 | 16342 | 16342 | 16342 | 16342 | 16342 | 16342 | 16342 | 16342 | 16342 | 16342 | 16342 | 16342 | 16342 | 16342 | 16342 | 16342 | 16342 | 16342 | 16342 | 16342 | 16342 | 16342 | 16342 | 16342 | 16342 | 16342 | 16342 | 16342 | 16342 | 16342 | 16342 | 16342 | 16342 | 16342 | 16342 | 16342 | 16342 | 16342 | 16342 | 16342 | 16342 | 16342 | 16342 | 16342 | 16342 | 16342 | 16342 | 16342 | 16342 | 16342 | 16342 | 16342 | 16342 | 16342 | 16342 | 16342 | 16342 | 16342 | 16342 | 16342 | 16342 | 16342 | 16342 | 16342 | 16342 | 16342 | 16342 | 16342 | 16342 | 16342 | 16342 | 16342 | 16342 | 16342 | 16342 | 16342 | 16342 | 16342 | 16342 | 16342 | 16342 | 16342 | 16342 | 16342 | 16342 | 16342 | 16342 | 16342 | 16342 | 16342 | 16342 | 16342 | 16342 | 16342 | 16342 | 16342 | 16342 | 16342 | 16342 | 16342 | 16342 | 16342 | 16342 | 16342 | 16342 | 16342 | 16342 | 16342 | 16342 | 16342 | 16342 | 16342 | 16342 | 16342 | 16342 | 16342 | 16342 | 16342 | 16342 | 16342 | 16342 | 16342 | 16342 | 16342 | 16342 | 16342 | 16342 | 16342 | 16342 | 16342 | 16342 | 16342 | 16342 | 16342 | 16342 | 16342 | 16342 | 16342 | 16342 | 16342 | 16342 | 16342 | 16342 | 16342 | 16342 | 16342 | 16342 | 16342 | 16342 | 16342 | 16342 | 16342 | 16342 | 16342 | 16342 | 16342 | 16342 | 16342 | 16342 | 16342 | 16342 | 16342 | 16342 | 16342 | 16342 | 16342 | 16342 | 16342 | 16342 | 16342 | 16342 | 16342 | 16342 | 16342 | 16342 | 16342 | 16342 | 16342 | 16342 | 16342 | 16342 | 16342 | 16342 | 16342 | 16342 | 16342 | 16342 | 16342 | 16342 | 16342 | 16342 | 16342 | 16342 | 16342 | 16342 | 16342 | 16342 | 16342 | 16342 | 16342 | 16342 | 16342 | 16342 | 16342 | 16342 | 16342 | 16342 | 16342 | 16342 | 16342 | 16342 | 16342 | 16342 | 16342 | 16342 | 16342 | 16342 | 16342 | 16342 | 16342 | 16342 | 16342 | 16342 | 16342 | 16342 | 16342 | 16342 | 16342 | 16342 | 16342 | 16342 | 16342 | 16342 | 16342 | 16342 | 16342 | 16342 | 16342 | 16342 | 16342 | 16342 | 16342 | 16342 | 16342 | 16342 | 16342 | 16342 | 16342 | 16342 | 16342 | 16342 | 16342 | 16342 | 16342 | 16342 | 16342 | 16342 | 16342 | 16342 | 16342 | 16342 | 16342 | 16342 | 16342 | 16342 | 16342 | 16342 | 16342 | 16342 | 16342 | 16342 | 16342 | 16342 | 16342 | 16342 | 16342 | 16342 | 16342 | 16342 | 16342 | 16342 | 16342 | 16342 | 16342 | 16342 | 16342 | 16342 | 16342 | 16342 | 16342 | 16342 | 16342 | 16342 | 16342 | 16342 | 16342 | 16342 | 16342 | 16342 | 16342 | 16342 | 16342 | 16342 | 16342 | 16342 | 16342 | 16342 | 16342 | 16342 | 16342 | 16342 | 16342 | 16342 | 16342 | 16342 | 16342 | 16342 | 16342 | 16342 | 16342 | 16342 | 16342 | 16342 | 16342 | 16342 | 16342 | 16342 | 16342 | 16342 | 16342 | 16342 | 16342 | 16342 | 16342 | 16342 | 16342 | 16342 | 16342 | 16342 | 16342 | 16342 | 16342 | 16342 | 16342 | 16342 | 16342 | 16342 | 16342 | 16342 | 16342 | 16342 | 16342 | 16342 | 16342 | 16342 | 16342 | 16342 | 16342 | 16342 | 16342 | 16342 | 16342 | 16342 | 16342 | 16342 | 16342 | 16342 | 16342 | 16342 | 16342 | 16342 | 16342 | 16342 | 16342 | 16342 | 16342 | 16342 | 16342 | 16342 | 16342 | 16342 | 16342 | 16342 | 16342 | 16342 | 16342 | 16342 | 16342 | 16342 | 16342 | 16342 | 16342 | 16342 | 16342 | 16342 | 16342 | 16342 | 16342 | 16342 | 16342 | 16342 | 16342 | 16342 | 16342 | 16342 | 16342 | 16342 | 16342 | 16342 | 16342 | 16342 | 16342 | 16342 | 16342 | 16342 | 16342 | 16342 | 16342 | 16342 | 16342 | 16342 | 16342 | 16342 | 16342 | 16342 | 16342 | 16342 | 16342 | 16342 | 16342 | 16342 | 16342 | 16342 | 16342 | 16342 | 16342 | 16342 | 16342 | 16342 | 16342 | 16342 | 16342 | 16342 | 16342 | 16342 | 16342 | 16342 | 16342 | 16342 | 16342 | 16342 | 16342 | 16342 | 16342 | 16342 | 16342 | 16342 | 16342 | 16342 | 16342 | 16342 | 16342 | 16342 | 16342 | 16342 | 16342 | 16342 | 16342 | 16342 | 16342 | 16342 | 16342 | 16342 | 16342 | 16342 | 16342 | 16342 | 16342 | 16342 | 16342 | 16342 | 16342 | 16342 | 16342 | 16342 | 16342 | 16342 | 16342 | 16342 | 16342 | 16342 | 16342 | 16342 | 16342 | 16342 | 16342 | 16342 | 16342 | 16342 | 16342 | 16342 | 16342 | 16342 | 16342 | 16342 | 16342 | 16342 | 16342 | 16342 | 16342 | 16342 | 16342 | 16342 | 16342 | 16342 | 16342 | 16342 | 16342 | 16342 | 16342 | 16342 | 16342 | 16342 | 16342 | 16342 | 16342 | 16342 | 16342 | 16342 | 16342 | 16342 | 16342 | 16342 | 16342 | 16342 | 16342 | 16342 | 16342 | 16342 | 16342 | 16342 | 16342 | 16342 | 16342 | 16342 | 16342 | 16342 | 16342 | 16342 | 16342 | 16342 | 16342 | 16342 | 16342 | 16342 | 16342 | 16342 | 16342 | 16342 | 16342 | 16342 | 16342 | 16342 | 16342 | 16342 | 16342 | 16342 | 16342 | 16342 | 16342 | 16342 | 16342 | 16342 | 16342 | 16342 | 16342 | 16342 | 16342 | 16342 | 16342 | 16342 | 16342 | 16342 | 16342 | 16342 | 16342 | 16342 | 16342 | 16342 | 16342 | 16342 | 16342 | 16342 | 16342 | 16342 | 16342 | 16342 | 16342 | 16342 | 16342 | 16342 | 16342 | 16342 | 16342 | 16342 | 16342 | 16342 | 16342 | 16342 | 16342 | 16342 | 16342 | 16342 | 16342 | 16342 | 16342 | 16342 | 16342 | 16342 | 16342 | 16342 | 16342 | 16342 | 16342 | 16342 | 16342 | 16342 | 16342 | 16342 | 16342 | 16342 | 16342 | 16342 | 16342 | 16342 | 16342 | 16342 | 16342 | 16342 | 16342 | 16342 | 16342 | 16342 | 16342 | 16342 | 16342 | 16342 | 16342 | 16342 | 16342 | 16342 | 16342 | 16342 | 16342 | 16342 | 16342 | 16342 | 16342 | 16342 | 16342 | 16342 | 16342 | 16342 | 16342 | 16342 | 16342 | 16342 | 16342 | 16342 | 16342 | 16342 | 16342 | 16342 | 16342 | 16342 | 16342 | 16342 | 16342 | 16342 | 16342 | 16342 | 16342 | 16342 | 16342 | 16342 | 16342 | 16342 | 16342 | 16342 | 16342 | 16342 | 16342 | 16342 | 16342 | 16342 | 16342 | 16342 | 16342 | 16342 | 16342 | 16342 | 16342 | 16342 | 16342 | 16342 | 16342 | 16342 | 16342 | 16342 | 16342 | 16342 | 16342 | 16342 | 16342 | 16342 | 16342 | 16342 | 16342 | 16342 | 16342 | 16342 | 16342 | 16342 | 16342 | 16342 | 16342 | 16342 | 16342 | 16342 | 16342 | 16342 | 16342 | 16342 | 16342 | 16342 | 16342 | 16342 | 16342 | 16342 | 16342 | 16342 | 16342 | 16342 | 16342 | 16342 | 16342 | 16342 | 16342 | 16342 | 16342 | 16342 | 16342 | 16342 | 16342 | 16342 | 16342 | 16342 | 16342 | 16342 | 16342 | 16342 | 16342 | 16342 | 16342 | 16342 | 16342 | 16342 | 16342 | 16342 | 16342 | 16342 | 16342 | 16342 | 16342 | 16342 | 16342 | 16342 | 16342 | 16342 | 16342 | 16342 | 16342 | 16342 | 16342 | 16342 | 16342 | 16342 | 16342 | 16342 | 16342 | 16342 | 16342 | 16342 | 16342 | 16342 | 16342 | 16342 | 16342 | 16342 | 16342 | 16342 | 16342 | 16342 | 16342 | 16342 | 16342 | 16342 | 16342 | 16342 | 16342 | 16342 | 16342 | 16342 | 16342 | 16342 | 16342 | 16342 | 16342 | 16342 | 16342 | 16342 | 16342 | 16342 | 16342 | 16342 | 16342 | 16342 | 16342 | 16342 | 16342 | 16342 | 16342 | 16342 | 16342 | 16342 | 16342 | 16342 | 16342 | 16342 | 16342 | 16342 | 16342 | 16342 | 16342 | 16342 | 16342 | 16342 | 16342 | 16342 | 16342 | 16342 | 16342 | 16342 | 16342 | 16342 | 16342 | 16342 | 16342 | 16342 | 16342 | 16342 | 16342 | 16342 | 16342 | 16342 | 16342 | 16342 | 16342 | 16342 | 16342 | 16342 | 16342 | 16342 | 16342 | 16342 | 16342 | 16342 | 16342 | 16342 | 16342 | 16342 | 16342 | 16342 | 16342 | 16342 | 16342 | 16342 | 16342 | 16342 | 16342 | 16342 | 16342 | 16342 | 16342 | 16342 | 16342 | 16342 | 16342 | 16342 | 16342 | 16342 | 16342 | 16342 | 16342 | 16342 | 16342 | 16342 | 16342 | 16342 | 16342 | 16342 | 16342 | 16342 | 16342 | 16342 | 16342 | 16342 | 16342 | 16342 | 16342 | 16342 | 16342 | 16342 | 16342 | 16342 | 16342 | 16342 | 16342 | 16342 | 16342 | 16342 | 16342 | 16342 | 16342 | 16342 | 16342 | 16342 | 16342 | 16342 | 16342 | 16342 | 16342 | 16342 | 16342 | 16342 | 16342 | 16342 | 16342 | 16342 | 16342 | 16342 | 16342 | 16342 | 16342 | 16342 | 16342 | 16342 | 16342 | 16342 | 16342 | 16342 | 16342 | 16342 | 16342 | 16342 | 16342 | 16342 | 16342 | 16342 | 16342 | 16342 | 16342 | 16342 | 16342 | 16342 | 16342 | 16342 | 16342 | 16342 | 16342 | 16342 | 16342 | 16342 | 16342 | 16342 | 16342 | 16342 | 16342 | 16342 | 16342 | 16342 | 16342 | 16342 | 16342 | 16342 | 16342 | 16342 | 16342 | 16342 | 16342 | 16342 | 16342 | 16342 | 16342 | 16342 | 16342 | 16342 | 16342 | 16342 | 16342 | 16342 | 16342 | 16342 | 16342 | 16342 | 16342 | 16342 | 16342 | 16342 | 16342 | 16342 | 16342 | 16342 | 16342 | 16342 | 16342 | 16342 | 16342 | 16342 | 16342 | 16342 | 16342 | 16342 | 16342 | 16342 | 16342 | 16342 | 16342 | 16342 | 16342 | 16342 | 16342 | 16342 | 16342 | 16342 | 16342 | 16342 | 16342 | 16342 | 16342 | 16342 | 16342 | 16342 | 16342 | 16342 | 16342 | 16342 | 16342 | 16342 | 16342 | 16342 | 16342 | 16342 | 16342 | 16342 | 16342 | 16342 | 16342 | 16342 | 16342 | 16342 | 16342 | 16342 | 16342 | 16342 | 16342 | 16342 | 16342 | 16342 | 16342 | 16342 | 16342 | 16342 | 16342 | 16342 | 16342 | 16342 | 16342 | 16342 | 16342 | 16342 | 16342 | 16342 | 16342 | 16342 | 16342 | 16342 | 16342 | 16342 | 16342 | 16342 | 16342 | 16342 | 16342 | 16342 | 16342 | 16342 | 16342 | 16342 | 16342 | 16342 | 16342 | 16342 | 16342 | 16342 | 16342 | 16342 | 16342 | 16342 | 16342 | 16342 | 16342 | 16342 | 16342 | 16342 | 16342 | 16342 | 16342 | 16342 | 16342 | 16342 | 16342 | 16342 | 16342 | 16342 | 16342 | 16342 | 16342 | 16342 | 16342 | 16342 | 16342 | 16342 | 16342 | 16342 | 16342 | 16342 | 16342 | 16342 | 16342 | 16342 | 16342 | 16342 | 16342 | 16342 | 16342 | 16342 | 16342 | 16342 | 16342 | 16342 | 16342 | 16342 | 16342 | 16342 | 16342 | 16342 | 16342 | 16342 | 16342 | 16342 | 16342 | 16342 | 16342 | 16342 | 16342 | 16342 | 16342 | 16342 | 16342 | 16342 | 16342 | 16342 | 16342 | 16342 | 16342 | 16342 | 16342 | 16342 | 16342 | 16342 | 16342 | 16342 | 16342 | 16342 | 16342 | 16342 | 16342 | 16342 | 16342 | 16342 | 16342 | 16342 | 16342 | 16342 | 16342 | 16342 | 16342 | 16342 | 16342 | 16342 | 16342 | 16342 | 16342 | 16342 | 16342 | 16342 | 16342 | 16342 | 16342 | 16342 | 16342 | 16342 | 16342 | 16342 | 16342 | 16342 | 16342 | 16342 | 16342 | 16342 | 16342 | 16342 | 16342 | 16342 | 16342 | 16342 | 16342 | 16342 | 16342 | 16342 | 16342 | 16342 | 16342 | 16342 | 16342 | 16342 | 16342 | 16342 | 16342 | 16342 | 16342 | 16342 | 16342 | 16342 | 16342 | 16342 | 16342 | 16342 | 16342 | 16342 | 16342 | 16342 | 16342 | 16342 | 16342 | 16342 | 16342 | 16342 | 16342 | 16342 | 16342 | 16342 | 16342 | 16342 | 16342 | 16342 | 16342 | 16342 | 16342 | 16342 | 16342 | 16342 | 16342 | 16342 | 16342 | 16342 | 16342 | 16342 | 16342 | 16342 | 16342 | 16342 | 16342 | 16342 | 16342 | 16342 | 16342 | 16342 | 16342 | 16342 | 16342 | 16342 | 16342 | 16342 | 16342 | 16342 | 16342 | 16342 | 16342 | 16342 | 16342 | 16342 | 16342 | 16342 | 16342 | 16342 | 16342 | 16342 | 16342 | 16342 | 16342 | 16342 | 16342 | 16342 | 16342 | 16342 | 16342 | 16342 | 16342 | 16342 | 16342 | 16342 | 16342 | 16342 | 16342 | 16342 | 16342 | 16342 | 16342 | 16342 | 16342 | 16342 | 16342 | 16342 | 16342 | 16342 | 16342 | 16342 | 16342 | 16342 | 16342 | 16342 | 16342 | 16342 | 16342 | 16342 | 16342 | 16342 | 16342 | 16342 | 16342 | 16342 | 16342 | 16342 | 16342 | 16342 | 16342 | 16342 | 16342 | 16342 | 16342 | 16342 | 16342 | 16342 | 16342 | 16342 | 16342 | 16342 | 16342 | 16342 | 16342 | 16342 | 16342 | 16342 | 16342 | 16342 | 16342 | 16342 | 16342 | 16342 | 16342 | 16342 | 16342 | 16342 | 16342 | 16342 | 16342 | 16342 | 16342 | 16342 | 16342 | 16342 | 16342 | 16342 | 16342 | 16342 | 16342 | 16342 | 16342 | 16342 | 16342 | 16342 | 16342 | 16342 | 16342 | 16342 | 16342 | 16342 | 16342 | 16342 | 16342 | 16342 | 16342 | 16342 | 16342 | 16342 | 16342 | 16342 | 16342 | 16342 | 16342 | 16342 | 16342 | 16342 | 16342 | 16342 | 16342 | 16342 | 16342 | 16342 | 16342 | 16342 | 16342 | 16342 | 16342 | 16342 | 16342 | 16342 | 16342 | 16342 | 16342 | 16342 | 16342 | 16342 | 16342 | 16342 | 16342 | 16342 | 16342 | 16342 | 16342 | 16342 | 16342 | 16342 | 16342 | 16342 | 16342 | 16342 | 16342 | 16342 | 16342 | 16342 | 16342 | 16342 | 16342 | 16342 | 16342 | 16342 | 16342 | 16342 | 16342 | 16342 | 16342 | 16342 | 16342 | 16342 | 16342 | 16342 | 16342 | 16342 | 16342 | 16342 | 16342 | 16342 | 16342 | 16342 | 16342 | 16342 | 16342 | 16342 | 16342 | 16342 | 16342 | 16342 | 16342 | 16342 | 16342 | 16342 | 16342 | 16342 | 16342 | 16342 | 16342 | 16342 | 16342 | 16342 | 16342 | 16342 | 16342 | 16342 | 16342 | 16342 | 16342 | 16342 | 16342 | 16342 | 16342 | 16342 | 16342 | 16342 | 16342 | 16342 | 16342 | 16342 | 16342 | 16342 | 16342 | 16342 | 16342 | 16342 | 16342 | 16342 | 16342 | 16342 | 16342 | 16342 | 16342 | 16342 | 16342 | 16342 | 16342 | 16342 | 16342 | 16342 | 16342 | 16342 | 16342 | 16342 | 16342 | 16342 | 16342 | 16342 | 16342 | 16342 | 16342 | 16342 | 16342 | 16342 | 16342 | 16342 | 16342 | 16342 | 16342 | 16342 | 16342 | 16342 | 16342 | 16342 | 16342 | 16342 | 16342 | 16342 | 16342 | 16342 | 16342 | 16342 | 16342 | 16342 | 16342 | 16342 | 16342 | 16342 | 16342 | 16342 | 16342 | 16342 | 16342 | 16342 | 16342 | 16342 | 16342 | 16342 | 16342 | 16342 | 16342 | 16342 | 16342 | 16342 | 16342 | 16342 | 16342 | 16342 | 16342 | 16342 | 16342 | 16342 | 16342 | 16342 | 16342 | 16342 | 16342 | 16342 | 16342 | 16342 | 16342 | 16342 | 16342 | 16342 | 16342 | 16342 | 16342 | 16342 | 16342 | 16342 | 16342 | 16342 | 16342 | 16342 | 16342 | 16342 | 16342 | 16342 | 16342 | 16342 | 16342 | 16342 | 16342 | 16342 | 16342 | 16342 | 16342 | 16342 | 16342 | 16342 | 16342 | 16342 | 16342 | 16342 | 16342 | 16342 | 16342 | 16342 | 16342 | 16342 | 16342 | 16342 | 16342 | 16342 | 16342 | 16342 | 16342 | 16342 | 16342 | 16342 | 16342 | 16342 | 16342 | 16342 | 16342 | 16342 | 16342 | 16342 | 16342 | 16342 | 16342 | 16342 | 16342 | 16342 | 16342 | 16342 | 16342 | 16342 | 16342 | 16342 | 16342 | 16342 | 16342 | 16342 | 16342 | 16342 | 16342 | 16342 | 16342 | 16342 | 16342 | 16342 | 16342 | 16342 | 16342 | 16342 | 16342 | 16342 | 16342 | 16342 | 16342 | 16342 | 16342 | 16342 | 16342 | 16342 | 16342 | 16342 | 16342 | 16342 | 16342 | 16342 | 16342 | 16342 | 16342 | 16342 | 16342 | 16342 | 16342 | 16342 | 16342 | 16342 | 16342 | 16342 | 16342 | 16342 | 16342 | 16342 | 16342 | 16342 | 16342 | 16342 | 16342 | 16342 | 16342 | 16342 | 16342 | 16342 | 16342 | 16342 | 16342 | 16342 | 16342 | 16342 | 16342 | 16342 | 16342 | 16342 | 16342 | 16342 | 16342 | 16342 | 16342 | 16342 | 16342 | 16342 | 16342 | 16342 | 16342 | 16342 | 16342 | 16342 | 16342 | 16342 | 16342 | 16342 | 16342 | 16342 | 16342 | 16342 | 16342 | 16342 | 16342 | 16342 | 16342 | 16342 | 16342 | 16342 | 16342 | 16342 | 16342 | 16342 | 16342 | 16342 | 16342 | 16342 | 16342 | 16342 | 16342 | 16342 | 16342 | 16342 | 16342 | 16342 | 16342 | 16342 | 16342 | 16342 | 16342 | 16342 | 16342 | 16342 | 16342 | 16342 | 16342 | 16342 | 16342 | 16342 | 16342 | 16342 | 16342 | 16342 | 16342 | 16342 | 16342 | 16342 | 16342 | 16342 | 16342 | 16342 | 16342 | 16342 | 16342 | 16342 | 16342 | 16342 | 16342 | 16342 | 16342 | 16342 | 16342 | 16342 | 16342 | 16342 | 16342 | 16342 | 16342 | 16342 | 16342 | 16342 | 16342 | 16342 | 16342 | 16342 | 16342 | 16342 | 16342 | 16342 | 16342 | 16342 | 16342 | 16342 | 16342 | 16342 | 16342 | 16342 | 16342 | 16342 | 16342 | 16342 | 16342 | 16342 | 16342 | 16342 | 16342 | 16342 | 16342 | 16342 | 16342 | 16342 | 16342 | 16342 | 16342 | 16342 | 16342 | 16342 | 16342 | 16342 | 16342 | 16342 | 16342 | 16342 | 16342 | 16342 | 16342 | 16342 | 16342 | 16342 | 16342 | 16342 | 16342 | 16342 | 16342 | 16342 | 16342 | 16342 | 16342 | 16342 | 16342 | 16342 | 16342 | 16342 | 16342 | 16342 | 16342 | 16342 | 16342 | 16342 | 16342 | 16342 | 16342 | 16342 | 16342 | 16342 | 16342 | 16342 | 16342 | 16342 | 16342 | 16342 | 16342 | 16342 | 16342 | 16342 | 16342 | 16342 | 16342 | 16342 | 16342 | 16342 | 16342 | 16342 | 16342 | 16342 | 16342 | 16342 | 16342 | 16342 | 16342 | 16342 | 16342 | 16342 | 16342 | 16342 | 16342 | 16342 | 16342 | 16342 | 16342 | 16342 | 16342 | 16342 | 16342 | 16342 | 16342 | 16342 | 16342 | 16342 | 16342 | 16342 | 16342 | 16342 | 16342 | 16342 | 16342 | 16342 | 16342 | 16342 | 16342 | 16342 | 16342 | 16342 | 16342 | 16342 | 16342 | 16342 | 16342 | 16342 | 16342 | 16342 | 16342 | 16342 | 16342 | 16342 | 16342 | 16342 | 16342 | 16342 | 16342 | 16342 | 16342 | 16342 | 16342 | 16342 | 16342 | 16342 | 16342 | 16342 | 16342 | 16342 | 16342 | 16342 | 16342 | 16342 | 16342 | 16342 | 16342 | 16342 | 16342 | 16342 | 16342 | 16342 | 16342 | 16342 | 16342 | 16342 | 16342 | 16342 | 16342 | 16342 | 16342 | 16342 | 16342 | 16342 | 16342 | 16342 | 16342 | 16342 | 16342 | 16342 | 16342 | 16342 | 16342 | 16342 | 16342 | 16342 | 16342 | 16342 | 16342 | 16342 | 16342 | 16342 | 16342 | 16342 | 16342 | 16342 | 16342 | 16342 | 16342 | 16342 | 16342 | 16342 | 16342 | 16342 | 16342 | 16342 | 16342 | 16342 | 16342 | 16342 | 16342 | 16342 | 16342 | 16342 | 16342 | 16342 | 16342 | 16342 | 16342 | 16342 | 16342 | 16342 | 16342 | 16342 | 16342 | 16342 | 16342 | 16342 | 16342 | 16342 | 16342 | 16342 | 16342 | 16342 | 16342 | 16342 | 16342 | 16342 | 16342 | 16342 | 16342 | 16342 | 16342 | 16342 | 16342 | 16342 | 16342 | 16342 | 16342 | 16342 | 16342 | 16342 | 16342 | 16342 | 16342 | 16342 | 16342 | 16342 | 16342 | 16342 | 16342 | 16342 | 16342 | 16342 | 16342 | 16342 | 16342 | 16342 | 16342 | 16342 | 16342 | 16342 | 16342 | 16342 | 16342 | 16342 | 16342 | 16342 | 16342 | 16342 | 16342 | 16342 | 16342 | 16342 | 16342 | 16342 | 16342 | 16342 | 16342 | 16342 | 16342 | 16342 | 16342 | 16342 | 16342 | 16342 | 16342 | 16342 | 16342 | 16342 | 16342 | 16342 | 16342 | 16342 | 16342 | 16342 | 16342 | 16342 | 16342 | 16342 | 16342 | 16342 | 16342 | 16342 | 16342 | 16342 | 16342 | 16342 | 16342 | 16342 | 16342 | 16342 | 16342 | 16342 | 16342 | 16342 | 16342 | 16342 | 16342 | 16342 | 16342 | 16342 | 16342 | 16342 | 16342 | 16342 | 16342 | 16342 | 16342 | 16342 | 16342 | 16342 | 16342 | 16342 | 16342 | 16342 | 16342 | 16342 | 16342 | 16342 | 16342 | 16342 | 16342 | 16342 | 16342 | 16342 | 16342 | 16342 | 16342 | 16342 | 16342 | 16342 | 16342 | 16342 | 16342 | 16342 | 16342 | 16342 | 16342 | 16342 | 16342 | 16342 | 16342 | 16342 | 16342 | 16342 | 16342 | 16342 | 16342 | 16342 | 16342 | 16342 | 16342 | 16342 | 16342 | 16342 | 16342 | 16342 | 16342 | 16342 | 16342 | 16342 | 16342 | 16342 | 16342 | 16342 | 16342 | 16342 | 16342 | 16342 | 16342 | 16342 | 16342 | 16342 | 16342 | 16342 | 16342 | 16342 | 16342 | 16342 | 16342 | 16342 | 16342 | 16342 | 16342 | 16342 | 16342 | 16342 | 16342 | 16342 | 16342 | 16342 | 16342 | 16342 | 16342 | 16342 | 16342 | 16342 | 16342 | 16342 | 16342 | 16342 | 16342 | 16342 | 16342 | 16342 | 16342 | 16342 | 16342 | 16342 | 16342 | 16342 | 16342 | 16342 | 16342 | 16342 | 16342 | 16342 | 16342 | 16342 | 16342 | 16342 | 16342 | 16342 | 16342 | 16342 | 16342 | 16342 | 16342 | 16342 | 16342 | 16342 | 16342 | 16342 | 16342 | 16342 | 16342 | 16342 | 16342 | 16342 | 16342 | 16342 | 16342 | 16342 | 16342 | 16342 | 16342 | 16342 | 16342 | 16342 | 16342 | 16342 | 16342 | 16342 | 16342 | 16342 | 16342 | 16342 | 16342 | 16342 | 16342 | 16342 | 16342 | 16342 | 16342 | 16342 | 16342 | 16342 | 16342 | 16342 | 16342 | 16342 | 16342 | 16342 | 16342 | 16342 | 16342 | 16342 | 16342 | 16342 | 16342 | 16342 | 16342 | 16342 | 16342 | 16342 | 16342 | 16342 | 16342 | 16342 | 16342 | 16342 | 16342 | 16342 | 16342 | 16342 | 16342 | 16342 | 16342 | 16342 | 16342 | 16342 | 16342 | 16342 | 16342 | 16342 | 16342 | 16342 | 16342 | 16342 | 16342 | 16342 | 16342 | 16342 | 16342 | 16342 | 16342 | 16342 | 16342 | 16342 | 16342 | 16342 | 16342 | 16342 | 16342 | 16342 | 16342 | 16342 | 16342 | 16342 | 16342 | 16342 | 16342 | 16342 | 16342 | 16342 | 16342 | 16342 | 16342 | 16342 | 16342 | 16342 | 16342 | 16342 | 16342 | 16342 | 16342 | 16342 | 16342 | 16342 | 16342 | 16342 | 16342 | 16342 | 16342 | 16342 | 16342 | 16342 | 16342 | 16342 | 16342 | 16342 | 16342 | 16342 | 16342 | 16342 | 16342 | 16342 | 16342 | 16342 | 16342 | 16342 | 16342 | 16342 | 16342 | 16342 | 16342 | 16342 | 16342 | 16342 | 16342 | 16342 | 16342 | 16342 | 16342 | 16342 | 16342 | 16342 | 16342 | 16342 | 16342 | 16342 | 16342 | 16342 | 16342 | 16342 | 16342 | 16342 | 16342 | 16342 | 16342 | 16342 | 16342 | 16342 | 16342 | 16342 | 16342 | 16342 | 16342 | 16342 | 16342 | 16342 | 16342 | 16342 | 16342 | 16342 | 16342 | 16342 | 16342 | 16342 | 16342 | 16342 | 16342 | 16342 | 16342 | 16342 | 16342 | 16342 | 16342 | 16342 | 16342 | 16342 | 16342 | 16342 | 16342 | 16342 | 16342 | 16342 | 16342 | 16342 | 16342 | 16342 | 16342 | 16342 | 16342 | 16342 | 16342 | 16342 | 16342 | 16342 | 16342 | 16342 | 16342 | 16342 | 16342 | 16342 | 16342 | 16342 | 16342 | 16342 | 16342 | 16342 | 16342 | 16342 | 16342 | 16342 | 16342 | 16342 | 16342 | 16342 | 16342 | 16342 | 16342 | 16342 | 16342 | 16342 | 16342 | 16342 | 16342 | 16342 | 16342 | 16342 | 16342 | 16342 | 16342 | 16342 | 16342 | 16342 | 16342 | 16342 | 16342 | 16342 | 16342 | 16342 | 16342 | 16342 | 16342 | 16342 | 16342 | 16342 | 16342 | 16342 | 16342 | 16342 | 16342 | 16342 | 16342 | 16342 | 16342 | 16342 | 16342 | 16342 | 16342 | 16342 | 16342 | 16342 | 16342 | 16342 | 16342 | 16342 | 16342 | 16342 | 16342 | 16342 | 16342 | 16342 | 16342 | 16342 | 16342 | 16342 | 16342 | 16342 | 16342 | 16342 | 16342 | 16342 | 16342 | 16342 | 16342 | 16342 | 16342 | 16342 | 16342 | 16342 | 16342 | 16342 | 16342 | 16342 | 16342 | 16342 | 16342 | 16342 | 16342 | 16342 | 16342 | 16342 | 16342 | 16342 | 16342 | 16342 | 16342 | 16342 | 16342 | 16342 | 16342 | 16342 | 16342 | 16342 | 16342 | 16342 | 16342 | 16342 | 16342 | 16342 | 16342 | 16342 | 16342 | 16342 | 16342 | 16342 | 16342 | 16342 | 16342 | 16342 | 16342 | 16342 | 16342 | 16342 | 16342 | 16342 | 16342 | 16342 | 16342 | 16342 | 16342 | 16342 | 16342 | 16342 | 16342 | 16342 | 16342 | 16342 | 16342 | 16342 | 16342 | 16342 | 16342 | 16342 | 16342 | 16342 | 16342 | 16342 | 16342 | 16342 | 16342 | 16342 | 16342 | 16342 | 16342 | 16342 | 16342 | 16342 | 16342 | 16342 | 16342 | 16342 | 16342 | 16342 | 16342 | 16342 | 16342 | 16342 | 16342 | 16342 | 16342 | 16342 | 16342 | 16342 | 16342 | 16342 | 16342 | 16342 | 16342 | 16342 | 16342 | 16342 | 16342 | 16342 | 16342 | 16342 | 16342 | 16342 | 16342 | 16342 | 16342 | 16342 | 16342 | 16342 | 16342 | 16342 | 16342 | 16342 | 16342 | 16342 | 16342 | 16342 | 16342 | 16342 | 16342 | 16342 | 16342 | 16342 | 16342 | 16342 | 16342 | 16342 | 16342 | 16342 | 16342 | 16342 | 16342 | 16342 | 16342 | 16342 | 16342 | 16342 | 16342 | 16342 | 16342 | 16342 | 16342 | 16342 | 16342 | 16342 | 16342 | 16342 | 16342 | 16342 | 16342 | 16342 | 16342 | 16342 | 16342 | 16342 | 16342 | 16342 | 16342 | 16342 | 16342 | 16342 | 16342 | 16342 | 16342 | 16342 | 16342 | 16342 | 16342 | 16342 | 16342 | 16342 | 16342 | 16342 | 16342 | 16342 | 16342 | 16342 | 16342 | 16342 | 16342 | 16342 | 16342 | 16342 | 16342 | 16342 | 16342 | 16342 | 16342 | 16342 | 16342 | 16342 | 16342 | 16342 | 16342 | 16342 | 16342 | 16342 | 16342 | 16342 | 16342 | 16342 | 16342 | 16342 | 16342 | 16342 | 16342 | 16342 | 16342 | 16342 | 16342 | 16342 | 16342 | 16342 | 16342 | 16342 | 16342 | 16342 | 16342 | 16342 | 16342 | 16342 | 16342 | 16342 | 16342 | 16342 | 16342 | 16342 | 16342 | 16342 | 16342 | 16342 | 16342 | 16342 | 16342 | 16342 | 16342 | 16342 | 16342 | 16342 | 16342 | 16342 | 16342 | 16342 | 16342 | 16342 | 16342 | 16342 | 16342 | 16342 | 16342 | 16342 | 16342 | 16342 | 16342 | 16342 | 16342 | 16342 | 16342 | 16342 | 16342 | 16342 | 16342 | 16342 | 16342 | 16342 | 16342 | 16342 | 16342 | 16342 | 16342 | 16342 | 16342 | 16342 | 16342 | 16342 | 16342 | 16342 | 16342 | 16342 | 16342 | 16342 | 16342 | 16342 | 16342 | 16342 | 16342 | 16342 | 16342 | 16342 | 16342 | 16342 | 16342 | 16342 | 16342 | 16342 | 16342 | 16342 | 16342 | 16342 | 16342 | 16342 | 16342 | 16342 | 16342 | 16342 | 16342 | 16342 | 16342 | 16342 | 16342 | 16342 | 16342 | 16342 | 16342 | 16342 | 16342 | 16342 | 16342 | 16342 | 16342 | 16342 | 16342 | 16342 | 16342 | 16342 | 16342 | 16342 | 16342 | 16342 | 16342 | 16342 | 16342 | 16342 | 16342 | 16342 | 16342 | 16342 | 16342 | 16342 | 16342 | 16342 | 16342 | 16342 | 16342 | 16342 | 16342 | 16342 | 16342 | 16342 | 16342 | 16342 | 16342 | 16342 | 16342 | 16342 | 16342 | 16342 | 16342 | 16342 | 16342 | 16342 | 16342 | 16342 | 16342 | 16342 | 16342 | 16342 | 16342 | 16342 | 16342 | 16342 | 16342 | 16342 | 16342 | 16342 | 16342 | 16342 | 16342 | 16342 | 16342 | 16342 | 16342 | 16342 | 16342 | 16342 | 16342 | 16342 | 16342 | 16342 | 16342 | 16342 | 16342 | 16342 | 16342 | 16342 | 16342 | 16342 | 16342 | 16342 | 16342 | 16342 | 16342 | 16342 | 16342 | 16342 | 16342 | 16342 | 16342 | 16342 | 16342 | 16342 | 16342 | 16342 | 16342 | 16342 | 16342 | 16342 | 16342 | 16342 | 16342 | 16342 | 16342 | 16342 | 16342 | 16342 | 16342 | 16342 | 16342 | 16342 | 16342 | 16342 | 16342 | 16342 | 16342 | 16342 | 16342 | 16342 | 16342 | 16342 | 16342 | 16342 | 16342 | 16342 | 16342 | 16342 | 16342 | 16342 | 16342 | 16342 | 16342 | 16342 | 16342 | 16342 | 16342 | 16342 | 16342 | 16342 | 16342 | 16342 | 16342 | 16342 | 16342 | 16342 | 16342 | 16342 | 16342 | 16342 | 16342 | 16342 | 16342 | 16342 | 16342 | 16342 | 16342 | 16342 | 16342 | 16342 | 16342 | 16342 | 16342 | 16342 | 16342 | 16342 | 16342 | 16342 | 16342 | 16342 | 16342 | 16342 | 16342 | 16342 | 16342 | 16342 | 16342 | 16342 | 16342 | 16342 | 16342 | 16342 | 16342 | 16342 | 16342 | 16342 | 16342 | 16342 | 16342 | 16342 | 16342 | 16342 | 16342 | 16342 | 16342 | 16342 | 16342 | 16342 | 16342 | 16342 | 16342 | 16342 | 16342 | 16342 | 16342 | 16342 | 16342 | 16342 | 16342 | 16342 | 16342 | 16342 | 16342 | 16342 | 16342 | 16342 | 16342 | 16342 | 16342 | 16342 | 16342 | 16342 | 16342 | 16342 | 16342 | 16342 | 16342 | 16342 | 16342 | 16342 | 16342 | 16342 | 16342 | 16342 | 16342 | 16342 | 16342 | 16342 | 16342 | 16342 | 16342 | 16342 | 16342 | 16342 | 16342 | 16342 | 16342 | 16342 | 16342 | 16342 | 16342 | 16342 | 16342 | 16342 | 16342 | 16342 | 16342 | 16342 | 16342 | 16342 | 16342 | 16342 | 16342 | 16342 | 16342 | 16342 | 16342 | 16342 | 16342 | 16342 | 16342 | 16342 | 16342 | 16342 | 16342 | 16342 | 16342 | 16342 | 16342 | 16342 | 16342 | 16342 | 16342 | 16342 | 16342 | 16342 | 16342 | 16342 | 16342 | 16342 | 16342 | 16342 | 16342 | 16342 | 16342 | 16342 | 16342 | 16342 | 16342 | 16342 | 16342 | 16342 | 16342 | 16342 | 16342 | 16342 | 16342 | 16342 | 16342 | 16342 | 16342 | 16342 | 16342 | 16342 | 16342 | 16342 | 16342 | 16342 | 16342 | 16342 | 16342 | 16342 | 16342 | 16342 | 16342 | 16342 | 16342 | 16342 | 16342 | 16342 | 16342 | 16342 | 16342 | 16342 | 16342 | 16342 | 16342 | 16342 | 16342 | 16342 | 16342 | 16342 | 16342 | 16342 | 16342 | 16342 | 16342 | 16342 | 16342 | 16342 | 16342 | 16342 | 16342 | 16342 | 16342 | 16342 | 16342 | 16342 | 16342 | 16342 | 16342 | 16342 | 16342 | 16342 | 16342 | 16342 | 16342 | 16342 | 16342 | 16342 | 16342 | 16342 | 16342 | 16342 | 16342 | 16342 | 16342 | 16342 | 16342 | 16342 | 16342 | 16342 | 16342 | 16342 | 16342 | 16342 | 16342 | 16342 | 16342 | 16342 | 16342 | 16342 | 16342 | 16342 | 16342 | 16342 | 16342 | 16342 | 16342 | 16342 | 16342 | 16342 | 16342 | 16342 | 16342 | 16342 | 16342 | 16342 | 16342 | 16342 | 16342 | 16342 | 16342 | 16342 | 16342 | 16342 | 16342 | 16342 | 16342 | 16342 | 16342 | 16342 | 16342 | 16342 | 16342 | 16342 | 16342 | 16342 | 16342 | 16342 | 16342 | 16342 | 16342 | 16342 | 16342 | 16342 | 16342 | 16342 | 16342 | 16342 | 16342 | 16342 | 16342 | 16342 | 16342 | 16342 | 16342 | 16342 | 16342 | 16342 | 16342 | 16342 | 16342 | 16342 | 16342 | 16342 | 16342 | 16342 | 16342 | 16342 | 16342 | 16342 | 16342 | 16342 | 16342 | 16342 | 16342 | 16342 | 16342 | 16342 | 16342 | 16342 | 16342 | 16342 | 16342 | 16342 | 16342 | 16342 | 16342 | 16342 | 16342 | 16342 | 16342 | 16342 | 16342 | 16342 | 16342 | 16342 | 16342 | 16342 | 16342 | 16342 | 16342 | 16342 | 16342 | 16342 | 16342 | 16342 | 16342 | 16342 | 16342 | 16342 | 16342 | 16342 | 16342 | 16342 | 16342 | 16342 | 16342 | 16342 | 16342 | 16342 | 16342 | 16342 | 16342 | 16342 | 16342 | 16342 | 16342 | 16342 | 16342 | 16342 | 16342 | 16342 | 16342 | 16342 | 16342 | 16342 | 16342 | 16342 | 16342 | 16342 | 16342 | 16342 | 16342 | 16342 | 16342 | 16342 | 16342 | 16342 | 16342 | 16342 | 16342 | 16342 | 16342 | 16342 | 16342 | 16342 | 16342 | 16342 | 16342 | 16342 | 16342 | 16342 | 16342 | 16342 | 16342 | 16342 | 16342 | 16342 | 16342 | 16342 | 16342 | 16342 | 16342 | 16342 | 16342 | 16342 | 16342 | 16342 | 16342 | 16342 | 16342 | 16342 | 16342 | 16342 | 16342 | 16342 | 16342 | 16342 | 16342 | 16342 | 16342 | 16342 | 16342 | 16342 | 16342 | 16342 | 16342 | 16342 | 16342 | 16342 | 16342 | 16342 | 16342 | 16342 | 16342 | 16342 | 16342 | 16342 | 16342 | 16342 | 16342 | 16342 | 16342 | 16342 | 16342 | 16342 | 16342 | 16342 | 16342 | 16342 | 16342 | 16342 | 16342 | 16342 | 16342 | 16342 | 16342 | 16342 | 16342 | 16342 | 16342 | 16342 | 16342 | 16342 | 16342 | 16342 | 16342 | 16342 | 16342 | 16342 | 16342 | 16342 | 16342 | 16342 | 16342 | 16342 | 16342 | 16342 | 16342 | 16342 | 16342 | 16342 | 16342 | 16342 | 16342 | 16342 | 16342 | 16342 | 16342 | 16342 | 16342 | 16342 | 16342 | 16342 | 16342 | 16342 | 16342 | 16342 | 16342 | 16342 | 16342 | 16342 | 16342 | 16342 | 16342 | 16342 | 16342 | 16342 | 16342 | 16342 | 16342 | 16342 | 16342 | 16342 | 16342 | 16342 | 16342 | 16342 | 16342 | 16342 | 16342 | 16342 | 16342 | 16342 | 16342 | 16342 | 16342 | 16342 | 16342 | 16342 | 16342 | 16342 | 16342 | 16342 | 16342 | 16342 | 16342 | 16342 | 16342 | 16342 | 16342 | 16342 | 16342 | 16342 | 16342 | 16342 | 16342 | 16342 | 16342 | 16342 | 16342 | 16342 | 16342 | 16342 | 16342 | 16342 | 16342 | 16342 | 16342 | 16342 | 16342 | 16342 | 16342 | 16342 | 16342 | 16342 | 16342 | 16342 | 16342 | 16342 | 16342 | 16342 | 16342 | 16342 | 16342 | 16342 | 16342 | 16342 | 16342 | 16342 | 16342 | 16342 | 16342 | 16342 | 16342 | 16342 | 16342 | 16342 | 16342 | 16342 | 16342 | 16342 | 16342 | 16342 | 16342 | 16342 | 16342 | 16342 | 16342 | 16342 | 16342 | 16342 | 16342 | 16342 | 16342 | 16342 | 16342 | 16342 | 16342 | 16342 | 16342 | 16342 | 16342 | 16342 | 16342 | 16342 | 16342 | 16342 | 16342 | 16342 | 16342 | 16342 | 16342 | 16342 | 16342 | 16342 | 16342 | 16342 | 16342 | 16342 | 16342 | 16342 | 16342 | 16342 | 16342 | 16342 | 16342 | 16342 | 16342 | 16342 | 16342 | 16342 | 16342 | 16342 | 16342 | 16342 | 16342 | 16342 | 16342 | 16342 | 16342 | 16342 | 16342 | 16342 | 16342 | 16342 | 16342 | 16342 | 16342 | 16342 | 16342 | 16342 | 16342 | 16342 | 16342 | 16342 | 16342 | 16342 | 16342 | 16342 | 16342 | 16342 | 16342 | 16342 | 16342 | 16342 | 16342 | 16342 | 16342 | 16342 | 16342 | 16342 | 16342 | 16342 | 16342 | 16342 | 16342 | 16342 | 16342 | 16342 | 16342 | 16342 | 16342 | 16342 | 16342 | 16342 | 16342 | 16342 | 16342 | 16342 | 16342 | 16342 | 16342 | 16342 | 16342 | 16342 | 16342 | 16342 | 16342 | 16342 | 16342 | 16342 | 16342 | 16342 | 16342 | 16342 | 16342 | 16342 | 16342 | 16342 | 16342 | 16342 | 16342 | 16342 | 16342 | 16342 | 16342 | 16342 | 16342 | 16342 | 16342 | 16342 | 16342 | 16342 | 16342 | 16342 | 16342 | 16342 | 16342 | 16342 | 16342 | 16342 | 16342 | 16342 | 16342 | 16342 | 16342 | 16342 | 16342 | 16342 | 16342 | 16342 | 16342 | 16342 | 16342 | 16342 | 16342 | 16342 | 16342 | 16342 | 16342 | 16342 | 16342 | 16342 | 16342 | 16342 | 16342 | 16342 | 16342 | 16342 | 16342 | 16342 | 16342 | 16342 | 16342 | 16342 | 16342 | 16342 | 16342 | 16342 | 16342 | 16342 | 16342 | 16342 | 16342 | 16342 | 16342 | 16342 | 16342 | 16342 | 16342 | 16342 | 16342 | 16342 | 16342 | 16342 | 16342 | 16342 | 16342 | 16342 | 16342 | 16342 | 16342 | 16342 | 16342 | 16342 | 16342 | 16342 | 16342 | 16342 | 16342 | 16342 | 16342 | 16342 | 16342 | 16342 | 16342 | 16342 | 16342 | 16342 | 16342 | 16342 | 16342 | 16342 | 16342 | 16342 | 16342 | 16342 | 16342 | 16342 | 16342 | 16342 | 16342 | 16342 | 16342 | 16342 | 16342 | 16342 | 16342 | 16342 | 16342 | 16342 | 16342 | 16342 | 16342 | 16342 | 16342 | 16342 | 16342 | 16342 | 16342 | 16342 | 16342 | 16342 | 16342 | 16342 | 16342 | 16342 | 16342 | 16342 | 16342 | 16342 | 16342 | 16342 | 16342 | 16342 | 16342 | 16342 | 16342 | 16342 | 16342 | 16342 | 16342 | 16342 | 16342 | 16342 | 16342 | 16342 | 16342 | 16342 | 16342 | 16342 | 16342 | 16342 | 16342 | 16342 | 16342 | 16342 | 16342 | 16342 | 16342 | 16342 | 16342 | 16342 | 16342 | 16342 | 16342 | 16342 | 16342 | 16342 | 16342 | 16342 | 16342 | 16342 | 16342 | 16342 | 16342 | 16342 | 16342 | 16342 | 16342 | 16342 | 16342 | 16342 | 16342 | 16342 | 16342 | 16342 | 16342 | 16342 | 16342 | 16342 | 16342 | 16342 | 16342 | 16342 | 16342 | 16342 | 16342 | 16342 | 16342 | 16342 | 16342 | 16342 | 16342 | 16342 | 16342 | 16342 | 16342 | 16342 | 16342 | 16342 | 16342 | 16342 | 16342 | 16342 | 16342 | 16342 | 16342 | 16342 | 16342 | 16342 | 16342 | 16342 | 16342 | 16342 | 16342 | 16342 | 16342 | 16342 | 16342 | 16342 | 16342 | 16342 | 16342 | 16342 | 16342 | 16342 | 16342 | 16342 | 16342 | 16342 | 16342 | 16342 | 16342 | 16342 | 16342 | 16342 | 16342 | 16342 | 16342 | 16342 | 16342 | 16342 | 16342 | 16342 | 16342 | 16342 | 16342 | 16342 | 16342 | 16342 | 16342 | 16342 | 16342 | 16342 | 16342 | 16342 | 16342 | 16342 | 16342 | 16342 | 16342 | 16342 | 16342 | 16342 | 16342 | 16342 | 16342 | 16342 | 16342 | 16342 | 16342 | 16342 | 16342 | 16342 | 16342 | 16342 | 16342 | 16342 | 16342 | 16342 | 16342 | 16342 | 16342 | 16342 | 16342 | 16342 | 16342 | 16342 | 16342 | 16342 | 16342 | 16342 | 16342 | 16342 | 16342 | 16342 | 16342 | 16342 | 16342 | 16342 | 16342 | 16342 | 16342 | 16342 | 16342 | 16342 | 16342 | 16342 | 16342 | 16342 | 16342 | 16342 | 16342 | 16342 | 16342 | 16342 | 16342 | 16342 | 16342 | 16342 | 16342 | 16342 | 16342 | 16342 | 16342 | 16342 | 16342 | 16342 | 16342 | 16342 | 16342 | 16342 | 16342 | 16342 | 16342 | 16342 | 16342 | 16342 | 16342 | 16342 | 16342 | 16342 | 16342 | 16342 | 16342 | 16342 | 16342 | 16342 | 16342 | 16342 | 16342 | 16342 | 16342 | 16342 | 16342 | 16342 | 16342 | 16342 | 16342 | 16342 | 16342 | 16342 | 16342 | 16342 | 16342 | 16342 | 16342 | 16342 | 16342 | 16342 | 16342 | 16342 | 16342 | 16342 | 16342 | 16342 | 16342 | 16342 | 16342 | 16342 | 16342 | 16342 | 16342 | 16342 | 16342 | 16342 | 16342 | 16342 | 16342 | 16342 | 16342 | 16342 | 16342 | 16342 | 16342 | 16342 | 16342 | 16342 | 16342 | 16342 | 16342 | 16342 | 16342 | 16342 | 16342 | 16342 | 16342 | 16342 | 16342 | 16342 | 16342 | 16342 | 16342 | 16342 | 16342 | 16342 | 16342 | 16342 | 16342 | 16342 | 16342 | 16342 | 16342 | 16342 | 16342 | 16342 | 16342 | 16342 | 16342 | 16342 | 16342 | 16342 | 16342 | 16342 | 16342 | 16342 | 16342 | 16342 | 16342 | 16342 | 16342 | 16342 | 16342 | 16342 | 16342 | 16342 | 16342 | 16342 | 16342 | 16342 | 16342 | 16342 | 16342 | 16342 | 16342 | 16342 | 16342 | 16342 | 16342 | 16342 | 16342 | 16342 | 16342 | 16342 | 16342 | 16342 | 16342 | 16342 | 16342 | 16342 | 16342 | 16342 | 16342 | 16342 | 16342 | 16342 | 16342 | 16342 | 16342 | 16342 | 16342 | 16342 | 16342 | 16342 | 16342 | 16342 | 16342 | 16342 | 16342 | 16342 | 16342 | 16342 | 16342 | 16342 | 16342 | 16342 | 16342 | 16342 | 16342 | 16342 | 16342 | 16342 | 16342 | 16342 | 16342 | 16342 | 16342 | 16342 | 16342 | 16342 | 16342 | 16342 | 16342 | 16342 | 16342 | 16342 | 16342 | 16342 | 16342 | 16342 | 16342 | 16342 | 16342 | 16342 | 16342 | 16342 | 16342 | 16342 | 16342 | 16342 | 16342 | 16342 | 16342 | 16342 | 16342 | 16342 | 16342 | 16342 | 16342 | 16342 | 16342 | 16342 | 16342 | 16342 | 16342 | 16342 | 16342 | 16342 | 16342 | 16342 | 16342 | 16342 | 16342 | 16342 | 16342 | 16342 | 16342 | 16342 | 16342 | 16342 | 16342 | 16342 | 16342 | 16342 | 16342 | 16342 | 16342 | 16342 | 16342 | 16342 | 16342 | 16342 | 16342 | 16342 | 16342 | 16342 | 16342 | 16342 | 16342 | 16342 | 16342 | 16342 | 16342 | 16342 | 16342 | 16342 | 16342 | 16342 | 16342 | 16342 | 16342 | 16342 | 16342 | 16342 | 16342 | 16342 | 16342 | 16342 | 16342 | 16342 | 16342 | 16342 | 16342 | 16342 | 16342 | 16342 | 16342 | 16342 | 16342 | 16342 | 16342 | 16342 | 16342 | 16342 | 16342 | 16342 | 16342 | 16342 | 16342 | 16342 | 16342 | 16342 | 16342 | 16342 | 16342 | 16342 | 16342 | 16342 | 16342 | 16342 | 16342 | 16342 | 16342 | 16342 | 16342 | 16342 | 16342 | 16342 | 16342 | 16342 | 16342 | 16342 | 16342 | 16342 | 16342 | 16342 | 16342 | 16342 | 16342 | 16342 | 16342 | 16342 | 16342 | 16342 | 16342 | 16342 | 16342 | 16342 | 16342 | 16342 | 16342 | 16342 | 16342 | 16342 | 16342 | 16342 | 16342 | 16342 | 16342 | 16342 | 16342 | 16342 | 16342 | 16342 | 16342 | 16342 | 16342 | 16342 | 16342 | 16342 | 16342 | 16342 | 16342 | 16342 | 16342 | 16342 | 16342 | 16342 | 16342 | 16342 | 16342 | 16342 | 16342 | 16342 | 16342 | 16342 | 16342 | 16342 | 16342 | 16342 | 16342 | 16342 | 16342 | 16342 | 16342 | 16342 | 16342 | 16342 | 16342 | 16342 | 16342 | 16342 | 16342 | 16342 | 16342 | 16342 | 16342 | 16342 | 16342 | 16342 | 16342 | 16342 | 16342 | 16342 | 16342 | 16342 | 16342 | 16342 | 16342 | 16342 | 16342 | 16342 | 16342 | 16342 | 16342 | 16342 | 16342 | 16342 | 16342 | 16342 | 16342 | 16342 | 16342 | 16342 | 16342 | 16342 | 16342 | 16342 | 16342 | 16342 | 16342 | 16342 | 16342 | 16342 | 16342 | 16342 | 16342 | 16342 | 16342 | 16342 | 16342 | 16342 | 16342 | 16342 | 16342 | 16342 | 16342 | 16342 | 16342 | 16342 | 16342 | 16342 | 16342 | 16342 | 16342 | 16342 | 16342 | 16342 | 16342 | 16342 | 16342 | 16342 | 16342 | 16342 | 16342 | 16342 | 16342 | 16342 | 16342 | 16342 | 16342 | 16342 | 16342 | 16342 | 16342 | 16342 | 16342 | 16342 | 16342 | 16342 | 16342 | 16342 | 16342 | 16342 | 16342 | 16342 | 16342 | 16342 | 16342 | 16342 | 16342 | 16342 | 16342 | 16342 | 16342 | 16342 | 16342 | 16342 | 16342 | 16342 | 16342 | 16342 | 16342 | 16342 | 16342 | 16342 | 16342 | 16342 | 16342 | 16342 | 16342 | 16342 | 16342 | 16342 | 16342 | 16342 | 16342 | 16342 | 16342 | 16342 | 16342 | 16342 | 16342 | 16342 | 16342 | 16342 | 16342 | 16342 | 16342 | 16342 | 16342 | 16342 | 16342 | 16342 | 16342 | 16342 | 16342 | 16342 | 16342 | 16342 | 16342 | 16342 | 16342 | 16342 | 16342 | 16342 | 16342 | 16342 | 16342 | 16342 | 16342 | 16342 | 16342 | 16342 | 16342 | 16342 | 16342 | 16342 | 16342 | 16342 | 16342 | 16342 | 16342 | 16342 | 16342 | 16342 | 16342 | 16342 | 16342 | 16342 | 16342 | 16342 | 16342 | 16342 | 16342 | 16342 | 16342 | 16342 | 16342 | 16342 | 16342 | 16342 | 16342 | 16342 | 16342 | 16342 | 16342 | 16342 | 16342 | 16342 | 16342 | 16342 | 16342 | 16342 | 16342 | 16342 | 16342 | 16342 | 16342 | 16342 | 16342 | 16342 | 16342 | 16342 | 16342 | 16342 | 16342 | 16342 | 16342 | 16342 | 16342 | 16342 | 16342 | 16342 | 16342 | 16342 | 16342 | 16342 | 16342 | 16342 | 16342 | 16342 | 16342 | 16342 | 16342 | 16342 | 16342 | 16342 | 16342 | 16342 | 16342 | 16342 | 16342 | 16342 | 16342 | 16342 | 16342 | 16342 | 16342 | 16342 | 16342 | 16342 | 16342 | 16342 | 16342 | 16342 | 16342 | 16342 | 16342 | 16342 | 16342 | 16342 | 16342 | 16342 | 16342 | 16342 | 16342 | 16342 | 16342 | 16342 | 16342 | 16342 | 16342 | 16342 | 16342 | 16342 | 16342 | 16342 | 16342 | 16342 | 16342 | 16342 | 16342 | 16342 | 16342 | 16342 | 16342 | 16342 | 16342 | 16342 | 16342 | 16342 | 16342 | 16342 | 16342 | 16342 | 16342 | 16342 | 16342 | 16342 | 16342 | 16342 | 16342 | 16342 | 16342 | 16342 | 16342 | 16342 | 16342 | 16342 | 16342 | 16342 | 16342 | 16342 | 16342 | 16342 | 16342 | 16342 | 16342 | 16342 | 16342 | 16342 | 16342 | 16342 | 16342 | 16342 | 16342 | 16342 | 16342 | 16342 | 16342 | 16342 | 16342 | 16342 | 16342 | 16342 | 16342 | 16342 | 16342 | 16342 | 16342 | 16342 | 16342 | 16342 | 16342 | 16342 | 16342 | 16342 | 16342 | 16342 | 16342 | 16342 | 16342 | 16342 | 16342 | 16342 | 16342 | 16342 | 16342 | 16342 | 16342 | 16342 | 16342 | 16342 | 16342 | 16342 | 16342 | 16342 | 16342 | 16342 | 16342 | 16342 | 16342 | 16342 | 16342 | 16342 | 16342 | 16342 | 16342 | 16342 | 16342 | 16342 | 16342 | 16342 | 16342 | 16342 | 16342 | 16342 | 16342 | 16342 | 16342 | 16342 | 16342 | 16342 | 16342 | 16342 | 16342 | 16342 | 16342 | 16342 | 16342 | 16342 | 16342 | 16342 | 16342 | 16342 | 16342 | 16342 | 16342 | 16342 | 16342 | 16342 | 16342 | 16342 | 16342 | 16342 | 16342 | 16342 | 16342 | 16342 | 16342 | 16342 | 16342 | 16342 | 16342 | 16342 | 16342 | 16342 | 16342 | 16342 | 16342 | 16342 | 16342 | 16342 | 16342 | 16342 | 16342 | 16342 | 16342 | 16342 | 16342 | 16342 | 16342 | 16342 | 16342 | 16342 | 16342 | 16342 | 16342 | 16342 | 16342 | 16342 | 16342 | 16342 | 16342 | 16342 | 16342 | 16342 | 16342 | 16342 | 16342 | 16342 | 16342 | 16342 | 16342 | 16342 | 16342 | 16342 | 16342 | 16342 | 16342 | 16342 | 16342 | 16342 | 16342 | 16342 | 16342 | 16342 | 16342 | 16342 | 16342 | 16342 | 16342 | 16342 | 16342 | 16342 | 16342 | 16342 | 16342 | 16342 | 16342 | 16342 | 16342 | 16342 | 16342 | 16342 | 16342 | 16342 | 16342 | 16342 | 16342 | 16342 | 16342 | 16342 | 16342 | 16342 | 16342 | 16342 | 16342 | 16342 | 16342 | 16342 | 16342 | 16342 | 16342 | 16342 | 16342 | 16342 | 16342 | 16342 | 16342 | 16342 | 16342 | 16342 | 16342 | 16342 | 16342 | 16342 | 16342 | 16342 | 16342 | 16342 | 16342 | 16342 | 16342 | 16342 | 16342 | 16342 | 16342 | 16342 | 16342 | 16342 | 16342 | 16342 | 16342 | 16342 | 16342 | 16342 | 16342 | 16342 | 16342 | 16342 | 16342 | 16342 | 16342 | 16342 | 16342 | 16342 | 16342 | 16342 | 16342 | 16342 | 16342 | 16342 | 16342 | 16342 | 16342 | 16342 | 16342 | 16342 | 16342 | 16342 | 16342 | 16342 | 16342 | 16342 | 16342 | 16342 | 16342 | 16342 | 16342 | 16342 | 16342 | 16342 | 16342 | 16342 | 16342 | 16342 | 16342 | 16342 | 16342 | 16342 | 16342 | 16342 | 16342 | 16342 | 16342 | 16342 | 16342 | 16342 | 16342 | 16342 | 16342 | 16342 | 16342 | 16342 | 16342 | 16342 | 16342 | 16342 | 16342 | 16342 | 16342 | 16342 | 16342 | 16342 | 16342 | 16342 | 16342 | 16342 | 16342 | 16342 | 16342 | 16342 | 16342 | 16342 | 16342 | 16342 | 16342 | 16342 | 16342 | 16342 | 16342 | 16342 | 16342 | 16342 | 16342 | 16342 | 16342 | 16342 | 16342 | 16342 | 16342 | 16342 | 16342 | 16342 | 16342 | 16342 | 16342 | 16342 | 16342 | 16342 | 16342 | 16342 | 16342 | 16342 | 16342 | 16342 | 16342 | 16342 | 16342 | 16342 | 16342 | 16342 | 16342 | 16342 | 16342 | 16342 | 16342 | 16342 | 16342 | 16342 | 16342 | 16342 | 16342 | 16342 | 16342 | 16342 | 16342 | 16342 | 16342 | 16342 | 16342 | 16342 | 16342 | 16342 | 16342 | 16342 | 16342 | 16342 | 16342 | 16342 | 16342 | 16342 | 16342 | 16342 | 16342 | 16342 | 16342 | 16342 | 16342 | 16342 | 16342 | 16342 | 16342 | 16342 | 16342 | 16342 | 16342 | 16342 | 16342 | 16342 | 16342 | 16342 | 16342 | 16342 | 16342 | 16342 | 16342 | 16342 | 16342 | 16342 | 16342 | 16342 | 16342 | 16342 | 16342 | 16342 | 16342 | 16342 | 16342 | 16342 | 16342 | 16342 | 16342 | 16342 | 16342 | 16342 | 16342 | 16342 | 16342 | 16342 | 16342 | 16342 | 16342 | 16342 | 16342 | 16342 | 16342 | 16342 | 16342 | 16342 | 16342 | 16342 | 16342 | 16342 | 16342 | 16342 | 16342 | 16342 | 16342 | 16342 | 16342 | 16342 | 16342 | 16342 | 16342 | 16342 | 16342 | 16342 | 16342 | 16342 | 16342 | 16342 | 16342 | 16342 | 16342 | 16342 | 16342 | 16342 | 16342 | 16342 | 16342 | 16342 | 16342 | 16342 | 16342 | 16342 | 16342 | 16342 | 16342 | 16342 | 16342 | 16342 | 16342 | 16342 | 16342 | 16342 | 16342 | 16342 | 16342 | 16342 | 16342 | 16342 | 16342 | 16342 | 16342 | 16342 | 16342 | 16342 | 16342 | 16342 | 16342 | 16342 | 16342 | 16342 | 16342 | 16342 | 16342 | 16342 | 16342 | 16342 | 16342 | 16342 | 16342 | 16342 | 16342 | 16342 | 16342 | 16342 | 16342 | 16342 | 16342 | 16342 | 16342 | 16342 | 16342 | 16342 | 16342 | 16342 | 16342 | 16342 | 16342 | 16342 | 16342 | 16342 | 16342 | 16342 | 16342 | 16342 | 16342 | 16342 | 16342 | 16342 | 16342 | 16342 | 16342 | 16342 | 16342 | 16342 | 16342 | 16342 | 16342 | 16342 | 16342 | 16342 | 16342 | 16342 | 16342 | 16342 | 16342 | 16342 | 16342 | 16342 | 16342 | 16342 | 16342 | 16342 | 16342 | 16342 | 16342 | 16342 | 16342 | 16342 | 16342 | 16342 | 16342 | 16342 | 16342 | 16342 | 16342 | 16342 | 16342 | 16342 | 16342 | 16342 | 16342 | 16342 | 16342 | 16342 | 16342 | 16342 | 16342 | 16342 | 16342 | 16342 | 16342 | 16342 | 16342 | 16342 | 16342 | 16342 | 16342 | 16342 | 16342 | 16342 | 16342 | 16342 | 16342 | 16342 | 16342 | 16342 | 16342 | 16342 | 16342 | 16342 | 16342 | 16342 | 16342 | 16342 | 16342 | 16342 | 16342 | 16342 | 16342 | 16342 | 16342 | 16342 | 16342 | 16342 | 16342 | 16342 | 16342 | 16342 | 16342 | 16342 | 16342 | 16342 | 16342 | 16342 | 16342 | 16342 | 16342 | 16342 | 16342 | 16342 | 16342 | 16342 | 16342 | 16342 | 16342 | 16342 | 16342 | 16342 | 16342 | 16342 | 16342 | 16342 | 16342 | 16342 | 16342 | 16342 | 16342 | 16342 | 16342 | 16342 | 16342 | 16342 | 16342 | 16342 | 16342 | 16342 | 16342 | 16342 | 16342 | 16342 | 16342 | 16342 | 16342 | 16342 | 16342 | 16342 | 16342 | 16342 | 16342 | 16342 | 16342 | 16342 | 16342 | 16342 | 16342 | 16342 | 16342 | 16342 | 16342 | 16342 | 16342 | 16342 | 16342 | 16342 | 16342 | 16342 | 16342 | 16342 | 16342 | 16342 | 16342 | 16342 | 16342 | 16342 | 16342 | 16342 | 16342 | 16342 | 16342 | 16342 | 16342 | 16342 | 16342 | 16342 | 16342 | 16342 | 16342 | 16342 | 16342 | 16342 | 16342 | 16342 | 16342 | 16342 | 16342 | 16342 | 16342 | 16342 | 16342 | 16342 | 16342 | 16342 | 16342 | 16342 | 16342 | 16342 | 16342 | 16342 | 16342 | 16342 | 16342 | 16342 | 16342 | 16342 | 16342 | 16342 | 16342 | 16342 | 16342 | 16342 | 16342 | 16342 | 16342 | 16342 | 16342 | 16342 | 16342 | 16342 | 16342 | 16342 | 16342 | 16342 | 16342 | 16342 | 16342 | 16342 | 16342 | 16342 | 16342 | 16342 | 16342 | 16342 | 16342 | 16342 | 16342 | 16342 | 16342 | 16342 | 16342 | 16342 | 16342 | 16342 | 16342 | 16342 | 16342 | 16342 | 16342 | 16342 | 16342 | 16342 | 16342 | 16342 | 16342 | 16342 | 16342 | 16342 | 16342 | 16342 | 16342 | 16342 | 16342 | 16342 | 16342 | 16342 | 16342 | 16342 | 16342 | 16342 | 16342 | 16342 | 16342 | 16342 | 16342 | 16342 | 16342 | 16342 | 16342 | 16342 | 16342 | 16342 | 16342 | 16342 | 16342 | 16342 | 16342 | 16342 | 16342 | 16342 | 16342 | 16342 | 16342 | 16342 | 16342 | 16342 | 16342 | 16342 | 16342 | 16342 | 16342 | 16342 | 16342 | 16342 | 16342 | 16342 | 16342 | 16342 | 16342 | 16342 | 16342 | 16342 | 16342 | 16342 | 16342 | 16342 | 16342 | 16342 | 16342 | 16342 | 16342 | 16342 | 16342 | 16342 | 16342 | 16342 | 16342 | 16342 | 16342 | 16342 | 16342 | 16342 | 16342 | 16342 | 16342 | 16342 | 16342 | 16342 | 16342 | 16342 | 16342 | 16342 | 16342 | 16342 | 16342 | 16342 | 16342 | 16342 | 16342 | 16342 | 16342 | 16342 | 16342 | 16342 | 16342 | 16342 | 16342 | 16342 | 16342 | 16342 | 16342 | 16342 | 16342 | 16342 | 16342 | 16342 | 16342 | 16342 | 16342 | 16342 | 16342 | 16342 | 16342 | 16342 | 16342 | 16342 | 16342 | 16342 | 16342 | 16342 | 16342 | 16342 | 16342 | 16342 | 16342 | 16342 | 16342 | 16342 | 16342 | 16342 | 16342 | 16342 | 16342 | 16342 | 16342 | 16342 | 16342 | 16342 | 16342 | 16342 | 16342 | 16342 | 16342 | 16342 | 16342 | 16342 | 16342 | 16342 | 16342 | 16342 | 16342 | 16342 | 16342 | 16342 | 16342 | 16342 | 16342 | 16342 | 16342 | 16342 | 16342 | 16342 | 16342 | 16342 | 16342 | 16342 | 16342 | 16342 | 16342 | 16342 | 16342 | 16342 | 16342 | 16342 | 16342 | 16342 | 16342 | 16342 | 16342 | 16342 | 16342 | 16342 | 16342 | 16342 | 16342 | 16342 | 16342 | 16342 | 16342 | 16342 | 16342 | 16342 | 16342 | 16342 | 16342 | 16342 | 16342 | 16342 | 16342 | 16342 | 16342 | 16342 | 16342 | 16342 | 16342 | 16342 | 16342 | 16342 | 16342 | 16342 | 16342 | 16342 | 16342 | 16342 | 16342 | 16342 | 16342 | 16342 | 16342 | 16342 | 16342 | 16342 | 16342 | 16342 | 16342 | 16342 | 16342 | 16342 | 16342 | 16342 | 16342 | 16342 | 16342 | 16342 | 16342 | 16342 | 16342 | 16342 | 16342 | 16342 | 16342 | 16342 | 16342 | 16342 | 16342 | 16342 | 16342 | 16342 | 16342 | 16342 | 16342 | 16342 | 16342 | 16342 | 16342 | 16342 | 16342 | 16342 | 16342 | 16342 | 16342 | 16342 | 16342 | 16342 | 16342 | 16342 | 16342 | 16342 | 16342 | 16342 | 16342 | 16342 | 16342 | 16342 | 16342 | 16342 | 16342 | 16342 | 16342 | 16342 | 16342 | 16342 | 16342 | 16342 | 16342 | 16342 | 16342 | 16342 | 16342 | 16342 | 16342 | 16342 | 16342 | 16342 | 16342 | 16342 | 16342 | 16342 | 16342 | 16342 | 16342 | 16342 | 16342 | 16342 | 16342 | 16342 | 16342 | 16342 | 16342 | 16342 | 16342 | 16342 | 16342 | 16342 | 16342 | 16342 | 16342 | 16342 | 16342 | 16342 | 16342 | 16342 | 16342 | 16342 | 16342 | 16342 | 16342 | 16342 | 16342 | 16342 | 16342 | 16342 | 16342 | 16342 | 16342 | 16342 | 16342 | 16342 | 16342 | 16342 | 16342 | 16342 | 16342 | 16342 | 16342 | 16342 | 16342 | 16342 | 16342 | 16342 | 16342 | 16342 | 16342 | 16342 | 16342 | 16342 | 16342 | 16342 | 16342 | 16342 | 16342 | 16342 | 16342 | 16342 | 16342 | 16342 | 16342 | 16342 | 16342 | 16342 | 16342 | 16342 | 16342 | 16342 | 16342 | 16342 | 16342 | 16342 | 16342 | 16342 | 16342 | 16342 | 16342 | 16342 | 16342 | 16342 | 16342 | 16342 | 16342 | 16342 | 16342 | 16342 | 16342 | 16342 | 16342 | 16342 | 16342 | 16342 | 16342 | 16342 | 16342 | 16342 | 16342 | 16342 | 16342 | 16342 | 16342 | 16342 | 16342 | 16342 | 16342 | 16342 | 16342 | 16342 | 16342 | 16342 | 16342 | 16342 | 16342 | 16342 | 16342 | 16342 | 16342 | 16342 | 16342 | 16342 | 16342 | 16342 | 16342 | 16342 | 16342 | 16342 | 16342 | 16342 | 16342 | 16342 | 16342 | 16342 | 16342 | 16342 | 16342 | 16342 | 16342 | 16342 | 16342 | 16342 | 16342 | 16342 | 16342 | 16342 | 16342 | 16342 | 16342 | 16342 | 16342 | 16342 | 16342 | 16342 | 16342 | 16342 | 16342 | 16342 | 16342 | 16342 | 16342 | 16342 | 16342 | 16342 | 16342 | 16342 | 16342 | 16342 | 16342 | 16342 | 16342 | 16342 | 16342 | 16342 | 16342 | 16342 | 16342 | 16342 | 16342 | 16342 | 16342 | 16342 | 16342 | 16342 | 16342 | 16342 | 16342 | 16342 | 16342 | 16342 | 16342 | 16342 | 16342 | 16342 | 16342 | 16342 | 16342 | 16342 | 16342 | 16342 | 16342 | 16342 | 16342 | 16342 | 16342 | 16342 | 16342 | 16342 | 16342 | 16342 | 16342 | 16342 | 16342 | 16342 | 16342 | 16342 | 16342 | 16342 | 16342 | 16342 | 16342 | 16342 | 16342 | 16342 | 16342 | 16342 | 16342 | 16342 | 16342 | 16342 | 16342 | 16342 | 16342 | 16342 | 16342 | 16342 | 16342 | 16342 | 16342 | 16342 | 16342 | 16342 | 16342 | 16342 | 16342 | 16342 | 16342 | 16342 | 16342 | 16342 | 16342 | 16342 | 16342 | 16342 | 16342 | 16342 | 16342 | 16342 | 16342 | 16342 | 16342 | 16342 | 16342 | 16342 | 16342 | 16342 | 16342 | 16342 | 16342 | 16342 | 16342 | 16342 | 16342 | 16342 | 16342 | 16342 | 16342 | 16342 | 16342 | 16342 | 16342 | 16342 | 16342 | 16342 | 16342 | 16342 | 16342 | 16342 | 16342 | 16342 | 16342 | 16342 | 16342 | 16342 | 16342 | 16342 | 16342 | 16342 | 16342 | 16342 | 16342 | 16342 | 16342 | 16342 | 16342 | 16342 | 16342 | 16342 | 16342 | 16342 | 16342 | 16342 | 16342 | 16342 | 16342 | 16342 | 16342 | 16342 | 16342 | 16342 | 16342 | 16342 | 16342 | 16342 | 16342 | 16342 | 16342 | 16342 | 16342 | 16342 | 16342 | 16342 | 16342 | 16342 | 16342 | 16342 | 16342 | 16342 | 16342 | 16342 | 16342 | 16342 | 16342 | 16342 | 16342 | 16342 | 16342 | 16342 | 16342 | 16342 | 16342 | 16342 | 16342 | 16342 | 16342 | 16342 | 16342 | 16342 | 16342 | 16342 | 16342 | 16342 | 16342 | 16342 | 16342 | 16342 | 16342 | 16342 | 16342 | 16342 | 16342 | 16342 | 16342 | 16342 | 16342 | 16342 | 16342 | 16342 | 16342 | 16342 | 16342 | 16342 | 16342 | 16342 | 16342 | 16342 | 16342 | 16342 | 16342 | 16342 | 16342 | 16342 | 16342 | 16342 | 16342 | 16342 | 16342 | 16342 | 16342 | 16342 | 16342 | 16342 | 16342 | 16342 | 16342 | 16342 | 16342 | 16342 | 16342 | 16342 | 16342 | 16342 | 16342 | 16342 | 16342 | 16342 | 16342 | 16342 | 16342 | 16342 | 16342 | 16342 | 16342 | 16342 | 16342 | 16342 | 16342 | 16342 | 16342 | 16342 | 16342 | 16342 | 16342 | 16342 | 16342 | 16342 | 16342 | 16342 | 16342 | 16342 | 16342 | 16342 | 16342 | 16342 | 16342 | 16342 | 16342 | 16342 | 16342 | 16342 | 16342 | 16342 | 16342 | 16342 | 16342 | 16342 | 16342 | 16342 | 16342 | 16342 | 16342 | 16342 | 16342 | 16342 | 16342 | 16342 | 16342 | 16342 | 16342 | 16342 | 16342 | 16342 | 16342 | 16342 | 16342 | 16342 | 16342 | 16342 | 16342 | 16342 | 16342 | 16342 | 16342 | 16342 | 16342 | 16342 | 16342 | 16342 | 16342 | 16342 | 16342 | 16342 | 16342 | 16342 | 16342 | 16342 | 16342 | 16342 | 16342 | 16342 | 16342 | 16342 | 16342 | 16342 | 16342 | 16342 | 16342 | 16342 | 16342 | 16342 | 16342 | 16342 | 16342 | 16342 | 16342 | 16342 | 16342 | 16342 | 16342 | 16342 | 16342 | 16342 | 16342 | 16342 | 16342 | 16342 | 16342 | 16342 | 16342 | 16342 | 16342 | 16342 | 16342 | 16342 | 16342 | 16342 | 16342 | 16342 | 16342 | 16342 | 16342 | 16342 | 16342 | 16342 | 16342 | 16342 | 16342 | 16342 | 16342 | 16342 | 16342 | 16342 | 16342 | 16342 | 16342 | 16342 | 16342 | 16342 | 16342 | 16342 | 16342 | 16342 | 16342 | 16342 | 16342 | 16342 | 16342 | 16342 | 16342 | 16342 | 16342 | 16342 | 16342 | 16342 | 16342 | 16342 | 16342 | 16342 | 16342 | 16342 | 16342 | 16342 | 16342 | 16342 | 16342 | 16342 | 16342 | 16342 | 16342 | 16342 | 16342 | 16342 | 16342 | 16342 | 16342 | 16342 | 16342 | 16342 | 16342 | 16342 | 16342 | 16342 | 16342 | 16342 | 16342 | 16342 | 16342 | 16342 | 16342 | 16342 | 16342 | 16342 | 16342 | 16342 | 16342 | 16342 | 16342 | 16342 | 16342 | 16342 | 16342 | 16342 | 16342 | 16342 | 16342 | 16342 | 16342 | 16342 | 16342 | 16342 | 16342 | 16342 | 16342 | 16342 | 16342 | 16342 | 16342 | 16342 | 16342 | 16342 | 16342 | 16342 | 16342 | 16342 | 16342 | 16342 | 16342 | 16342 | 16342 | 16342 | 16342 | 16342 | 16342 | 16342 | 16342 | 16342 | 16342 | 16342 | 16342 | 16342 | 16342 | 16342 | 16342 | 16342 | 16342 | 16342 | 16342 | 16342 | 16342 | 16342 | 16342 | 16342 | 16342 | 16342 | 16342 | 16342 | 16342 | 16342 | 16342 | 16342 | 16342 | 16342 | 16342 | 16342 | 16342 | 16342 | 16342 | 16342 | 16342 | 16342 | 16342 | 16342 | 16342 | 16342 | 16342 | 16342 | 16342 | 16342 | 16342 | 16342 | 16342 | 16342 | 16342 | 16342 | 16342 | 16342 | 16342 | 16342 | 16342 | 16342 | 16342 | 16342 | 16342 | 16342 | 16342 | 16342 | 16342 | 16342 | 16342 | 16342 | 16342 | 16342 | 16342 | 16342 | 16342 | 16342 | 16342 | 16342 | 16342 | 16342 | 16342 | 16342 | 16342 | 16342 | 16342 | 16342 | 16342 | 16342 | 16342 | 16342 | 16342 | 16342 | 16342 | 16342 | 16342 | 16342 | 16342 | 16342 | 16342 | 16342 | 16342 | 16342 | 16342 | 16342 | 16342 | 16342 | 16342 | 16342 | 16342 | 16342 | 16342 | 16342 | 16342 | 16342 | 16342 | 16342 | 16342 | 16342 | 16342 | 16342 | 16342 | 16342 | 16342 | 16342 | 16342 | 16342 | 16342 | 16342 | 16342 | 16342 | 16342 | 16342 | 16342 | 16342 | 16342 | 16342 | 16342 | 16342 | 16342 | 16342 | 16342 | 16342 | 16342 | 16342 | 16342 | 16342 | 16342 | 16342 | 16342 | 16342 | 16342 | 16342 | 16342 | 16342 | 16342 | 16342 | 16342 | 16342 | 16342 | 16342 | 16342 | 16342 | 16342 | 16342 | 16342 | 16342 | 16342 | 16342 | 16342 | 16342 | 16342 | 16342 | 16342 | 16342 | 16342 | 16342 | 16342 | 16342 | 16342 | 16342 | 16342 | 16342 | 16342 | 16342 | 16342 | 16342 | 16342 | 16342 | 16342 | 16342 | 16342 | 16342 | 16342 | 16342 | 16342 | 16342 | 16342 | 16342 | 16342 | 16342 | 16342 | 16342 | 16342 | 16342 | 16342 | 16342 | 16342 | 16342 | 16342 | 16342 | 16342 | 16342 | 16342 | 16342 | 16342 | 16342 | 16342 | 16342 | 16342 | 16342 | 16342 | 16342 | 16342 | 16342 | 16342 | 16342 | 16342 | 16342 | 16342 | 16342 | 16342 | 16342 | 16342 | 16342 | 16342 | 16342 | 16342 | 16342 | 16342 | 16342 | 16342 | 16342 | 16342 | 16342 | 16342 | 16342 | 16342 | 16342 | 16342 | 16342 | 16342 | 16342 | 16342 | 16342 | 16342 | 16342 | 16342 | 16342 | 16342 | 16342 | 16342 | 16342 | 16342 | 16342 | 16342 | 16342 | 16342 | 16342 | 16342 | 16342 | 16342 | 16342 | 16342 | 16342 | 16342 | 16342 | 16342 | 16342 | 16342 | 16342 | 16342 | 16342 | 16342 | 16342 | 16342 | 16342 | 16342 | 16342 | 16342 | 16342 | 16342 | 16342 | 16342 | 16342 | 16342 | 16342 | 16342 | 16342 | 16342 | 16342 | 16342 | 16342 | 16342 | 16342 | 16342 | 16342 | 16342 | 16342 | 16342 | 16342 | 16342 | 16342 | 16342 | 16342 | 16342 | 16342 | 16342 | 16342 | 16342 | 16342 | 16342 | 16342 | 16342 | 16342 | 16342 | 16342 | 16342 | 16342 | 16342 | 16342 | 16342 | 16342 | 16342 | 16342 | 16342 | 16342 | 16342 | 16342 | 16342 | 16342 | 16342 | 16342 | 16342 | 16342 | 16342 | 16342 | 16342 | 16342 | 16342 | 16342 | 16342 | 16342 | 16342 | 16342 | 16342 | 16342 | 16342 | 16342 | 16342 | 16342 | 16342 | 16342 | 16342 | 16342 | 16342 | 16342 | 16342 | 16342 | 16342 | 16342 | 16342 | 16342 | 16342 | 16342 | 16342 | 16342 | 16342 | 16342 | 16342 | 16342 | 16342 | 16342 | 16342 | 16342 | 16342 | 16342 | 16342 | 16342 | 16342 | 16342 | 16342 | 16342 | 16342 | 16342 | 16342 | 16342 | 16342 | 16342 | 16342 | 16342 | 16342 | 16342 | 16342 | 16342 | 16342 | 16342 | 16342 | 16342 | 16342 | 16342 | 16342 | 16342 | 16342 | 16342 | 16342 | 16342 | 16342 | 16342 | 16342 | 16342 | 16342 | 16342 | 16342 | 16342 | 16342 | 16342 | 16342 | 16342 | 16342 | 16342 | 16342 | 16342 | 16342 | 16342 | 16342 | 16342 | 16342 | 16342 | 16342 | 16342 | 16342 | 16342 | 16342 | 16342 | 16342 | 16342 | 16342 | 16342 | 16342 | 16342 | 16342 | 16342 | 16342 | 16342 | 16342 | 16342 | 16342 | 16342 | 16342 | 16342 | 16342 | 16342 | 16342 | 16342 | 16342 | 16342 | 16342 | 16342 | 16342 | 16342 | 16342 | 16342 | 16342 | 16342 | 16342 | 16342 | 16342 | 16342 | 16342 | 16342 | 16342 | 16342 | 16342 | 16342 | 16342 | 16342 | 16342 | 16342 | 16342 | 16342 | 16342 | 16342 | 16342 | 16342 | 16342 | 16342 | 16342 | 16342 | 16342 | 16342 | 16342 | 16342 | 16342 | 16342 | 16342 | 16342 | 16342 | 16342 | 16342 | 16342 | 16342 | 16342 | 16342 | 16342 | 16342 | 16342 | 16342 | 16342 | 16342 | 16342 | 16342 | 16342 | 16342 | 16342 | 16342 | 16342 | 16342 | 16342 | 16342 | 16342 | 16342 | 16342 | 16342 | 16342 | 16342 | 16342 | 16342 | 16342 | 16342 | 16342 | 16342 | 16342 | 16342 | 16342 | 16342 | 16342 | 16342 | 16342 | 16342 | 16342 | 16342 | 16342 | 16342 | 16342 | 16342 | 16342 | 16342 | 16342 | 16342 | 16342 | 16342 | 16342 | 16342 | 16342 | 16342 | 16342 | 16342 | 16342 | 16342 | 16342 | 16342 | 16342 | 16342 | 16342 | 16342 | 16342 | 16342 | 16342 | 16342 | 16342 | 16342 | 16342 | 16342 | 16342 | 16342 | 16342 | 16342 | 16342 | 16342 | 16342 | 16342 | 16342 | 16342 | 16342 | 16342 | 16342 | 16342 | 16342 | 16342 | 16342 | 16342 | 16342 | 16342 | 16342 | 16342 | 16342 | 16342 | 16342 | 16342 | 16342 | 16342 | 16342 | 16342 | 16342 | 16342 | 16342 | 16342 | 16342 | 16342 | 16342 | 16342 | 16342 | 16342 | 16342 | 16342 | 16342 | 16342 | 16342 | 16342 | 16342 | 16342 | 16342 | 16342 | 16342 | 16342 | 16342 | 16342 | 16342 | 16342 | 16342 | 16342 | 16342 | 16342 | 16342 | 16342 | 16342 | 16342 | 16342 | 16342 | 16342 | 16342 | 16342 | 16342 | 16342 | 16342 | 16342 | 16342 | 16342 | 16342 | 16342 | 16342 | 16342 | 16342 | 16342 | 16342 | 16342 | 16342 | 16342 | 16342 | 16342 | 16342 | 16342 | 16342 | 16342 | 16342 | 16342 | 16342 | 16342 | 16342 | 16342 | 16342 | 16342 | 16342 | 16342 | 16342 | 16342 | 16342 | 16342 | 16342 | 16342 | 16342 | 16342 | 16342 | 16342 | 16342 | 16342 | 16342 | 16342 | 16342 | 16342 | 16342 | 16342 | 16342 | 16342 | 16342 | 16342 | 16342 | 16342 | 16342 | 16342 | 16342 | 16342 | 16342 | 16342 | 16342 | 16342 | 16342 | 16342 | 16342 | 16342 | 16342 | 16342 | 16342 | 16342 | 16342 | 16342 | 16342 | 16342 | 16342 | 16342 | 16342 | 16342 | 16342 | 16342 | 16342 | 16342 | 16342 | 16342 | 16342 | 16342 | 16342 | 16342 | 16342 | 16342 | 16342 | 16342 | 16342 | 16342 | 16342 | 16342 | 16342 | 16342 | 16342 | 16342 | 16342 | 16342 | 16342 | 16342 | 16342 | 16342 | 16342 | 16342 | 16342 | 16342 | 16342 | 16342 | 16342 | 16342 | 16342 | 16342 | 16342 | 16342 | 16342 | 16342 | 16342 | 16342 | 16342 | 16342 | 16342 | 16342 | 16342 | 16342 | 16342 | 16342 | 16342 | 16342 | 16342 | 16342 | 16342 | 16342 | 16342 | 16342 | 16342 | 16342 | 16342 | 16342 | 16342 | 16342 | 16342 | 16342 | 16342 | 16342 | 16342 | 16342 | 16342 | 16342 | 16342 | 16342 | 16342 | 16342 | 16342 | 16342 | 16342 | 16342 | 16342 | 16342 | 16342 | 16342 | 16342 | 16342 | 16342 | 16342 | 16342 | 16342 | 16342 | 16342 | 16342 | 16342 | 16342 | 16342 | 16342 | 16342 | 16342 | 16342 | 16342 | 16342 | 16342 | 16342 | 16342 | 16342 | 16342 | 16342 | 16342 | 16342 | 16342 | 16342 | 16342 | 16342 | 16342 | 16342 | 16342 | 16342 | 16342 | 16342 | 16342 | 16342 | 16342 | 16342 | 16342 | 16342 | 16342 | 16342 | 16342 | 16342 | 16342 | 16342 | 16342 | 16342 | 16342 | 16342 | 16342 | 16342 | 16342 | 16342 | 16342 | 16342 | 16342 | 16342 | 16342 | 16342 | 16342 | 16342 | 16342 | 16342 | 16342 | 16342 | 16342 | 16342 | 16342 | 16342 | 16342 | 16342 | 16342 | 16342 | 16342 | 16342 | 16342 | 16342 | 16342 | 16342 | 16342 | 16342 | 16342 | 16342 | 16342 | 16342 | 16342 | 16342 | 16342 | 16342 | 16342 | 16342 | 16342 | 16342 | 16342 | 16342 | 16342 | 16342 | 16342 | 16342 | 16342 | 16342 | 16342 | 16342 | 16342 | 16342 | 16342 | 16342 | 16342 | 16342 | 16342 | 16342 | 16342 | 16342 | 16342 | 16342 | 16342 | 16342 | 16342 | 16342 | 16342 | 16342 | 16342 | 16342 | 16342 | 16342 | 16342 | 16342 | 16342 | 16342 | 16342 | 16342 | 16342 | 16342 | 16342 | 16342 | 16342 | 16342 | 16342 | 16342 | 16342 | 16342 | 16342 | 16342 | 16342 | 16342 | 16342 | 16342 | 16342 | 16342 | 16342 | 16342 | 16342 | 16342 | 16342 | 16342 | 16342 | 16342 | 16342 | 16342 | 16342 | 16342 | 16342 | 16342 | 16342 | 16342 | 16342 | 16342 | 16342 | 16342 | 16342 | 16342 | 16342 | 16342 | 16342 | 16342 | 16342 | 16342 | 16342 | 16342 | 16342 | 16342 | 16342 | 16342 | 16342 | 16342 | 16342 | 16342 | 16342 | 16342 | 16342 | 16342 | 16342 | 16342 | 16342 | 16342 | 16342 | 16342 | 16342 | 16342 | 16342 | 16342 | 16342 | 16342 | 16342 | 16342 | 16342 | 16342 | 16342 | 16342 | 16342 | 16342 | 16342 | 16342 | 16342 | 16342 | 16342 | 16342 | 16342 | 16342 | 16342 | 16342 | 16342 | 16342 | 16342 | 16342 | 16342 | 16342 | 16342 | 16342 | 16342 | 16342 | 16342 | 16342 | 16342 | 16342 | 16342 | 16342 | 16342 | 16342 | 16342 | 16342 | 16342 | 16342 | 16342 | 16342 | 16342 | 16342 | 16342 | 16342 | 16342 | 16342 | 16342 | 16342 | 16342 | 16342 | 16342 | 16342 | 16342 | 16342 | 16342 | 16342 | 16342 | 16342 | 16342 | 16342 | 16342 | 16342 | 16342 | 16342 | 16342 | 16342 | 16342 | 16342 | 16342 | 16342 | 16342 | 16342 | 16342 | 16342 | 16342 | 16342 | 16342 | 16342 | 16342 | 16342 | 16342 | 16342 | 16342 | 16342 | 16342 | 16342 | 16342 | 16342 | 16342 | 16342 | 16342 | 16342 | 16342 | 16342 | 16342 | 16342 | 16342 | 16342 | 16342 | 16342 | 16342 | 16342 | 16342 | 16342 | 16342 | 16342 | 16342 | 16342 | 16342 | 16342 | 16342 | 16342 | 16342 | 16342 | 16342 | 16342 | 16342 | 16342 | 16342 | 16342 | 16342 | 16342 | 16342 | 16342 | 16342 | 16342 | 16342 | 16342 | 16342 | 16342 | 16342 | 16342 | 16342 | 16342 | 16342 | 16342 | 16342 | 16342 | 16342 | 16342 | 16342 | 16342 | 16342 | 16342 | 16342 | 16342 | 16342 | 16342 | 16342 | 16342 | 16342 | 16342 | 16342 | 16342 | 16342 | 16342 | 16342 | 16342 | 16342 | 16342 | 16342 | 16342 | 16342 | 16342 | 16342 | 16342 | 16342 | 16342 | 16342 | 16342 | 16342 | 16342 | 16342 | 16342 | 16342 | 16342 | 16342 | 16342 | 16342 | 16342 | 16342 | 16342 | 16342 | 16342 | 16342 | 16342 | 16342 | 16342 | 16342 | 16342 | 16342 | 16342 | 16342 | 16342 | 16342 | 16342 | 16342 | 16342 | 16342 | 16342 | 16342 | 16342 | 16342 | 16342 | 16342 | 16342 | 16342 | 16342 | 16342 | 16342 | 16342 | 16342 | 16342 | 16342 | 16342 | 16342 | 16342 | 16342 | 16342 | 16342 | 16342 | 16342 | 16342 | 16342 | 16342 | 16342 | 16342 | 16342 | 16342 | 16342 | 16342 | 16342 | 16342 | 16342 | 16342 | 16342 | 16342 | 16342 | 16342 | 16342 | 16342 | 16342 | 16342 | 16342 | 16342 | 16342 | 16342 | 16342 | 16342 | 16342 | 16342 | 16342 | 16342 | 16342 | 16342 | 16342 | 16342 | 16342 | 16342 | 16342 | 16342 | 16342 | 16342 | 16342 | 16342 | 16342 | 16342 | 16342 | 16342 | 16342 | 16342 | 16342 | 16342 | 16342 | 16342 | 16342 | 16342 | 16342 | 16342 | 16342 | 16342 | 16342 | 16342 | 16342 | 16342 | 16342 | 16342 | 16342 | 16342 | 16342 | 16342 | 16342 | 16342 | 16342 | 16342 | 16342 | 16342 | 16342 | 16342 | 16342 | 16342 | 16342 | 16342 | 16342 | 16342 | 16342 | 16342 | 16342 | 16342 | 16342 | 16342 | 16342 | 16342 | 16342 | 16342 | 16342 | 16342 | 16342 | 16342 | 16342 | 16342 | 16342 | 16342 | 16342 | 16342 | 16342 | 16342 | 16342 | 16342 | 16342 | 16342 | 16342 | 16342 | 16342 | 16342 | 16342 | 16342 | 16342 | 16342 | 16342 | 16342 | 16342 | 16342 | 16342 | 16342 | 16342 | 16342 | 16342 | 16342 | 16342 | 16342 | 16342 | 16342 | 16342 | 16342 | 16342 | 16342 | 16342 | 16342 | 16342 | 16342 | 16342 | 16342 | 16342 | 16342 | 16342 | 16342 | 16342 | 16342 | 16342 | 16342 | 16342 | 16342 | 16342 | 16342 | 16342 | 16342 | 16342 | 16342 | 16342 | 16342 | 16342 | 16342 | 16342 | 16342 | 16342 | 16342 | 16342 | 16342 | 16342 | 16342 | 16342 | 16342 | 16342 | 16342 | 16342 | 16342 | 16342 | 16342 | 16342 | 16342 | 16342 | 16342 | 16342 | 16342 | 16342 | 16342 | 16342 | 16342 | 16342 | 16342 | 16342 | 16342 | 16342 | 16342 | 16342 | 16342 | 16342 | 16342 | 16342 | 16342 | 16342 | 16342 | 16342 | 16342 | 16342 | 16342 | 16342 | 16342 | 16342 | 16342 | 16342 | 16342 | 16342 | 16342 | 16342 | 16342 | 16342 | 16342 | 16342 | 16342 | 16342 | 16342 | 16342 | 16342 | 16342 | 16342 | 16342 | 16342 | 16342 | 16342 | 16342 | 16342 | 16342 | 16342 | 16342 | 16342 | 16342 | 16342 | 16342 | 16342 | 16342 | 16342 | 16342 | 16342 | 16342 | 16342 | 16342 | 16342 | 16342 | 16342 | 16342 | 16342 | 16342 | 16342 | 16342 | 16342 | 16342 | 16342 | 16342 | 16342 | 16342 | 16342 | 16342 | 16342 | 16342 | 16342 | 16342 | 16342 | 16342 | 16342 | 16342 | 16342 | 16342 | 16342 | 16342 | 16342 | 16342 | 16342 | 16342 | 16342 | 16342 | 16342 | 16342 | 16342 | 16342 | 16342 | 16342 | 16342 | 16342 | 16342 | 16342 | 16342 | 16342 | 16342 | 16342 | 16342 | 16342 | 16342 | 16342 | 16342 | 16342 | 16342 | 16342 | 16342 | 16342 | 16342 | 16342 | 16342 | 16342 | 16342 | 16342 | 16342 | 16342 | 16342 | 16342 | 16342 | 16342 | 16342 | 16342 | 16342 | 16342 | 16342 | 16342 | 16342 | 16342 | 16342 | 16342 | 16342 | 16342 | 16342 | 16342 | 16342 | 16342 | 16342 | 16342 | 16342 | 16342 | 16342 | 16342 | 16342 | 16342 | 16342 | 16342 | 16342 | 16342 | 16342 | 16342 | 16342 | 16342 | 16342 | 16342 | 16342 | 16342 | 16342 | 16342 | 16342 | 16342 | 16342 | 16342 | 16342 | 16342 | 16342 | 16342 | 16342 | 16342 | 16342 | 16342 | 16342 | 16342 | 16342 | 16342 | 16342 | 16342 | 16342 | 16342 | 16342 | 16342 | 16342 | 16342 | 16342 | 16342 | 16342 | 16342 | 16342 | 16342 | 16342 | 16342 | 16342 | 16342 | 16342 | 16342 | 16342 | 16342 | 16342 | 16342 | 16342 | 16342 | 16342 | 16342 | 16342 | 16342 | 16342 | 16342 | 16342 | 16342 | 16342 | 16342 | 16342 | 16342 | 16342 | 16342 | 16342 | 16342 | 16342 | 16342 | 16342 | 16342 | 16342 | 16342 | 16342 | 16342 | 16342 | 16342 | 16342 | 16342 | 16342 | 16342 | 16342 | 16342 | 16342 | 16342 | 16342 | 16342 | 16342 | 16342 | 16342 | 16342 | 16342 | 16342 | 16342 | 16342 | 16342 | 16342 | 16342 | 16342 | 16342 | 16342 | 16342 | 16342 | 16342 | 16342 | 16342 | 16342 | 16342 | 16342 | 16342 | 16342 | 16342 | 16342 | 16342 | 16342 | 16342 | 16342 | 16342 | 16342 | 16342 | 16342 | 16342 | 16342 | 16342 | 16342 | 16342 | 16342 | 16342 | 16342 | 16342 | 16342 | 16342 | 16342 | 16342 | 16342 | 16342 | 16342 | 16342 | 16342 | 16342 | 16342 | 16342 | 16342 | 16342 | 16342 | 16342 | 16342 | 16342 | 16342 | 16342 | 16342 | 16342 | 16342 | 16342 | 16342 | 16342 | 16342 | 16342 | 16342 | 16342 | 16342 | 16342 | 16342 | 16342 | 16342 | 16342 | 16342 | 16342 | 16342 | 16342 | 16342 | 16342 | 16342 | 16342 | 16342 | 16342 | 16342 | 16342 | 16342 | 16342 | 16342 | 16342 | 16342 | 16342 | 16342 | 16342 | 16342 | 16342 | 16342 | 16342 | 16342 | 16342 | 16342 | 16342 | 16342 | 16342 | 16342 | 16342 | 16342 | 16342 | 16342 | 16342 | 16342 | 16342 | 16342 | 16342 | 16342 | 16342 | 16342 | 16342 | 16342 | 16342 | 16342 | 16342 | 16342 | 16342 | 16342 | 16342 | 16342 | 16342 | 16342 | 16342 | 16342 | 16342 | 16342 | 16342 | 16342 | 16342 | 16342 | 16342 | 16342 | 16342 | 16342 | 16342 | 16342 | 16342 | 16342 | 16342 | 16342 | 16342 | 16342 | 16342 | 16342 | 16342 | 16342 | 16342 | 16342 | 16342 | 16342 | 16342 | 16342 | 16342 | 16342 | 16342 | 16342 | 16342 | 16342 | 16342 | 16342 | 16342 | 16342 | 16342 | 16342 | 16342 | 16342 | 16342 | 16342 | 16342 | 16342 | 16342 | 16342 | 16342 | 16342 | 16342 | 16342 | 16342 | 16342 | 16342 | 16342 | 16342 | 16342 | 16342 | 16342 | 16342 | 16342 | 16342 | 16342 | 16342 | 16342 | 16342 | 16342 | 16342 | 16342 | 16342 | 16342 | 16342 | 16342 | 16342 | 16342 | 16342 | 16342 | 16342 | 16342 | 16342 | 16342 | 16342 | 16342 | 16342 | 16342 | 16342 | 16342 | 16342 | 16342 | 16342 | 16342 | 16342 | 16342 | 16342 | 16342 | 16342 | 16342 | 16342 | 16342 | 16342 | 16342 | 16342 | 16342 | 16342 | 16342 | 16342 | 16342 | 16342 | 16342 | 16342 | 16342 | 16342 | 16342 | 16342 | 16342 | 16342 | 16342 | 16342 | 16342 | 16342 | 16342 | 16342 | 16342 | 16342 | 16342 | 16342 | 16342 | 16342 | 16342 | 16342 | 16342 | 16342 | 16342 | 16342 | 16342 | 16342 | 16342 | 16342 | 16342 | 16342 | 16342 | 16342 | 16342 | 16342 | 16342 | 16342 | 16342 | 16342 | 16342 | 16342 | 16342 | 16342 | 16342 | 16342 | 16342 | 16342 | 16342 | 16342 | 16342 | 16342 | 16342 | 16342 | 16342 | 16342 | 16342 | 16342 | 16342 | 16342 | 16342 | 16342 | 16342 | 16342 | 16342 | 16342 | 16342 | 16342 | 16342 | 16342 | 16342 | 16342 | 16342 | 16342 | 16342 | 16342 | 16342 | 16342 | 16342 | 16342 | 16342 | 16342 | 16342 | 16342 | 16342 | 16342 | 16342 | 16342 | 16342 | 16342 | 16342 | 16342 | 16342 | 16342 | 16342 | 16342 | 16342 | 16342 | 16342 | 16342 | 16342 | 16342 | 16342 | 16342 | 16342 | 16342 | 16342 | 16342 | 16342 | 16342 | 16342 | 16342 | 16342 | 16342 | 16342 | 16342 | 16342 | 16342 | 16342 | 16342 | 16342 | 16342 | 16342 | 16342 | 16342 | 16342 | 16342 | 16342 | 16342 | 16342 | 16342 | 16342 | 16342 | 16342 | 16342 | 16342 | 16342 | 16342 | 16342 | 16342 | 16342 | 16342 | 16342 | 16342 | 16342 | 16342 | 16342 | 16342 | 16342 | 16342 | 16342 | 16342 | 16342 | 16342 | 16342 | 16342 | 16342 | 16342 | 16342 | 16342 | 16342 | 16342 | 16342 | 16342 | 16342 | 16342 | 16342 | 16342 | 16342 | 16342 | 16342 | 16342 | 16342 | 16342 | 16342 | 16342 | 16342 | 16342 | 16342 | 16342 | 16342 | 16342 | 16342 | 16342 | 16342 | 16342 | 16342 | 16342 | 16342 | 16342 | 16342 | 16342 | 16342 | 16342 | 16342 | 16342 | 16342 | 16342 | 16342 | 16342 | 16342 | 16342 | 16342 | 16342 | 16342 | 16342 | 16342 | 16342 | 16342 | 16342 | 16342 | 16342 | 16342 | 16342 | 16342 | 16342 | 16342 | 16342 | 16342 | 16342 | 16342 | 16342 | 16342 | 16342 | 16342 | 16342 | 16342 | 16342 | 16342 | 16342 | 16342 | 16342 | 16342 | 16342 | 16342 | 16342 | 16342 | 16342 | 16342 | 16342 | 16342 | 16342 | 16342 | 16342 | 16342 | 16342 | 16342 | 16342 | 16342 | 16342 | 16342 | 16342 | 16342 | 16342 | 16342 | 16342 | 16342 | 16342 | 16342 | 16342 | 16342 | 16342 | 16342 | 16342 | 16342 | 16342 | 16342 | 16342 | 16342 | 16342 | 16342 | 16342 | 16342 | 16342 | 16342 | 16342 | 16342 | 16342 | 16342 | 16342 | 16342 | 16342 | 16342 | 16342 | 16342 | 16342 | 16342 | 16342 | 16342 | 16342 | 16342 | 16342 | 16342 | 16342 | 16342 | 16342 | 16342 | 16342 | 16342 | 16342 | 16342 | 16342 | 16342 | 16342 | 16342 | 16342 | 16342 | 16342 | 16342 | 16342 | 16342 | 16342 | 16342 | 16342 | 16342 | 16342 | 16342 | 16342 | 16342 | 16342 | 16342 | 16342 | 16342 | 16342 | 16342 | 16342 | 16342 | 16342 | 16342 | 16342 | 16342 | 16342 | 16342 | 16342 | 16342 | 16342 | 16342 | 16342 | 16342 | 16342 | 16342 | 16342 | 16342 | 16342 | 16342 | 16342 | 16342 | 16342 | 16342 | 16342 | 16342 | 16342 | 16342 | 16342 | 16342 | 16342 | 16342 | 16342 | 16342 | 16342 | 16342 | 16342 | 16342 | 16342 | 16342 | 16342 | 16342 | 16342 | 16342 | 16342 | 16342 | 16342 | 16342 | 16342 | 16342 | 16342 | 16342 | 16342 | 16342 | 16342 | 16342 | 16342 | 16342 | 16342 | 16342 | 16342 | 16342 | 16342 | 16342 | 16342 | 16342 | 16342 | 16342 | 16342 | 16342 | 16342 | 16342 | 16342 | 16342 | 16342 | 16342 | 16342 | 16342 | 16342 | 16342 | 16342 | 16342 | 16342 | 16342 | 16342 | 16342 | 16342 | 16342 | 16342 | 16342 | 16342 | 16342 | 16342 | 16342 | 16342 | 16342 | 16342 | 16342 | 16342 | 16342 | 16342 | 16342 | 16342 | 16342 | 16342 | 16342 | 16342 | 16342 | 16342 | 16342 | 16342 | 16342 | 16342 | 16342 | 16342 | 16342 | 16342 | 16342 | 16342 | 16342 | 16342 | 16342 | 16342 | 16342 | 16342 | 16342 | 16342 | 16342 | 16342 | 16342 | 16342 | 16342 | 16342 | 16342 | 16342 | 16342 | 16342 | 16342 | 16342 | 16342 | 16342 | 16342 | 16342 | 16342 | 16342 | 16342 | 16342 | 16342 | 16342 | 16342 | 16342 | 16342 | 16342 | 16342 | 16342 | 16342 | 16342 | 16342 | 16342 | 16342 | 16342 | 16342 | 16342 | 16342 | 16342 | 16342 | 16342 | 16342 | 16342 | 16342 | 16342 | 16342 | 16342 | 16342 | 16342 | 16342 | 16342 | 16342 | 16342 | 16342 | 16342 | 16342 | 16342 | 16342 | 16342 | 16342 | 16342 | 16342 | 16342 | 16342 | 16342 | 16342 | 16342 | 16342 | 16342 | 16342 | 16342 | 16342 | 16342 | 16342 | 16342 | 16342 | 16342 | 16342 | 16342 | 16342 | 16342 | 16342 | 16342 | 16342 | 16342 | 16342 | 16342 | 16342 | 16342 | 16342 | 16342 | 16342 | 16342 | 16342 | 16342 | 16342 | 16342 | 16342 | 16342 | 16342 | 16342 | 16342 | 16342 | 16342 | 16342 | 16342 | 16342 | 16342 | 16342 | 16342 | 16342 | 16342 | 16342 | 16342 | 16342 | 16342 | 16342 | 16342 | 16342 | 16342 | 16342 | 16342 | 16342 | 16342 | 16342 | 16342 | 16342 | 16342 | 16342 | 16342 | 16342 | 16342 | 16342 | 16342 | 16342 | 16342 | 16342 | 16342 | 16342 | 16342 | 16342 | 16342 | 16342 | 16342 | 16342 | 16342 | 16342 | 16342 | 16342 | 16342 | 16342 | 16342 | 16342 | 16342 | 16342 | 16342 | 16342 | 16342 | 16342 | 16342 | 16342 | 16342 | 16342 | 16342 | 16342 | 16342 | 16342 | 16342 | 16342 | 16342 | 16342 | 16342 | 16342 | 16342 | 16342 | 16342 | 16342 | 16342 | 16342 | 16342 | 16342 | 16342 | 16342 | 16342 | 16342 | 16342 | 16342 | 16342 | 16342 | 16342 | 16342 | 16342 | 16342 | 16342 | 16342 | 16342 | 16342 | 16342 | 16342 | 16342 | 16342 | 16342 | 16342 | 16342 | 16342 | 16342 | 16342 | 16342 | 16342 | 16342 | 16342 | 16342 | 16342 | 16342 | 16342 | 16342 | 16342 | 16342 | 16342 | 16342 | 16342 | 16342 | 16342 | 16342 | 16342 | 16342 | 16342 | 16342 | 16342 | 16342 | 16342 | 16342 | 16342 | 16342 | 16342 | 16342 | 16342 | 16342 | 16342 | 16342 | 16342 | 16342 | 16342 | 16342 | 16342 | 16342 | 16342 | 16342 | 16342 | 16342 | 16342 | 16342 | 16342 | 16342 | 16342 | 16342 | 16342 | 16342 | 16342 | 16342 | 16342 | 16342 | 16342 | 16342 | 16342 | 16342 | 16342 | 16342 | 16342 | 16342 | 16342 | 16342 | 16342 | 16342 | 16342 | 16342 | 16342 | 16342 | 16342 | 16342 | 16342 | 16342 | 16342 | 16342 | 16342 | 16342 | 16342 | 16342 | 16342 | 16342 | 16342 | 16342 | 16342 | 16342 | 16342 | 16342 | 16342 | 16342 | 16342 | 16342 | 16342 | 16342 | 16342 | 16342 | 16342 | 16342 | 16342 | 16342 | 16342 | 16342 | 16342 | 16342 | 16342 | 16342 | 16342 | 16342 | 16342 | 16342 | 16342 | 16342 | 16342 | 16342 | 16342 | 16342 | 16342 | 16342 | 16342 | 16342 | 16342 | 16342 | 16342 | 16342 | 16342 | 16342 | 16342 | 16342 | 16342 | 16342 | 16342 | 16342 | 16342 | 16342 | 16342 | 16342 | 16342 | 16342 | 16342 | 16342 | 16342 | 16342 | 16342 | 16342 | 16342 | 16342 | 16342 | 16342 | 16342 | 16342 | 16342 | 16342 | 16342 | 16342 | 16342 | 16342 | 16342 | 16342 | 16342 | 16342 | 16342 | 16342 | 16342 | 16342 | 16342 | 16342 | 16342 | 16342 | 16342 | 16342 | 16342 | 16342 | 16342 | 16342 | 16342 | 16342 | 16342 | 16342 | 16342 | 16342 | 16342 | 16342 | 16342 | 16342 | 16342 | 16342 | 16342 | 16342 | 16342 | 16342 | 16342 | 16342 | 16342 | 16342 | 16342 | 16342 | 16342 | 16342 | 16342 | 16342 | 16342 | 16342 | 16342 | 16342 | 16342 | 16342 | 16342 | 16342 | 16342 | 16342 | 16342 | 16342 | 16342 | 16342 | 16342 | 16342 | 16342 | 16342 | 16342 | 16342 | 16342 | 16342 | 16342 | 16342 | 16342 | 16342 | 16342 | 16342 | 16342 | 16342 | 16342 | 16342 | 16342 | 16342 | 16342 | 16342 | 16342 | 16342 | 16342 | 16342 | 16342 | 16342 | 16342 | 16342 | 16342 | 16342 | 16342 | 16342 | 16342 | 16342 | 16342 | 16342 | 16342 | 16342 | 16342 | 16342 | 16342 | 16342 | 16342 | 16342 | 16342 | 16342 | 16342 | 16342 | 16342 | 16342 | 16342 | 16342 | 16342 | 16342 | 16342 | 16342 | 16342 | 16342 | 16342 | 16342 | 16342 | 16342 | 16342 | 16342 | 16342 | 16342 | 16342 | 16342 | 16342 | 16342 | 16342 | 16342 | 16342 | 16342 | 16342 | 16342 | 16342 | 16342 | 16342 | 16342 | 16342 | 16342 | 16342 | 16342 | 16342 | 16342 | 16342 | 16342 | 16342 | 16342 | 16342 | 16342 | 16342 | 16342 | 16342 | 16342 | 16342 | 16342 | 16342 | 16342 | 16342 | 16342 | 16342 | 16342 | 16342 | 16342 | 16342 | 16342 | 16342 | 16342 | 16342 | 16342 | 16342 | 16342 | 16342 | 16342 | 16342 | 16342 | 16342 | 16342 | 16342 | 16342 | 16342 | 16342 | 16342 | 16342 | 16342 | 16342 | 16342 | 16342 | 16342 | 16342 | 16342 | 16342 | 16342 | 16342 | 16342 | 16342 | 16342 | 16342 | 16342 | 16342 | 16342 | 16342 | 16342 | 16342 | 16342 | 16342 | 16342 | 16342 | 16342 | 16342 | 16342 | 16342 | 16342 | 16342 | 16342 | 16342 | 16342 | 16342 | 16342 | 16342 | 16342 | 16342 | 16342 | 16342 | 16342 | 16342 | 16342 | 16342 | 16342 | 16342 | 16342 | 16342 | 16342 | 16342 | 16342 | 16342 | 16342 | 16342 | 16342 | 16342 | 16342 | 16342 | 16342 | 16342 | 16342 | 16342 | 16342 | 16342 | 16342 | 16342 | 16342 | 16342 | 16342 | 16342 | 16342 | 16342 | 16342 | 16342 | 16342 | 16342 | 16342 | 16342 | 16342 | 16342 | 16342 | 16342 | 16342 | 16342 | 16342 | 16342 | 16342 | 16342 | 16342 | 16342 | 16342 | 16342 | 16342 | 16342 | 16342 | 16342 | 16342 | 16342 | 16342 | 16342 | 16342 | 16342 | 16342 | 16342 | 16342 | 16342 | 16342 | 16342 | 16342 | 16342 | 16342 | 16342 | 16342 | 16342 | 16342 | 16342 | 16342 | 16342 | 16342 | 16342 | 16342 | 16342 | 16342 | 16342 | 16342 | 16342 | 16342 | 16342 | 16342 | 16342 | 16342 | 16342 | 16342 | 16342 | 16342 | 16342 | 16342 | 16342 | 16342 | 16342 | 16342 | 16342 | 16342 | 16342 | 16342 | 16342 | 16342 | 16342 | 16342 | 16342 | 16342 | 16342 | 16342 | 16342 | 16342 | 16342 | 16342 | 16342 | 16342 | 16342 | 16342 | 16342 | 16342 | 16342 | 16342 | 16342 | 16342 | 16342 | 16342 | 16342 | 16342 | 16342 | 16342 | 16342 | 16342 | 16342 | 16342 | 16342 | 16342 | 16342 | 16342 | 16342 | 16342 | 16342 | 16342 | 16342 | 16342 | 16342 | 16342 | 16342 | 16342 | 16342 | 16342 | 16342 | 16342 | 16342 | 16342 | 16342 | 16342 | 16342 | 16342 | 16342 | 16342 | 16342 | 16342 | 16342 | 16342 | 16342 | 16342 | 16342 | 16342 | 16342 | 16342 | 16342 | 16342 | 16342 | 16342 | 16342 | 16342 | 16342 | 16342 | 16342 | 16342 | 16342 | 16342 | 16342 | 16342 | 16342 | 16342 | 16342 | 16342 | 16342 | 16342 | 16342 | 16342 | 16342 | 16342 | 16342 | 16342 | 16342 | 16342 | 16342 | 16342 | 16342 | 16342 | 16342 | 16342 | 16342 | 16342 | 16342 | 16342 | 16342 | 16342 | 16342 | 16342 | 16342 | 16342 | 16342 | 16342 | 16342 | 16342 | 16342 | 16342 | 16342 | 16342 | 16342 | 16342 | 16342 | 16342 | 16342 | 16342 | 16342 | 16342 | 16342 | 16342 | 16342 | 16342 | 16342 | 16342 | 16342 | 16342 | 16342 | 16342 | 16342 | 16342 | 16342 | 16342 | 16342 | 16342 | 16342 | 16342 | 16342 | 16342 | 16342 | 16342 | 16342 | 16342 | 16342 | 16342 | 16342 | 16342 | 16342 | 16342 | 16342 | 16342 | 16342 | 16342 | 16342 | 16342 | 16342 | 16342 | 16342 | 16342 | 16342 | 16342 | 16342 | 16342 | 16342 | 16342 | 16342 | 16342 | 16342 | 16342 | 16342 | 16342 | 16342 | 16342 | 16342 | 16342 | 16342 | 16342 | 16342 | 16342 | 16342 | 16342 | 16342 | 16342 | 16342 | 16342 | 16342 | 16342 | 16342 | 16342 | 16342 | 16342 | 16342 | 16342 | 16342 | 16342 | 16342 | 16342 | 16342 | 16342 | 16342 | 16342 | 16342 | 16342 | 16342 | 16342 | 16342 | 16342 | 16342 | 16342 | 16342 | 16342 | 16342 | 16342 | 16342 | 16342 | 16342 | 16342 | 16342 | 16342 | 16342 | 16342 | 16342 | 16342 | 16342 | 16342 | 16342 | 16342 | 16342 | 16342 | 16342 | 16342 | 16342 | 16342 | 16342 | 16342 | 16342 | 16342 | 16342 | 16342 | 16342 | 16342 | 16342 | 16342 | 16342 | 16342 | 16342 | 16342 | 16342 | 16342 | 16342 | 16342 | 16342 | 16342 | 16342 | 16342 | 16342 | 16342 | 16342 | 16342 | 16342 | 16342 | 16342 | 16342 | 16342 | 16342 | 16342 | 16342 | 16342 | 16342 | 16342 | 16342 | 16342 | 16342 | 16342 | 16342 | 16342 | 16342 | 16342 | 16342 | 16342 | 16342 | 16342 | 16342 | 16342 | 16342 | 16342 | 16342 | 16342 | 16342 | 16342 | 16342 | 16342 | 16342 | 16342 | 16342 | 16342 | 16342 | 16342 | 16342 | 16342 | 16342 | 16342 | 16342 | 16342 | 16342 | 16342 | 16342 | 16342 | 16342 | 16342 | 16342 | 16342 | 16342 | 16342 | 16342 | 16342 | 16342 | 16342 | 16342 | 16342 | 16342 | 16342 | 16342 | 16342 | 16342 | 16342 | 16342 | 16342 | 16342 | 16342 | 16342 | 16342 | 16342 | 16342 | 16342 | 16342 | 16342 | 16342 | 16342 | 16342 | 16342 | 16342 | 16342 | 16342 | 16342 | 16342 | 16342 | 16342 | 16342 | 16342 | 16342 | 16342 | 16342 | 16342 | 16342 | 16342 | 16342 | 16342 | 16342 | 16342 | 16342 | 16342 | 16342 | 16342 | 16342 | 16342 | 16342 | 16342 | 16342 | 16342 | 16342 | 16342 | 16342 | 16342 | 16342 | 16342 | 16342 | 16342 | 16342 | 16342 | 16342 | 16342 | 16342 | 16342 | 16342 | 16342 | 16342 | 16342 | 16342 | 16342 | 16342 | 16342 | 16342 | 16342 | 16342 | 16342 | 16342 | 16342 | 16342 | 16342 | 16342 | 16342 | 16342 | 16342 | 16342 | 16342 | 16342 | 16342 | 16342 | 16342 | 16342 | 16342 | 16342 | 16342 | 16342 | 16342 | 16342 | 16342 | 16342 | 16342 | 16342 | 16342 | 16342 | 16342 | 16342 | 16342 | 16342 | 16342 | 16342 | 16342 | 16342 | 16342 | 16342 | 16342 | 16342 | 16342 | 16342 | 16342 | 16342 | 16342 | 16342 | 16342 | 16342 | 16342 | 16342 | 16342 | 16342 | 16342 | 16342 | 16342 | 16342 | 16342 | 16342 | 16342 | 16342 | 16342 | 16342 | 16342 | 16342 | 16342 | 16342 | 16342 | 16342 | 16342 | 16342 | 16342 | 16342 | 16342 | 16342 | 16342 | 16342 | 16342 | 16342 | 16342 | 16342 | 16342 | 16342 | 16342 | 16342 | 16342 | 16342 | 16342 | 16342 | 16342 | 16342 | 16342 | 16342 | 16342 | 16342 | 16342 | 16342 | 16342 | 16342 | 16342 | 16342 | 16342 | 16342 | 16342 | 16342 | 16342 | 16342 | 16342 | 16342 | 16342 | 16342 | 16342 | 16342 | 16342 | 16342 | 16342 | 16342 | 16342 | 16342 | 16342 | 16342 | 16342 | 16342 | 16342 | 16342 | 16342 | 16342 | 16342 | 16342 | 16342 | 16342 | 16342 | 16342 | 16342 | 16342 | 16342 | 16342 | 16342 | 16342 | 16342 | 16342 | 16342 | 16342 | 16342 | 16342 | 16342 | 16342 | 16342 | 16342 | 16342 | 16342 | 16342 | 16342 | 16342 | 16342 | 16342 | 16342 | 16342 | 16342 | 16342 | 16342 | 16342 | 16342 | 16342 | 16342 | 16342 | 16342 | 16342 | 16342 | 16342 | 16342 | 16342 | 16342 | 16342 | 16342 | 16342 | 16342 | 16342 | 16342 | 16342 | 16342 | 16342 | 16342 | 16342 | 16342 | 16342 | 16342 | 16342 | 16342 | 16342 | 16342 | 16342 | 16342 | 16342 | 16342 | 16342 | 16342 | 16342 | 16342 | 16342 | 16342 | 16342 | 16342 | 16342 | 16342 | 16342 | 16342 | 16342 | 16342 | 16342 | 16342 | 16342 | 16342 | 16342 | 16342 | 16342 | 16342 | 16342 | 16342 | 16342 | 16342 | 16342 | 16342 | 16342 | 16342 | 16342 | 16342 | 16342 | 16342 | 16342 | 16342 | 16342 | 16342 | 16342 | 16342 | 16342 | 16342 | 16342 | 16342 | 16342 | 16342 | 16342 | 16342 | 16342 | 16342 | 16342 | 16342 | 16342 | 16342 | 16342 | 16342 | 16342 | 16342 | 16342 | 16342 | 16342 | 16342 | 16342 | 16342 | 16342 | 16342 | 16342 | 16342 | 16342 | 16342 | 16342 | 16342 | 16342 | 16342 | 16342 | 16342 | 16342 | 16342 | 16342 | 16342 | 16342 | 16342 | 16342 | 16342 | 16342 | 16342 | 16342 | 16342 | 16342 | 16342 | 16342 | 16342 | 16342 | 16342 | 16342 | 16342 | 16342 | 16342 | 16342 | 16342 | 16342 | 16342 | 16342 | 16342 | 16342 | 16342 | 16342 | 16342 | 16342 | 16342 | 16342 | 16342 | 16342 | 16342 | 16342 | 16342 | 16342 | 16342 | 16342 | 16342 | 16342 | 16342 | 16342 | 16342 | 16342 | 16342 | 16342 | 16342 | 16342 | 16342 | 16342 | 16342 | 16342 | 16342 | 16342 | 16342 | 16342 | 16342 | 16342 | 16342 | 16342 | 16342 | 16342 | 16342 | 16342 | 16342 | 16342 | 16342 | 16342 | 16342 | 16342 | 16342 | 16342 | 16342 | 16342 | 16342 | 16342 | 16342 | 16342 | 16342 | 16342 | 16342 | 16342 | 16342 | 16342 | 16342 | 16342 | 16342 | 16342 | 16342 | 16342 | 16342 | 16342 | 16342 | 16342 | 16342 | 16342 | 16342 | 16342 | 16342 | 16342 | 16342 | 16342 | 16342 | 16342 | 16342 | 16342 | 16342 | 16342 | 16342 | 16342 | 16342 | 16342 | 16342 | 16342 | 16342 | 16342 | 16342 | 16342 | 16342 | 16342 | 16342 | 16342 | 16342 | 16342 | 16342 | 16342 | 16342 | 16342 | 16342 | 16342 | 16342 | 16342 | 16342 | 16342 | 16342 | 16342 | 16342 | 16342 | 16342 | 16342 | 16342 | 16342 | 16342 | 16342 | 16342 | 16342 | 16342 | 16342 | 16342 | 16342 | 16342 | 16342 | 16342 | 16342 | 16342 | 16342 | 16342 | 16342 | 16342 | 16342 | 16342 | 16342 | 16342 | 16342 | 16342 | 16342 | 16342 | 16342 | 16342 | 16342 | 16342 | 16342 | 16342 | 16342 | 16342 | 16342 | 16342 | 16342 | 16342 | 16342 | 16342 | 16342 | 16342 | 16342 | 16342 | 16342 | 16342 | 16342 | 16342 | 16342 | 16342 | 16342 | 16342 | 16342 | 16342 | 16342 | 16342 | 16342 | 16342 | 16342 | 16342 | 16342 | 16342 | 16342 | 16342 | 16342 | 16342 | 16342 | 16342 | 16342 | 16342 | 16342 | 16342 | 16342 | 16342 | 16342 | 16342 | 16342 | 16342 | 16342 | 16342 | 16342 | 16342 | 16342 | 16342 | 16342 | 16342 | 16342 | 16342 | 16342 | 16342 | 16342 | 16342 | 16342 | 16342 | 16342 | 16342 | 16342 | 16342 | 16342 | 16342 | 16342 | 16342 | 16342 | 16342 | 16342 | 16342 | 16342 | 16342 | 16342 | 16342 | 16342 | 16342 | 16342 | 16342 | 16342 | 16342 | 16342 | 16342 | 16342 | 16342 | 16342 | 16342 | 16342 | 16342 | 16342 | 16342 | 16342 | 16342 | 16342 | 16342 | 16342 | 16342 | 16342 | 16342 | 16342 | 16342 | 16342 | 16342 | 16342 | 16342 | 16342 | 16342 | 16342 | 16342 | 16342 | 16342 | 16342 | 16342 | 16342 | 16342 | 16342 | 16342 | 16342 | 16342 | 16342 | 16342 | 16342 | 16342 | 16342 | 16342 | 16342 | 16342 | 16342 | 16342 | 16342 | 16342 | 16342 | 16342 | 16342 | 16342 | 16342 | 16342 | 16342 | 16342 | 16342 | 16342 | 16342 | 16342 | 16342 | 16342 | 16342 | 16342 | 16342 | 16342 | 16342 | 16342 | 16342 | 16342 | 16342 | 16342 | 16342 | 16342 | 16342 | 16342 | 16342 | 16342 | 16342 | 16342 | 16342 | 16342 | 16342 | 16342 | 16342 | 16342 | 16342 | 16342 | 16342 | 16342 | 16342 | 16342 | 16342 | 16342 | 16342 | 16342 | 16342 | 16342 | 16342 | 16342 | 16342 | 16342 | 16342 | 16342 | 16342 | 16342 | 16342 | 16342 | 16342 | 16342 | 16342 | 16342 | 16342 | 16342 | 16342 | 16342 | 16342 | 16342 | 16342 | 16342 | 16342 | 16342 | 16342 | 16342 | 16342 | 16342 | 16342 | 16342 | 16342 | 16342 | 16342 | 16342 | 16342 | 16342 | 16342 | 16342 | 16342 | 16342 | 16342 | 16342 | 16342 | 16342 | 16342 | 16342 | 16342 | 16342 | 16342 | 16342 | 16342 | 16342 | 16342 | 16342 | 16342 | 16342 | 16342 | 16342 | 16342 | 16342 | 16342 | 16342 | 16342 | 16342 | 16342 | 16342 | 16342 | 16342 | 16342 | 16342 | 16342 | 16342 | 16342 | 16342 | 16342 | 16342 | 16342 | 16342 | 16342 | 16342 | 16342 | 16342 | 16342 | 16342 | 16342 | 16342 | 16342 | 16342 | 16342 | 16342 | 16342 | 16342 | 16342 | 16342 | 16342 | 16342 | 16342 | 16342 | 16342 | 16342 | 16342 | 16342 | 16342 | 16342 | 16342 | 16342 | 16342 | 16342 | 16342 | 16342 | 16342 | 16342 | 16342 | 16342 | 16342 | 16342 | 16342 | 16342 | 16342 | 16342 | 16342 | 16342 | 16342 | 16342 | 16342 | 16342 | 16342 | 16342 | 16342 | 16342 | 16342 | 16342 | 16342 | 16342 | 16342 | 16342 | 16342 | 16342 | 16342 | 16342 | 16342 | 16342 | 16342 | 16342 | 16342 | 16342 | 16342 | 16342 | 16342 | 16342 | 16342 | 16342 | 16342 | 16342 | 16342 | 16342 | 16342 | 16342 | 16342 | 16342 | 16342 | 16342 | 16342 | 16342 | 16342 | 16342 | 16342 | 16342 | 16342 | 16342 | 16342 | 16342 | 16342 | 16342 | 16342 | 16342 | 16342 | 16342 | 16342 | 16342 | 16342 | 16342 | 16342 | 16342 | 16342 | 16342 | 16342 | 16342 | 16342 | 16342 | 16342 | 16342 | 16342 | 16342 | 16342 | 16342 | 16342 | 16342 | 16342 | 16342 | 16342 | 16342 | 16342 | 16342 | 16342 | 16342 | 16342 | 16342 | 16342 | 16342 | 16342 | 16342 | 16342 | 16342 | 16342 | 16342 | 16342 | 16342 | 16342 | 16342 | 16342 | 16342 | 16342 | 16342 | 16342 | 16342 | 16342 | 16342 | 16342 | 16342 | 16342 | 16342 | 16342 | 16342 | 16342 | 16342 | 16342 | 16342 | 16342 | 16342 | 16342 | 16342 | 16342 | 16342 | 16342 | 16342 | 16342 | 16342 | 16342 | 16342 | 16342 | 16342 | 16342 | 16342 | 16342 | 16342 | 16342 | 16342 | 16342 | 16342 | 16342 | 16342 | 16342 | 16342 | 16342 | 16342 | 16342 | 16342 | 16342 | 16342 | 16342 | 16342 | 16342 | 16342 | 16342 | 16342 | 16342 | 16342 | 16342 | 16342 | 16342 | 16342 | 16342 | 16342 | 16342 | 16342 | 16342 | 16342 | 16342 | 16342 | 16342 | 16342 | 16342 | 16342 | 16342 | 16342 | 16342 | 16342 | 16342 | 16342 | 16342 | 16342 | 16342 | 16342 | 16342 | 16342 | 16342 | 16342 | 16342 | 16342 | 16342 | 16342 | 16342 | 16342 | 16342 | 16342 | 16342 | 16342 | 16342 | 16342 | 16342 | 16342 | 16342 | 16342 | 16342 | 16342 | 16342 | 16342 | 16342 | 16342 | 16342 | 16342 | 16342 | 16342 | 16342 | 16342 | 16342 | 16342 | 16342 | 16342 | 16342 | 16342 | 16342 | 16342 | 16342 | 16342 | 16342 | 16342 | 16342 | 16342 | 16342 | 16342 | 16342 | 16342 | 16342 | 16342 | 16342 | 16342 | 16342 | 16342 | 16342 | 16342 | 16342 | 16342 | 16342 | 16342 | 16342 | 16342 | 16342 | 16342 | 16342 | 16342 | 16342 | 16342 | 16342 | 16342 | 16342 | 16342 | 16342 | 16342 | 16342 | 16342 | 16342 | 16342 | 16342 | 16342 | 16342 | 16342 | 16342 | 16342 | 16342 | 16342 | 16342 | 16342 | 16342 | 16342 | 16342 | 16342 | 16342 | 16342 | 16342 | 16342 | 16342 | 16342 | 16342 | 16342 | 16342 | 16342 | 16342 | 16342 | 16342 | 16342 | 16342 | 16342 | 16342 | 16342 | 16342 | 16342 | 16342 | 16342 | 16342 | 16342 | 16342 | 16342 | 16342 | 16342 | 16342 | 16342 | 16342 | 16342 | 16342 | 16342 | 16342 | 16342 | 16342 | 16342 | 16342 | 16342 | 16342 | 16342 | 16342 | 16342 | 16342 | 16342 | 16342 | 16342 | 16342 | 16342 | 16342 | 16342 | 16342 | 16342 | 16342 | 16342 | 16342 | 16342 | 16342 | 16342 | 16342 | 16342 | 16342 | 16342 | 16342 | 16342 | 16342 | 16342 | 16342 | 16342 | 16342 | 16342 | 16342 | 16342 | 16342 | 16342 | 16342 | 16342 | 16342 | 16342 | 16342 | 16342 | 16342 | 16342 | 16342 | 16342 | 16342 | 16342 | 16342 | 16342 | 16342 | 16342 | 16342 | 16342 | 16342 | 16342 | 16342 | 16342 | 16342 | 16342 | 16342 | 16342 | 16342 | 16342 | 16342 | 16342 | 16342 | 16342 | 16342 | 16342 | 16342 | 16342 | 16342 | 16342 | 16342 | 16342 | 16342 | 16342 | 16342 | 16342 | 16342 | 16342 | 16342 | 16342 | 16342 | 16342 | 16342 | 16342 | 16342 | 16342 | 16342 | 16342 | 16342 | 16342 | 16342 | 16342 | 16342 | 16342 | 16342 | 16342 | 16342 | 16342 | 16342 | 16342 | 16342 | 16342 | 16342 | 16342 | 16342 | 16342 | 16342 | 16342 | 16342 | 16342 | 16342 | 16342 | 16342 | 16342 | 16342 | 16342 | 16342 | 16342 | 16342 | 16342 | 16342 | 16342 | 16342 | 16342 | 16342 | 16342 | 16342 | 16342 | 16342 | 16342 | 16342 | 16342 | 16342 | 16342 | 16342 | 16342 | 16342 | 16342 | 16342 | 16342 | 16342 | 16342 | 16342 | 16342 | 16342 | 16342 | 16342 | 16342 | 16342 | 16342 | 16342 | 16342 | 16342 | 16342 | 16342 | 16342 | 16342 | 16342 | 16342 | 16342 | 16342 | 16342 | 16342 | 16342 | 16342 | 16342 | 16342 | 16342 | 16342 | 16342 | 16342 | 16342 | 16342 | 16342 | 16342 | 16342 | 16342 | 16342 | 16342 | 16342 | 16342 | 16342 | 16342 | 16342 | 16342 | 16342 | 16342 | 16342 | 16342 | 16342 | 16342 | 16342 | 16342 | 16342 | 16342 | 16342 | 16342 | 16342 | 16342 | 16342 | 16342 | 16342 | 16342 | 16342 | 16342 | 16342 | 16342 | 16342 | 16342 | 16342 | 16342 | 16342 | 16342 | 16342 | 16342 | 16342 | 16342 | 16342 | 16342 | 16342 | 16342 | 16342 | 16342 | 16342 | 16342 | 16342 | 16342 | 16342 | 16342 | 16342 | 16342 | 16342 | 16342 | 16342 | 16342 | 16342 | 16342 | 16342 | 16342 | 16342 | 16342 | 16342 | 16342 | 16342 | 16342 | 16342 | 16342 | 16342 | 16342 | 16342 | 16342 | 16342 | 16342 | 16342 | 16342 | 16342 | 16342 | 16342 | 16342 | 16342 | 16342 | 16342 | 16342 | 16342 | 16342 | 16342 | 16342 | 16342 | 16342 | 16342 | 16342 | 16342 | 16342 | 16342 | 16342 | 16342 | 16342 | 16342 | 16342 | 16342 | 16342 | 16342 | 16342 | 16342 | 16342 | 16342 | 16342 | 16342 | 16342 | 16342 | 16342 | 16342 | 16342 | 16342 | 16342 | 16342 | 16342 | 16342 | 16342 | 16342 | 16342 | 16342 | 16342 | 16342 | 16342 | 16342 | 16342 | 16342 | 16342 | 16342 | 16342 | 16342 | 16342 | 16342 | 16342 | 16342 | 16342 | 16342 | 16342 | 16342 | 16342 | 16342 | 16342 | 16342 | 16342 | 16342 | 16342 | 16342 | 16342 | 16342 | 16342 | 16342 | 16342 | 16342 | 16342 | 16342 | 16342 | 16342 | 16342 | 16342 | 16342 | 16342 | 16342 | 16342 | 16342 | 16342 | 16342 | 16342 | 16342 | 16342 | 16342 | 16342 | 16342 | 16342 | 16342 | 16342 | 16342 | 16342 | 16342 | 16342 | 16342 | 16342 | 16342 | 16342 | 16342 | 16342 | 16342 | 16342 | 16342 | 16342 | 16342 | 16342 | 16342 | 16342 | 16342 | 16342 | 16342 | 16342 | 16342 | 16342 | 16342 | 16342 | 16342 | 16342 | 16342 | 16342 | 16342 | 16342 | 16342 | 16342 | 16342 | 16342 | 16342 | 16342 | 16342 | 16342 | 16342 | 16342 | 16342 | 16342 | 16342 | 16342 | 16342 | 16342 | 16342 | 16342 | 16342 | 16342 | 16342 | 16342 | 16342 | 16342 | 16342 | 16342 | 16342 | 16342 | 16342 | 16342 | 16342 | 16342 | 16342 | 16342 | 16342 | 16342 | 16342 | 16342 | 16342 | 16342 | 16342 | 16342 | 16342 | 16342 | 16342 | 16342 | 16342 | 16342 | 16342 | 16342 | 16342 | 16342 | 16342 | 16342 | 16342 | 16342 | 16342 | 16342 | 16342 | 16342 | 16342 | 16342 | 16342 | 16342 | 16342 | 16342 | 16342 | 16342 | 16342 | 16342 | 16342 | 16342 | 16342 | 16342 | 16342 | 16342 | 16342 | 16342 | 16342 | 16342 | 16342 | 16342 | 16342 | 16342 | 16342 | 16342 | 16342 | 16342 | 16342 | 16342 | 16342 | 16342 | 16342 | 16342 | 16342 | 16342 | 16342 | 16342 | 16342 | 16342 | 16342 | 16342 | 16342 | 16342 | 16342 | 16342 | 16342 | 16342 | 16342 | 16342 | 16342 | 16342 | 16342 | 16342 | 16342 | 16342 | 16342 | 16342 | 16342 | 16342 | 16342 | 16342 | 16342 | 16342 | 16342 | 16342 | 16342 | 16342 | 16342 | 16342 | 16342 | 16342 | 16342 | 16342 | 16342 | 16342 | 16342 | 16342 | 16342 | 16342 | 16342 | 16342 | 16342 | 16342 | 16342 | 16342 | 16342 | 16342 | 16342 | 16342 | 16342 | 16342 | 16342 | 16342 | 16342 | 16342 | 16342 | 16342 | 16342 | 16342 | 16342 | 16342 | 16342 | 16342 | 16342 | 16342 | 16342 | 16342 | 16342 | 16342 | 16342 | 16342 | 16342 | 16342 | 16342 | 16342 | 16342 | 16342 | 16342 | 16342 | 16342 | 16342 | 16342 | 16342 | 16342 | 16342 | 16342 | 16342 | 16342 | 16342 | 16342 | 16342 | 16342 | 16342 | 16342 | 16342 | 16342 | 16342 | 16342 | 16342 | 16342 | 16342 | 16342 | 16342 | 16342 | 16342 | 16342 | 16342 | 16342 | 16342 | 16342 | 16342 | 16342 | 16342 | 16342 | 16342 | 16342 | 16342 | 16342 | 16342 | 16342 | 16342 | 16342 | 16342 | 16342 | 16342 | 16342 | 16342 | 16342 | 16342 | 16342 | 16342 | 16342 | 16342 | 16342 | 16342 | 16342 | 16342 | 16342 | 16342 | 16342 | 16342 | 16342 | 16342 | 16342 | 16342 | 16342 | 16342 | 16342 | 16342 | 16342 | 16342 | 16342 | 16342 | 16342 | 16342 | 16342 | 16342 | 16342 | 16342 | 16342 | 16342 | 16342 | 16342 | 16342 | 16342 | 16342 | 16342 | 16342 | 16342 | 16342 | 16342 | 16342 | 16342 | 16342 | 16342 | 16342 | 16342 | 16342 | 16342 | 16342 | 16342 | 16342 | 16342 | 16342 | 16342 | 16342 | 16342 | 16342 | 16342 | 16342 | 16342 | 16342 | 16342 | 16342 | 16342 | 16342 | 16342 | 16342 | 16342 | 16342 | 16342 | 16342 | 16342 | 16342 | 16342 | 16342 | 16342 | 16342 | 16342 | 16342 | 16342 | 16342 | 16342 | 16342 | 16342 | 16342 | 16342 | 16342 | 16342 | 16342 | 16342 | 16342 | 16342 | 16342 | 16342 | 16342 | 16342 | 16342 | 16342 | 16342 | 16342 | 16342 | 16342 | 16342 | 16342 | 16342 | 16342 | 16342 | 16342 | 16342 | 16342 | 16342 | 16342 | 16342 | 16342 | 16342 | 16342 | 16342 | 16342 | 16342 | 16342 | 16342 | 16342 | 16342 | 16342 | 16342 | 16342 | 16342 | 16342 | 16342 | 16342 | 16342 | 16342 | 16342 | 16342 | 16342 | 16342 | 16342 | 16342 | 16342 | 16342 | 16342 | 16342 | 16342 | 16342 | 16342 | 16342 | 16342 | 16342 | 16342 | 16342 | 16342 | 16342 | 16342 | 16342 | 16342 | 16342 | 16342 | 16342 | 16342 | 16342 | 16342 | 16342 | 16342 | 16342 | 16342 | 16342 | 16342 | 16342 | 16342 | 16342 | 16342 | 16342 | 16342 | 16342 | 16342 | 16342 | 16342 | 16342 | 16342 | 16342 | 16342 | 16342 | 16342 | 16342 | 16342 | 16342 | 16342 | 16342 | 16342 | 16342 | 16342 | 16342 | 16342 | 16342 | 16342 | 16342 | 16342 | 16342 | 16342 | 16342 | 16342 | 16342 | 16342 | 16342 | 16342 | 16342 | 16342 | 16342 | 16342 | 16342 | 16342 | 16342 | 16342 | 16342 | 16342 | 16342 | 16342 | 16342 | 16342 | 16342 | 16342 | 16342 | 16342 | 16342 | 16342 | 16342 | 16342 | 16342 | 16342 | 16342 | 16342 | 16342 | 16342 | 16342 | 16342 | 16342 | 16342 | 16342 | 16342 | 16342 | 16342 | 16342 | 16342 | 16342 | 16342 | 16342 | 16342 | 16342 | 16342 | 16342 | 16342 | 16342 | 16342 | 16342 | 16342 | 16342 | 16342 | 16342 | 16342 | 16342 | 16342 | 16342 | 16342 | 16342 | 16342 | 16342 | 16342 | 16342 | 16342 | 16342 | 16342 | 16342 | 16342 | 16342 | 16342 | 16342 | 16342 | 16342 | 16342 | 16342 | 16342 | 16342 | 16342 | 16342 | 16342 | 16342 | 16342 | 16342 | 16342 | 16342 | 16342 | 16342 | 16342 | 16342 | 16342 | 16342 | 16342 | 16342 | 16342 | 16342 | 16342 | 16342 | 16342 | 16342 | 16342 | 16342 | 16342 | 16342 | 16342 | 16342 | 16342 | 16342 | 16342 | 16342 | 16342 | 16342 | 16342 | 16342 | 16342 | 16342 | 16342 | 16342 | 16342 | 16342 | 16342 | 16342 | 16342 | 16342 | 16342 | 16342 | 16342 | 16342 | 16342 | 16342 | 16342 | 16342 | 16342 | 16342 | 16342 | 16342 | 16342 | 16342 | 16342 | 16342 | 16342 | 16342 | 16342 | 16342 | 16342 | 16342 | 16342 | 16342 | 16342 | 16342 | 16342 | 16342 | 16342 | 16342 | 16342 | 16342 | 16342 | 16342 | 16342 | 16342 | 16342 | 16342 | 16342 | 16342 | 16342 | 16342 | 16342 | 16342 | 16342 | 16342 | 16342 | 16342 | 16342 | 16342 | 16342 | 16342 | 16342 | 16342 | 16342 | 16342 | 16342 | 16342 | 16342 | 16342 | 16342 | 16342 | 16342 | 16342 | 16342 | 16342 | 16342 | 16342 | 16342 | 16342 | 16342 | 16342 | 16342 | 16342 | 16342 | 16342 | 16342 | 16342 | 16342 | 16342 | 16342 | 16342 | 16342 | 16342 | 16342 | 16342 | 16342 | 16342 | 16342 | 16342 | 16342 | 16342 | 16342 | 16342 | 16342 | 16342 | 16342 | 16342 | 16342 | 16342 | 16342 | 16342 | 16342 | 16342 | 16342 | 16342 | 16342 | 16342 | 16342 | 16342 | 16342 | 16342 | 16342 | 16342 | 16342 | 16342 | 16342 | 16342 | 16342 | 16342 | 16342 | 16342 | 16342 | 16342 | 16342 | 16342 | 16342 | 16342 | 16342 | 16342 | 16342 | 16342 | 16342 | 16342 | 16342 | 16342 | 16342 | 16342 | 16342 | 16342 | 16342 | 16342 | 16342 | 16342 | 16342 | 16342 | 16342 | 16342 | 16342 | 16342 | 16342 | 16342 | 16342 | 16342 | 16342 | 16342 | 16342 | 16342 | 16342 | 16342 | 16342 | 16342 | 16342 | 16342 | 16342 | 16342 | 16342 | 16342 | 16342 | 16342 | 16342 | 16342 | 16342 | 16342 | 16342 | 16342 | 16342 | 16342 | 16342 | 16342 | 16342 | 16342 | 16342 | 16342 | 16342 | 16342 | 16342 | 16342 | 16342 | 16342 | 16342 | 16342 | 16342 | 16342 | 16342 | 16342 | 16342 | 16342 | 16342 | 16342 | 16342 | 16342 | 16342 | 16342 | 16342 | 16342 | 16342 | 16342 | 16342 | 16342 | 16342 | 16342 | 16342 | 16342 | 16342 | 16342 | 16342 | 16342 | 16342 | 16342 | 16342 | 16342 | 16342 | 16342 | 16342 | 16342 | 16342 | 16342 | 16342 | 16342 | 16342 | 16342 | 16342 | 16342 | 16342 | 16342 | 16342 | 16342 | 16342 | 16342 | 16342 | 16342 | 16342 | 16342 | 16342 | 16342 | 16342 | 16342 | 16342 | 16342 | 16342 | 16342 | 16342 | 16342 | 16342 | 16342 | 16342 | 16342 | 16342 | 16342 | 16342 | 16342 | 16342 | 16342 | 16342 | 16342 | 16342 | 16342 | 16342 | 16342 | 16342 | 16342 | 16342 | 16342 | 16342 | 16342 | 16342 | 16342 | 16342 | 16342 | 16342 | 16342 | 16342 | 16342 | 16342 | 16342 | 16342 | 16342 | 16342 | 16342 | 16342 | 16342 | 16342 | 16342 | 16342 | 16342 | 16342 | 16342 | 16342 | 16342 | 16342 | 16342 | 16342 | 16342 | 16342 | 16342 | 16342 | 16342 | 16342 | 16342 | 16342 | 16342 | 16342 | 16342 | 16342 | 16342 | 16342 | 16342 | 16342 | 16342 | 16342 | 16342 | 16342 | 16342 | 16342 | 16342 | 16342 | 16342 | 16342 | 16342 | 16342 | 16342 | 16342 | 16342 | 16342 | 16342 | 16342 | 16342 | 16342 | 16342 | 16342 | 16342 | 16342 | 16342 | 16342 | 16342 | 16342 | 16342 | 16342 | 16342 | 16342 | 16342 | 16342 | 16342 | 16342 | 16342 | 16342 | 16342 | 16342 | 16342 | 16342 | 16342 | 16342 | 16342 | 16342 | 16342 | 16342 | 16342 | 16342 | 16342 | 16342 | 16342 | 16342 | 16342 | 16342 | 16342 | 16342 | 16342 | 16342 | 16342 | 16342 | 16342 | 16342 | 16342 | 16342 | 16342 | 16342 | 16342 | 16342 | 16342 | 16342 | 16342 | 16342 | 16342 | 16342 | 16342 | 16342 | 16342 | 16342 | 16342 | 16342 | 16342 | 16342 | 16342 | 16342 | 16342 | 16342 | 16342 | 16342 | 16342 | 16342 | 16342 | 16342 | 16342 | 16342 | 16342 | 16342 | 16342 | 16342 | 16342 | 16342 | 16342 | 16342 | 16342 | 16342 | 16342 | 16342 | 16342 | 16342 | 16342 | 16342 | 16342 | 16342 | 16342 | 16342 | 16342 | 16342 | 16342 | 16342 | 16342 | 16342 | 16342 | 16342 | 16342 | 16342 | 16342 | 16342 | 16342 | 16342 | 16342 | 16342 | 16342 | 16342 | 16342 | 16342 | 16342 | 16342 | 16342 | 16342 | 16342 | 16342 | 16342 | 16342 | 16342 | 16342 | 16342 | 16342 | 16342 | 16342 | 16342 | 16342 | 16342 | 16342 | 16342 | 16342 | 16342 | 16342 | 16342 | 16342 | 16342 | 16342 | 16342 | 16342 | 16342 | 16342 | 16342 | 16342 | 16342 | 16342 | 16342 | 16342 | 16342 | 16342 | 16342 | 16342 | 16342 | 16342 | 16342 | 16342 | 16342 | 16342 | 16342 | 16342 | 16342 | 16342 | 16342 | 16342 | 16342 | 16342 | 16342 | 16342 | 16342 | 16342 | 16342 | 16342 | 16342 | 16342 | 16342 | 16342 | 16342 | 16342 | 16342 | 16342 | 16342 | 16342 | 16342 | 16342 | 16342 | 16342 | 16342 | 16342 | 16342 | 16342 | 16342 | 16342 | 16342 | 16342 | 16342 | 16342 | 16342 | 16342 | 16342 | 16342 | 16342 | 16342 | 16342 | 16342 | 16342 | 16342 | 16342 | 16342 | 16342 | 16342 | 16342 | 16342 | 16342 | 16342 | 16342 | 16342 | 16342 | 16342 | 16342 | 16342 | 16342 | 16342 | 16342 | 16342 | 16342 | 16342 | 16342 | 16342 | 16342 | 16342 | 16342 | 16342 | 16342 | 16342 | 16342 | 16342 | 16342 | 16342 | 16342 | 16342 | 16342 | 16342 | 16342 | 16342 | 16342 | 16342 | 16342 | 16342 | 16342 | 16342 | 16342 | 16342 | 16342 | 16342 | 16342 | 16342 | 16342 | 16342 | 16342 | 16342 | 16342 | 16342 | 16342 | 16342 | 16342 | 16342 | 16342 | 16342 | 16342 | 16342 | 16342 | 16342 | 16342 | 16342 | 16342 | 16342 | 16342 | 16342 | 16342 | 16342 | 16342 | 16342 | 16342 | 16342 | 16342 | 16342 | 16342 | 16342 | 16342 | 16342 | 16342 | 16342 | 16342 | 16342 | 16342 | 16342 | 16342 | 16342 | 16342 | 16342 | 16342 | 16342 | 16342 | 16342 | 16342 | 16342 | 16342 | 16342 | 16342 | 16342 | 16342 | 16342 | 16342 | 16342 | 16342 | 16342 | 16342 | 16342 | 16342 | 16342 | 16342 | 16342 | 16342 | 16342 | 16342 | 16342 | 16342 | 16342 | 16342 | 16342 | 16342 | 16342 | 16342 | 16342 | 16342 | 16342 | 16342 | 16342 | 16342 | 16342 | 16342 | 16342 | 16342 | 16342 | 16342 | 16342 | 16342 | 16342 | 16342 | 16342 | 16342 | 16342 | 16342 | 16342 | 16342 | 16342 | 16342 | 16342 | 16342 | 16342 | 16342 | 16342 | 16342 | 16342 | 16342 | 16342 | 16342 | 16342 | 16342 | 16342 | 16342 | 16342 | 16342 | 16342 | 16342 | 16342 | 16342 | 16342 | 16342 | 16342 | 16342 | 16342 | 16342 | 16342 | 16342 | 16342 | 16342 | 16342 | 16342 | 16342 | 16342 | 16342 | 16342 | 16342 | 16342 | 16342 | 16342 | 16342 | 16342 | 16342 | 16342 | 16342 | 16342 | 16342 | 16342 | 16342 | 16342 | 16342 | 16342 | 16342 | 16342 | 16342 | 16342 | 16342 | 16342 | 16342 | 16342 | 16342 | 16342 | 16342 | 16342 | 16342 | 16342 | 16342 | 16342 | 16342 | 16342 | 16342 | 16342 | 16342 | 16342 | 16342 | 16342 | 16342 | 16342 | 16342 | 16342 | 16342 | 16342 | 16342 | 16342 | 16342 | 16342 | 16342 | 16342 | 16342 | 16342 | 16342 | 16342 | 16342 | 16342 | 16342 | 16342 | 16342 | 16342 | 16342 | 16342 | 16342 | 16342 | 16342 | 16342 | 16342 | 16342 | 16342 | 16342 | 16342 | 16342 | 16342 | 16342 | 16342 | 16342 | 16342 | 16342 | 16342 | 16342 | 16342 | 16342 | 16342 | 16342 | 16342 | 16342 | 16342 | 16342 | 16342 | 16342 | 16342 | 16342 | 16342 | 16342 | 16342 | 16342 | 16342 | 16342 | 16342 | 16342 | 16342 | 16342 | 16342 | 16342 | 16342 | 16342 | 16342 | 16342 | 16342 | 16342 | 16342 | 16342 | 16342 | 16342 | 16342 | 16342 | 16342 | 16342 | 16342 | 16342 | 16342 | 16342 | 16342 | 16342 | 16342 | 16342 | 16342 | 16342 | 16342 | 16342 | 16342 | 16342 | 16342 | 16342 | 16342 | 16342 | 16342 | 16342 | 16342 | 16342 | 16342 | 16342 | 16342 | 16342 | 16342 | 16342 | 16342 | 16342 | 16342 | 16342 | 16342 | 16342 | 16342 | 16342 | 16342 | 16342 | 16342 | 16342 | 16342 | 16342 | 16342 | 16342 | 16342 | 16342 | 16342 | 16342 | 16342 | 16342 | 16342 | 16342 | 16342 | 16342 | 16342 | 16342 | 16342 | 16342 | 16342 | 16342 | 16342 | 16342 | 16342 | 16342 | 16342 | 16342 | 16342 | 16342 | 16342 | 16342 | 16342 | 16342 | 16342 | 16342 | 16342 | 16342 | 16342 | 16342 | 16342 | 16342 | 16342 | 16342 | 16342 | 16342 | 16342 | 16342 | 16342 | 16342 | 16342 | 16342 | 16342 | 16342 | 16342 | 16342 | 16342 | 16342 | 16342 | 16342 | 16342 | 16342 | 16342 | 16342 | 16342 | 16342 | 16342 | 16342 | 16342 | 16342 | 16342 | 16342 | 16342 | 16342 | 16342 | 16342 | 16342 | 16342 | 16342 | 16342 | 16342 | 16342 | 16342 | 16342 | 16342 | 16342 | 16342 | 16342 | 16342 | 16342 | 16342 | 16342 | 16342 | 16342 | 16342 | 16342 | 16342 | 16342 | 16342 | 16342 | 16342 | 16342 | 16342 | 16342 | 16342 | 16342 | 16342 | 16342 | 16342 | 16342 | 16342 | 16342 | 16342 | 16342 | 16342 | 16342 | 16342 | 16342 | 16342 | 16342 | 16342 | 16342 | 16342 | 16342 | 16342 | 16342 | 16342 | 16342 | 16342 | 16342 | 16342 | 16342 | 16342 | 16342 | 16342 | 16342 | 16342 | 16342 | 16342 | 16342 | 16342 | 16342 | 16342 | 16342 | 16342 | 16342 | 16342 | 16342 | 16342 | 16342 | 16342 | 16342 | 16342 | 16342 | 16342 | 16342 | 16342 | 16342 | 16342 | 16342 | 16342 | 16342 | 16342 | 16342 | 16342 | 16342 | 16342 | 16342 | 16342 | 16342 | 16342 | 16342 | 16342 | 16342 | 16342 | 16342 | 16342 | 16342 | 16342 | 16342 | 16342 | 16342 | 16342 | 16342 | 16342 | 16342 | 16342 | 16342 | 16342 | 16342 | 16342 | 16342 | 16342 | 16342 | 16342 | 16342 | 16342 | 16342 | 16342 | 16342 | 16342 | 16342 | 16342 | 16342 | 16342 | 16342 | 16342 | 16342 | 16342 | 16342 | 16342 | 16342 | 16342 | 16342 | 16342 | 16342 | 16342 | 16342 | 16342 | 16342 | 16342 | 16342 | 16342 | 16342 | 16342 | 16342 | 16342 | 16342 | 16342 | 16342 | 16342 | 16342 | 16342 | 16342 | 16342 | 16342 | 16342 | 16342 | 16342 | 16342 | 16342 | 16342 | 16342 | 16342 | 16342 | 16342 | 16342 | 16342 | 16342 | 16342 | 16342 | 16342 | 16342 | 16342 | 16342 | 16342 | 16342 | 16342 | 16342 | 16342 | 16342 | 16342 | 16342 | 16342 | 16342 | 16342 | 16342 | 16342 | 16342 | 16342 | 16342 | 16342 | 16342 | 16342 | 16342 | 16342 | 16342 | 16342 | 16342 | 16342 | 16342 | 16342 | 16342 | 16342 | 16342 | 16342 | 16342 | 16342 | 16342 | 16342 | 16342 | 16342 | 16342 | 16342 | 16342 | 16342 | 16342 | 16342 | 16342 | 16342 | 16342 | 16342 | 16342 | 16342 | 16342 | 16342 | 16342 | 16342 | 16342 | 16342 | 16342 | 16342 | 16342 | 16342 | 16342 | 16342 | 16342 | 16342 | 16342 | 16342 | 16342 | 16342 | 16342 | 16342 | 16342 | 16342 | 16342 | 16342 | 16342 | 16342 | 16342 | 16342 | 16342 | 16342 | 16342 | 16342 | 16342 | 16342 | 16342 | 16342 | 16342 | 16342 | 16342 | 16342 | 16342 | 16342 | 16342 | 16342 | 16342 | 16342 | 16342 | 16342 | 16342 | 16342 | 16342 | 16342 | 16342 | 16342 | 16342 | 16342 | 16342 | 16342 | 16342 | 16342 | 16342 | 16342 | 16342 | 16342 | 16342 | 16342 | 16342 | 16342 | 16342 | 16342 | 16342 | 16342 | 16342 | 16342 | 16342 | 16342 | 16342 | 16342 | 16342 | 16342 | 16342 | 16342 | 16342 | 16342 | 16342 | 16342 | 16342 | 16342 | 16342 | 16342 | 16342 | 16342 | 16342 | 16342 | 16342 | 16342 | 16342 | 16342 | 16342 | 16342 | 16342 | 16342 | 16342 | 16342 | 16342 | 16342 | 16342 | 16342 | 16342 | 16342 | 16342 | 16342 | 16342 | 16342 | 16342 | 16342 | 16342 | 16342 | 16342 | 16342 | 16342 | 16342 | 16342 | 16342 | 16342 | 16342 | 16342 | 16342 | 16342 | 16342 | 16342 | 16342 | 16342 | 16342 | 16342 | 16342 | 16342 | 16342 | 16342 | 16342 | 16342 | 16342 | 16342 | 16342 | 16342 | 16342 | 16342 | 16342 | 16342 | 16342 | 16342 | 16342 | 16342 | 16342 | 16342 | 16342 | 16342 | 16342 | 16342 | 16342 | 16342 | 16342 | 16342 | 16342 | 16342 | 16342 | 16342 | 16342 | 16342 | 16342 | 16342 | 16342 | 16342 | 16342 | 16342 | 16342 | 16342 | 16342 | 16342 | 16342 | 16342 | 16342 | 16342 | 16342 | 16342 | 16342 | 16342 | 16342 | 16342 | 16342 | 16342 | 16342 | 16342 | 16342 | 16342 | 16342 | 16342 | 16342 | 16342 | 16342 | 16342 | 16342 | 16342 | 16342 | 16342 | 16342 | 16342 | 16342 | 16342 | 16342 | 16342 | 16342 | 16342 | 16342 | 16342 | 16342 | 16342 | 16342 | 16342 | 16342 | 16342 | 16342 | 16342 | 16342 | 16342 | 16342 | 16342 | 16342 | 16342 | 16342 | 16342 | 16342 | 16342 | 16342 | 16342 | 16342 | 16342 | 16342 | 16342 | 16342 | 16342 | 16342 | 16342 | 16342 | 16342 | 16342 | 16342 | 16342 | 16342 | 16342 | 16342 | 16342 | 16342 | 16342 | 16342 | 16342 | 16342 | 16342 | 16342 | 16342 | 16342 | 16342 | 16342 | 16342 | 16342 | 16342 | 16342 | 16342 | 16342 | 16342 | 16342 | 16342 | 16342 | 16342 | 16342 | 16342 | 16342 | 16342 | 16342 | 16342 | 16342 | 16342 | 16342 | 16342 | 16342 | 16342 | 16342 | 16342 | 16342 | 16342 | 16342 | 16342 | 16342 | 16342 | 16342 | 16342 | 16342 | 16342 | 16342 | 16342 | 16342 | 16342 | 16342 | 16342 | 16342 | 16342 | 16342 | 16342 | 16342 | 16342 | 16342 | 16342 | 16342 | 16342 | 16342 | 16342 | 16342 | 16342 | 16342 | 16342 | 16342 | 16342 | 16342 | 16342 | 16342 | 16342 | 16342 | 16342 | 16342 | 16342 | 16342 | 16342 | 16342 | 16342 | 16342 | 16342 | 16342 | 16342 | 16342 | 16342 | 16342 | 16342 | 16342 | 16342 | 16342 | 16342 | 16342 | 16342 | 16342 | 16342 | 16342 | 16342 | 16342 | 16342 | 16342 | 16342 | 16342 | 16342 | 16342 | 16342 | 16342 | 16342 | 16342 | 16342 | 16342 | 16342 | 16342 | 16342 | 16342 | 16342 | 16342 | 16342 | 16342 | 16342 | 16342 | 16342 | 16342 | 16342 | 16342 | 16342 | 16342 | 16342 | 16342 | 16342 | 16342 | 16342 | 16342 | 16342 | 16342 | 16342 | 16342 | 16342 | 16342 | 16342 | 16342 | 16342 | 16342 | 16342 | 16342 | 16342 | 16342 | 16342 | 16342 | 16342 | 16342 | 16342 | 16342 | 16342 | 16342 | 16342 | 16342 | 16342 | 16342 | 16342 | 16342 | 16342 | 16342 | 16342 | 16342 | 16342 | 16342 | 16342 | 16342 | 16342 | 16342 | 16342 | 16342 | 16342 | 16342 | 16342 | 16342 | 16342 | 16342 | 16342 | 16342 | 16342 | 16342 | 16342 | 16342 | 16342 | 16342 | 16342 | 16342 | 16342 | 16342 | 16342 | 16342 | 16342 | 16342 | 16342 | 16342 | 16342 | 16342 | 16342 | 16342 | 16342 | 16342 | 16342 | 16342 | 16342 | 16342 | 16342 | 16342 | 16342 | 16342 | 16342 | 16342 | 16342 | 16342 | 16342 | 16342 | 16342 | 16342 | 16342 | 16342 | 16342 | 16342 | 16342 | 16342 | 16342 | 16342 | 16342 | 16342 | 16342 | 16342 | 16342 | 16342 | 16342 | 16342 | 16342 | 16342 | 16342 | 16342 | 16342 | 16342 | 16342 | 16342 | 16342 | 16342 | 16342 | 16342 | 16342 | 16342 | 16342 | 16342 | 16342 | 16342 | 16342 | 16342 | 16342 | 16342 | 16342 | 16342 | 16342 | 16342 | 16342 | 16342 | 16342 | 16342 | 16342 | 16342 | 16342 | 16342 | 16342 | 16342 | 16342 | 16342 | 16342 | 16342 | 16342 | 16342 | 16342 | 16342 | 16342 | 16342 | 16342 | 16342 | 16342 | 16342 | 16342 | 16342 | 16342 | 16342 | 16342 | 16342 | 16342 | 16342 | 16342 | 16342 | 16342 | 16342 | 16342 | 16342 | 16342 | 16342 | 16342 | 16342 | 16342 | 16342 | 16342 | 16342 | 16342 | 16342 | 16342 | 16342 | 16342 | 16342 | 16342 | 16342 | 16342 | 16342 | 16342 | 16342 | 16342 | 16342 | 16342 | 16342 | 16342 | 16342 | 16342 | 16342 | 16342 | 16342 | 16342 | 16342 | 16342 | 16342 | 16342 | 16342 | 16342 | 16342 | 16342 | 16342 | 16342 | 16342 | 16342 | 16342 | 16342 | 16342 | 16342 | 16342 | 16342 | 16342 | 16342 | 16342 | 16342 | 16342 | 16342 | 16342 | 16342 | 16342 | 16342 | 16342 | 16342 | 16342 | 16342 | 16342 | 16342 | 16342 | 16342 | 16342 | 16342 | 16342 | 16342 | 16342 | 16342 | 16342 | 16342 | 16342 | 16342 | 16342 | 16342 | 16342 | 16342 | 16342 | 16342 | 16342 | 16342 | 16342 | 16342 | 16342 | 16342 | 16342 | 16342 | 16342 | 16342 | 16342 | 16342 | 16342 | 16342 | 16342 | 16342 | 16342 | 16342 | 16342 | 16342 | 16342 | 16342 | 16342 | 16342 | 16342 | 16342 | 16342 | 16342 | 16342 | 16342 | 16342 | 16342 | 16342 | 16342 | 16342 | 16342 | 16342 | 16342 | 16342 | 16342 | 16342 | 16342 | 16342 | 16342 | 16342 | 16342 | 16342 | 16342 | 16342 | 16342 | 16342 | 16342 | 16342 | 16342 | 16342 | 16342 | 16342 | 16342 | 16342 | 16342 | 16342 | 16342 | 16342 | 16342 | 16342 | 16342 | 16342 | 16342 | 16342 | 16342 | 16342 | 16342 | 16342 | 16342 | 16342 | 16342 | 16342 | 16342 | 16342 | 16342 | 16342 | 16342 | 16342 | 16342 | 16342 | 16342 | 16342 | 16342 | 16342 | 16342 | 16342 | 16342 | 16342 | 16342 | 16342 | 16342 | 16342 | 16342 | 16342 | 16342 | 16342 | 16342 | 16342 | 16342 | 16342 | 16342 | 16342 | 16342 | 16342 | 16342 | 16342 | 16342 | 16342 | 16342 | 16342 | 16342 | 16342 | 16342 | 16342 | 16342 | 16342 | 16342 | 16342 | 16342 | 16342 | 16342 | 16342 | 16342 | 16342 | 16342 | 16342 | 16342 | 16342 | 16342 | 16342 | 16342 | 16342 | 16342 | 16342 | 16342 | 16342 | 16342 | 16342 | 16342 | 16342 | 16342 | 16342 | 16342 | 16342 | 16342 | 16342 | 16342 | 16342 | 16342 | 16342 | 16342 | 16342 | 16342 | 16342 | 16342 | 16342 | 16342 | 16342 | 16342 | 16342 | 16342 | 16342 | 16342 | 16342 | 16342 | 16342 | 16342 | 16342 | 16342 | 16342 | 16342 | 16342 | 16342 | 16342 | 16342 | 16342 | 16342 | 16342 | 16342 | 16342 | 16342 | 16342 | 16342 | 16342 | 16342 | 16342 | 16342 | 16342 | 16342 | 16342 | 16342 | 16342 | 16342 | 16342 | 16342 | 16342 | 16342 | 16342 | 16342 | 16342 | 16342 | 16342 | 16342 | 16342 | 16342 | 16342 | 16342 | 16342 | 16342 | 16342 | 16342 | 16342 | 16342 | 16342 | 16342 | 16342 | 16342 | 16342 | 16342 | 16342 | 16342 | 16342 | 16342 | 16342 | 16342 | 16342 | 16342 | 16342 | 16342 | 16342 | 16342 | 16342 | 16342 | 16342 | 16342 | 16342 | 16342 | 16342 | 16342 | 16342 | 16342 | 16342 | 16342 | 16342 | 16342 | 16342 | 16342 | 16342 | 16342 | 16342 | 16342 | 16342 | 16342 | 16342 | 16342 | 16342 | 16342 | 16342 | 16342 | 16342 | 16342 | 16342 | 16342 | 16342 | 16342 | 16342 | 16342 | 16342 | 16342 | 16342 | 16342 | 16342 | 16342 | 16342 | 16342 | 16342 | 16342 | 16342 | 16342 | 16342 | 16342 | 16342 | 16342 | 16342 | 16342 | 16342 | 16342 | 16342 | 16342 | 16342 | 16342 | 16342 | 16342 | 16342 | 16342 | 16342 | 16342 | 16342 | 16342 | 16342 | 16342 | 16342 | 16342 | 16342 | 16342 | 16342 | 16342 | 16342 | 16342 | 16342 | 16342 | 16342 | 16342 | 16342 | 16342 | 16342 | 16342 | 16342 | 16342 | 16342 | 16342 | 16342 | 16342 | 16342 | 16342 | 16342 | 16342 | 16342 | 16342 | 16342 | 16342 | 16342 | 16342 | 16342 | 16342 | 16342 | 16342 | 16342 | 16342 | 16342 | 16342 | 16342 | 16342 | 16342 | 16342 | 16342 | 16342 | 16342 | 16342 | 16342 | 16342 | 16342 | 16342 | 16342 | 16342 | 16342 | 16342 | 16342 | 16342 | 16342 | 16342 | 16342 | 16342 | 16342 | 16342 | 16342 | 16342 | 16342 | 16342 | 16342 | 16342 | 16342 | 16342 | 16342 | 16342 | 16342 | 16342 | 16342 | 16342 | 16342 | 16342 | 16342 | 16342 | 16342 | 16342 | 16342 | 16342 | 16342 | 16342 | 16342 | 16342 | 16342 | 16342 | 16342 | 16342 | 16342 | 16342 | 16342 | 16342 | 16342 | 16342 | 16342 | 16342 | 16342 | 16342 | 16342 | 16342 | 16342 | 16342 | 16342 | 16342 | 16342 | 16342 | 16342 | 16342 | 16342 | 16342 | 16342 | 16342 | 16342 | 16342 | 16342 | 16342 | 16342 | 16342 | 16342 | 16342 | 16342 | 16342 | 16342 | 16342 | 16342 | 16342 | 16342 | 16342 | 16342 | 16342 | 16342 | 16342 | 16342 | 16342 | 16342 | 16342 | 16342 | 16342 | 16342 | 16342 | 16342 | 16342 | 16342 | 16342 | 16342 | 16342 | 16342 | 16342 | 16342 | 16342 | 16342 | 16342 | 16342 | 16342 | 16342 | 16342 | 16342 | 16342 | 16342 | 16342 | 16342 | 16342 | 16342 | 16342 | 16342 | 16342 | 16342 | 16342 | 16342 | 16342 | 16342 | 16342 | 16342 | 16342 | 16342 | 16342 | 16342 | 16342 | 16342 | 16342 | 16342 | 16342 | 16342 | 16342 | 16342 | 16342 | 16342 | 16342 | 16342 | 16342 | 16342 | 16342 | 16342 | 16342 | 16342 | 16342 | 16342 | 16342 | 16342 | 16342 | 16342 | 16342 | 16342 | 16342 | 16342 | 16342 | 16342 | 16342 | 16342 | 16342 | 16342 | 16342 | 16342 | 16342 | 16342 | 16342 | 16342 | 16342 | 16342 | 16342 | 16342 | 16342 | 16342 | 16342 | 16342 | 16342 | 16342 | 16342 | 16342 | 16342 | 16342 | 16342 | 16342 | 16342 | 16342 | 16342 | 16342 | 16342 | 16342 | 16342 | 16342 | 16342 | 16342 | 16342 | 16342 | 16342 | 16342 | 16342 | 16342 | 16342 | 16342 | 16342 | 16342 | 16342 | 16342 | 16342 | 16342 | 16342 | 16342 | 16342 | 16342 | 16342 | 16342 | 16342 | 16342 | 16342 | 16342 | 16342 | 16342 | 16342 | 16342 | 16342 | 16342 | 16342 | 16342 | 16342 | 16342 | 16342 | 16342 | 16342 | 16342 | 16342 | 16342 | 16342 | 16342 | 16342 | 16342 | 16342 | 16342 | 16342 | 16342 | 16342 | 16342 | 16342 | 16342 | 16342 | 16342 | 16342 | 16342 | 16342 | 16342 | 16342 | 16342 | 16342 | 16342 | 16342 | 16342 | 16342 | 16342 | 16342 | 16342 | 16342 | 16342 | 16342 | 16342 | 16342 | 16342 | 16342 | 16342 | 16342 | 16342 | 16342 | 16342 | 16342 | 16342 | 16342 | 16342 | 16342 | 16342 | 16342 | 16342 | 16342 | 16342 | 16342 | 16342 | 16342 | 16342 | 16342 | 16342 | 16342 | 16342 | 16342 | 16342 | 16342 | 16342 | 16342 | 16342 | 16342 | 16342 | 16342 | 16342 | 16342 | 16342 | 16342 | 16342 | 16342 | 16342 | 16342 | 16342 | 16342 | 16342 | 16342 | 16342 | 16342 | 16342 | 16342 | 16342 | 16342 | 16342 | 16342 | 16342 | 16342 | 16342 | 16342 | 16342 | 16342 | 16342 | 16342 | 16342 | 16342 | 16342 | 16342 | 16342 | 16342 | 16342 | 16342 | 16342 | 16342 | 16342 | 16342 | 16342 | 16342 | 16342 | 16342 | 16342 | 16342 | 16342 | 16342 | 16342 | 16342 | 16342 | 16342 | 16342 | 16342 | 16342 | 16342 | 16342 | 16342 | 16342 | 16342 | 16342 | 16342 | 16342 | 16342 | 16342 | 16342 | 16342 | 16342 | 16342 | 16342 | 16342 | 16342 | 16342 | 16342 | 16342 | 16342 | 16342 | 16342 | 16342 | 16342 | 16342 | 16342 | 16342 | 16342 | 16342 | 16342 | 16342 | 16342 | 16342 | 16342 | 16342 | 16342 | 16342 | 16342 | 16342 | 16342 | 16342 | 16342 | 16342 | 16342 | 16342 | 16342 | 16342 | 16342 | 16342 | 16342 | 16342 | 16342 | 16342 | 16342 | 16342 | 16342 | 16342 | 16342 | 16342 | 16342 | 16342 | 16342 | 16342 | 16342 | 16342 | 16342 | 16342 | 16342 | 16342 | 16342 | 16342 | 16342 | 16342 | 16342 | 16342 | 16342 | 16342 | 16342 | 16342 | 16342 | 16342 | 16342 | 16342 | 16342 | 16342 | 16342 | 16342 | 16342 | 16342 | 16342 | 16342 | 16342 | 16342 | 16342 | 16342 | 16342 | 16342 | 16342 | 16342 | 16342 | 16342 | 16342 | 16342 | 16342 | 16342 | 16342 | 16342 | 16342 | 16342 | 16342 | 16342 | 16342 | 16342 | 16342 | 16342 | 16342 | 16342 | 16342 | 16342 | 16342 | 16342 | 16342 | 16342 | 16342 | 16342 | 16342 | 16342 | 16342 | 16342 | 16342 | 16342 | 16342 | 16342 | 16342 | 16342 | 16342 | 16342 | 16342 | 16342 | 16342 | 16342 | 16342 | 16342 | 16342 | 16342 | 16342 | 16342 | 16342 | 16342 | 16342 | 16342 | 16342 | 16342 | 16342 | 16342 | 16342 | 16342 | 16342 | 16342 | 16342 | 16342 | 16342 | 16342 | 16342 | 16342 | 16342 | 16342 | 16342 | 16342 | 16342 | 16342 | 16342 | 16342 | 16342 | 16342 | 16342 | 16342 | 16342 | 16342 | 16342 | 16342 | 16342 | 16342 | 16342 | 16342 | 16342 | 16342 | 16342 | 16342 | 16342 | 16342 | 16342 | 16342 | 16342 | 16342 | 16342 | 16342 | 16342 | 16342 | 16342 | 16342 | 16342 | 16342 | 16342 | 16342 | 16342 | 16342 | 16342 | 16342 | 16342 | 16342 | 16342 | 16342 | 16342 | 16342 | 16342 | 16342 | 16342 | 16342 | 16342 | 16342 | 16342 | 16342 | 16342 | 16342 | 16342 | 16342 | 16342 | 16342 | 16342 | 16342 | 16342 | 16342 | 16342 | 16342 | 16342 | 16342 | 16342 | 16342 | 16342 | 16342 | 16342 | 16342 | 16342 | 16342 | 16342 | 16342 | 16342 | 16342 | 16342 | 16342 | 16342 | 16342 | 16342 | 16342 | 16342 | 16342 | 16342 | 16342 | 16342 | 16342 | 16342 | 16342 | 16342 | 16342 | 16342 | 16342 | 16342 | 16342 | 16342 | 16342 | 16342 | 16342 | 16342 | 16342 | 16342 | 16342 | 16342 | 16342 | 16342 | 16342 | 16342 | 16342 | 16342 | 16342 | 16342 | 16342 | 16342 | 16342 | 16342 | 16342 | 16342 | 16342 | 16342 | 16342 | 16342 | 16342 | 16342 | 16342 | 16342 | 16342 | 16342 | 16342 | 16342 | 16342 | 16342 | 16342 | 16342 | 16342 | 16342 | 16342 | 16342 | 16342 | 16342 | 16342 | 16342 | 16342 | 16342 | 16342 | 16342 | 16342 | 16342 | 16342 | 16342 | 16342 | 16342 | 16342 | 16342 | 16342 | 16342 | 16342 | 16342 | 16342 | 16342 | 16342 | 16342 | 16342 | 16342 | 16342 | 16342 | 16342 | 16342 | 16342 | 16342 | 16342 | 16342 | 16342 | 16342 | 16342 | 16342 | 16342 | 16342 | 16342 | 16342 | 16342 | 16342 | 16342 | 16342 | 16342 | 16342 | 16342 | 16342 | 16342 | 16342 | 16342 | 16342 | 16342 | 16342 | 16342 | 16342 | 16342 | 16342 | 16342 | 16342 | 16342 | 16342 | 16342 | 16342 | 16342 | 16342 | 16342 | 16342 | 16342 | 16342 | 16342 | 16342 | 16342 | 16342 | 16342 | 16342 | 16342 | 16342 | 16342 | 16342 | 16342 | 16342 | 16342 | 16342 | 16342 | 16342 | 16342 | 16342 | 16342 | 16342 | 16342 | 16342 | 16342 | 16342 | 16342 | 16342 | 16342 | 16342 | 16342 | 16342 | 16342 | 16342 | 16342 | 16342 | 16342 | 16342 | 16342 | 16342 | 16342 | 16342 | 16342 | 16342 | 16342 | 16342 | 16342 | 16342 | 16342 | 16342 | 16342 | 16342 | 16342 | 16342 | 16342 | 16342 | 16342 | 16342 | 16342 | 16342 | 16342 | 16342 | 16342 | 16342 | 16342 | 16342 | 16342 | 16342 | 16342 | 16342 | 16342 | 16342 | 16342 | 16342 | 16342 | 16342 | 16342 | 16342 | 16342 | 16342 | 16342 | 16342 | 16342 | 16342 | 16342 | 16342 | 16342 | 16342 | 16342 | 16342 | 16342 | 16342 | 16342 | 16342 | 16342 | 16342 | 16342 | 16342 | 16342 | 16342 | 16342 | 16342 | 16342 | 16342 | 16342 | 16342 | 16342 | 16342 | 16342 | 16342 | 16342 | 16342 | 16342 | 16342 | 16342 | 16342 | 16342 | 16342 | 16342 | 16342 | 16342 | 16342 | 16342 | 16342 | 16342 | 16342 | 16342 | 16342 | 16342 | 16342 | 16342 | 16342 | 16342 | 16342 | 16342 | 16342 | 16342 | 16342 | 16342 | 16342 | 16342 | 16342 | 16342 | 16342 | 16342 | 16342
16343 | American Coolair | FGXM54L | 54" | Y | B | 28100 | 28.9 | 26000 | 24.9 | 0.75 | 16343 | 16343 | 16343 | 16343 | 16343 | 16343 | 16343 | 16343 | 16343 | 16343 | 16343 | 16343 | 16343 | 16343 | 16343 | 16343 | 16343 | 16343 | 16343 | 16343 | 16343 | 16343 | 16343 | 16343 | 16343 | 16343 | 16343 | 16343 | 16343 | 16343 | 16343 | 16343 | 16343 | 16343 | 16343 | 16343 | 16343 | 16343 | 16343 | 16343 | 16343 | 16343 | 16343 | 16343 | 16343 | 16343 | 16343 | 16343 | 16343 | 16343 | 16343 | 16343 | 16343 | 16343 | 16343 | 16343 | 16343 | 16343 | 16343 | 16343 | 16343 | 16343 | 16343 | 16343 | 16343 | 16343 | 16343 | 16343 | 16343 | 16343 | 16343 | 16343 | 16343 | 16343 | 16343 | 16343 | 16343 | 16343 | 16343 | 16343 | 16343 | 16343 | 16343 | 16343 | 16343 | 16343 | 16343 | 16343 | 16343 | 16343 | 16343 | 16343 | 16343 | 16343 | 16343 | 16343 | 16343 | 16343 | 16343 | 16343 | 16343 | 16343 | 16343 | 16343 | 16343 | 16343 | 16343 | 16343 | 16343 | 16343 | 16343 | 16343 | 16343 | 16343 | 16343 | 16343 | 16343 | 16343 | 16343 | 16343 | 16343 | 16343 | 16343 | 16343 | 16343 | 16343 | 16343 | 16343 | 16343 | 16343 | 16343 | 16343 | 16343 | 16343 | 16343 | 16343 | 16343 | 16343 | 16343 | 16343 | 16343 | 16343 | 16343 | 16343 | 16343 | 16343 | 16343 | 16343 | 16343 | 16343 | 16343 | 16343 | 16343 | 16343 | 16343 | 16343 | 16343 | 16343 | 16343 | 16343 | 16343 | 16343 | 16343 | 16343 | 16343 | 16343 | 16343 | 16343 | 16343 | 16343 | 16343 | 16343 | 16343 | 16343 | 16343 | 16343 | 16343 | 16343 | 16343 | 16343 | 16343 | 16343 | 16343 | 16343 | 16343 | 16343 | 16343 | 16343 | 16343 | 16343 | 16343 | 16343 | 16343 | 16343 | 16343 | 16343 | 16343 | 16343 | 16343 | 16343 | 16343 | 16343 | 16343 | 16343 | 16343 | 16343 | 16343 | 16343 | 16343 | 16343 | 16343 | 16343 | 16343 | 16343 | 16343 | 16343 | 16343 | 16343 | 16343 | 16343 | 16343 | 16343 | 16343 | 16343 | 16343 | 16343 | 16343 | 16343 | 16343 | 16343 | 16343 | 16343 | 16343 | 16343 | 16343 | 16343 | 16343 | 16343 | 16343 | 16343 | 16343 | 16343 | 16343 | 16343 | 16343 | 16343 | 16343 | 16343 | 16343 | 16343 | 16343 | 16343 | 16343 | 16343 | 16343 | 16343 | 16343 | 16343 | 16343 | 16343 | 16343 | 16343 | 16343 | 16343 | 16343 | 16343 | 16343 | 16343 | 16343 | 16343 | 16343 | 16343 | 16343 | 16343 | 16343 | 16343 | 16343 | 16343 | 16343 | 16343 | 16343 | 16343 | 16343 | 16343 | 16343 | 16343 | 16343 | 16343 | 16343 | 16343 | 16343 | 16343 | 16343 | 16343 | 16343 | 16343 | 16343 | 16343 | 16343 | 16343 | 16343 | 16343 | 16343 | 16343 | 16343 | 16343 | 16343 | 16343 | 16343 | 16343 | 16343 | 16343 | 16343 | 16343 | 16343 | 16343 | 16343 | 16343 | 16343 | 16343 | 16343 | 16343 | 16343 | 16343 | 16343 | 16343 | 16343 | 16343 | 16343 | 16343 | 16343 | 16343 | 16343 | 16343 | 16343 | 16343 | 16343 | 16343 | 16343 | 16343 | 16343 | 16343 | 16343 | 16343 | 16343 | 16343 | 16343 | 16343 | 16343 | 16343 | 16343 | 16343 | 16343 | 16343 | 16343 | 16343 | 16343 | 16343 | 16343 | 16343 | 16343 | 16343 | 16343 | 16343 | 16343 | 16343 | 16343 | 16343 | 16343 | 16343 | 16343 | 16343 | 16343 | 16343 | 16343 | 16343 | 16343 | 16343 | 16343 | 16343 | 16343 | 16343 | 16343 | 16343 | 16343 | 16343 | 16343 | 16343 | 16343 | 16343 | 16343 | 16343 | 16343 | 16343 | 16343 | 16343 | 16343 | 16343 | 16343 | 16343 | 16343 | 16343 | 16343 | 16343 | 16343 | 16343 | 16343 | 16343 | 16343 | 16343 | 16343 | 16343 | 16343 | 16343 | 16343 | 16343 | 16343 | 16343 | 16343 | 16343 | 16343 | 16343 | 16343 | 16343 | 16343 | 16343 | 16343 | 16343 | 16343 | 16343 | 16343 | 16343 | 16343 | 16343 | 16343 | 16343 | 16343 | 16343 | 16343 | 16343 | 16343 | 16343 | 16343 | 16343 | 16343 | 16343 | 16343 | 16343 | 16343 | 16343 | 16343 | 16343 | 16343 | 16343 | 16343 | 16343 | 16343 | 16343 | 16343 | 16343 | 16343 | 16343 | 16343 | 16343 | 16343 | 16343 | 16343 | 16343 | 16343 | 16343 | 16343 | 16343 | 16343 | 16343 | 16343 | 16343 | 16343 | 16343 | 16343 | 16343 | 16343 | 16343 | 16343 | 16343 | 16343 | 16343 | 16343 | 16343 | 16343 | 16343 | 16343 | 16343 | 16343 | 16343 | 16343 | 16343 | 16343 | 16343 | 16343 | 16343 | 16343 | 16343 | 16343 | 16343 | 16343 | 16343 | 16343 | 16343 | 16343 | 16343 | 16343 | 16343 | 16343 | 16343 | 16343 | 16343 | 16343 | 16343 | 16343 | 16343 | 16343 | 16343 | 16343 | 16343 | 16343 | 16343 | 16343 | 16343 | 16343 | 16343 | 16343 | 16343 | 16343 | 16343 | 16343 | 16343 | 16343 | 16343 | 16343 | 16343 | 16343 | 16343 | 16343 | 16343 | 16343 | 16343 | 16343 | 16343 | 16343 | 16343 | 16343 | 16343 | 16343 | 16343 | 16343 | 16343 | 16343 | 16343 | 16343 | 16343 | 16343 | 16343 | 16343 | 16343 | 16343 | 16343 | 16343 | 16343 | 16343 | 16343 | 16343 | 16343 | 16343 | 16343 | 16343 | 16343 | 16343 | 16343 | 16343 | 16343 | 16343 | 16343 | 16343 | 16343 | 16343 | 16343 | 16343 | 16343 | 16343 | 16343 | 16343 | 16343 | 16343 | 16343 | 16343 | 16343 | 16343 | 16343 | 16343 | 16343 | 16343 | 16343 | 16343 | 16343 | 16343 | 16343 | 16343 | 16343 | 16343 | 16343 | 16343 | 16343 | 16343 | 16343 | 16343 | 16343 | 16343 | 16343 | 16343 | 16343 | 16343 | 16343 | 16343 | 16343 | 16343 | 16343 | 16343 | 16343 | 16343 | 16343 | 16343 | 16343 | 16343 | 16343 | 16343 | 16343 | 16343 | 16343 | 16343 | 16343 | 16343 | 16343 | 16343 | 16343 | 16343 | 16343 | 16343 | 16343 | 16343 | 16343 | 16343 | 16343 | 16343 | 16343 | 16343 | 16343 | 16343 | 16343 | 16343 | 16343 | 16343 | 16343 | 16343 | 16343 | 16343 | 16343 | 16343 | 16343 | 16343 | 16343 | 16343 | 16343 | 16343 | 16343 | 16343 | 16343 | 16343 | 16343 | 16343 | 16343 | 16343 | 16343 | 16343 | 16343 | 16343 | 16343 | 16343 | 16343 | 16343 | 16343 | 16343 | 16343 | 16343 | 16343 | 16343 | 16343 | 16343 | 16343 | 16343 | 16343 | 16343 | 16343 | 16343 | 16343 | 16343 | 16343 | 16343 | 16343 | 16343 | 16343 | 16343 | 16343 | 16343 | 16343 | 16343 | 16343 | 16343 | 16343 | 16343 | 16343 | 16343 | 16343 | 16343 | 16343 | 16343 | 16343 | 16343 | 16343 | 16343 | 16343 | 16343 | 16343 | 16343 | 16343 | 16343 | 16343 | 16343 | 16343 | 16343 | 16343 | 16343 | 16343 | 16343 | 16343 | 16343 | 16343 | 16343 | 16343 | 16343 | 16343 | 16343 | 16343 | 16343 | 16343 | 16343 | 16343 | 16343 | 16343 | 16343 | 16343 | 16343 | 16343 | 16343 | 16343 | 16343 | 16343 | 16343 | 16343 | 16343 | 16343 | 16343 | 16343 | 16343 | 16343 | 16343 | 16343 | 16343 | 16343 | 16343 | 16343 | 16343 | 16343 | 16343 | 16343 | 16343 | 16343 | 16343 | 16343 | 16343 | 16343 | 16343 | 16343 | 16343 | 16343 | 16343 | 16343 | 16343 | 16343 | 16343 | 16343 | 16343 | 16343 | 16343 | 16343 | 16343 | 16343 | 16343 | 16343 | 16343 | 16343 | 16343 | 16343 | 16343 | 16343 | 16343 | 16343 | 16343 | 16343 | 16343 | 16343 | 16343 | 16343 | 16343 | 16343 | 16343 | 16343 | 16343 | 16343 | 16343 | 16343 | 16343 | 16343 | 16343 | 16343 | 16343 | 16343 | 16343 | 16343 | 16343 | 16343 | 16343 | 16343 | 16343 | 16343 | 16343 | 16343 | 16343 | 16343 | 16343 | 16343 | 16343 | 16343 | 16343 | 16343 | 16343 | 16343 | 16343 | 16343 | 16343 | 16343 | 16343 | 16343 | 16343 | 16343 | 16343 | 16343 | 16343 | 16343 | 16343 | 16343 | 16343 | 16343 | 16343 | 16343 | 16343 | 16343 | 16343 | 16343 | 16343 | 16343 | 16343 | 16343 | 16343 | 16343 | 16343 | 16343 | 16343 | 16343 | 16343 | 16343 | 16343 | 16343 | 16343 | 16343 | 16343 | 16343 | 16343 | 16343 | 16343 | 16343 | 16343 | 16343 | 16343 | 16343 | 16343 | 16343 | 16343 | 16343 | 16343 | 16343 | 16343 | 16343 | 16343 | 16343 | 16343 | 16343 | 16343 | 16343 | 16343 | 16343 | 16343 | 16343 | 16343 | 16343 | 16343 | 16343 | 16343 | 16343 | 16343 | 16343 | 16343 | 16343 | 16343 | 16343 | 16343 | 16343 | 16343 | 16343 | 16343 | 16343 | 16343 | 16343 | 16343 | 16343 | 16343 | 16343 | 16343 | 16343 | 16343 | 16343 | 16343 | 16343 | 16343 | 16343 | 16343 | 16343 | 16343 | 16343 | 16343 | 16343 | 16343 | 16343 | 16343 | 16343 | 16343 | 16343 | 16343 | 16343 | 16343 | 16343 | 16343 | 16343 | 16343 | 16343 | 16343 | 16343 | 16343 | 16343 | 16343 | 16343 | 16343 | 16343 | 16343 | 16343 | 16343 | 16343 | 16343 | 16343 | 16343 | 16343 | 16343 | 16343 | 16343 | 16343 | 16343 | 16343 | 16343 | 16343 | 16343 | 16343 | 16343 | 16343 | 16343 | 16343 | 16343 | 16343 | 16343 | 16343 | 16343 | 16343 | 16343 | 16343 | 16343 | 16343 | 16343 | 16343 | 16343 | 16343 | 16343 | 16343 | 16343 | 16343 | 16343 | 16343 | 16343 | 16343 | 16343 | 16343 | 16343 | 16343 | 16343 | 16343 | 16343 | 16343 | 16343 | 16343 | 16343 | 16343 | 16343 | 16343 | 16343 | 16343 | 16343 | 16343 | 16343 | 16343 | 16343 | 16343 | 16343 | 16343 | 16343 | 16343 | 16343 | 16343 | 16343 | 16343 | 16343 | 16343 | 16343 | 16343 | 16343 | 16343 | 16343 | 16343 | 16343 | 16343 | 16343 | 16343 | 16343 | 16343 | 16343 | 16343 | 16343 | 16343 | 16343 | 16343 | 16343 | 16343 | 16343 | 16343 | 16343 | 16343 | 16343 | 16343 | 16343 | 16343 | 16343 | 16343 | 16343 | 16343 | 16343 | 16343 | 16343 | 16343 | 16343 | 16343 | 16343 | 16343 | 16343 | 16343 | 16343 | 16343 | 16343 | 16343 | 16343 | 16343 | 16343 | 16343 | 16343 | 16343 | 16343 | 16343 | 16343 | 16343 | 16343 | 16343 | 16343 | 16343 | 16343 | 16343 | 16343 | 16343 | 16343 | 16343 | 16343 | 16343 | 16343 | 16343 | 16343 | 16343 | 16343 | 16343 | 16343 | 16343 | 16343 | 16343 | 16343 | 16343 | 16343 | 16343 | 16343 | 16343 | 16343 | 16343 | 16343 | 16343 | 16343 | 16343 | 16343 | 16343 | 16343 | 16343 | 16343 | 16343 | 16343 | 16343 | 16343 | 16343 | 16343 | 16343 | 16343 | 16343 | 16343 | 16343 | 16343 | 16343 | 16343 | 16343 | 16343 | 16343 | 16343 | 16343 | 16343 | 16343 | 16343 | 16343 | 16343 | 16343 | 16343 | 16343 | 16343 | 16343 | 16343 | 16343 | 16343 | 16343 | 16343 | 16343 | 16343 | 16343 | 16343 | 16343 | 16343 | 16343 | 16343 | 16343 | 16343 | 16343 | 16343 | 16343 | 16343 | 16343 | 16343 | 16343 | 16343 | 16343 | 16343 | 16343 | 16343 | 16343 | 16343 | 16343 | 16343 | 16343 | 16343 | 16343 | 16343 | 16343 | 16343 | 16343 | 16343 | 16343 | 16343 | 16343 | 16343 | 16343 | 16343 | 16343 | 16343 | 16343 | 16343 | 16343 | 16343 | 16343 | 16343 | 16343 | 16343 | 16343 | 16343 | 16343 | 16343 | 16343 | 16343 | 16343 | 16343 | 16343 | 16343 | 16343 | 16343 | 16343 | 16343 | 16343 | 16343 | 16343 | 16343 | 16343 | 16343 | 16343 | 16343 | 16343 | 16343 | 16343 | 16343 | 16343 | 16343 | 16343 | 16343 | 16343 | 16343 | 16343 | 16343 | 16343 | 16343 | 16343 | 16343 | 16343 | 16343 | 16343 | 16343 | 16343 | 16343 | 16343 | 16343 | 16343 | 16343 | 16343 | 16343 | 16343 | 16343 | 16343 | 16343 | 16343 | 16343 | 16343 | 16343 | 16343 | 16343 | 16343 | 16343 | 16343 | 16343 | 16343 | 16343 | 16343 | 16343 | 16343 | 16343 | 16343 | 16343 | 16343 | 16343 | 16343 | 16343 | 16343 | 16343 | 16343 | 16343 | 16343 | 16343 | 16343 | 16343 | 16343 | 16343 | 16343 | 16343 | 16343 | 16343 | 16343 | 16343 | 16343 | 16343 | 16343 | 16343 | 16343 | 16343 | 16343 | 16343 | 16343 | 16343 | 16343 | 16343 | 16343 | 16343 | 16343 | 16343 | 16343 | 16343 | 16343 | 16343 | 16343 | 16343 | 16343 | 16343 | 16343 | 16343 | 16343 | 16343 | 16343 | 16343 | 16343 | 16343 | 16343 | 16343 | 16343 | 16343 | 16343 | 16343 | 16343 | 16343 | 16343 | 16343 | 16343 | 16343 | 16343 | 16343 | 16343 | 16343 | 16343 | 16343 | 16343 | 16343 | 16343 | 16343 | 16343 | 16343 | 16343 | 16343 | 16343 | 16343 | 16343 | 16343 | 16343 | 16343 | 16343 | 16343 | 16343 | 16343 | 16343 | 16343 | 16343 | 16343 | 16343 | 16343 | 16343 | 16343 | 16343 | 16343 | 16343 | 16343 | 16343 | 16343 | 16343 | 16343 | 16343 | 16343 | 16343 | 16343 | 16343 | 16343 | 16343 | 16343 | 16343 | 16343 | 16343 | 16343 | 16343 | 16343 | 16343 | 16343 | 16343 | 16343 | 16343 | 16343 | 16343 | 16343 | 16343 | 16343 | 16343 | 16343 | 16343 | 16343 | 16343 | 16343 | 16343 | 16343 | 16343 | 16343 | 16343 | 16343 | 16343 | 16343 | 16343 | 16343 | 16343 | 16343 | 16343 | 16343 | 16343 | 16343 | 16343 | 16343 | 16343 | 16343 | 16343 | 16343 | 16343 | 16343 | 16343 | 16343 | 16343 | 16343 | 16343 | 16343 | 16343 | 16343 | 16343 | 16343 | 16343 | 16343 | 16343 | 16343 | 16343 | 16343 | 16343 | 16343 | 16343 | 16343 | 16343 | 16343 | 16343 | 16343 | 16343 | 16343 | 16343 | 16343 | 16343 | 16343 | 16343 | 16343 | 16343 | 16343 | 16343 | 16343 | 16343 | 16343 | 16343 | 16343 | 16343 | 16343 | 16343 | 16343 | 16343 | 16343 | 16343 | 16343 | 16343 | 16343 | 16343 | 16343 | 16343 | 16343 | 16343 | 16343 | 16343 | 16343 | 16343 | 16343 | 16343 | 16343 | 16343 | 16343 | 16343 | 16343 | 16343 | 16343 | 16343 | 16343 | 16343 | 16343 | 16343 | 16343 | 16343 | 16343 | 16343 | 16343 | 16343 | 16343 | 16343 | 16343 | 16343 | 16343 | 16343 | 16343 | 16343 | 16343 | 16343 | 16343 | 16343 | 16343 | 16343 | 16343 | 16343 | 16343 | 16343 | 16343 | 16343 | 16343 | 16343 | 16343 | 16343 | 16343 | 16343 | 16343 | 16343 | 16343 | 16343 | 16343 | 16343 | 16343 | 16343 | 16343 | 16343 | 16343 | 16343 | 16343 | 16343 | 16343 | 16343 | 16343 | 16343 | 16343 | 16343 | 16343 | 16343 | 16343 | 16343 | 16343 | 16343 | 16343 | 16343 | 16343 | 16343 | 16343 | 16343 | 16343 | 16343 | 16343 | 16343 | 16343 | 16343 | 16343 | 16343 | 16343 | 16343 | 16343 | 16343 | 16343 | 16343 | 16343 | 16343 | 16343 | 16343 | 16343 | 16343 | 16343 | 16343 | 16343 | 16343 | 16343 | 16343 | 16343 | 16343 | 16343 | 16343 | 16343 | 16343 | 16343 | 16343 | 16343 | 16343 | 16343 | 16343 | 16343 | 16343 | 16343 | 16343 | 16343 | 16343 | 16343 | 16343 | 16343 | 16343 | 16343 | 16343 | 16343 | 16343 | 16343 | 16343 | 16343 | 16343 | 16343 | 16343 | 16343 | 16343 | 16343 | 16343 | 16343 | 16343 | 16343 | 16343 | 16343 | 16343 | 16343 | 16343 | 16343 | 16343 | 16343 | 16343 | 16343 | 16343 | 16343 | 16343 | 16343 | 16343 | 16343 | 16343 | 16343 | 16343 | 16343 | 16343 | 16343 | 16343 | 16343 | 16343 | 16343 | 16343 | 16343 | 16343 | 16343 | 16343 | 16343 | 16343 | 16343 | 16343 | 16343 | 16343 | 16343 | 16343 | 16343 | 16343 | 16343 | 16343 | 16343 | 16343 | 16343 | 16343 | 16343 | 16343 | 16343 | 16343 | 16343 | 16343 | 16343 | 16343 | 16343 | 16343 | 16343 | 16343 | 16343 | 16343 | 16343 | 16343 | 16343 | 16343 | 16343 | 16343 | 16343 | 16343 | 16343 | 16343 | 16343 | 16343 | 16343 | 16343 | 16343 | 16343 | 16343 | 16343 | 16343 | 16343 | 16343 | 16343 | 16343 | 16343 | 16343 | 16343 | 16343 | 16343 | 16343 | 16343 | 16343 | 16343 | 16343 | 16343 | 16343 | 16343 | 16343 | 16343 | 16343 | 16343 | 16343 | 16343 | 16343 | 16343 | 16343 | 16343 | 16343 | 16343 | 16343 | 16343 | 16343 | 16343 | 16343 | 16343 | 16343 | 16343 | 16343 | 16343 | 16343 | 16343 | 16343 | 16343 | 16343 | 16343 | 16343 | 16343 | 16343 | 16343 | 16343 | 16343 | 16343 | 16343 | 16343 | 16343 | 16343 | 16343 | 16343 | 16343 | 16343 | 16343 | 16343 | 16343 | 16343 | 16343 | 16343 | 16343 | 16343 | 16343 | 16343 | 16343 | 16343 | 16343 | 16343 | 16343 | 16343 | 16343 | 16343 | 16343 | 16343 | 16343 | 16343 | 16343 | 16343 | 16343 | 16343 | 16343 | 16343 | 16343 | 16343 | 16343 | 16343 | 16343 | 16343 | 16343 | 16343 | 16343 | 16343 | 16343 | 16343 | 16343 | 16343 | 16343 | 16343 | 16343 | 16343 | 16343 | 16343 | 16343 | 16343 | 16343 | 16343 | 16343 | 16343 | 16343 | 16343 | 16343 | 16343 | 16343 | 16343 | 16343 | 16343 | 16343 | 16343 | 16343 | 16343 | 16343 | 16343 | 16343 | 16343 | 16343 | 16343 | 16343 | 16343 | 16343 | 16343 | 16343 | 16343 | 16343 | 16343 | 16343 | 16343 | 16343 | 16343 | 16343 | 16343 | 16343 | 16343 | 16343 | 16343 | 16343 | 16343 | 16343 | 16343 | 16343 | 16343 | 16343 | 16343 | 16343 | 16343 | 16343 | 16343 | 16343 | 16343 | 16343 | 16343 | 16343 | 16343 | 16343 | 16343 | 16343 | 16343 | 16343 | 16343 | 16343 | 16343 | 16343 | 16343 | 16343 | 16343 | 16343 | 16343 | 16343 | 16343 | 16343 | 16343 | 16343 | 16343 | 16343 | 16343 | 16343 | 16343 | 16343 | 16343 | 16343 | 16343 | 16343 | 16343 | 16343 | 16343 | 16343 | 16343 | 16343 | 16343 | 16343 | 16343 | 16343 | 16343 | 16343 | 16343 | 16343 | 16343 | 16343 | 16343 | 16343 | 16343 | 16343 | 16343 | 16343 | 16343 | 16343 | 16343 | 16343 | 16343 | 16343 | 16343 | 16343 | 16343 | 16343 | 16343 | 16343 | 16343 | 16343 | 16343 | 16343 | 16343 | 16343 | 16343 | 16343 | 16343 | 16343 | 16343 | 16343 | 16343 | 16343 | 16343 | 16343 | 16343 | 16343 | 16343 | 16343 | 16343 | 16343 | 16343 | 16343 | 16343 | 16343 | 16343 | 16343 | 16343 | 16343 | 16343 | 16343 | 16343 | 16343 | 16343 | 16343 | 16343 | 16343 | 16343 | 16343 | 16343 | 16343 | 16343 | 16343 | 16343 | 16343 | 16343 | 16343 | 16343 | 16343 | 16343 | 16343 | 16343 | 16343 | 16343 | 16343 | 16343 | 16343 | 16343 | 16343 | 16343 | 16343 | 16343 | 16343 | 16343 | 16343 | 16343 | 16343 | 16343 | 16343 | 16343 | 16343 | 16343 | 16343 | 16343 | 16343 | 16343 | 16343 | 16343 | 16343 | 16343 | 16343 | 16343 | 16343 | 16343 | 16343 | 16343 | 16343 | 16343 | 16343 | 16343 | 16343 | 16343 | 16343 | 16343 | 16343 | 16343 | 16343 | 16343 | 16343 | 16343 | 16343 | 16343 | 16343 | 16343 | 16343 | 16343 | 16343 | 16343 | 16343 | 16343 | 16343 | 16343 | 16343 | 16343 | 16343 | 16343 | 16343 | 16343 | 16343 | 16343 | 16343 | 16343 | 16343 | 16343 | 16343 | 16343 | 16343 | 16343 | 16343 | 16343 | 16343 | 16343 | 16343 | 16343 | 16343 | 16343 | 16343 | 16343 | 16343 | 16343 | 16343 | 16343 | 16343 | 16343 | 16343 | 16343 | 16343 | 16343 | 16343 | 16343 | 16343 | 16343 | 16343 | 16343 | 16343 | 16343 | 16343 | 16343 | 16343 | 16343 | 16343 | 16343 | 16343 | 16343 | 16343 | 16343 | 16343 | 16343 | 16343 | 16343 | 16343 | 16343 | 16343 | 16343 | 16343 | 16343 | 16343 | 16343 | 16343 | 16343 | 16343 | 16343 | 16343 | 16343 | 16343 | 16343 | 16343 | 16343 | 16343 | 16343 | 16343 | 16343 | 16343 | 16343 | 16343 | 16343 | 16343 | 16343 | 16343 | 16343 | 16343 | 16343 | 16343 | 16343 | 16343 | 16343 | 16343 | 16343 | 16343 | 16343 | 16343 | 16343 | 16343 | 16343 | 16343 | 16343 | 16343 | 16343 | 16343 | 16343 | 16343 | 16343 | 16343 | 16343 | 16343 | 16343 | 16343 | 16343 | 16343 | 16343 | 16343 | 16343 | 16343 | 16343 | 16343 | 16343 | 16343 | 16343 | 16343 | 16343 | 16343 | 16343 | 16343 | 16343 | 16343 | 16343 | 16343 | 16343 | 16343 | 16343 | 16343 | 16343 | 16343 | 16343 | 16343 | 16343 | 16343 | 16343 | 16343 | 16343 | 16343 | 16343 | 16343 | 16343 | 16343 | 16343 | 16343 | 16343 | 16343 | 16343 | 16343 | 16343 | 16343 | 16343 | 16343 | 16343 | 16343 | 16343 | 16343 | 16343 | 16343 | 16343 | 16343 | 16343 | 16343 | 16343 | 16343 | 16343 | 16343 | 16343 | 16343 | 16343 | 16343 | 16343 | 16343 | 16343 | 16343 | 16343 | 16343 | 16343 | 16343 | 16343 | 16343 | 16343 | 16343 | 16343 | 16343 | 16343 | 16343 | 16343 | 16343 | 16343 | 16343 | 16343 | 16343 | 16343 | 16343 | 16343 | 16343 | 16343 | 16343 | 16343 | 16343 | 16343 | 16343 | 16343 | 16343 | 16343 | 16343 | 16343 | 16343 | 16343 | 16343 | 16343 | 16343 | 16343 | 16343 | 16343 | 16343 | 16343 | 16343 | 16343 | 16343 | 16343 | 16343 | 16343 | 16343 | 16343 | 16343 | 16343 | 16343 | 16343 | 16343 | 16343 | 16343 | 16343 | 16343 | 16343 | 16343 | 16343 | 16343 | 16343 | 16343 | 16343 | 16343 | 16343 | 16343 | 16343 | 16343 | 16343 | 16343 | 16343 | 16343 | 16343 | 16343 | 16343 | 16343 | 16343 | 16343 | 16343 | 16343 | 16343 | 16343 | 16343 | 16343 | 16343 | 16343 | 16343 | 16343 | 16343 | 16343 | 16343 | 16343 | 16343 | 16343 | 16343 | 16343 | 16343 | 16343 | 16343 | 16343 | 16343 | 16343 | 16343 | 16343 | 16343 | 16343 | 16343 | 16343 | 16343 | 16343 | 16343 | 16343 | 16343 | 16343 | 16343 | 16343 | 16343 | 16343 | 16343 | 16343 | 16343 | 16343 | 16343 | 16343 | 16343 | 16343 | 16343 | 16343 | 16343 | 16343 | 16343 | 16343 | 16343 | 16343 | 16343 | 16343 | 16343 | 16343 | 16343 | 16343 | 16343 | 16343 | 16343 | 16343 | 16343 | 16343 | 16343 | 16343 | 16343 | 16343 | 16343 | 16343 | 16343 | 16343 | 16343 | 16343 | 16343 | 16343 | 16343 | 16343 | 16343 | 16343 | 16343 | 16343 | 16343 | 16343 | 16343 | 16343 | 16343 | 16343 | 16343 | 16343 | 16343 | 16343 | 16343 | 16343 | 16343 | 16343 | 16343 | 16343 | 16343 | 16343 | 16343 | 16343 | 16343 | 16343 | 16343 | 16343 | 16343 | 16343 | 16343 | 16343 | 16343 | 16343 | 16343 | 16343 | 16343 | 16343 | 16343 | 16343 | 16343 | 16343 | 16343 | 16343 | 16343 | 16343 | 16343 | 16343 | 16343 | 16343 | 16343 | 16343 | 16343 | 16343 | 16343 | 16343 | 16343 | 16343 | 16343 | 16343 | 16343 | 16343 | 16343 | 16343 | 16343 | 16343 | 16343 | 16343 | 16343 | 16343 | 16343 | 16343 | 16343 | 16343 | 16343 | 16343 | 16343 | 16343 | 16343 | 16343 | 16343 | 16343 | 16343 | 16343 | 16343 | 16343 | 16343 | 16343 | 16343 | 16343 | 16343 | 16343 | 16343 | 16343 | 16343 | 16343 | 16343 | 16343 | 16343 | 16343 | 16343 | 16343 | 16343 | 16343 | 16343 | 16343 | 16343 | 16343 | 16343 | 16343 | 16343 | 16343 | 16343 | 16343 | 16343 | 16343 | 16343 | 16343 | 16343 | 16343 | 16343 | 16343 | 16343 | 16343 | 16343 | 16343 | 16343 | 16343 | 16343 | 16343 | 16343 | 16343 | 16343 | 16343 | 16343 | 16343 | 16343 | 16343 | 16343 | 16343 | 16343 | 16343 | 16343 | 16343 | 16343 | 16343 | 16343 | 16343 | 16343 | 16343 | 16343 | 16343 | 16343 | 16343 | 16343 | 16343 | 16343 | 16343 | 16343 | 16343 | 16343 | 16343 | 16343 | 16343 | 16343 | 16343 | 16343 | 16343 | 16343 | 16343 | 16343 | 16343 | 16343 | 16343 | 16343 | 16343 | 16343 | 16343 | 16343 | 16343 | 16343 | 16343 | 16343 | 16343 | 16343 | 16343 | 16343 | 16343 | 16343 | 16343 | 16343 | 16343 | 16343 | 16343 | 16343 | 16343 | 16343 | 16343 | 16343 | 16343 | 16343 | 16343 | 16343 | 16343 | 16343 | 16343 | 16343 | 16343 | 16343 | 16343 | 16343 | 16343 | 16343 | 16343 | 16343 | 16343 | 16343 | 16343 | 16343 | 16343 | 16343 | 16343 | 16343 | 16343 | 16343 | 16343 | 16343 | 16343 | 16343 | 16343 | 16343 | 16343 | 16343 | 16343 | 16343 | 16343 | 16343 | 16343 | 16343 | 16343 | 16343 | 16343 | 16343 | 16343 | 16343 | 16343 | 16343 | 16343 | 16343 | 16343 | 16343 | 16343 | 16343 | 16343 | 16343 | 16343 | 16343 | 16343 | 16343 | 16343 | 16343 | 16343 | 16343 | 16343 | 16343 | 16343 | 16343 | 16343 | 16343 | 16343 | 16343 | 16343 | 16343 | 16343 | 16343 | 16343 | 16343 | 16343 | 16343 | 16343 | 16343 | 16343 | 16343 | 16343 | 16343 | 16343 | 16343 | 16343 | 16343 | 16343 | 16343 | 16343 | 16343 | 16343 | 16343 | 16343 | 16343 | 16343 | 16343 | 16343 | 16343 | 16343 | 16343 | 16343 | 16343 | 16343 | 16343 | 16343 | 16343 | 16343 | 16343 | 16343 | 16343 | 16343 | 16343 | 16343 | 16343 | 16343 | 16343 | 16343 | 16343 | 16343 | 16343 | 16343 | 16343 | 16343 | 16343 | 16343 | 16343 | 16343 | 16343 | 16343 | 16343 | 16343 | 16343 | 16343 | 16343 | 16343 | 16343 | 16343 | 16343 | 16343 | 16343 | 16343 | 16343 | 16343 | 16343 | 16343 | 16343 | 16343 | 16343 | 16343 | 16343 | 16343 | 16343 | 16343 | 16343 | 16343 | 16343 | 16343 | 16343 | 16343 | 16343 | 16343 | 16343 | 16343 | 16343 | 16343 | 16343 | 16343 | 16343 | 16343 | 16343 | 16343 | 16343 | 16343 | 16343 | 16343 | 16343 | 16343 | 16343 | 16343 | 16343 | 16343 | 16343 | 16343 | 16343 | 16343 | 16343 | 16343 | 16343 | 16343 | 16343 | 16343 | 16343 | 16343 | 16343 | 16343 | 16343 | 16343 | 16343 | 16343 | 16343 | 16343 | 16343 | 16343 | 16343 | 16343 | 16343 | 16343 | 16343 | 16343 | 16343 | 16343 | 16343 | 16343 | 16343 | 16343 | 16343 | 16343 | 16343 | 16343 | 16343 | 16343 | 16343 | 16343 | 16343 | 16343 | 16343 | 16343 | 16343 | 16343 | 16343 | 16343 | 16343 | 16343 | 16343 | 16343 | 16343 | 16343 | 16343 | 16343 | 16343 | 16343 | 16343 | 16343 | 16343 | 16343 | 16343 | 16343 | 16343 | 16343 | 16343 | 16343 | 16343 | 16343 | 16343 | 16343 | 16343 | 16343 | 16343 | 16343 | 16343 | 16343 | 16343 | 16343 | 16343 | 16343 | 16343 | 16343 | 16343 | 16343 | 16343 | 16343 | 16343 | 16343 | 16343 | 16343 | 16343 | 16343 | 16343 | 16343 | 16343 | 16343 | 16343 | 16343 | 16343 | 16343 | 16343 | 16343 | 16343 | 16343 | 16343 | 16343 | 16343 | 16343 | 16343 | 16343 | 16343 | 16343 | 16343 | 16343 | 16343 | 16343 | 16343 | 16343 | 16343 | 16343 | 16343 | 16343 | 16343 | 16343 | 16343 | 16343 | 16343 | 16343 | 16343 | 16343 | 16343 | 16343 | 16343 | 16343 | 16343 | 16343 | 16343 | 16343 | 16343 | 16343 | 16343 | 16343 | 16343 | 16343 | 16343 | 16343 | 16343 | 16343 | 16343 | 16343 | 16343 | 16343 | 16343 | 16343 | 16343 | 16343 | 16343 | 16343 | 16343 | 16343 | 16343 | 16343 | 16343 | 16343 | 16343 | 16343 | 16343 | 16343 | 16343 | 16343 | 16343 | 16343 | 16343 | 16343 | 16343 | 16343 | 16343 | 16343 | 16343 | 16343 | 16343 | 16343 | 16343 | 16343 | 16343 | 16343 | 16343 | 16343 | 16343 | 16343 | 16343 | 16343 | 16343 | 16343 | 16343 | 16343 | 16343 | 16343 | 16343 | 16343 | 16343 | 16343 | 16343 | 16343 | 16343 | 16343 | 16343 | 16343 | 16343 | 16343 | 16343 | 16343 | 16343 | 16343 | 16343 | 16343 | 16343 | 16343 | 16343 | 16343 | 16343 | 16343 | 16343 | 16343 | 16343 | 16343 | 16343 | 16343 | 16343 | 16343 | 16343 | 16343 | 16343 | 16343 | 16343 | 16343 | 16343 | 16343 | 16343 | 16343 | 16343 | 16343 | 16343 | 16343 | 16343 | 16343 | 16343 | 16343 | 16343 | 16343 | 16343 | 16343 | 16343 | 16343 | 16343 | 16343 | 16343 | 16343 | 16343 | 16343 | 16343 | 16343 | 16343 | 16343 | 16343 | 16343 | 16343 | 16343 | 16343 | 16343 | 16343 | 16343 | 16343 | 16343 | 16343 | 16343 | 16343 | 16343 | 16343 | 16343 | 16343 | 16343 | 16343 | 16343 | 16343 | 16343 | 16343 | 16343 | 16343 | 16343 | 16343 | 16343 | 16343 | 16343 | 16343 | 16343 | 16343 | 16343 | 16343 | 16343 | 16343 | 16343 | 16343 | 16343 | 16343 | 16343 | 16343 | 16343 | 16343 | 16343 | 16343 | 16343 | 16343 | 16343 | 16343 | 16343 | 16343 | 16343 | 16343 | 16343 | 16343 | 16343 | 16343 | 16343 | 16343 | 16343 | 16343 | 16343 | 16343 | 16343 | 16343 | 16343 | 16343 | 16343 | 16343 | 16343 | 16343 | 16343 | 16343 | 16343 | 16343 | 16343 | 16343 | 16343 | 16343 | 16343 | 16343 | 16343 | 16343 | 16343 | 16343 | 16343 | 16343 | 16343 | 16343 | 16343 | 16343 | 16343 | 16343 | 16343 | 16343 | 16343 | 16343 | 16343 | 16343 | 16343 | 16343 | 16343 | 16343 | 16343 | 16343 | 16343 | 16343 | 16343 | 16343 | 16343 | 16343 | 16343 | 16343 | 16343 | 16343 | 16343 | 16343 | 16343 | 16343 | 16343 | 16343 | 16343 | 16343 | 16343 | 16343 | 16343 | 16343 | 16343 | 16343 | 16343 | 16343 | 16343 | 16343 | 16343 | 16343 | 16343 | 16343 | 16343 | 16343 | 16343 | 16343 | 16343 | 16343 | 16343 | 16343 | 16343 | 16343 | 16343 | 16343 | 16343 | 16343 | 16343 | 16343 | 16343 | 16343 | 16343 | 16343 | 16343 | 16343 | 16343 | 16343 | 16343 | 16343 | 16343 | 16343 | 16343 | 16343 | 16343 | 16343 | 16343 | 16343 | 16343 | 16343 | 16343 | 16343 | 16343 | 16343 | 16343 | 16343 | 16343 | 16343 | 16343 | 16343 | 16343 | 16343 | 16343 | 16343 | 16343 | 16343 | 16343 | 16343 | 16343 | 16343 | 16343 | 16343 | 16343 | 16343 | 16343 | 16343 | 16343 | 16343 | 16343 | 16343 | 16343 | 16343 | 16343 | 16343 | 16343 | 16343 | 16343 | 16343 | 16343 | 16343 | 16343 | 16343 | 16343 | 16343 | 16343 | 16343 | 16343 | 16343 | 16343 | 16343 | 16343 | 16343 | 16343 | 16343 | 16343 | 16343 | 16343 | 16343 | 16343 | 16343 | 16343 | 16343 | 16343 | 16343 | 16343 | 16343 | 16343 | 16343 | 16343 | 16343 | 16343 | 16343 | 16343 | 16343 | 16343 | 16343 | 16343 | 16343 | 16343 | 16343 | 16343 | 16343 | 16343 | 16343 | 16343 | 16343 | 16343 | 16343 | 16343 | 16343 | 16343 | 16343 | 16343 | 16343 | 16343 | 16343 | 16343 | 16343 | 16343 | 16343 | 16343 | 16343 | 16343 | 16343 | 16343 | 16343 | 16343 | 16343 | 16343 | 16343 | 16343 | 16343 | 16343 | 16343 | 16343 | 16343 | 16343 | 16343 | 16343 | 16343 | 16343 | 16343 | 16343 | 16343 | 16343 | 16343 | 16343 | 16343 | 16343 | 16343 | 16343 | 16343 | 16343 | 16343 | 16343 | 16343 | 16343 | 16343 | 16343 | 16343 | 16343 | 16343 | 16343 | 16343 | 16343 | 16343 | 16343 | 16343 | 16343 | 16343 | 16343 | 16343 | 16343 | 16343 | 16343 | 16343 | 16343 | 16343 | 16343 | 16343 | 16343 | 16343 | 16343 | 16343 | 16343 | 16343 | 16343 | 16343 | 16343 | 16343 | 16343 | 16343 | 16343 | 16343 | 16343 | 16343 | 16343 | 16343 | 16343 | 16343 | 16343 | 16343 | 16343 | 16343 | 16343 | 16343 | 16343 | 16343 | 16343 | 16343 | 16343 | 16343 | 16343 | 16343 | 16343 | 16343 | 16343 | 16343 | 16343 | 16343 | 16343 | 16343 | 16343 | 16343 | 16343 | 16343 | 16343 | 16343 | 16343 | 16343 | 16343 | 16343 | 16343 | 16343 | 16343 | 16343 | 16343 | 16343 | 16343 | 16343 | 16343 | 16343 | 16343 | 16343 | 16343 | 16343 | 16343 | 16343 | 16343 | 16343 | 16343 | 16343 | 16343 | 16343 | 16343 | 16343 | 16343 | 16343 | 16343 | 16343 | 16343 | 16343 | 16343 | 16343 | 16343 | 16343 | 16343 | 16343 | 16343 | 16343 | 16343 | 16343 | 16343 | 16343 | 16343 | 16343 | 16343 | 16343 | 16343 | 16343 | 16343 | 16343 | 16343 | 16343 | 16343 | 16343 | 16343 | 16343 | 16343 | 16343 | 16343 | 16343 | 16343 | 16343 | 16343 | 16343 | 16343 | 16343 | 16343 | 16343 | 16343 | 16343 | 16343 | 16343 | 16343 | 16343 | 16343 | 16343 | 16343 | 16343 | 16343 | 16343 | 16343 | 16343 | 16343 | 16343 | 16343 | 16343 | 16343 | 16343 | 16343 | 16343 | 16343 | 16343 | 16343 | 16343 | 16343 | 16343 | 16343 | 16343 | 16343 | 16343 | 16343 | 16343 | 16343 | 16343 | 16343 | 16343 | 16343 | 16343 | 16343 | 16343 | 16343 | 16343 | 16343 | 16343 | 16343 | 16343 | 16343 | 16343 | 16343 | 16343 | 16343 | 16343 | 16343 | 16343 | 16343 | 16343 | 16343 | 16343 | 16343 | 16343 | 16343 | 16343 | 16343 | 16343 | 16343 | 16343 | 16343 | 16343 | 16343 | 16343 | 16343 | 16343 | 16343 | 16343 | 16343 | 16343 | 16343 | 16343 | 16343 | 16343 | 16343 | 16343 | 16343 | 16343 | 16343 | 16343 | 16343 | 16343 | 16343 | 16343 | 16343 | 16343 | 16343 | 16343 | 16343 | 16343 | 16343 | 16343 | 16343 | 16343 | 16343 | 16343 | 16343 | 16343 | 16343 | 16343 | 16343 | 16343 | 16343 | 16343 | 16343 | 16343 | 16343 | 16343 | 16343 | 16343 | 16343 | 16343 | 16343 | 16343 | 16343 | 16343 | 16343 | 16343 | 16343 | 16343 | 16343 | 16343 | 16343 | 16343 | 16343 | 16343 | 16343 | 16343 | 16343 | 16343 | 16343 | 16343 | 16343 | 16343 | 16343 | 16343 | 16343 | 16343 | 16343 | 16343 | 16343 | 16343 | 16343 | 16343 | 16343 | 16343 | 16343 | 16343 | 16343 | 16343 | 16343 | 16343 | 16343 | 16343 | 16343 | 16343 | 16343 | 16343 | 16343 | 16343 | 16343 | 16343 | 16343 | 16343 | 16343 | 16343 | 16343 | 16343 | 16343 | 16343 | 16343 | 16343 | 16343 | 16343 | 16343 | 16343 | 16343 | 16343 | 16343 | 16343 | 16343 | 16343 | 16343 | 16343 | 16343 | 16343 | 16343 | 16343 | 16343 | 16343 | 16343 | 16343 | 16343 | 16343 | 16343 | 16343 | 16343 | 16343 | 16343 | 16343 | 16343 | 16343 | 16343 | 16343 | 16343 | 16343 | 16343 | 16343 | 16343 | 16343 | 16343 | 16343 | 16343 | 16343 | 16343 | 16343 | 16343 | 16343 | 16343 | 16343 | 16343 | 16343 | 16343 | 16343 | 16343 | 16343 | 16343 | 16343 | 16343 | 16343 | 16343 | 16343 | 16343 | 16343 | 16343 | 16343 | 16343 | 16343 | 16343 | 16343 | 16343 | 16343 | 16343 | 16343 | 16343 | 16343 | 16343 | 16343 | 16343 | 16343 | 16343 | 16343 | 16343 | 16343 | 16343 | 16343 | 16343 | 16343 | 16343 | 16343 | 16343 | 16343 | 16343 | 16343 | 16343 | 16343 | 16343 | 16343 | 16343 | 16343 | 16343 | 16343 | 16343 | 16343 | 16343 | 16343 | 16343 | 16343 | 16343 | 16343 | 16343 | 16343 | 16343 | 16343 | 16343 | 16343 | 16343 | 16343 | 16343 | 16343 | 16343 | 16343 | 16343 | 16343 | 16343 | 16343 | 16343 | 16343 | 16343 | 16343 | 16343 | 16343 | 16343 | 16343 | 16343 | 16343 | 16343 | 16343 | 16343 | 16343 | 16343 | 16343 | 16343 | 16343 | 16343 | 16343 | 16343 | 16343 | 16343 | 16343 | 16343 | 16343 | 16343 | 16343 | 16343 | 16343 | 16343 | 16343 | 16343 | 16343 | 16343 | 16343 | 16343 | 16343 | 16343 | 16343 | 16343 | 16343 | 16343 | 16343 | 16343 | 16343 | 16343 | 16343 | 16343 | 16343 | 16343 | 16343 | 16343 | 16343 | 16343 | 16343 | 16343 | 16343 | 16343 | 16343 | 16343 | 16343 | 16343 | 16343 | 16343 | 16343 | 16343 | 16343 | 16343 | 16343 | 16343 | 16343 | 16343 | 16343 | 16343 | 16343 | 16343 | 16343 | 16343 | 16343 | 16343 | 16343 | 16343 | 16343 | 16343 | 16343 | 16343 | 16343 | 16343 | 16343 | 16343 | 16343 | 16343 | 16343 | 16343 | 16343 | 16343 | 16343 | 16343 | 16343 | 16343 | 16343 | 16343 | 16343 | 16343 | 16343 | 16343 | 16343 | 16343 | 16343 | 16343 | 16343 | 16343 | 16343 | 16343 | 16343 | 16343 | 16343 | 16343 | 16343 | 16343 | 16343 | 16343 | 16343 | 16343 | 16343 | 16343 | 16343 | 16343 | 16343 | 16343 | 16343 | 16343 | 16343 | 16343 | 16343 | 16343 | 16343 | 16343 | 16343 | 16343 | 16343 | 16343 | 16343 | 16343 | 16343 | 16343 | 16343 | 16343 | 16343 | 16343 | 16343 | 16343 | 16343 | 16343 | 16343 | 16343 | 16343 | 16343 | 16343 | 16343 | 16343 | 16343 | 16343 | 16343 | 16343 | 16343 | 16343 | 16343 | 16343 | 16343 | 16343 | 16343 | 16343 | 16343 | 16343 | 16343 | 16343 | 16343 | 16343 | 16343 | 16343 | 16343 | 16343 | 16343 | 16343 | 16343 | 16343 | 16343 | 16343 | 16343 | 16343 | 16343 | 16343 | 16343 | 16343 | 16343 | 16343 | 16343 | 16343 | 16343 | 16343 | 16343 | 16343 | 16343 | 16343 | 16343 | 16343 | 16343 | 16343 | 16343 | 16343 | 16343 | 16343 | 16343 | 16343 | 16343 | 16343 | 16343 | 16343 | 16343 | 16343 | 16343 | 16343 | 16343 | 16343 | 16343 | 16343 | 16343 | 16343 | 16343 | 16343 | 16343 | 16343 | 16343 | 16343 | 16343 | 16343 | 16343 | 16343 | 16343 | 16343 | 16343 | 16343 | 16343 | 16343 | 16343 | 16343 | 16343 | 16343 | 16343 | 16343 | 16343 | 16343 | 16343 | 16343 | 16343 | 16343 | 16343 | 16343 | 16343 | 16343 | 16343 | 16343 | 16343 | 16343 | 16343 | 16343 | 16343 | 16343 | 16343 | 16343 | 16343 | 16343 | 16343 | 16343 | 16343 | 16343 | 16343 | 16343 | 16343 | 16343 | 16343 | 16343 | 16343 | 16343 | 16343 | 16343 | 16343 | 16343 | 16343 | 16343 | 16343 | 16343 | 16343 | 16343 | 16343 | 16343 | 16343 | 16343 | 16343 | 16343 | 16343 | 16343 | 16343 | 16343 | 16343 | 16343 | 16343 | 16343 | 16343 | 16343 | 16343 | 16343 | 16343 | 16343 | 16343 | 16343 | 16343 | 16343 | 16343 | 16343 | 16343 | 16343 | 16343 | 16343 | 16343 | 16343 | 16343 | 16343 | 16343 | 16343 | 16343 | 16343 | 16343 | 16343 | 16343 | 16343 | 16343 | 16343 | 16343 | 16343 | 16343 | 16343 | 16343 | 16343 | 16343 | 16343 | 16343 | 16343 | 16343 | 16343 | 16343 | 16343 | 16343 | 16343 | 16343 | 16343 | 16343 | 16343 | 16343 | 16343 | 16343 | 16343 | 16343 | 16343 | 16343 | 16343 | 16343 | 16343 | 16343 | 16343 | 16343 | 16343 | 16343 | 16343 | 16343 | 16343 | 16343 | 16343 | 16343 | 16343 | 16343 | 16343 | 16343 | 16343 | 16343 | 16343 | 16343 | 16343 | 16343 | 16343 | 16343 | 16343 | 16343 | 16343 | 16343 | 16343 | 16343 | 16343 | 16343 | 16343 | 16343 | 16343 | 16343 | 16343 | 16343 | 16343 | 16343 | 16343 | 16343 | 16343 | 16343 | 16343 | 16343 | 16343 | 16343 | 16343 | 16343 | 16343 | 16343 | 16343 | 16343 | 16343 | 16343 | 16343 | 16343 | 16343 | 16343 | 16343 | 16343 | 16343 | 16343 | 16343 | 16343 | 16343 | 16343 | 16343 | 16343 | 16343 | 16343 | 16343 | 16343 | 16343 | 16343 | 16343 | 16343 | 16343 | 16343 | 16343 | 16343 | 16343 | 16343 | 16343 | 16343 | 16343 | 16343 | 16343 | 16343 | 16343 | 16343 | 16343 | 16343 | 16343 | 16343 | 16343 | 16343 | 16343 | 16343 | 16343 | 16343 | 16343 | 16343 | 16343 | 16343 | 16343 | 16343 | 16343 | 16343 | 16343 | 16343 | 16343 | 16343 | 16343 | 16343 | 16343 | 16343 | 16343 | 16343 | 16343 | 16343 | 16343 | 16343 | 16343 | 16343 | 16343 | 16343 | 16343 | 16343 | 16343 | 16343 | 16343 | 16343 | 16343 | 16343 | 16343 | 16343 | 16343 | 16343 | 16343 | 16343 | 16343 | 16343 | 16343 | 16343 | 16343 | 16343 | 16343 | 16343 | 16343 | 16343 | 16343 | 16343 | 16343 | 16343 | 16343 | 16343 | 16343 | 16343 | 16343 | 16343 | 16343 | 16343 | 16343 | 16343 | 16343 | 16343 | 16343 | 16343 | 16343 | 16343 | 16343 | 16343 | 16343 | 16343 | 16343 | 16343 | 16343 | 16343 | 16343 | 16343 | 16343 | 16343 | 16343 | 16343 | 16343 | 16343 | 16343 | 16343 | 16343 | 16343 | 16343 | 16343 | 16343 | 16343 | 16343 | 16343 | 16343 | 16343 | 16343 | 16343 | 16343 | 16343 | 16343 | 16343 | 16343 | 16343 | 16343 | 16343 | 16343 | 16343 | 16343 | 16343 | 16343 | 16343 | 16343 | 16343 | 16343 | 16343 | 16343 | 16343 | 16343 | 16343 | 16343 | 16343 | 16343 | 16343 | 16343 | 16343 | 16343 | 16343 | 16343 | 16343 | 16343 | 16343 | 16343 | 16343 | 16343 | 16343 | 16343 | 16343 | 16343 | 16343 | 16343 | 16343 | 16343 | 16343 | 16343 | 16343 | 16343 | 16343 | 16343 | 16343 | 16343 | 16343 | 16343 | 16343 | 16343 | 16343 | 16343 | 16343 | 16343 | 16343 | 16343 | 16343 | 16343 | 16343 | 16343 | 16343 | 16343 | 16343 | 16343 | 16343 | 16343 | 16343 | 16343 | 16343 | 16343 | 16343 | 16343 | 16343 | 16343 | 16343 | 16343 | 16343 | 16343 | 16343 | 16343 | 16343 | 16343 | 16343 | 16343 | 16343 | 16343 | 16343 | 16343 | 16343 | 16343 | 16343 | 16343 | 16343 | 16343 | 16343 | 16343 | 16343 | 16343 | 16343 | 16343 | 16343 | 16343 | 16343 | 16343 | 16343 | 16343 | 16343 | 16343 | 16343 | 16343 | 16343 | 16343 | 16343 | 16343 | 16343 | 16343 | 16343 | 16343 | 16343 | 16343 | 16343 | 16343 | 16343 | 16343 | 16343 | 16343 | 16343 | 16343 | 16343 | 16343 | 16343 | 16343 | 16343 | 16343 | 16343 | 16343 | 16343 | 16343 | 16343 | 16343 | 16343 | 16343 | 16343 | 16343 | 16343 | 16343 | 16343 | 16343 | 16343 | 16343 | 16343 | 16343 | 16343 | 16343 | 16343 | 16343 | 16343 | 16343 | 16343 | 16343 | 16343 | 16343 | 16343 | 16343 | 16343 | 16343 | 16343 | 16343 | 16343 | 16343 | 16343 | 16343 | 16343 | 16343 | 16343 | 16343 | 16343 | 16343 | 16343 | 16343 | 16343 | 16343 | 16343 | 16343 | 16343 | 16343 | 16343 | 16343 | 16343 | 16343 | 16343 | 16343 | 16343 | 16343 | 16343 | 16343 | 16343 | 16343 | 16343 | 16343 | 16343 | 16343 | 16343 | 16343 | 16343 | 16343 | 16343 | 16343 | 16343 | 16343 | 16343 | 16343 | 16343 | 16343 | 16343 | 16343 | 16343 | 16343 | 16343 | 16343 | 16343 | 16343 | 16343 | 16343 | 16343 | 16343 | 16343 | 16343 | 16343 | 16343 | 16343 | 16343 | 16343 | 16343 | 16343 | 16343 | 16343 | 16343 | 16343 | 16343 | 16343 | 16343 | 16343 | 16343 | 16343 | 16343 | 16343 | 16343 | 16343 | 16343 | 16343 | 16343 | 16343 | 16343 | 16343 | 16343 | 16343 | 16343 | 16343 | 16343 | 16343 | 16343 | 16343 | 16343 | 16343 | 16343 | 16343 | 16343 | 16343 | 16343 | 16343 | 16343 | 16343 | 16343 | 16343 | 16343 | 16343 | 16343 | 16343 | 16343 | 16343 | 16343 | 16343 | 16343 | 16343 | 16343 | 16343 | 16343 | 16343 | 16343 | 16343 | 16343 | 16343 | 16343 | 16343 | 16343 | 16343 | 16343 | 16343 | 16343 | 16343 | 16343 | 16343 | 16343 | 16343 | 16343 | 16343 | 16343 | 16343 | 16343 | 16343 | 16343 | 16343 | 16343 | 16343 | 16343 | 16343 | 16343 | 16343 | 16343 | 16343 | 16343 | 16343 | 16343 | 16343 | 16343 | 16343 | 16343 | 16343 | 16343 | 16343 | 16343 | 16343 | 16343 | 16343 | 16343 | 16343 | 16343 | 16343 | 16343 | 16343 | 16343 | 16343 | 16343 | 16343 | 16343 | 16343 | 16343 | 16343 | 16343 | 16343 | 16343 | 16343 | 16343 | 16343 | 16343 | 16343 | 16343 | 16343 | 16343 | 16343 | 16343 | 16343 | 16343 | 16343 | 16343 | 16343 | 16343 | 16343 | 16343 | 16343 | 16343 | 16343 | 16343 | 16343 | 16343 | 16343 | 16343 | 16343 | 16343 | 16343 | 16343 | 16343 | 16343 | 16343 | 16343 | 16343 | 16343 | 16343 | 16343 | 16343 | 16343 | 16343 | 16343 | 16343 | 16343 | 16343 | 16343 | 16343 | 16343 | 16343 | 16343 | 16343 | 16343 | 16343 | 16343 | 16343 | 16343 | 16343 | 16343 | 16343 | 16343 | 16343 | 16343 | 16343 | 16343 | 16343 | 16343 | 16343 | 16343 | 16343 | 16343 | 16343 | 16343 | 16343 | 16343 | 16343 | 16343 | 16343 | 16343 | 16343 | 16343 | 16343 | 16343 | 16343 | 16343 | 16343 | 16343 | 16343 | 16343 | 16343 | 16343 | 16343 | 16343 | 16343 | 16343 | 16343 | 16343 | 16343 | 16343 | 16343 | 16343 | 16343 | 16343 | 16343 | 16343 | 16343 | 16343 | 16343 | 16343 | 16343 | 16343 | 16343 | 16343 | 16343 | 16343 | 16343 | 16343 | 16343 | 16343 | 16343 | 16343 | 16343 | 16343 | 16343 | 16343 | 16343 | 16343 | 16343 | 16343 | 16343 | 16343 | 16343 | 16343 | 16343 | 16343 | 16343 | 16343 | 16343 | 16343 | 16343 | 16343 | 16343 | 16343 | 16343 | 16343 | 16343 | 16343 | 16343 | 16343 | 16343 | 16343 | 16343 | 16343 | 16343 | 16343 | 16343 | 16343 | 16343 | 16343 | 16343 | 16343 | 16343 | 16343 | 16343 | 16343 | 16343 | 16343 | 16343 | 16343 | 16343 | 16343 | 16343 | 16343 | 16343 | 16343 | 16343 | 16343 | 16343 | 16343 | 16343 | 16343 | 16343 | 16343 | 16343 | 16343 | 16343 | 16343 | 16343 | 16343 | 16343 | 16343 | 16343 | 16343 | 16343 | 16343 | 16343 | 16343 | 16343 | 16343 | 16343 | 16343 | 16343 | 16343 | 16343 | 16343 | 16343 | 16343 | 16343 | 16343 | 16343 | 16343 | 16343 | 16343 | 16343 | 16343 | 16343 | 16343 | 16343 | 16343 | 16343 | 16343 | 16343 | 16343 | 16343 | 16343 | 16343 | 16343 | 16343 | 16343 | 16343 | 16343 | 16343 | 16343 | 16343 | 16343 | 16343 | 16343 | 16343 | 16343 | 16343 | 16343 | 16343 | 16343 | 16343 | 16343 | 16343 | 16343 | 16343 | 16343 | 16343 | 16343 | 16343 | 16343 | 16343 | 16343 | 16343 | 16343 | 16343 | 16343 | 16343 | 16343 | 16343 | 16343 | 16343 | 16343 | 16343 | 16343 | 16343 | 16343 | 16343 | 16343 | 16343 | 16343 | 16343 | 16343 | 16343 | 16343 | 16343 | 16343 | 16343 | 16343 | 16343 | 16343 | 16343 | 16343 | 16343 | 16343 | 16343 | 16343 | 16343 | 16343 | 16343 | 16343 | 16343 | 16343 | 16343 | 16343 | 16343 | 16343 | 16343 | 16343 | 16343 | 16343 | 16343 | 16343 | 16343 | 16343 | 16343 | 16343 | 16343 | 16343 | 16343 | 16343 | 16343 | 16343 | 16343 | 16343 | 16343 | 16343 | 16343 | 16343 | 16343 | 16343 | 16343 | 16343 | 16343 | 16343 | 16343 | 16343 | 16343 | 16343 | 16343 | 16343 | 16343 | 16343 | 16343 | 16343 | 16343 | 16343 | 16343 | 16343 | 16343 | 16343 | 16343 | 16343 | 16343 | 16343 | 16343 | 16343 | 16343 | 16343 | 16343 | 16343 | 16343 | 16343 | 16343 | 16343 | 16343 | 16343 | 16343 | 16343 | 16343 | 16343 | 16343 | 16343 | 16343 | 16343 | 16343 | 16343 | 16343 | 16343 | 16343 | 16343 | 16343 | 16343 | 16343 | 16343 | 16343 | 16343 | 16343 | 16343 | 16343 | 16343 | 16343 | 16343 | 16343 | 16343 | 16343 | 16343 | 16343 | 16343 | 16343 | 16343 | 16343 | 16343 | 16343 | 16343 | 16343 | 16343 | 16343 | 16343 | 16343 | 16343 | 16343 | 16343 | 16343 | 16343 | 16343 | 16343 | 16343 | 16343 | 16343 | 16343 | 16343 | 16343 | 16343 | 16343 | 16343 | 16343 | 16343 | 16343 | 16343 | 16343 | 16343 | 16343 | 16343 | 16343 | 16343 | 16343 | 16343 | 16343 | 16343 | 16343 | 16343 | 16343 | 16343 | 16343 | 16343 | 16343 | 16343 | 16343 | 16343 | 16343 | 16343 | 16343 | 16343 | 16343 | 16343 | 16343 | 16343 | 16343 | 16343 | 16343 | 16343 | 16343 | 16343 | 16343 | 16343 | 16343 | 16343 | 16343 | 16343 | 16343 | 16343 | 16343 | 16343 | 16343 | 16343 | 16343 | 16343 | 16343 | 16343 | 16343 | 16343 | 16343 | 16343 | 16343 | 16343 | 16343 | 16343 | 16343 | 16343 | 16343 | 16343 | 16343 | 16343 | 16343 | 16343 | 16343 | 16343 | 16343 | 16343 | 16343 | 16343 | 16343 | 16343 | 16343 | 16343 | 16343 | 16343 | 16343 | 16343 | 16343 | 16343 | 16343 | 16343 | 16343 | 16343 | 16343 | 16343 | 16343 | 16343 | 16343 | 16343 | 16343 | 16343 | 16343 | 16343 | 16343 | 16343 | 16343 | 16343 | 16343 | 16343 | 16343 | 16343 | 16343 | 16343 | 16343 | 16343 | 16343 | 16343 | 16343 | 16343 | 16343 | 16343 | 16343 | 16343 | 16343 | 16343 | 16343 | 16343 | 16343 | 16343 | 16343 | 16343 | 16343 | 16343 | 16343 | 16343 | 16343 | 16343 | 16343 | 16343 | 16343 | 16343 | 16343 | 16343 | 16343 | 16343 | 16343 | 16343 | 16343 | 16343 | 16343 | 16343 | 16343 | 16343 | 16343 | 16343 | 16343 | 16343 | 16343 | 16343 | 16343 | 16343 | 16343 | 16343 | 16343 | 16343 | 16343 | 16343 | 16343 | 16343 | 16343 | 16343 | 16343 | 16343 | 16343 | 16343 | 16343 | 16343 | 16343 | 16343 | 16343 | 16343 | 16343 | 16343 | 16343 | 16343 | 16343 | 16343 | 16343 | 16343 | 16343 | 16343 | 16343 | 16343 | 16343 | 16343 | 16343 | 16343 | 16343 | 16343 | 16343 | 16343 | 16343 | 16343 | 16343 | 16343 | 16343 | 16343 | 16343 | 16343 | 16343 | 16343 | 16343 | 16343 | 16343 | 16343 | 16343 | 16343 | 16343 | 16343 | 16343 | 16343 | 16343 | 16343 | 16343 | 16343 | 16343 | 16343 | 16343 | 16343 | 16343 | 16343 | 16343 | 16343 | 16343 | 16343 | 16343 | 16343 | 16343 | 16343 | 16343 | 16343 | 16343 | 16343 | 16343 | 16343 | 16343 | 16343 | 16343 | 16343 | 16343 | 16343 | 16343 | 16343 | 16343 | 16343 | 16343 | 16343 | 16343 | 16343 | 16343 | 16343 | 16343 | 16343 | 16343 | 16343 | 16343 | 16343 | 16343 | 16343 | 16343 | 16343 | 16343 | 16343 | 16343 | 16343 | 16343 | 16343 | 16343 | 16343 | 16343 | 16343 | 16343 | 16343 | 16343 | 16343 | 16343 | 16343 | 16343 | 16343 | 16343 | 16343 | 16343 | 16343 | 16343 | 16343 | 16343 | 16343 | 16343 | 16343 | 16343 | 16343 | 16343 | 16343 | 16343 | 16343 | 16343 | 16343 | 16343 | 16343 | 16343 | 16343 | 16343 | 16343 | 16343 | 16343 | 16343 | 16343 | 16343 | 16343 | 16343 | 16343 | 16343 | 16343 | 16343 | 16343 | 16343 | 16343 | 16343 | 16343 | 16343 | 16343 | 16343 | 16343 | 16343 | 16343 | 16343 | 16343 | 16343 | 16343 | 16343 | 16343 | 16343 | 16343 | 16343 | 16343 | 16343 | 16343 | 16343 | 16343 | 16343 | 16343 | 16343 | 16343 | 16343 | 16343 | 16343 | 16343 | 16343 | 16343 | 16343 | 16343 | 16343 | 16343 | 16343 | 16343 | 16343 | 16343 | 16343 | 16343 | 16343 | 16343 | 16343 | 16343 | 16343 | 16343 | 16343 | 16343 | 16343 | 16343 | 16343 | 16343 | 16343 | 16343 | 16343 | 16343 | 16343 | 16343 | 16343 | 16343 | 16343 | 16343 | 16343 | 16343 | 16343 | 16343 | 16343 | 16343 | 16343 | 16343 | 16343 | 16343 | 16343 | 16343 | 16343 | 16343 | 16343 | 16343 | 16343 | 16343 | 16343 | 16343 | 16343 | 16343 | 16343 | 16343 | 16343 | 16343 | 16343 | 16343 | 16343 | 16343 | 16343 | 16343 | 16343 | 16343 | 16343 | 16343 | 16343 | 16343 | 16343 | 16343 | 16343 | 16343 | 16343 | 16343 | 16343 | 16343 | 16343 | 16343 | 16343 | 16343 | 16343 | 16343 | 16343 | 16343 | 16343 | 16343 | 16343 | 16343 | 16343 | 16343 | 16343 | 16343 | 16343 | 16343 | 16343 | 16343 | 16343 | 16343 | 16343 | 16343 | 16343 | 16343 | 16343 | 16343 | 16343 | 16343 | 16343 | 16343 | 16343 | 16343 | 16343 | 16343 | 16343 | 16343 | 16343 | 16343 | 16343 | 16343 | 16343 | 16343 | 16343 | 16343 | 16343 | 16343 | 16343 | 16343 | 16343 | 16343 | 16343 | 16343 | 16343 | 16343 | 16343 | 16343 | 16343 | 16343 | 16343 | 16343 | 16343 | 16343 | 16343 | 16343 | 16343 | 16343 | 16343 | 16343 | 16343 | 16343 | 16343 | 16343 | 16343 | 16343 | 16343 | 16343 | 16343 | 16343 | 16343 | 16343 | 16343 | 16343 | 16343 | 16343 | 16343 | 16343 | 16343 | 16343 | 16343 | 16343 | 16343 | 16343 | 16343 | 16343 | 16343 | 16343 | 16343 | 16343 | 16343 | 16343 | 16343 | 16343 | 16343 | 16343 | 16343 | 16343 | 16343 | 16343 | 16343 | 16343 | 16343 | 16343 | 16343 | 16343 | 16343 | 16343 | 16343 | 16343 | 16343 | 16343 | 16343 | 16343 | 16343 | 16343 | 16343 | 16343 | 16343 | 16343 | 16343 | 16343 | 16343 | 16343 | 16343 | 16343 | 16343 | 16343 | 16343 | 16343 | 16343 | 16343 | 16343 | 16343 | 16343 | 16343 | 16343 | 16343 | 16343 | 16343 | 16343 | 16343 | 16343 | 16343 | 16343 | 16343 | 16343 | 16343 | 16343 | 16343 | 16343 | 16343 | 16343 | 16343 | 16343 | 16343 | 16343 | 16343 | 16343 | 16343 | 16343 | 16343 | 16343 | 16343 | 16343 | 16343 | 16343 | 16343 | 16343 | 16343 | 16343 | 16343 | 16343 | 16343 | 16343 | 16343 | 16343 | 16343 | 16343 | 16343 | 16343 | 16343 | 16343 | 16343 | 16343 | 16343 | 16343 | 16343 | 16343 | 16343 | 16343 | 16343 | 16343 | 16343 | 16343 | 16343 | 16343 | 16343 | 16343 | 16343 | 16343 | 16343 | 16343 | 16343 | 16343 | 16343 | 16343 | 16343 | 16343 | 16343 | 16343 | 16343 | 16343 | 16343 | 16343 | 16343 | 16343 | 16343 | 16343 | 16343 | 16343 | 16343 | 16343 | 16343 | 16343 | 16343 | 16343 | 16343 | 16343 | 16343 | 16343 | 16343 | 16343 | 16343 | 16343 | 16343 | 16343 | 16343 | 16343 | 16343 | 16343 | 16343 | 16343 | 16343 | 16343 | 16343 | 16343 | 16343 | 16343 | 16343 | 16343 | 16343 | 16343 | 16343 | 16343 | 16343 | 16343 | 16343 | 16343 | 16343 | 16343 | 16343 | 16343 | 16343 | 16343 | 16343 | 16343 | 16343 | 16343 | 16343 | 16343 | 16343 | 16343 | 16343 | 16343 | 16343 | 16343 | 16343 | 16343 | 16343 | 16343 | 16343 | 16343 | 16343 | 16343 | 16343 | 16343 | 16343 | 16343 | 16343 | 16343 | 16343 | 16343 | 16343 | 16343 | 16343 | 16343 | 16343 | 16343 | 16343 | 16343 | 16343 | 16343 | 16343 | 16343 | 16343 | 16343 | 16343 | 16343 | 16343 | 16343 | 16343 | 16343 | 16343 | 16343 | 16343 | 16343 | 16343 | 16343 | 16343 | 16343 | 16343 | 16343 | 16343 | 16343 | 16343 | 16343 | 16343 | 16343 | 16343 | 16343 | 16343 | 16343 | 16343 | 16343 | 16343 | 16343 | 16343 | 16343 | 16343 | 16343 | 16343 | 16343 | 16343 | 16343 | 16343 | 16343 | 16343 | 16343 | 16343 | 16343 | 16343 | 16343 | 16343 | 16343 | 16343 | 16343 | 16343 | 16343 | 16343 | 16343 | 16343 | 16343 | 16343 | 16343 | 16343 | 16343 | 16343 | 16343 | 16343 | 16343 | 16343 | 16343 | 16343 | 16343 | 16343 | 16343 | 16343 | 16343 | 16343 | 16343 | 16343 | 16343 | 16343 | 16343 | 16343 | 16343 | 16343 | 16343 | 16343 | 16343 | 16343 | 16343 | 16343 | 16343 | 16343 | 16343 | 16343 | 16343 | 16343 | 16343 | 16343 | 16343 | 16343 | 16343 | 16343 | 16343 | 16343 | 16343 | 16343 | 16343 | 16343 | 16343 | 16343 | 16343 | 16343 | 16343 | 16343 | 16343 | 16343 | 16343 | 16343 | 16343 | 16343 | 16343 | 16343 | 16343 | 16343 | 16343 | 16343 | 16343 | 16343 | 16343 | 16343 | 16343 | 16343 | 16343 | 16343 | 16343 | 16343 | 16343 | 16343 | 16343 | 16343 | 16343 | 16343 | 16343 | 16343 | 16343 | 16343 | 16343 | 16343 | 16343 | 16343 | 16343 | 16343 | 16343 | 16343 | 16343 | 16343 | 16343 | 16343 | 16343 | 16343 | 16343 | 16343 | 16343 | 16343 | 16343 | 16343 | 16343 | 16343 | 16343 | 16343 | 16343 | 16343 | 16343 | 16343 | 16343 | 16343 | 16343 | 16343 | 16343 | 16343 | 16343 | 16343 | 16343 | 16343 | 16343 | 16343 | 16343 | 16343 | 16343 | 16343 | 16343 | 16343 | 16343 | 16343 | 16343 | 16343 | 16343 | 16343 | 16343 | 16343 | 16343 | 16343 | 16343 | 16343 | 16343 | 16343 | 16343 | 16343 | 16343 | 16343 | 16343 | 16343 | 16343 | 16343 | 16343 | 16343 | 16343 | 16343 | 16343 | 16343 | 16343 | 16343 | 16343 | 16343 | 16343 | 16343 | 16343 | 16343 | 16343 | 16343 | 16343 | 16343 | 16343 | 16343 | 16343 | 16343 | 16343 | 16343 | 16343 | 16343 | 16343 | 16343 | 16343 | 16343 | 16343 | 16343 | 16343 | 16343 | 16343 | 16343 | 16343 | 16343 | 16343 | 16343 | 16343 | 16343 | 16343 | 16343 | 16343 | 16343 | 16343 | 16343 | 16343 | 16343 | 16343 | 16343 | 16343 | 16343 | 16343 | 16343 | 16343 | 16343 | 16343 | 16343 | 16343 | 16343 | 16343 | 16343 | 16343 | 16343 | 16343 | 16343 | 16343 | 16343 | 16343 | 16343 | 16343 | 16343 | 16343 | 16343 | 16343 | 16343 | 16343 | 16343 | 16343 | 16343 | 16343 | 16343 | 16343 | 16343 | 16343 | 16343 | 16343 | 16343 | 16343 | 16343 | 16343 | 16343 | 16343 | 16343 | 16343 | 16343 | 16343 | 16343 | 16343 | 16343 | 16343 | 16343 | 16343 | 16343 | 16343 | 16343 | 16343 | 16343 | 16343 | 16343 | 16343 | 16343 | 16343 | 16343 | 16343 | 16343 | 16343 | 16343 | 16343 | 16343 | 16343 | 16343 | 16343 | 16343 | 16343 | 16343 | 16343 | 16343 | 16343 | 16343 | 16343 | 16343 | 16343 | 16343 | 16343 | 16343 | 16343 | 16343 | 16343 | 16343 | 16343 | 16343 | 16343 | 16343 | 16343 | 16343 | 16343 | 16343 | 16343 | 16343 | 16343 | 16343 | 16343 | 16343 | 16343 | 16343 | 16343 | 16343 | 16343 | 16343 | 16343 | 16343 | 16343 | 16343 | 16343 | 16343 | 16343 | 16343 | 16343 | 16343 | 16343 | 16343 | 16343 | 16343 | 16343 | 16343 | 16343 | 16343 | 16343 | 16343 | 16343 | 16343 | 16343 | 16343 | 16343 | 16343 | 16343 | 16343 | 16343 | 16343 | 16343 | 16343 | 16343 | 16343 | 16343 | 16343 | 16343 | 16343 | 16343 | 16343 | 16343 | 16343 | 16343 | 16343 | 16343 | 16343 | 16343 | 16343 | 16343 | 16343 | 16343 | 16343 | 16343 | 16343 | 16343 | 16343 | 16343 | 16343 | 16343 | 16343 | 16343 | 16343 | 16343 | 16343 | 16343 | 16343 | 16343 | 16343 | 16343 | 16343 | 16343 | 16343 | 16343 | 16343 | 16343 | 16343 | 16343 | 16343 | 16343 | 16343 | 16343 | 16343 | 16343 | 16343 | 16343 | 16343 | 16343 | 16343 | 16343 | 16343 | 16343 | 16343 | 16343 | 16343 | 16343 | 16343 | 16343 | 16343 | 16343 | 16343 | 16343 | 16343 | 16343 | 16343 | 16343 | 16343 | 16343 | 16343 | 16343 | 16343 | 16343 | 16343 | 16343 | 16343 | 16343 | 16343 | 16343 | 16343 | 16343 | 16343 | 16343 | 16343 | 16343 | 16343 | 16343 | 16343 | 16343 | 16343 | 16343 | 16343 | 16343 | 16343 | 16343 | 16343 | 16343 | 16343 | 16343 | 16343 | 16343 | 16343 | 16343 | 16343 | 16343 | 16343 | 16343 | 16343 | 16343 | 16343 | 16343 | 16343 | 16343 | 16343 | 16343 | 16343 | 16343 | 16343 | 16343 | 16343 | 16343 | 16343 | 16343 | 16343 | 16343 | 16343 | 16343 | 16343 | 16343 | 16343 | 16343 | 16343 | 16343 | 16343 | 16343 | 16343 | 16343 | 16343 | 16343 | 16343 | 16343 | 16343 | 16343 | 16343 | 16343 | 16343 | 16343 | 16343 | 16343 | 16343 | 16343 | 16343 | 16343 | 16343 | 16343 | 16343 | 16343 | 16343 | 16343 | 16343 | 16343 | 16343 | 16343 | 16343 | 16343 | 16343 | 16343 | 16343 | 16343 | 16343 | 16343 | 16343 | 16343 | 16343 | 16343 | 16343 | 16343 | 16343 | 16343 | 16343 | 16343 | 16343 | 16343 | 16343 | 16343 | 16343 | 16343 | 16343 | 16343 | 16343 | 16343 | 16343 | 16343 | 16343 | 16343 | 16343 | 16343 | 16343 | 16343 | 16343 | 16343 | 16343 | 16343 | 16343 | 16343 | 16343 | 16343 | 16343 | 16343 | 16343 | 16343 | 16343 | 16343 | 16343 | 16343 | 16343 | 16343 | 16343 | 16343 | 16343 | 16343 | 16343 | 16343 | 16343 | 16343 | 16343 | 16343 | 16343 | 16343 | 16343 | 16343 | 16343 | 16343 | 16343 | 16343 | 16343 | 16343 | 16343 | 16343 | 16343 | 16343 | 16343 | 16343 | 16343 | 16343 | 16343 | 16343 | 16343 | 16343 | 16343 | 16343 | 16343 | 16343 | 16343 | 16343 | 16343 | 16343 | 16343 | 16343 | 16343 | 16343 | 16343 | 16343 | 16343 | 16343 | 16343 | 16343 | 16343 | 16343 | 16343 | 16343 | 16343 | 16343 | 16343 | 16343 | 16343 | 16343 | 16343 | 16343 | 16343 | 16343 | 16343 | 16343 | 16343 | 16343 | 16343 | 16343 | 16343 | 16343 | 16343 | 16343 | 16343 | 16343 | 16343 | 16343 | 16343 | 16343 | 16343 | 16343 | 16343 | 16343 | 16343 | 16343 | 16343 | 16343 | 16343 | 16343 | 16343 | 16343 | 16343 | 16343 | 16343 | 16343 | 16343 | 16343 | 16343 | 16343 | 16343 | 16343 | 16343 | 16343 | 16343 | 16343 | 16343 | 16343 | 16343 | 16343 | 16343 | 16343 | 16343 | 16343 | 16343 | 16343 | 16343 | 16343 | 16343 | 16343 | 16343 | 16343 | 16343 | 16343 | 16343 | 16343 | 16343 | 16343 | 16343 | 16343 | 16343 | 16343 | 16343 | 16343 | 16343 | 16343 | 16343 | 16343 | 16343 | 16343 | 16343 | 16343 | 16343 | 16343 | 16343 | 16343 | 16343 | 16343 | 16343 | 16343 | 16343 | 16343 | 16343 | 16343 | 16343 | 16343 | 16343 | 16343 | 16343 | 16343 | 16343 | 16343 | 16343 | 16343 | 16343 | 16343 | 16343 | 16343 | 16343 | 16343 | 16343 | 16343 | 16343 | 16343 | 16343 | 16343 | 16343 | 16343 | 16343 | 16343 | 16343 | 16343 | 16343 | 16343 | 16343 | 16343 | 16343 | 16343 | 16343 | 16343 | 16343 | 16343 | 16343 | 16343 | 16343 | 16343 | 16343 | 16343 | 16343 | 16343 | 16343 | 16343 | 16343 | 16343 | 16343 | 16343 | 16343 | 16343 | 16343 | 16343 | 16343 | 16343 | 16343 | 16343 | 16343 | 16343 | 16343 | 16343 | 16343 | 16343 | 16343 | 16343 | 16343 | 16343 | 16343 | 16343 | 16343 | 16343 | 16343 | 16343 | 16343 | 16343 | 16343 | 16343 | 16343 | 16343 | 16343 | 16343 | 16343 | 16343 | 16343 | 16343 | 16343 | 16343 | 16343 | 16343 | 16343 | 16343 | 16343 | 16343 | 16343 | 16343 | 16343 | 16343 | 16343 | 16343 | 16343 | 16343 | 16343 | 16343 | 16343 | 16343 | 16343 | 16343 | 16343 | 16343 | 16343 | 16343 | 16343 | 16343 | 16343 | 16343 | 16343 | 16343 | 16343 | 16343 | 16343 | 16343 | 16343 | 16343 | 16343 | 16343 | 16343 | 16343 | 16343 | 16343 | 16343 | 16343 | 16343 | 16343 | 16343 | 16343 | 16343 | 16343 | 16343 | 16343 | 16343 | 16343 | 16343 | 16343 | 16343 | 16343 | 16343 | 16343 | 16343 | 16343 | 16343 | 16343 | 16343 | 16343 | 16343 | 16343 | 16343 | 16343 | 16343 | 16343 | 16343 | 16343 | 16343 | 16343 | 16343 | 16343 | 16343 | 16343 | 16343 | 16343 | 16343 | 16343 | 16343 | 16343 | 16343 | 16343 | 16343 | 16343 | 16343 | 16343 | 16343 | 16343 | 16343 | 16343 | 16343 | 16343 | 16343 | 16343 | 16343 | 16343 | 16343 | 16343 | 16343 | 16343 | 16343 | 16343 | 16343 | 16343 | 16343 | 16343 | 16343 | 16343 | 16343 | 16343 | 16343 | 16343 | 16343 | 16343 | 16343 | 16343 | 16343 | 16343 | 16343 | 16343 | 16343 | 16343 | 16343 | 16343 | 16343 | 16343 | 16343 | 16343 | 16343 | 16343 | 16343 | 16343 | 16343 | 16343 | 16343 | 16343 | 16343 | 16343 | 16343 | 16343 | 16343 | 16343 | 16343 | 16343 | 16343 | 16343 | 16343 | 16343 | 16343 | 16343 | 16343 | 16343 | 16343 | 16343 | 16343 | 16343 | 16343 | 16343 | 16343 | 16343 | 16343 | 16343 | 16343 | 16343 | 16343 | 16343 | 16343 | 16343 | 16343 | 16343 | 16343 | 16343 | 16343 | 16343 | 16343 | 16343 | 16343 | 16343 | 16343 | 16343 | 16343 | 16343 | 16343 | 16343 | 16343 | 16343 | 16343 | 16343 | 16343 | 16343 | 16343 | 16343 | 16343 | 16343 | 16343 | 16343 | 16343 | 16343 | 16343 | 16343 | 16343 | 16343 | 16343 | 16343 | 16343 | 16343 | 16343 | 16343 | 16343 | 16343 | 16343 | 16343 | 16343 | 16343 | 16343 | 16343 | 16343 | 16343 | 16343 | 16343 | 16343 | 16343 | 16343 | 16343 | 16343 | 16343 | 16343 | 16343 | 16343 | 16343 | 16343 | 16343 | 16343 | 16343 | 16343 | 16343 | 16343 | 16343 | 16343 | 16343 | 16343 | 16343 | 16343 | 16343 | 16343 | 16343 | 16343 | 16343 | 16343 | 16343 | 16343 | 16343 | 16343 | 16343 | 16343 | 16343 | 16343 | 16343 | 16343 | 16343 | 16343 | 16343 | 16343 | 16343 | 16343 | 16343 | 16343 | 16343 | 16343 | 16343 | 16343 | 16343 | 16343 | 16343 | 16343 | 16343 | 16343 | 16343 | 16343 | 16343 | 16343 | 16343 | 16343 | 16343 | 16343 | 16343 | 16343 | 16343 | 16343 | 16343 | 16343 | 16343 | 16343 | 16343 | 16343 | 16343 | 16343 | 16343 | 16343 | 16343 | 16343 | 16343 | 16343 | 16343 | 16343 | 16343 | 16343 | 16343 | 16343 | 16343 | 16343 | 16343 | 16343 | 16343 | 16343 | 16343 | 16343 | 16343 | 16343 | 16343 | 16343 | 16343 | 16343 | 16343 | 16343 | 16343 | 16343 | 16343 | 16343 | 16343 | 16343 | 16343 | 16343 | 16343 | 16343 | 16343 | 16343 | 16343 | 16343 | 16343 | 16343 | 16343 | 16343 | 16343 | 16343 | 16343 | 16343 | 16343 | 16343 | 16343 | 16343 | 16343 | 16343 | 16343 | 16343 | 16343 | 16343 | 16343 | 16343 | 16343 | 16343 | 16343 | 16343 | 16343 | 16343 | 16343 | 16343 | 16343 | 16343 | 16343 | 16343 | 16343 | 16343 | 16343 | 16343 | 16343 | 16343 | 16343 | 16343 | 16343 | 16343 | 16343 | 16343 | 16343 | 16343 | 16343 | 16343 | 16343 | 16343 | 16343 | 16343 | 16343 | 16343 | 16343 | 16343 | 16343 | 16343 | 16343 | 16343 | 16343 | 16343 | 16343 | 16343 | 16343 | 16343 | 16343 | 16343 | 16343 | 16343 | 16343 | 16343 | 16343 | 16343 | 16343 | 16343 | 16343 | 16343 | 16343 | 16343 | 16343 | 16343 | 16343 | 16343 | 16343 | 16343 | 16343 | 16343 | 16343 | 16343 | 16343 | 16343 | 16343 | 16343 | 16343 | 16343 | 16343 | 16343 | 16343 | 16343 | 16343 | 16343 | 16343 | 16343 | 16343 | 16343 | 16343 | 16343 | 16343 | 16343 | 16343 | 16343 | 16343 | 16343 | 16343 | 16343 | 16343 | 16343 | 16343 | 16343 | 16343 | 16343 | 16343 | 16343 | 16343 | 16343 | 16343 | 16343 | 16343 | 16343 | 16343 | 16343 | 16343 | 16343 | 16343 | 16343 | 16343 | 16343 | 16343 | 16343 | 16343 | 16343 | 16343 | 16343 | 16343 | 16343 | 16343 | 16343 | 16343 | 16343 | 16343 | 16343 | 16343 | 16343 | 16343 | 16343 | 16343 | 16343 | 16343 | 16343 | 16343 | 16343 | 16343 | 16343 | 16343 | 16343 | 16343 | 16343 | 16343 | 16343 | 16343 | 16343 | 16343 | 16343 | 16343 | 16343 | 16343 | 16343 | 16343 | 16343 | 16343 | 16343 | 16343 | 16343 | 16343 | 16343 | 16343 | 16343 | 16343 | 16343 | 16343 | 16343 | 16343 | 16343 | 16343 | 16343 | 16343 | 16343 | 16343 | 16343 | 16343 | 16343 | 16343 | 16343 | 16343 | 16343 | 16343 | 16343 | 16343 | 16343 | 16343 | 16343 | 16343 | 16343 | 16343 | 16343 | 16343 | 16343 | 16343 | 16343 | 16343 | 16343 | 16343 | 16343 | 16343 | 16343 | 16343 | 16343 | 16343 | 16343 | 16343 | 16343 | 16343 | 16343 | 16343 | 16343 | 16343 | 16343 | 16343 | 16343 | 16343 | 16343 | 16343 | 16343 | 16343 | 16343 | 16343 | 16343 | 16343 | 16343 | 16343 | 16343 | 16343 | 16343 | 16343 | 16343 | 16343 | 16343 | 16343 | 16343 | 16343 | 16343 | 16343 | 16343 | 16343 | 16343 | 16343 | 16343 | 16343 | 16343 | 16343 | 16343 | 16343 | 16343 | 16343 | 16343 | 16343 | 16343 | 16343 | 16343 | 16343 | 16343 | 16343 | 16343 | 16343 | 16343 | 16343 | 16343 | 16343 | 16343 | 16343 | 16343 | 16343 | 16343 | 16343 | 16343 | 16343 | 16343 | 16343 | 16343 | 16343 | 16343 | 16343 | 16343 | 16343 | 16343 | 16343 | 16343 | 16343 | 16343 | 16343 | 16343 | 16343 | 16343 | 16343 | 16343 | 16343 | 16343 | 16343 | 16343 | 16343 | 16343 | 16343 | 16343 | 16343 | 16343 | 16343 | 16343 | 16343 | 16343 | 16343 | 16343 | 16343 | 16343 | 16343 | 16343 | 16343 | 16343 | 16343 | 16343 | 16343 | 16343 | 16343 | 16343 | 16343 | 16343 | 16343 | 16343 | 16343 | 16343 | 16343 | 16343 | 16343 | 16343 | 16343 | 16343 | 16343 | 16343 | 16343 | 16343 | 16343 | 16343 | 16343 | 16343 | 16343 | 16343 | 16343 | 16343 | 16343 | 16343 | 16343 | 16343 | 16343 | 16343 | 16343 | 16343 | 16343 | 16343 | 16343 | 16343 | 16343 | 16343 | 16343 | 16343 | 16343 | 16343 | 16343 | 16343 | 16343 | 16343 | 16343 | 16343 | 16343 | 16343 | 16343 | 16343 | 16343 | 16343 | 16343 | 16343 | 16343 | 16343 | 16343 | 16343 | 16343 | 16343 | 16343 | 16343 | 16343 | 16343 | 16343 | 16343 | 16343 | 16343 | 16343 | 16343 | 16343 | 16343 | 16343 | 16343 | 16343 | 16343 | 16343 | 16343 | 16343 | 16343 | 16343 | 16343 | 16343 | 16343 | 16343 | 16343 | 16343 | 16343 | 16343 | 16343 | 16343 | 16343 | 16343 | 16343 | 16343 | 16343 | 16343 | 16343 | 16343 | 16343 | 16343 | 16343 | 16343 | 16343 | 16343 | 16343 | 16343 | 16343 | 16343 | 16343 | 16343 | 16343 | 16343 | 16343 | 16343 | 16343 | 16343 | 16343 | 16343 | 16343 | 16343 | 16343 | 16343 | 16343 | 16343 | 16343 | 16343 | 16343 | 16343 | 16343 | 16343 | 16343 | 16343 | 16343 | 16343 | 16343 | 16343 | 16343 | 16343 | 16343 | 16343 | 16343 | 16343 | 16343 | 16343 | 16343 | 16343 | 16343 | 16343 | 16343 | 16343 | 16343 | 16343 | 16343 | 16343 | 16343 | 16343 | 16343 | 16343 | 16343 | 16343 | 16343 | 16343 | 16343 | 16343 | 16343 | 16343 | 16343 | 16343 | 16343 | 16343 | 16343 | 16343 | 16343 | 16343 | 16343 | 16343 | 16343 | 16343 | 16343 | 16343 | 16343 | 16343 | 16343 | 16343 | 16343 | 16343 | 16343 | 16343 | 16343 | 16343 | 16343 | 16343 | 16343 | 16343 | 16343 | 16343 | 16343 | 16343 | 16343 | 16343 | 16343 | 16343 | 16343 | 16343 | 16343 | 16343 | 16343 | 16343 | 16343 | 16343 | 16343 | 16343 | 16343 | 16343 | 16343 | 16343 | 16343 | 16343 | 16343 | 16343 | 16343 | 16343 | 16343 | 16343 | 16343 | 16343 | 16343 | 16343 | 16343 | 16343 | 16343 | 16343 | 16343 | 16343 | 16343 | 16343 | 16343 | 16343 | 16343 | 16343 | 16343 | 16343 | 16343 | 16343 | 16343 | 16343 | 16343 | 16343 | 16343 | 16343 | 16343 | 16343 | 16343 | 16343 | 16343 | 16343 | 16343 | 16343 | 16343 | 16343 | 16343 | 16343 | 16343 | 16343 | 16343 | 16343 | 16343 | 16343 | 16343 | 16343 | 16343 | 16343 | 16343 | 16343 | 16343 | 16343 | 16343 | 16343 | 16343 | 16343 | 16343 | 16343 | 16343 | 16343 | 16343 | 16343 | 16343 | 16343 | 16343 | 16343 | 16343 | 16343 | 16343 | 16343 | 16343 | 16343 | 16343 | 16343 | 16343 | 16343 | 16343 | 16343 | 16343 | 16343 | 16343 | 16343 | 16343 | 16343 | 16343 | 16343 | 16343 | 16343 | 16343 | 16343 | 16343 | 16343 | 16343 | 16343 | 16343 | 16343 | 16343 | 16343 | 16343 | 16343 | 16343 | 16343 | 16343 | 16343 | 16343 | 16343 | 16343 | 16343 | 16343 | 16343 | 16343 | 16343 | 16343 | 16343 | 16343 | 16343 | 16343 | 16343 | 16343 | 16343 | 16343 | 16343 | 16343 | 16343 | 16343 | 16343 | 16343 | 16343 | 16343 | 16343 | 16343 | 16343 | 16343 | 16343 | 16343 | 16343 | 16343 | 16343 | 16343 | 16343 | 16343 | 16343 | 16343 | 16343 | 16343 | 16343 | 16343 | 16343 | 16343 | 16343 | 16343 | 16343 | 16343 | 16343 | 16343 | 16343 | 16343 | 16343 | 16343 | 16343 | 16343 | 16343 | 16343 | 16343 | 16343 | 16343 | 16343 | 16343 | 16343 | 16343 | 16343 | 16343 | 16343 | 16343 | 16343 | 16343 | 16343 | 16343 | 16343 | 16343 | 16343 | 16343 | 16343 | 16343 | 16343 | 16343 | 16343 | 16343 | 16343 | 16343 | 16343 | 16343 | 16343 | 16343 | 16343 | 16343 | 16343 | 16343 | 16343 | 16343 | 16343 | 16343 | 16343 | 16343 | 16343 | 16343 | 16343 | 16343 | 16343 | 16343 | 16343 | 16343 | 16343 | 16343 | 16343 | 16343 | 16343 | 16343 | 16343 | 16343 | 16343 | 16343 | 16343 | 16343 | 16343 | 16343 | 16343 | 16343 | 16343 | 16343 | 16343 | 16343 | 16343 | 16343 | 16343 | 16343 | 16343 | 16343 | 16343 | 16343 | 16343 | 16343 | 16343 | 16343 | 16343 | 16343 | 16343 | 16343 | 16343 | 16343 | 16343 | 16343 | 16343 | 16343 | 16343 | 16343 | 16343 | 16343 | 16343 | 16343 | 16343 | 16343 | 16343 | 16343 | 16343 | 16343 | 16343 | 16343 | 16343 | 16343 | 16343 | 16343 | 16343 | 16343 | 16343 | 16343 | 16343 | 16343 | 16343 | 16343 | 16343 | 16343 | 16343 | 16343 | 16343 | 16343 | 16343 | 16343 | 16343 | 16343 | 16343 | 16343 | 16343 | 16343 | 16343 | 16343 | 16343 | 16343 | 16343 | 16343 | 16343 | 16343 | 16343 | 16343 | 16343 | 16343 | 16343 | 16343 | 16343 | 16343 | 16343 | 16343 | 16343 | 16343 | 16343 | 16343 | 16343 | 16343 | 16343 | 16343 | 16343 | 16343 | 16343 | 16343 | 16343 | 16343 | 16343 | 16343 | 16343 | 16343 | 16343 | 16343 | 16343 | 16343 | 16343 | 16343 | 16343 | 16343 | 16343 | 16343 | 16343 | 16343 | 16343 | 16343 | 16343 | 16343 | 16343 | 16343 | 16343 | 16343 | 16343 | 16343 | 16343 | 16343 | 16343 | 16343 | 16343 | 16343 | 16343 | 16343 | 16343 | 16343 | 16343 | 16343 | 16343 | 16343 | 16343 | 16343 | 16343 | 16343 | 16343 | 16343 | 16343 | 16343 | 16343 | 16343 | 16343 | 16343 | 16343 | 16343 | 16343 | 16343 | 16343 | 16343 | 16343 | 16343 | 16343 | 16343 | 16343 | 16343 | 16343 | 16343 | 16343 | 16343 | 16343 | 16343 | 16343 | 16343 | 16343 | 16343 | 16343 | 16343 | 16343 | 16343 | 16343 | 16343 | 16343 | 16343 | 16343 | 16343 | 16343 | 16343 | 16343 | 16343 | 16343 | 16343 | 16343 | 16343 | 16343 | 16343 | 16343 | 16343 | 16343 | 16343 | 16343 | 16343 | 16343 | 16343 | 16343 | 16343 | 16343 | 16343 | 16343 | 16343 | 16343 | 16343 | 16343 | 16343 | 16343 | 16343 | 16343 | 16343 | 16343 | 16343 | 16343 | 16343 | 16343 | 16343 | 16343 | 16343 | 16343 | 16343 | 16343 | 16343 | 16343 | 16343 | 16343 | 16343 | 16343 | 16343 | 16343 | 16343 | 16343 | 16343 | 16343 | 16343 | 16343 | 16343 | 16343 | 16343 | 16343 | 16343 | 16343 | 16343 | 16343 | 16343 | 16343 | 16343 | 16343 | 16343 | 16343 | 16343 | 16343 | 16343 | 16343 | 16343 | 16343 | 16343 | 16343 | 16343 | 16343 | 16343 | 16343 | 16343 | 16343 | 16343 | 16343 | 16343 | 16343 | 16343 | 16343 | 16343 | 16343 | 16343 | 16343 | 16343 | 16343 | 16343 | 16343 | 16343 | 16343 | 16343 | 16343 | 16343 | 16343 | 16343 | 16343 | 16343 | 16343 | 16343 | 16343 | 16343 | 16343 | 16343 | 16343 | 16343 | 16343 | 16343 | 16343 | 16343 | 16343 | 16343 | 16343 | 16343 | 16343 | 16343 | 16343 | 16343 | 16343 | 16343 | 16343 | 16343 | 16343 | 16343 | 16343 | 16343 | 16343 | 16343 | 16343 | 16343 | 16343 | 16343 | 16343 | 16343 | 16343 | 16343 | 16343 | 16343 | 16343 | 16343 | 16343 | 16343 | 16343 | 16343 | 16343 | 16343 | 16343 | 16343 | 16343 | 16343 | 16343 | 16343 | 16343 | 16343 | 16343 | 16343 | 16343 | 16343 | 16343 | 16343 | 16343 | 16343 | 16343 | 16343 | 16343 | 16343 | 16343 | 16343 | 16343 | 16343 | 16343 | 16343 | 16343 | 16343 | 16343 | 16343 | 16343 | 16343 | 16343 | 16343 | 16343 | 16343 | 16343 | 16343 | 16343 | 16343 | 16343 | 16343 | 16343 | 16343 | 16343 | 16343 | 16343 | 16343 | 16343 | 16343 | 16343 | 16343 | 16343 | 16343 | 16343 | 16343 | 16343 | 16343 | 16343 | 16343 | 16343 | 16343 | 16343 | 16343 | 16343 | 16343 | 16343 | 16343 | 16343 | 16343 | 16343 | 16343 | 16343 | 16343 | 16343 | 16343 | 16343 | 16343 | 16343 | 16343 | 16343 | 16343 | 16343 | 16343 | 16343 | 16343 | 16343 | 16343 | 16343 | 16343 | 16343 | 16343 | 16343 | 16343 | 16343 | 16343 | 16343 | 16343 | 16343 | 16343 | 16343 | 16343 | 16343 | 16343 | 16343 | 16343 | 16343 | 16343 | 16343 | 16343 | 16343 | 16343 | 16343 | 16343 | 16343 | 16343 | 16343 | 16343 | 16343 | 16343 | 16343 | 16343 | 16343 | 16343 | 16343 | 16343 | 16343 | 16343 | 16343 | 16343 | 16343 | 16343 | 16343 | 16343 | 16343 | 16343 | 16343 | 16343 | 16343 | 16343 | 16343 | 16343 | 16343 | 16343 | 16343 | 16343 | 16343 | 16343 | 16343 | 16343 | 16343 | 16343 | 16343 | 16343 | 16343 | 16343 | 16343 | 16343 | 16343 | 16343 | 16343 | 16343 | 16343 | 16343 | 16343 | 16343 | 16343 | 16343 | 16343 | 16343 | 16343 | 16343 | 16343 | 16343 | 16343 | 16343 | 16343 | 16343 | 16343 | 16343 | 16343 | 16343 | 16343 | 16343 | 16343 | 16343 | 16343 | 16343 | 16343 | 16343 | 16343 | 16343 | 16343 | 16343 | 16343 | 16343 | 16343 | 16343 | 16343 | 16343 | 16343 | 16343 | 16343 | 16343 | 16343 | 16343 | 16343 | 16343 | 16343 | 16343 | 16343 | 16343 | 16343 | 16343 | 16343 | 16343 | 16343 | 16343 | 16343 | 16343 | 16343 | 16343 | 16343 | 16343 | 16343 | 16343 | 16343 | 16343 | 16343 | 16343 | 16343 | 16343 | 16343 | 16343 | 16343 | 16343 | 16343 | 16343 | 16343 | 16343 | 16343 | 16343 | 16343 | 16343 | 16343 | 16343 | 16343 | 16343 | 16343 | 16343 | 16343 | 16343 | 16343 | 16343 | 16343 | 16343 | 16343 | 16343 | 16343 | 16343 | 16343 | 16343 | 16343 | 16343 | 16343 | 16343 | 16343 | 16343 | 16343 | 16343 | 16343 | 16343 | 16343 | 16343 | 16343 | 16343 | 16343 | 16343 | 16343 | 16343 | 16343 | 16343 | 16343 | 16343 | 16343 | 16343 | 16343 | 16343 | 16343 | 16343 | 16343 | 16343 | 16343 | 16343 | 16343 | 16343 | 16343 | 16343 | 16343 | 16343 | 16343 | 16343 | 16343 | 16343 | 16343 | 16343 | 16343 | 16343 | 16343 | 16343 | 16343 | 16343 | 16343 | 16343 | 16343 | 16343 | 16343 | 16343 | 16343 | 16343 | 16343 | 16343 | 16343 | 16343 | 16343 | 16343 | 16343 | 16343 | 16343 | 16343 | 16343 | 16343 | 16343 | 16343 | 16343 | 16343 | 16343 | 16343 | 16343 | 16343 | 16343 | 16343 | 16343 | 16343 | 16343 | 16343 | 16343 | 16343 | 16343 | 16343 | 16343 | 16343 | 16343 | 16343 | 16343 | 16343 | 16343 | 16343 | 16343 | 16343 | 16343 | 16343 | 16343 | 16343 | 16343 | 16343 | 16343 | 16343 | 16343 | 16343 | 16343 | 16343 | 16343 | 16343 | 16343 | 16343 | 16343 | 16343 | 16343 | 16343 | 16343 | 16343 | 16343 | 16343 | 16343 | 16343 | 16343 | 16343 | 16343 | 16343 | 16343 | 16343 | 16343 | 16343 | 16343 | 16343 | 16343 | 16343 | 16343 | 16343 | 16343 | 16343 | 16343 | 16343 | 16343 | 16343 | 16343 | 16343 | 16343 | 16343 | 16343 | 16343 | 16343 | 16343 | 16343 | 16343 | 16343 | 16343 | 16343 | 16343 | 16343 | 16343 | 16343 | 16343 | 16343 | 16343 | 16343 | 16343 | 16343 | 16343 | 16343 | 16343 | 16343 | 16343 | 16343 | 16343 | 16343 | 16343 | 16343 | 16343 | 16343 | 16343 | 16343 | 16343 | 16343 | 16343 | 16343 | 16343 | 16343 | 16343 | 16343 | 16343 | 16343 | 16343 | 16343 | 16343 | 16343 | 16343 | 16343 | 16343 | 16343 | 16343 | 16343 | 16343 | 16343 | 16343 | 16343 | 16343 | 16343 | 16343 | 16343 | 16343 | 16343 | 16343 | 16343 | 16343 | 16343 | 16343 | 16343 | 16343 | 16343 | 16343 | 16343 | 16343 | 16343 | 16343 | 16343 | 16343 | 16343 | 16343 | 16343 | 16343 | 16343 | 16343 | 16343 | 16343 | 16343 | 16343 | 16343 | 16343 | 16343 | 16343 | 16343 | 16343 | 16343 | 16343 | 16343 | 16343 | 16343 | 16343 | 16343 | 16343 | 16343 | 16343 | 16343 | 16343 | 16343 | 16343 | 16343 | 16343 | 16343 | 16343 | 16343 | 16343 | 16343 | 16343 | 16343 | 16343 | 16343 | 16343 | 16343 | 16343 | 16343 | 16343 | 16343 | 16343 | 16343 | 16343 | 16343 | 16343 | 16343 | 16343 | 16343 | 16343 | 16343 | 16343 | 16343 | 16343 | 16343 | 16343 | 16343 | 16343 | 16343 | 16343 | 16343 | 16343 | 16343 | 16343 | 16343 | 16343 | 16343 | 16343 | 16343 | 16343 | 16343 | 16343 | 16343 | 16343 | 16343 | 16343 | 16343 | 16343 | 16343 | 16343 | 16343 | 16343 | 16343 | 16343 | 16343 | 16343 | 16343 | 16343 | 16343 | 16343 | 16343 | 16343 | 16343 | 16343 | 16343 | 16343 | 16343 | 16343 | 16343 | 16343 | 16343 | 16343 | 16343 | 16343 | 16343 | 16343 | 16343 | 16343 | 16343 | 16343 | 16343 | 16343 | 16343 | 16343 | 16343 | 16343 | 16343 | 16343 | 16343 | 16343 | 16343 | 16343 | 16343 | 16343 | 16343 | 16343 | 16343 | 16343 | 16343 | 16343 | 16343 | 16343 | 16343 | 16343 | 16343 | 16343 | 16343 | 16343 | 16343 | 16343 | 16343 | 16343 | 16343 | 16343 | 16343 | 16343 | 16343 | 16343 | 16343 | 16343 | 16343 | 16343 | 16343 | 16343 | 16343 | 16343 | 16343 | 16343 | 16343 | 16343 | 16343 | 16343 | 16343 | 16343 | 16343 | 16343 | 16343 | 16343 | 16343 | 16343 | 16343 | 16343 | 16343 | 16343 | 16343 | 16343 | 16343 | 16343 | 16343 | 16343 | 16343 | 16343 | 16343 | 16343 | 16343 | 16343 | 16343 | 16343 | 16343 | 16343 | 16343 | 16343 | 16343 | 16343 | 16343 | 16343 | 16343 | 16343 | 16343 | 16343 | 16343 | 16343 | 16343 | 16343 | 16343 | 16343 | 16343 | 16343 | 16343 | 16343 | 16343 | 16343 | 16343 | 16343 | 16343 | 16343 | 16343 | 16343 | 16343 | 16343 | 16343 | 16343 | 16343 | 16343 | 16343 | 16343 | 16343 | 16343 | 16343 | 16343 | 16343 | 16343 | 16343 | 16343 | 16343 | 16343 | 16343 | 16343 | 16343 | 16343 | 16343 | 16343 | 16343 | 16343 | 16343 | 16343 | 16343 | 16343 | 16343 | 16343 | 16343 | 16343 | 16343 | 16343 | 16343 | 16343 | 16343 | 16343 | 16343 | 16343 | 16343 | 16343 | 16343 | 16343 | 16343 | 16343 | 16343 | 16343 | 16343 | 16343 | 16343 | 16343 | 16343 | 16343 | 16343 | 16343 | 16343 | 16343 | 16343 | 16343 | 16343 | 16343 | 16343 | 16343 | 16343 | 16343 | 16343 | 16343 | 16343 | 16343 | 16343 | 16343 | 16343 | 16343 | 16343 | 16343 | 16343 | 16343 | 16343 | 16343 | 16343 | 16343 | 16343 | 16343 | 16343 | 16343 | 16343 | 16343 | 16343 | 16343 | 16343 | 16343 | 16343 | 16343 | 16343 | 16343 | 16343 | 16343 | 16343 | 16343 | 16343 | 16343 | 16343 | 16343 | 16343 | 16343 | 16343 | 16343 | 16343 | 16343 | 16343 | 16343 | 16343 | 16343 | 16343 | 16343 | 16343 | 16343 | 16343 | 16343 | 16343 | 16343 | 16343 | 16343 | 16343 | 16343 | 16343 | 16343 | 16343 | 16343 | 16343 | 16343 | 16343 | 16343 | 16343 | 16343 | 16343 | 16343 | 16343 | 16343 | 16343 | 16343 | 16343 | 16343 | 16343 | 16343 | 16343 | 16343 | 16343 | 16343 | 16343 | 16343 | 16343 | 16343 | 16343 | 16343 | 16343 | 16343 | 16343 | 16343 | 16343 | 16343 | 16343 | 16343 | 16343 | 16343 | 16343 | 16343 | 16343 | 16343 | 16343 | 16343 | 16343 | 16343 | 16343 | 16343 | 16343 | 16343 | 16343 | 16343 | 16343 | 16343 | 16343 | 16343 | 16343 | 16343 | 16343 | 16343 | 16343 | 16343 | 16343 | 16343 | 16343 | 16343 | 16343 | 16343 | 16343 | 16343 | 16343 | 16343 | 16343 | 16343 | 16343 | 16343 | 16343 | 16343 | 16343 | 16343 | 16343 | 16343 | 16343 | 16343 | 16343 | 16343 | 16343 | 16343 | 16343 | 16343 | 16343 | 16343 | 16343 | 16343 | 16343 | 16343 | 16343 | 16343 | 16343 | 16343 | 16343 | 16343 | 16343 | 16343 | 16343 | 16343 | 16343 | 16343 | 16343 | 16343 | 16343 | 16343 | 16343 | 16343 | 16343 | 16343 | 16343 | 16343 | 16343 | 16343 | 16343 | 16343 | 16343 | 16343 | 16343 | 16343 | 16343 | 16343 | 16343 | 16343 | 16343 | 16343 | 16343 | 16343 | 16343 | 16343 | 16343 | 16343 | 16343 | 16343 | 16343 | 16343 | 16343 | 16343 | 16343 | 16343 | 16343 | 16343 | 16343 | 16343 | 16343 | 16343 | 16343 | 16343 | 16343 | 16343 | 16343 | 16343 | 16343 | 16343 | 16343 | 16343 | 16343 | 16343 | 16343 | 16343 | 16343 | 16343 | 16343 | 16343 | 16343 | 16343 | 16343 | 16343 | 16343 | 16343 | 16343 | 16343 | 16343 | 16343 | 16343 | 16343 | 16343 | 16343 | 16343 | 16343 | 16343 | 16343 | 16343 | 16343 | 16343 | 16343 | 16343 | 16343 | 16343 | 16343 | 16343 | 16343 | 16343 | 16343 | 16343 | 16343 | 16343 | 16343 | 16343 | 16343 | 16343 | 16343 | 16343 | 16343 | 16343 | 16343 | 16343 | 16343 | 16343 | 16343 | 16343 | 16343 | 16343 | 16343 | 16343 | 16343 | 16343 | 16343 | 16343 | 16343 | 16343 | 16343 | 16343 | 16343 | 16343 | 16343 | 16343 | 16343 | 16343 | 16343 | 16343 | 16343 | 16343 | 16343 | 16343 | 16343 | 16343 | 16343 | 16343 | 16343 | 16343 | 16343 | 16343 | 16343 | 16343 | 16343 | 16343 | 16343 | 16343 | 16343 | 16343 | 16343 | 16343 | 16343 | 16343 | 16343 | 16343 | 16343 | 16343 | 16343 | 16343 | 16343 | 16343 | 16343 | 16343 | 16343 | 16343 | 16343 | 16343 | 16343 | 16343 | 16343 | 16343 | 16343 | 16343 | 16343 | 16343 | 16343 | 16343 | 16343 | 16343 | 16343 | 16343 | 16343 | 16343 | 16343 | 16343 | 16343 | 16343 | 16343 | 16343 | 16343 | 16343 | 16343 | 16343 | 16343 | 16343 | 16343 | 16343 | 16343 | 16343 | 16343 | 16343 | 16343 | 16343 | 16343 | 16343 | 16343 | 16343 | 16343 | 16343 | 16343 | 16343 | 16343 | 16343 | 16343 | 16343 | 16343 | 16343 | 16343 | 16343 | 16343 | 16343 | 16343 | 16343 | 16343 | 16343 | 16343 | 16343 | 16343 | 16343 | 16343 | 16343 | 16343 | 16343 | 16343 | 16343 | 16343 | 16343 | 16343 | 16343 | 16343 | 16343 | 16343 | 16343 | 16343 | 16343 | 16343 | 16343 | 16343 | 16343 | 16343 | 16343 | 16343 | 16343 | 16343 | 16343 | 16343 | 16343 | 16343 | 16343 | 16343 | 16343 | 16343 | 16343 | 16343 | 16343 | 16343 | 16343 | 16343 | 16343 | 16343 | 16343 | 16343 | 16343 | 16343 | 16343 | 16343 | 16343 | 16343 | 16343 | 16343 | 16343 | 16343 | 16343 | 16343 | 16343 | 16343 | 16343 | 16343 | 16343 | 16343 | 16343 | 16343 | 16343 | 16343 | 16343 | 16343 | 16343 | 16343 | 16343 | 16343 | 16343 | 16343 | 16343 | 16343 | 16343 | 16343 | 16343 | 16343 | 16343 | 16343 | 16343 | 16343 | 16343 | 16343 | 16343 | 16343 | 16343 | 16343 | 16343 | 16343 | 16343 | 16343 | 16343 | 16343 | 16343 | 16343 | 16343 | 16343 | 16343 | 16343 | 16343 | 16343 | 16343 | 16343 | 16343 | 16343 | 16343 | 16343 | 16343 | 16343 | 16343 | 16343 | 16343 | 16343 | 16343 | 16343 | 16343 | 16343 | 16343 | 16343 | 16343 | 16343 | 16343 | 16343 | 16343 | 16343 | 16343 | 16343 | 16343 | 16343 | 16343 | 16343 | 16343 | 16343 | 16343 | 16343 | 16343 | 16343 | 16343 | 16343 | 16343 | 16343 | 16343 | 16343 | 16343 | 16343 | 16343 | 16343 | 16343 | 16343 | 16343 | 16343 | 16343 | 16343 | 16343 | 16343 | 16343 | 16343 | 16343 | 16343 | 16343 | 16343 | 16343 | 16343 | 16343 | 16343 | 16343 | 16343 | 16343 | 16343 | 16343 | 16343 | 16343 | 16343 | 16343 | 16343 | 16343 | 16343 | 16343 | 16343 | 16343 | 16343 | 16343 | 16343 | 16343 | 16343 | 16343 | 16343 | 16343 | 16343 | 16343 | 16343 | 16343 | 16343 | 16343 | 16343 | 16343 | 16343 | 16343 | 16343 | 16343 | 16343 | 16343 | 16343 | 16343 | 16343 | 16343 | 16343 | 16343 | 16343 | 16343 | 16343 | 16343 | 16343 | 16343 | 16343 | 16343 | 16343 | 16343 | 16343 | 16343 | 16343 | 16343 | 16343 | 16343 | 16343 | 16343 | 16343 | 16343 | 16343 | 16343 | 16343 | 16343 | 16343 | 16343 | 16343 | 16343 | 16343 | 16343 | 16343 | 16343 | 16343 | 16343 | 16343 | 16343 | 16343 | 16343 | 16343 | 16343 | 16343 | 16343 | 16343 | 16343 | 16343 | 16343 | 16343 | 16343 | 16343 | 16343 | 16343 | 16343 | 16343 | 16343 | 16343 | 16343 | 16343 | 16343 | 16343 | 16343 | 16343 | 16343 | 16343 | 16343 | 16343 | 16343 | 16343 | 16343 | 16343 | 16343 | 16343 | 16343 | 16343 | 16343 | 16343 | 16343 | 16343 | 16343 | 16343 | 16343 | 16343 | 16343 | 16343 | 16343 | 16343 | 16343 | 16343 | 16343 | 16343 | 16343 | 16343 | 16343 | 16343 | 16343 | 16343 | 16343 | 16343 | 16343 | 16343 | 16343 | 16343 | 16343 | 16343 | 16343 | 16343 | 16343 | 16343 | 16343 | 16343 | 16343 | 16343 | 16343 | 16343 | 16343 | 16343 | 16343 | 16343 | 16343 | 16343 | 16343 | 16343 | 16343 | 16343 | 16343 | 16343 | 16343 | 16343 | 16343 | 16343 | 16343 | 16343 | 16343 | 16343 | 16343 | 16343 | 16343 | 16343 | 16343 | 16343 | 16343 | 16343 | 16343 | 16343 | 16343 | 16343 | 16343 | 16343 | 16343 | 16343 | 16343 | 16343 | 16343 | 16343 | 16343 | 16343 | 16343 | 16343 | 16343 | 16343 | 16343 | 16343 | 16343 | 16343 | 16343 | 16343 | 16343 | 16343 | 16343 | 16343 | 16343 | 16343 | 16343 | 16343 | 16343 | 16343 | 16343 | 16343 | 16343 | 16343 | 16343 | 16343 | 16343 | 16343 | 16343 | 16343 | 16343 | 16343 | 16343 | 16343 | 16343 | 16343 | 16343 | 16343 | 16343 | 16343 | 16343 | 16343 | 16343 | 16343 | 16343 | 16343 | 16343 | 16343 | 16343 | 16343 | 16343 | 16343 | 16343 | 16343 | 16343 | 16343 | 16343 | 16343 | 16343 | 16343 | 16343 | 16343 | 16343 | 16343 | 16343 | 16343 | 16343 | 16343 | 16343 | 16343 | 16343 | 16343 | 16343 | 16343 | 16343 | 16343 | 16343 | 16343 | 16343 | 16343 | 16343 | 16343 | 16343 | 16343 | 16343 | 16343 | 16343 | 16343 | 16343 | 16343 | 16343 | 16343 | 16343 | 16343 | 16343 | 16343 | 16343 | 16343 | 16343 | 16343 | 16343 | 16343 | 16343 | 16343 | 16343 | 16343 | 16343 | 16343 | 16343 | 16343 | 16343 | 16343 | 16343 | 16343 | 16343 | 16343 | 16343 | 16343 | 16343 | 16343 | 16343 | 16343 | 16343 | 16343 | 16343 | 16343 | 16343 | 16343 | 16343 | 16343 | 16343 | 16343 | 16343 | 16343 | 16343 | 16343 | 16343 | 16343 | 16343 | 16343 | 16343 | 16343 | 16343 | 16343 | 16343 | 16343 | 16343 | 16343 | 16343 | 16343 | 16343 | 16343 | 16343 | 16343 | 16343 | 16343 | 16343 | 16343 | 16343 | 16343 | 16343 | 16343 | 16343 | 16343 | 16343 | 16343 | 16343 | 16343 | 16343 | 16343 | 16343 | 16343 | 16343 | 16343 | 16343 | 16343 | 16343 | 16343 | 16343 | 16343 | 16343 | 16343 | 16343 | 16343 | 16343 | 16343 | 16343 | 16343 | 16343 | 16343 | 16343 | 16343 | 16343 | 16343 | 16343 | 16343 | 16343 | 16343 | 16343 | 16343 | 16343 | 16343 | 16343 | 16343 | 16343 | 16343 | 16343 | 16343 | 16343 | 16343 | 16343 | 16343 | 16343 | 16343 | 16343 | 16343 | 16343 | 16343 | 16343 | 16343 | 16343 | 16343 | 16343 | 16343 | 16343 | 16343 | 16343 | 16343 | 16343 | 16343 | 16343 | 16343 | 16343 | 16343 | 16343 | 16343 | 16343 | 16343 | 16343 | 16343 | 16343 | 16343 | 16343 | 16343 | 16343 | 16343 | 16343 | 16343 | 16343 | 16343 | 16343 | 16343 | 16343 | 16343 | 16343 | 16343 | 16343 | 16343 | 16343 | 16343 | 16343 | 16343 | 16343 | 16343 | 16343 | 16343 | 16343 | 16343 | 16343 | 16343 | 16343 | 16343 | 16343 | 16343 | 16343 | 16343 | 16343 | 16343 | 16343 | 16343 | 16343 | 16343 | 16343 | 16343 | 16343 | 16343 | 16343 | 16343 | 16343 | 16343 | 16343 | 16343 | 16343 | 16343 | 16343 | 16343 | 16343 | 16343 | 16343 | 16343 | 16343 | 16343 | 16343 | 16343 | 16343 | 16343 | 16343 | 16343 | 16343 | 16343 | 16343 | 16343 | 16343 | 16343 | 16343 | 16343 | 16343 | 16343 | 16343 | 16343 | 16343 | 16343 | 16343 | 16343 | 16343 | 16343 | 16343 | 16343 | 16343 | 16343 | 16343 | 16343 | 16343 | 16343 | 16343 | 16343 | 16343 | 16343 | 16343 | 16343 | 16343 | 16343 | 16343 | 16343 | 16343 | 16343 | 16343 | 16343 | 16343 | 16343 | 16343 | 16343 | 16343 | 16343 | 16343 | 16343 | 16343 | 16343 | 16343 | 16343 | 16343 | 16343 | 16343 | 16343 | 16343 | 16343 | 16343 | 16343 | 16343 | 16343 | 16343 | 16343 | 16343 | 16343 | 16343 | 16343 | 16343 | 16343 | 16343 | 16343 | 16343 | 16343 | 16343 | 16343 | 16343 | 16343 | 16343 | 16343 | 16343 | 16343 | 16343 | 16343 | 16343 | 16343 | 16343 | 16343 | 16343 | 16343 | 16343 | 16343 | 16343 | 16343 | 16343 | 16343 | 16343 | 16343 | 16343 | 16343 | 16343 | 16343 | 16343 | 16343 | 16343 | 16343 | 16343 | 16343 | 16343 | 16343 | 16343 | 16343 | 16343 | 16343 | 16343 | 16343 | 16343 | 16343 | 16343 | 16343 | 16343 | 16343 | 16343 | 16343 | 16343 | 16343 | 16343 | 16343 | 16343 | 16343 | 16343 | 16343 | 16343 | 16343 | 16343 | 16343 | 16343 | 16343 | 16343 | 16343 | 16343 | 16343 | 16343 | 16343 | 16343 | 16343 | 16343 | 16343 | 16343 | 16343 | 16343 | 16343 | 16343 | 16343 | 16343 | 16343 | 16343 | 16343 | 16343 | 16343 | 16343 | 16343 | 16343 | 16343 | 16343 | 16343 | 16343 | 16343 | 16343 | 16343 | 16343 | 16343 | 16343 | 16343 | 16343 | 16343 | 16343 | 16343 | 16343 | 16343 | 16343 | 16343 | 16343 | 16343 | 16343 | 16343 | 16343 | 16343 | 16343 | 16343 | 16343 | 16343 | 16343 | 16343 | 16343 | 16343 | 16343 | 16343 | 16343 | 16343 | 16343 | 16343 | 16343 | 16343 | 16343 | 16343 | 16343 | 16343 | 16343 | 16343 | 16343 | 16343 | 16343 | 16343 | 16343 | 16343 | 16343 | 16343 | 16343 | 16343 | 16343 | 16343 | 16343 | 16343 | 16343 | 16343 | 16343 | 16343 | 16343 | 16343 | 16343 | 16343 | 16343 | 16343 | 16343 | 16343 | 16343 | 16343 | 16343 | 16343 | 16343 | 16343 | 16343 | 16343 | 16343 | 16343 | 16343 | 16343 | 16343 | 16343 | 16343 | 16343 | 16343 | 16343 | 16343 | 16343 | 16343 | 16343 | 16343 | 16343 | 16343 | 16343 | 16343 | 16343 | 16343 | 16343 | 16343 | 16343 | 16343 | 16343 | 16343 | 16343 | 16343 | 16343 | 16343 | 16343 | 16343 | 16343 | 16343 | 16343 | 16343 | 16343 | 16343 | 16343 | 16343 | 16343 | 16343 | 16343 | 16343 | 16343 | 16343 | 16343 | 16343 | 16343 | 16343 | 16343 | 16343 | 16343 | 16343 | 16343 | 16343 | 16343 | 16343 | 16343 | 16343 | 16343 | 16343 | 16343 | 16343 | 16343 | 16343 | 16343 | 16343 | 16343 | 16343 | 16343 | 16343 | 16343 | 16343 | 16343 | 16343 | 16343 | 16343 | 16343 | 16343 | 16343 | 16343 | 16343 | 16343 | 16343 | 16343 | 16343 | 16343 | 16343 | 16343 | 16343 | 16343 | 16343 | 16343 | 16343 | 16343 | 16343 | 16343 | 16343 | 16343 | 16343 | 16343 | 16343 | 16343 | 16343 | 16343 | 16343 | 16343 | 16343 | 16343 | 16343 | 16343 | 16343 | 16343 | 16343 | 16343 | 16343 | 16343 | 16343 | 16343 | 16343 | 16343 | 16343 | 16343 | 16343 | 16343 | 16343 | 16343 | 16343 | 16343 | 16343 | 16343 | 16343 | 16343 | 16343 | 16343 | 16343 | 16343 | 16343 | 16343 | 16343 | 16343 | 16343 | 16343 | 16343 | 16343 | 16343 | 16343 | 16343 | 16343 | 16343 | 16343 | 16343 | 16343 | 16343 | 16343 | 16343 | 16343 | 16343 | 16343 | 16343 | 16343 | 16343 | 16343 | 16343 | 16343 | 16343 | 16343 | 16343 | 16343 | 16343 | 16343 | 16343 | 16343 | 16343 | 16343 | 16343 | 16343 | 16343 | 16343 | 16343 | 16343 | 16343 | 16343 | 16343 | 16343 | 16343 | 16343 | 16343 | 16343 | 16343 | 16343 | 16343 | 16343 | 16343 | 16343 | 16343 | 16343 | 16343 | 16343 | 16343 | 16343 | 16343 | 16343 | 16343 | 16343 | 16343 | 16343 | 16343 | 16343 | 16343 | 16343 | 16343 | 16343 | 16343 | 16343 | 16343 | 16343 | 16343 | 16343 | 16343 | 16343 | 16343 | 16343 | 16343 | 16343 | 16343 | 16343 | 16343 | 16343 | 16343 | 16343 | 16343 | 16343 | 16343 | 16343 | 16343 | 16343 | 16343 | 16343 | 16343 | 16343 | 16343 | 16343 | 16343 | 16343 | 16343 | 16343 | 16343 | 16343 | 16343 | 16343 | 16343 | 16343 | 16343 | 16343 | 16343 | 16343 | 16343 | 16343 | 16343 | 16343 | 16343 | 16343 | 16343 | 16343 | 16343 | 16343 | 16343 | 16343 | 16343 | 16343 | 16343 | 16343 | 16343 | 16343 | 16343 | 16343 | 16343 | 16343 | 16343 | 16343 | 16343 | 16343 | 16343 | 16343 | 16343 | 16343 | 16343 | 16343 | 16343 | 16343 | 16343 | 16343 | 16343 | 16343 | 16343 | 16343 | 16343 | 16343 | 16343 | 16343 | 16343 | 16343 | 16343 | 16343 | 16343 | 16343 | 16343 | 16343 | 16343 | 16343 | 16343 | 16343 | 16343 | 16343 | 16343 | 16343 | 16343 | 16343 | 16343 | 16343 | 16343 | 16343 | 16343 | 16343 | 16343 | 16343 | 16343 | 16343 | 16343 | 16343 | 16343 | 16343 | 16343 | 16343 | 16343 | 16343 | 16343 | 16343 | 16343 | 16343 | 16343 | 16343 | 16343 | 16343 | 16343 | 16343 | 16343 | 16343 | 16343 | 16343 | 16343 | 16343 | 16343 | 16343 | 16343 | 16343 | 16343 | 16343 | 16343 | 16343 | 16343 | 16343 | 16343 | 16343 | 16343 | 16343 | 16343 | 16343 | 16343 | 16343 | 16343 | 16343 | 16343 | 16343 | 16343 | 16343 | 16343 | 16343 | 16343 | 16343 | 16343 | 16343 | 16343 | 16343 | 16343 | 16343 | 16343 | 16343 | 16343 | 16343 | 16343 | 16343 | 16343 | 16343 | 16343 | 16343 | 16343 | 16343 | 16343 | 16343 | 16343 | 16343 | 16343 | 16343 | 16343 | 16343 | 16343 | 16343 | 16343 | 16343 | 16343 | 16343 | 16343 | 16343 | 16343 | 16343 | 16343 | 16343 | 16343 | 16343 | 16343 | 16343 | 16343 | 16343 | 16343 | 16343 | 16343 | 16343 | 16343 | 16343 | 16343 | 16343 | 16343 | 16343 | 16343 | 16343 | 16343 | 16343 | 16343 | 16343 | 16343 | 16343 | 16343 | 16343 | 16343 | 16343 | 16343 | 16343 | 16343 | 16343 | 16343 | 16343 | 16343 | 16343 | 16343 | 16343 | 16343 | 16343 | 16343 | 16343 | 16343 | 16343 | 16343 | 16343 | 16343 | 16343 | 16343 | 16343 | 16343 | 16343 | 16343 | 16343 | 16343 | 16343 | 16343 | 16343 | 16343 | 16343 | 16343 | 16343 | 16343 | 16343 | 16343 | 16343 | 16343 | 16343 | 16343 | 16343 | 16343 | 16343 | 16343 | 16343 | 16343 | 16343 | 16343 | 16343 | 16343 | 16343 | 16343 | 16343 | 16343 | 16343 | 16343 | 16343 | 16343 | 16343 | 16343 | 16343 | 16343 | 16343 | 16343 | 16343 | 16343 | 16343 | 16343 | 16343 | 16343 | 16343 | 16343 | 16343 | 16343 | 16343 | 16343 | 16343 | 16343 | 16343 | 16343 | 16343 | 16343 | 16343 | 16343 | 16343 | 16343 | 16343 | 16343 | 16343 | 16343 | 16343 | 16343 | 16343 | 16343 | 16343 | 16343 | 16343 | 16343 | 16343 | 16343 | 16343 | 16343 | 16343 | 16343 | 16343 | 16343 | 16343 | 16343 | 16343 | 16343 | 16343 | 16343 | 16343 | 16343 | 16343 | 16343 | 16343 | 16343 | 16343 | 16343 | 16343 | 16343 | 16343 | 16343 | 16343 | 16343 | 16343 | 16343 | 16343 | 16343 | 16343 | 16343 | 16343 | 16343 | 16343 | 16343 | 16343 | 16343 | 16343 | 16343 | 16343 | 16343 | 16343 | 16343 | 16343 | 16343 | 16343 | 16343 | 16343 | 16343 | 16343 | 16343 | 16343 | 16343 | 16343 | 16343 | 16343 | 16343 | 16343 | 16343 | 16343 | 16343 | 16343 | 16343 | 16343 | 16343 | 16343 | 16343 | 16343 | 16343 | 16343 | 16343 | 16343 | 16343 | 16343 | 16343 | 16343 | 16343 | 16343 | 16343 | 16343 | 16343 | 16343 | 16343 | 16343 | 16343 | 16343 | 16343 | 16343 | 16343 | 16343 | 16343 | 16343 | 16343 | 16343 | 16343 | 16343 | 16343 | 16343 | 16343 | 16343 | 16343 | 16343 | 16343 | 16343 | 16343 | 16343 | 16343 | 16343 | 16343 | 16343 | 16343 | 16343 | 16343 | 16343 | 16343 | 16343 | 16343 | 16343 | 16343 | 16343 | 16343 | 16343 | 16343 | 16343 | 16343 | 16343 | 16343 | 16343 | 16343 | 16343 | 16343 | 16343 | 16343 | 16343 | 16343 | 16343 | 16343 | 16343 | 16343 | 16343 | 16343 | 16343 | 16343 | 16343 | 16343 | 16343 | 16343 | 16343 | 16343 | 16343 | 16343 | 16343 | 16343 | 16343 | 16343 | 16343 | 16343 | 16343 | 16343 | 16343 | 16343 | 16343 | 16343 | 16343 | 16343 | 16343 | 16343 | 16343 | 16343 | 16343 | 16343 | 16343 | 16343 | 16343 | 16343 | 16343 | 16343 | 16343 | 16343 | 16343 | 16343 | 16343 | 16343 | 16343 | 16343 | 16343 | 16343 | 16343 | 16343 | 16343 | 16343 | 16343 | 16343 | 16343 | 16343 | 16343 | 16343 | 16343 | 16343 | 16343 | 16343 | 16343 | 16343 | 16343 | 16343 | 16343 | 16343 | 16343 | 16343 | 16343 | 16343 | 16343 | 16343 | 16343 | 16343 | 16343 | 16343 | 16343 | 16343 | 16343 | 16343 | 16343 | 16343 | 16343 | 16343 | 16343 | 16343 | 16343 | 16343 | 16343 | 16343 | 16343 | 16343 | 16343 | 16343 | 16343 | 16343 | 16343 | 16343 | 16343 | 16343 | 16343 | 16343 | 16343 | 16343 | 16343 | 16343 | 16343 | 16343 | 16343 | 16343 | 16343 | 16343 | 16343 | 16343 | 16343 | 16343 | 16343 | 16343 | 16343 | 16343 | 16343 | 16343 | 16343 | 16343 | 16343 | 16343 | 16343 | 16343 | 16343 | 16343 | 16343 | 16343 | 16343 | 16343 | 16343 | 16343 | 16343 | 16343 | 16343 | 16343 | 16343 | 16343 | 16343 | 16343 | 16343 | 16343 | 16343 | 16343 | 16343 | 16343 | 16343 | 16343 | 16343 | 16343 | 16343 | 16343 | 16343 | 16343 | 16343 | 16343 | 16343 | 16343 | 16343 | 16343 | 16343 | 16343 | 16343 | 16343 | 16343 | 16343 | 16343 | 16343 | 16343 | 16343 | 16343 | 16343 | 16343 | 16343 | 16343 | 16343 | 16343 | 16343 | 16343 | 16343 | 16343 | 16343 | 16343 | 16343 | 16343 | 16343 | 16343 | 16343 | 16343 | 16343 | 16343 | 16343 | 16343 | 16343 | 16343 | 16343 | 16343 | 16343 | 16343 | 16343 | 16343 | 16343 | 16343 | 16343 | 16343 | 16343 | 16343 | 16343 | 16343 | 16343 | 16343 | 16343 | 16343 | 16343 | 16343 | 16343 | 16343 | 16343 | 16343 | 16343 | 16343 | 16343 | 16343 | 16343 | 16343 | 16343 | 16343 | 16343 | 16343 | 16343 | 16343 | 16343 | 16343 | 16343 | 16343 | 16343 | 16343 | 16343 | 16343 | 16343 | 16343 | 16343 | 16343 | 16343 | 16343 | 16343 | 16343 | 16343 | 16343 | 16343 | 16343 | 16343 | 16343 | 16343 | 16343 | 16343 | 16343 | 16343 | 16343 | 16343 | 16343 | 16343 | 16343 | 16343 | 16343 | 16343 | 16343 | 16343 | 16343 | 16343 | 16343 | 16343 | 16343 | 16343 | 16343 | 16343 | 16343 | 16343 | 16343 | 16343 | 16343 | 16343 | 16343 | 16343 | 16343 | 16343 | 16343 | 16343 | 16343 | 16343 | 16343 | 16343 | 16343 | 16343 | 16343 | 16343 | 16343 | 16343 | 16343 | 16343 | 16343 | 16343 | 16343 | 16343 | 16343 | 16343 | 16343 | 16343 | 16343 | 16343 | 16343 | 16343 | 16343 | 16343 | 16343 | 16343 | 16343 | 16343 | 16343 | 16343 | 16343 | 16343 | 16343 | 16343 | 16343 | 16343 | 16343 | 16343 | 16343 | 16343 | 16343 | 16343 | 16343 | 16343 | 16343 | 16343 | 16343 | 16343 | 16343 | 16343 | 16343 | 16343 | 16343 | 16343 | 16343 | 16343 | 16343 | 16343 | 16343 | 16343 | 16343 | 16343 | 16343 | 16343 | 16343 | 16343 | 16343 | 16343 | 16343 | 16343 | 16343 | 16343 | 16343 | 16343 | 16343 | 16343 | 16343 | 16343 | 16343 | 16343 | 16343 | 16343 | 16343 | 16343 | 16343 | 16343 | 16343 | 16343 | 16343 | 16343 | 16343 | 16343 | 16343 | 16343 | 16343 | 16343 | 16343 | 16343 | 16343 | 16343 | 16343 | 16343 | 16343 | 16343 | 16343 | 16343 | 16343 | 16343 | 16343 | 16343 | 16343 | 16343 | 16343 | 16343 | 16343 | 16343 | 16343 | 16343 | 16343 | 16343 | 16343 | 16343 | 16343 | 16343 | 16343 | 16343 | 16343 | 16343 | 16343 | 16343 | 16343 | 16343 | 16343 | 16343 | 16343 | 16343 | 16343 | 16343 | 16343 | 16343 | 16343 | 16343 | 16343 | 16343 | 16343 | 16343 | 16343 | 16343 | 16343 | 16343 | 16343 | 16343 | 16343 | 16343 | 16343 | 16343 | 16343 | 16343 | 16343 | 16343 | 16343 | 16343 | 16343 | 16343 | 16343 | 16343 | 16343 | 16343 | 16343 | 16343 | 16343 | 16343 | 16343 | 16343 | 16343 | 16343 | 16343 | 16343 | 16343 | 16343 | 16343 | 16343 | 16343 | 16343 | 16343 | 16343 | 16343 | 16343 | 16343 | 16343 | 16343 | 16343 | 16343 | 16343 | 16343 | 16343 | 16343 | 16343 | 16343 | 16343 | 16343 | 16343 | 16343 | 16343 | 16343 | 16343 | 16343 | 16343 | 16343 | 16343 | 16343 | 16343 | 16343 | 16343 | 16343 | 16343 | 16343 | 16343 | 16343 | 16343 | 16343 | 16343 | 16343 | 16343 | 16343 | 16343 | 16343 | 16343 | 16343 | 16343 | 16343 | 16343 | 16343 | 16343 | 16343 | 16343 | 16343 | 16343 | 16343 | 16343 | 16343 | 16343 | 16343 | 16343 | 16343 | 16343 | 16343 | 16343 | 16343 | 16343 | 16343 | 16343 | 16343 | 16343 | 16343 | 16343 | 16343 | 16343 | 16343 | 16343 | 16343 | 16343 | 16343 | 16343 | 16343 | 16343 | 16343 | 16343 | 16343 | 16343 | 16343 | 16343 | 16343 | 16343 | 16343 | 16343 | 16343 | 16343 | 16343 | 16343 | 16343 | 16343 | 16343 | 16343 | 16343 | 16343 | 16343 | 16343 | 16343 | 16343 | 16343 | 16343 | 16343 | 16343 | 16343 | 16343 | 16343 | 16343 | 16343 | 16343 | 16343 | 16343 | 16343 | 16343 | 16343 | 16343 | 16343 | 16343 | 16343 | 16343 | 16343 | 16343 | 16343 | 16343 | 16343 | 16343 | 16343 | 16343 | 16343 | 16343 | 16343 | 16343 | 16343 | 16343 | 16343 | 16343 | 16343 | 16343 | 16343 | 16343 | 16343 | 16343 | 16343 | 16343 | 16343 | 16343 | 16343 | 16343 | 16343 | 16343 | 16343 | 16343 | 16343 | 16343 | 16343 | 16343 | 16343 | 16343 | 16343 | 16343 | 16343 | 16343 | 16343 | 16343 | 16343 | 16343 | 16343 | 16343 | 16343 | 16343 | 16343 | 16343 | 16343 | 16343 | 16343 | 16343 | 16343 | 16343 | 16343 | 16343 | 16343 | 16343 | 16343 | 16343 | 16343 | 16343 | 16343 | 16343 | 16343 | 16343 | 16343 | 16343 | 16343 | 16343 | 16343 | 16343 | 16343 | 16343 | 16343 | 16343 | 16343 | 16343 | 16343 | 16343 | 16343 | 16343 | 16343 | 16343 | 16343 | 16343 | 16343 | 16343 | 16343 | 16343 | 16343 | 16343 | 16343 | 16343 | 16343 | 16343 | 16343 | 16343 | 16343 | 16343 | 16343 | 16343 | 16343 | 16343 | 16343 | 16343 | 16343 | 16343 | 16343 | 16343 | 16343 | 16343 | 16343 | 16343 | 16343 | 16343 | 16343 | 16343 | 16343 | 16343 | 16343 | 16343 | 16343 | 16343 | 16343 | 16343 | 16343 | 16343 | 16343 | 16343 | 16343 | 16343 | 16343 | 16343 | 16343 | 16343 | 16343 | 16343 | 16343 | 16343 | 16343 | 16343 | 16343 | 16343 | 16343 | 16343 | 16343 | 16343 | 16343 | 16343 | 16343 | 16343 | 16343 | 16343 | 16343 | 16343 | 16343 | 16343 | 16343 | 16343 | 16343 | 16343 | 16343 | 16343 | 16343 | 16343 | 16343 | 16343 | 16343 | 16343 | 16343 | 16343 | 16343 | 16343 | 16343 | 16343 | 16343 | 16343 | 16343 | 16343 | 16343 | 16343 | 16343 | 16343 | 16343 | 16343 | 16343 | 16343 | 16343 | 16343 | 16343 | 16343 | 16343 | 16343 | 16343 | 16343 | 16343 | 16343 | 16343 | 16343 | 16343 | 16343 | 16343 | 16343 | 16343 | 16343 | 16343 | 16343 | 16343 | 16343 | 16343 | 16343 | 16343 | 16343 | 16343 | 16343 | 16343 | 16343 | 16343 | 16343 | 16343 | 16343 | 16343 | 16343 | 16343 | 16343 | 16343 | 16343 | 16343 | 16343 | 16343 | 16343 | 16343 | 16343 | 16343 | 16343 | 16343 | 16343 | 16343 | 16343 | 16343 | 16343 | 16343 | 16343 | 16343 | 16343 | 16343 | 16343 | 16343 | 16343 | 16343 | 16343 | 16343 | 16343 | 16343 | 16343 | 16343 | 16343 | 16343 | 16343 | 16343 | 16343 | 16343 | 16343 | 16343 | 16343 | 16343 | 16343 | 16343 | 16343 | 16343 | 16343 | 16343 | 16343 | 16343 | 16343 | 16343 | 16343 | 16343 | 16343 | 16343 | 16343 | 16343 | 16343 | 16343 | 16343 | 16343 | 16343 | 16343 | 16343 | 16343 | 16343 | 16343 | 16343 | 16343 | 16343 | 16343 | 16343 | 16343 | 16343 | 16343 | 16343 | 16343 | 16343 | 16343 | 16343 | 16343 | 16343 | 16343 | 16343 | 16343 | 16343 | 16343 | 16343 | 16343 | 16343 | 16343 | 16343 | 16343 | 16343 | 16343 | 16343 | 16343 | 16343 | 16343 | 16343 | 16343 | 16343 | 16343 | 16343 | 16343 | 16343 | 16343 | 16343 | 16343 | 16343 | 16343 | 16343 | 16343 | 16343 | 16343 | 16343 | 16343 | 16343 | 16343 | 16343 | 16343 | 16343 | 16343 | 16343 | 16343 | 16343 | 16343 | 16343 | 16343 | 16343 | 16343 | 16343 | 16343 | 16343 | 16343 | 16343 | 16343 | 16343 | 16343 | 16343 | 16343 | 16343 | 16343 | 16343 | 16343 | 16343 | 16343 | 16343 | 16343 | 16343 | 16343 | 16343 | 16343 | 16343 | 16343 | 16343 | 16343 | 16343 | 16343 | 16343 | 16343 | 16343 | 16343 | 16343 | 16343 | 16343 | 16343 | 16343 | 16343 | 16343 | 16343 | 16343 | 16343 | 16343 | 16343 | 16343 | 16343 | 16343 | 16343 | 16343 | 16343 | 16343 | 16343 | 16343 | 16343 | 16343 | 16343 | 16343 | 16343 | 16343 | 16343 | 16343 | 16343 | 16343 | 16343 | 16343 | 16343 | 16343 | 16343 | 16343 | 16343 | 16343 | 16343 | 16343 | 16343 | 16343 | 16343 | 16343 | 16343 | 16343 | 16343 | 16343 | 16343 | 16343 | 16343 | 16343 | 16343 | 16343 | 16343 | 16343 | 16343 | 16343 | 16343 | 16343 | 16343 | 16343 | 16343 | 16343 | 16343 | 16343 | 16343 | 16343 | 16343 | 16343 | 16343 | 16343 | 16343 | 16343 | 16343 | 16343 | 16343 | 16343 | 16343 | 16343 | 16343 | 16343 | 16343 | 16343 | 16343 | 16343 | 16343 | 16343 | 16343 | 16343 | 16343 | 16343 | 16343 | 16343 | 16343 | 16343 | 16343 | 16343 | 16343 | 16343 | 16343 | 16343 | 16343 | 16343 | 16343 | 16343 | 16343 | 16343 | 16343 | 16343 | 16343 | 16343 | 16343 | 16343 | 16343 | 16343 | 16343 | 16343 | 16343 | 16343 | 16343 | 16343 | 16343 | 16343 | 16343 | 16343 | 16343 | 16343 | 16343 | 16343 | 16343 | 16343 | 16343 | 16343 | 16343 | 16343 | 16343 | 16343 | 16343 | 16343 | 16343 | 16343 | 16343 | 16343 | 16343 | 16343 | 16343 | 16343 | 16343 | 16343 | 16343 | 16343 | 16343 | 16343 | 16343 | 16343 | 16343 | 16343 | 16343 | 16343 | 16343 | 16343 | 16343 | 16343 | 16343 | 16343 | 16343 | 16343 | 16343 | 16343 | 16343 | 16343 | 16343 | 16343 | 16343 | 16343 | 16343 | 16343 | 16343 | 16343 | 16343 | 16343 | 16343 | 16343 | 16343 | 16343 | 16343 | 16343 | 16343 | 16343 | 16343 | 16343 | 16343 | 16343 | 16343 | 16343 | 16343 | 16343 | 16343 | 16343 | 16343 | 16343 | 16343 | 16343 | 16343 | 16343 | 16343 | 16343 | 16343 | 16343 | 16343 | 16343 | 16343 | 16343 | 16343 | 16343 | 16343 | 16343 | 16343 | 16343 | 16343 | 16343 | 16343 | 16343 | 16343 | 16343 | 16343 | 16343 | 16343 | 16343 | 16343 | 16343 | 16343 | 16343 | 16343 | 16343 | 16343 | 16343 | 16343 | 16343 | 16343 | 16343 | 16343 | 16343 | 16343 | 16343 | 16343 | 16343 | 16343 | 16343 | 16343 | 16343 | 16343 | 16343 | 16343 | 16343 | 16343 | 16343 | 16343 | 16343 | 16343 | 16343 | 16343 | 16343 | 16343 | 16343 | 16343 | 16343 | 16343 | 16343 | 16343 | 16343 | 16343 | 16343 | 16343 | 16343 | 16343 | 16343 | 16343 | 16343 | 16343 | 16343 | 16343 | 16343 | 16343 | 16343 | 16343 | 16343 | 16343 | 16343 | 16343 | 16343 | 16343 | 16343 | 16343 | 16343 | 16343 | 16343 | 16343 | 16343 | 16343 | 16343 | 16343 | 16343 | 16343 | 16343 | 16343 | 16343 | 16343 | 16343 | 16343 | 16343 | 16343 | 16343 | 16343 | 16343 | 16343 | 16343 | 16343 | 16343 | 16343 | 16343 | 16343 | 16343 | 16343 | 16343 | 16343 | 16343 | 16343 | 16343 | 16343 | 16343 | 16343 | 16343 | 16343 | 16343 | 16343 | 16343 | 16343 | 16343 | 16343 | 16343 | 16343 | 16343 | 16343 | 16343 | 16343 | 16343 | 16343 | 16343 | 16343 | 16343 | 16343 | 16343 | 16343 | 16343 | 16343 | 16343 | 16343 | 16343 | 16343 | 16343 | 16343 | 16343 | 16343 | 16343 | 16343 | 16343 | 16343 | 16343 | 16343 | 16343 | 16343 | 16343 | 16343 | 16343 | 16343 | 16343 | 16343 | 16343 | 16343 | 16343 | 16343 | 16343 | 16343 | 16343 | 16343 | 16343 | 16343 | 16343 | 16343 | 16343 | 16343 | 16343 | 16343 | 16343 | 16343 | 16343 | 16343 | 16343 | 16343 | 16343 | 16343 | 16343 | 16343 | 16343 | 16343 | 16343 | 16343 | 16343 | 16343 | 16343 | 16343 | 16343 | 16343 | 16343 | 16343 | 16343 | 16343 | 16343 | 16343 | 16343 | 16343 | 16343 | 16343 | 16343 | 16343 | 16343 | 16343 | 16343 | 16343 | 16343 | 16343 | 16343 | 16343 | 16343 | 16343 | 16343 | 16343 | 16343 | 16343 | 16343 | 16343 | 16343 | 16343 | 16343 | 16343 | 16343 | 16343 | 16343 | 16343 | 16343 | 16343 | 16343 | 16343 | 16343 | 16343 | 16343 | 16343 | 16343 | 16343 | 16343 | 16343 | 16343 | 16343 | 16343 | 16343 | 16343 | 16343 | 16343 | 16343 | 16343 | 16343 | 16343 | 16343 | 16343 | 16343 | 16343 | 16343 | 16343 | 16343 | 16343 | 16343 | 16343 | 16343 | 16343 | 16343 | 16343 | 16343 | 16343 | 16343 | 16343 | 16343 | 16343 | 16343 | 16343 | 16343 | 16343 | 16343 | 16343 | 16343 | 16343 | 16343 | 16343 | 16343 | 16343 | 16343 | 16343 | 16343 | 16343 | 16343 | 16343 | 16343 | 16343 | 16343 | 16343 | 16343 | 16343 | 16343 | 16343 | 16343 | 16343 | 16343 | 16343 | 16343 | 16343 | 16343 | 16343 | 16343 | 16343 | 16343 | 16343 | 16343 | 16343 | 16343 | 16343 | 16343 | 16343 | 16343 | 16343 | 16343 | 16343 | 16343 | 16343 | 16343 | 16343 | 16343 | 16343 | 16343 | 16343 | 16343 | 16343 | 16343 | 16343 | 16343 | 16343 | 16343 | 16343 | 16343 | 16343 | 16343 | 16343 | 16343 | 16343 | 16343 | 16343 | 16343 | 16343 | 16343 | 16343 | 16343 | 16343 | 16343 | 16343 | 16343 | 16343 | 16343 | 16343 | 16343 | 16343 | 16343 | 16343 | 16343 | 16343 | 16343 | 16343 | 16343 | 16343 | 16343 | 16343 | 16343 | 16343 | 16343 | 16343 | 16343 | 16343 | 16343 | 16343 | 16343 | 16343 | 16343 | 16343 | 16343 | 16343 | 16343 | 16343 | 16343 | 16343 | 16343 | 16343 | 16343 | 16343 | 16343 | 16343 | 16343 | 16343 | 16343 | 16343 | 16343 | 16343 | 16343 | 16343 | 16343 | 16343 | 16343 | 16343 | 16343 | 16343 | 16343 | 16343 | 16343 | 16343 | 16343 | 16343 | 16343 | 16343 | 16343 | 16343 | 16343 | 16343 | 16343 | 16343 | 16343 | 16343 | 16343 | 16343 | 16343 | 16343 | 16343 | 16343 | 16343 | 16343 | 16343 | 16343 | 16343 | 16343 | 16343 | 16343 | 16343 | 16343 | 16343 | 16343 | 16343 | 16343 | 16343 | 16343 | 16343 | 16343 | 16343 | 16343 | 16343 | 16343 | 16343 | 16343 | 16343 | 16343 | 16343 | 16343 | 16343 | 16343 | 16343 | 16343 | 16343 | 16343 | 16343 | 16343 | 16343 | 16343 | 16343 | 16343 | 16343 | 16343 | 16343 | 16343 | 16343 | 16343 | 16343 | 16343 | 16343 | 16343 | 16343 | 16343 | 16343 | 16343 | 16343 | 16343 | 16343 | 16343 | 16343 | 16343 | 16343 | 16343 | 16343 | 16343 | 16343 | 16343 | 16343 | 16343 | 16343 | 16343 | 16343 | 16343 | 16343 | 16343 | 16343 | 16343 | 16343 | 16343 | 16343 | 16343 | 16343 | 16343 | 16343 | 16343 | 16343 | 16343 | 16343 | 16343 | 16343 | 16343 | 16343 | 16343 | 16343 | 16343 | 16343 | 16343 | 16343 | 16343 | 16343 | 16343 | 16343 | 16343 | 16343 | 16343 | 16343 | 16343 | 16343 | 16343 | 16343 | 16343 | 16343 | 16343 | 16343 | 16343 | 16343 | 16343 | 16343 | 16343 | 16343 | 16343 | 16343 | 16343 | 16343 | 16343 | 16343 | 16343 | 16343 | 16343 | 16343 | 16343 | 16343 | 16343 | 16343 | 16343 | 16343 | 16343 | 16343 | 16343 | 16343 | 16343 | 16343 | 16343 | 16343 | 16343 | 16343 | 16343 | 16343 | 16343 | 16343 | 16343 | 16343 | 16343 | 16343 | 16343 | 16343 | 16343 | 16343 | 16343 | 16343 | 16343 | 16343 | 16343 | 16343 | 16343 | 16343 | 16343 | 16343 | 16343 | 16343 | 16343 | 16343 | 16343 | 16343 | 16343 | 16343 | 16343 | 16343 | 16343 | 16343 | 16343 | 16343 | 16343 | 16343 | 16343 | 16343 | 16343 | 16343 | 16343 | 16343 | 16343 | 16343 | 16343 | 16343 | 16343 | 16343 | 16343 | 16343 | 16343 | 16343 | 16343 | 16343 | 16343 | 16343 | 16343 | 16343 | 16343 | 16343 | 16343 | 16343 | 16343 | 16343 | 16343 | 16343 | 16343 | 16343 | 16343 | 16343 | 16343 | 16343 | 16343 | 16343 | 16343 | 16343 | 16343 | 16343 | 16343 | 16343 | 16343 | 16343 | 16343 | 16343 | 16343 | 16343 | 16343 | 16343 | 16343 | 16343 | 16343 | 16343 | 16343 | 16343 | 16343 | 16343 | 16343 | 16343 | 16343 | 16343 | 16343 | 16343 | 16343 | 16343 | 16343 | 16343 | 16343 | 16343 | 16343 | 16343 | 16343 | 16343 | 16343 | 16343 | 16343 | 16343 | 16343 | 16343 | 16343 | 16343 | 16343 | 16343 | 16343 | 16343 | 16343 | 16343 | 16343 | 16343 | 16343 | 16343 | 16343 | 16343 | 16343 | 16343 | 16343 | 16343 | 16343 | 16343 | 16343 | 16343 | 16343 | 16343 | 16343 | 16343 | 16343 | 16343 | 16343 | 16343 | 16343 | 16343 | 16343 | 16343 | 16343 | 16343 | 16343 | 16343 | 16343 | 16343 | 16343 | 16343 | 16343 | 16343 | 16343 | 16343 | 16343 | 16343 | 16343 | 16343 | 16343 | 16343 | 16343 | 16343 | 16343 | 16343 | 16343 | 16343 | 16343 | 16343 | 16343 | 16343 | 16343 | 16343 | 16343 | 16343 | 16343 | 16343 | 16343 | 16343 | 16343 | 16343 | 16343 | 16343 | 16343 | 16343 | 16343 | 16343 | 16343 | 16343 | 16343 | 16343 | 16343 | 16343 | 16343 | 16343 | 16343 | 16343 | 16343 | 16343 | 16343 | 16343 | 16343 | 16343 | 16343 | 16343 | 16343 | 16343 | 16343 | 16343 | 16343 | 16343 | 16343 | 16343 | 16343 | 16343 | 16343 | 16343 | 16343 | 16343 | 16343 | 16343 | 16343 | 16343 | 16343 | 16343 | 16343 | 16343 | 16343 | 16343 | 16343 | 16343 | 16343 | 16343 | 16343 | 16343 | 16343 | 16343 | 16343 | 16343 | 16343 | 16343 | 16343 | 16343 | 16343 | 16343 | 16343 | 16343 | 16343 | 16343 | 16343 | 16343 | 16343 | 16343 | 16343 | 16343 | 16343 | 16343 | 16343 | 16343 | 16343 | 16343 | 16343 | 16343 | 16343 | 16343 | 16343 | 16343 | 16343 | 16343 | 16343 | 16343 | 16343 | 16343 | 16343 | 16343 | 16343 | 16343 | 16343 | 16343 | 16343 | 16343 | 16343 | 16343 | 16343 | 16343 | 16343 | 16343 | 16343 | 16343 | 16343 | 16343 | 16343 | 16343 | 16343 | 16343 | 16343 | 16343 | 16343 | 16343 | 16343 | 16343 | 16343 | 16343 | 16343 | 16343 | 16343 | 16343 | 16343 | 16343 | 16343 | 16343 | 16343 | 16343 | 16343 | 16343 | 16343 | 16343 | 16343 | 16343 | 16343 | 16343 | 16343 | 16343 | 16343 | 16343 | 16343 | 16343 | 16343 | 16343 | 16343 | 16343 | 16343 | 16343 | 16343 | 16343 | 16343 | 16343 | 16343 | 16343 | 16343 | 16343 | 16343 | 16343 | 16343 | 16343 | 16343 | 16343 | 16343 | 16343 | 16343 | 16343 | 16343 | 16343 | 16343 | 16343 | 16343 | 16343 | 16343 | 16343 | 16343 | 16343 | 16343 | 16343 | 16343 | 16343 | 16343 | 16343 | 16343 | 16343 | 16343 | 16343 | 16343 | 16343 | 16343 | 16343 | 16343 | 16343 | 16343 | 16343 | 16343 | 16343 | 16343 | 16343 | 16343 | 16343 | 16343 | 16343 | 16343 | 16343 | 16343 | 16343 | 16343 | 16343 | 16343 | 16343 | 16343 | 16343 | 16343 | 16343 | 16343 | 16343 | 16343 | 16343 | 16343 | 16343 | 16343 | 16343 | 16343 | 16343 | 16343 | 16343 | 16343 | 16343 | 16343 | 16343 | 16343 | 16343 | 16343 | 16343 | 16343 | 16343 | 16343 | 16343 | 16343 | 16343 | 16343 | 16343 | 16343 | 16343 | 16343 | 16343 | 16343 | 16343 | 16343 | 16343 | 16343 | 16343 | 16343 | 16343 | 16343 | 16343 | 16343 | 16343 | 16343 | 16343 | 16343 | 16343 | 16343 | 16343 | 16343 | 16343 | 16343 | 16343 | 16343 | 16343 | 16343 | 16343 | 16343 | 16343 | 16343 | 16343 | 16343 | 16343 | 16343 | 16343 | 16343 | 16343 | 16343 | 16343 | 16343 | 16343 | 16343 | 16343 | 16343 | 16343 | 16343 | 16343 | 16343 | 16343 | 16343 | 16343 | 16343 | 16343 | 16343 | 16343 | 16343 | 16343 | 16343 | 16343 | 16343 | 16343 | 16343 | 16343 | 16343 | 16343 | 16343 | 16343 | 16343 | 16343 | 16343 | 16343 | 16343 | 16343 | 16343 | 16343 | 16343 | 16343 | 16343 | 16343 | 16343 | 16343 | 16343 | 16343 | 16343 | 16343 | 16343 | 16343 | 16343 | 16343 | 16343 | 16343 | 16343 | 16343 | 16343 | 16343 | 16343 | 16343 | 16343 | 16343 | 16343 | 16343 | 16343 | 16343 | 16343 | 16343 | 16343 | 16343 | 16343 | 16343 | 16343 | 16343 | 16343 | 16343 | 16343 | 16343 | 16343 | 16343 | 16343 | 16343 | 16343 | 16343 | 16343 | 16343 | 16343 | 16343 | 16343 | 16343 | 16343 | 16343 | 16343 | 16343 | 16343 | 16343 | 16343 | 16343 | 16343 | 16343 | 16343 | 16343 | 16343 | 16343 | 16343 | 16343 | 16343 | 16343 | 16343 | 16343 | 16343 | 16343 | 16343 | 16343 | 16343 | 16343 | 16343 | 16343 | 16343 | 16343 | 16343 | 16343 | 16343 | 16343 | 16343 | 16343 | 16343 | 16343 | 16343 | 16343 | 16343 | 16343 | 16343 | 16343 | 16343 | 16343 | 16343 | 16343 | 16343 | 16343 | 16343 | 16343 | 16343 | 16343 | 16343 | 16343 | 16343 | 16343 | 16343 | 16343 | 16343 | 16343 | 16343 | 16343 | 16343 | 16343 | 16343 | 16343 | 16343 | 16343 | 16343 | 16343 | 16343 | 16343 | 16343 | 16343 | 16343 | 16343 | 16343 | 16343 | 16343 | 16343 | 16343 | 16343 | 16343 | 16343 | 16343 | 16343 | 16343 | 16343 | 16343 | 16343 | 16343 | 16343 | 16343 | 16343 | 16343 | 16343 | 16343 | 16343 | 16343 | 16343 | 16343 | 16343 | 16343 | 16343 | 16343 | 16343 | 16343 | 16343 | 16343 | 16343 | 16343 | 16343 | 16343 | 16343 | 16343 | 16343 | 16343 | 16343 | 16343 | 16343 | 16343 | 16343 | 16343 | 16343 | 16343 | 16343 | 16343 | 16343 | 16343 | 16343 | 16343 | 16343 | 16343 | 16343 | 16343 | 16343 | 16343 | 16343 | 16343 | 16343 | 16343 | 16343 | 16343 | 16343 | 16343 | 16343 | 16343 | 16343 | 16343 | 16343 | 16343 | 16343 | 16343 | 16343 | 16343 | 16343 | 16343 | 16343 | 16343 | 16343 | 16343 | 16343 | 16343 | 16343 | 16343 | 16343 | 16343 | 16343 | 16343 | 16343 | 16343 | 16343 | 16343 | 16343 | 16343 | 16343 | 16343 | 16343 | 16343 | 16343 | 16343 | 16343 | 16343 | 16343 | 16343 | 16343 | 16343 | 16343 | 16343 | 16343 | 16343 | 16343 | 16343 | 16343 | 16343 | 16343 | 16343 | 16343 | 16343 | 16343 | 16343 | 16343 | 16343 | 16343 | 16343 | 16343 | 16343 | 16343 | 16343 | 16343 | 16343 | 16343 | 16343 | 16343 | 16343 | 16343 | 16343 | 16343 | 16343 | 16343 | 16343 | 16343 | 16343 | 16343 | 16343 | 16343 | 16343 | 16343 | 16343 | 16343 | 16343 | 16343 | 16343 | 16343 | 16343 | 16343 | 16343 | 16343 | 16343 | 16343 | 16343 | 16343 | 16343 | 16343 | 16343 | 16343 | 16343 | 16343 | 16343 | 16343 | 16343 | 16343 | 16343 | 16343 | 16343 | 16343 | 16343 | 16343 | 16343 | 16343 | 16343 | 16343 | 16343 | 16343 | 16343 | 16343 | 16343 | 16343 | 16343 | 16343 | 16343 | 16343 | 16343 | 16343 | 16343 | 16343 | 16343 | 16343 | 16343 | 16343 | 16343 | 16343 | 16343 | 16343 | 16343 | 16343 | 16343 | 16343 | 16343 | 16343 | 16343 | 16343 | 16343 | 16343 | 16343 | 16343 | 16343 | 16343 | 16343 | 16343 | 16343 | 16343 | 16343 | 16343 | 16343 | 16343 | 16343 | 16343 | 16343 | 16343 | 16343 | 16343 | 16343 | 16343 | 16343 | 16343 | 16343 | 16343 | 16343 | 16343 | 16343 | 16343 | 16343 | 16343 | 16343 | 16343 | 16343 | 16343 | 16343 | 16343 | 16343 | 16343 | 16343 | 16343 | 16343 | 16343 | 16343 | 16343 | 16343 | 16343 | 16343 | 16343 | 16343 | 16343 | 16343 | 16343 | 16343 | 16343 | 16343 | 16343 | 16343 | 16343 | 16343 | 16343 | 16343 | 16343 | 16343 | 16343 | 16343 | 16343 | 16343 | 16343 | 16343 | 16343 | 16343 | 16343 | 16343 | 16343 | 16343 | 16343 | 16343 | 16343 | 16343 | 16343 | 16343 | 16343 | 16343 | 16343 | 16343 | 16343 | 16343 | 16343 | 16343 | 16343 | 16343 | 16343 | 16343 | 16343 | 16343 | 16343 | 16343 | 16343 | 16343 | 16343 | 16343 | 16343 | 16343 | 16343 | 16343 | 16343 | 16343 | 16343 | 16343 | 16343 | 16343 | 16343 | 16343 | 16343 | 16343 | 16343 | 16343 | 16343 | 16343 | 16343 | 16343 | 16343 | 16343 | 16343 | 16343 | 16343 | 16343 | 16343 | 16343 | 16343 | 16343 | 16343 | 16343 | 16343 | 16343 | 16343 | 16343 | 16343 | 16343 | 16343 | 16343 | 16343 | 16343 | 16343 | 16343 | 16343 | 16343 | 16343 | 16343 | 16343 | 16343 | 16343 | 16343 | 16343 | 16343 | 16343 | 16343 | 16343 | 16343 | 16343 | 16343 | 16343 | 16343 | 16343 | 16343 | 16343 | 16343 | 16343 | 16343 | 16343 | 16343 | 16343 | 16343 | 16343 | 16343 | 16343 | 16343 | 16343 | 16343 | 16343 | 16343 | 16343 | 16343 | 16343 | 16343 | 16343 | 16343 | 16343 | 16343 | 16343 | 16343 | 16343 | 16343 | 16343 | 16343 | 16343 | 16343 | 16343 | 16343 | 16343 | 16343 | 16343 | 16343 | 16343 | 16343 | 16343 | 16343 | 16343 | 16343 | 16343 | 16343 | 16343 | 16343 | 16343 | 16343 | 16343 | 16343 | 16343 | 16343 | 16343 | 16343 | 16343 | 16343 | 16343 | 16343 | 16343 | 16343 | 16343 | 16343 | 16343 | 16343 | 16343 | 16343 | 16343 | 16343 | 16343 | 16343 | 16343 | 16343 | 16343 | 16343 | 16343 | 16343 | 16343 | 16343 | 16343 | 16343 | 16343 | 16343 | 16343 | 16343 | 16343 | 16343 | 16343 | 16343 | 16343 | 16343 | 16343 | 16343 | 16343 | 16343 | 16343 | 16343 | 16343 | 16343 | 16343 | 16343 | 16343 | 16343 | 16343 | 16343 | 16343 | 16343 | 16343 | 16343 | 16343 | 16343 | 16343 | 16343 | 16343 | 16343 | 16343 | 16343 | 16343 | 16343 | 16343 | 16343 | 16343 | 16343 | 16343 | 16343 | 16343 | 16343 | 16343 | 16343 | 16343 | 16343 | 16343 | 16343 | 16343 | 16343 | 16343 | 16343 | 16343 | 16343 | 16343 | 16343 | 16343 | 16343 | 16343 | 16343 | 16343 | 16343 | 16343 | 16343 | 16343 | 16343 | 16343 | 16343 | 16343 | 16343 | 16343 | 16343 | 16343 | 16343 | 16343 | 16343 | 16343 | 16343 | 16343 | 16343 | 16343 | 16343 | 16343 | 16343 | 16343 | 16343 | 16343 | 16343 | 16343 | 16343 | 16343 | 16343 | 16343 | 16343 | 16343 | 16343 | 16343 | 16343 | 16343 | 16343 | 16343 | 16343 | 16343 | 16343 | 16343 | 16343 | 16343 | 16343 | 16343 | 16343 | 16343 | 16343 | 16343 | 16343 | 16343 | 16343 | 16343 | 16343 | 16343 | 16343 | 16343 | 16343 | 16343 | 16343 | 16343 | 16343 | 16343 | 16343 | 16343 | 16343 | 16343 | 16343 | 16343 | 16343 | 16343 | 16343 | 16343 | 16343 | 16343 | 16343 | 16343 | 16343 | 16343 | 16343 | 16343 | 16343 | 16343 | 16343 | 16343 | 16343 | 16343 | 16343 | 16343 | 16343 | 16343 | 16343 | 16343 | 16343 | 16343 | 16343 | 16343 | 16343 | 16343 | 16343 | 16343 | 16343 | 16343 | 16343 | 16343 | 16343 | 16343 | 16343 | 16343 | 16343 | 16343 | 16343 | 16343 | 16343 | 16343 | 16343 | 16343 | 16343 | 16343 | 16343 | 16343 | 16343 | 16343 | 16343 | 16343 | 16343 | 16343 | 16343 | 16343 | 16343 | 16343 | 16343 | 16343 | 16343 | 16343 | 16343 | 16343 | 16343 | 16343 | 16343 | 16343 | 16343 | 16343 | 16343 | 16343 | 16343 | 16343 | 16343 | 16343 | 16343 | 16343 | 16343 | 16343 | 16343 | 16343 | 16343 | 16343 | 16343 | 16343 | 16343 | 16343 | 16343 | 16343 | 16343 | 16343 | 16343 | 16343 | 16343 | 16343 | 16343 | 16343 | 16343 | 16343 | 16343 | 16343 | 16343 | 16343 | 16343 | 16343 | 16343 | 16343 | 16343 | 16343 | 16343 | 16343 | 16343 | 16343 | 16343 | 16343 | 16343 | 16343 | 16343 | 16343 | 16343 | 16343 | 16343 | 16343 | 16343 | 16343 | 16343 | 16343 | 16343 | 16343 | 16343 | 16343 | 16343 | 16343 | 16343 | 16343 | 16343 | 16343 | 16343 | 16343 | 16343 | 16343 | 16343 | 16343 | 16343 | 16343 | 16343 | 16343 | 16343 | 16343 | 16343 | 16343 | 16343 | 16343 | 16343 | 16343 | 16343 | 16343 | 16343 | 16343 | 16343 | 16343 | 16343 | 16343 | 16343 | 16343 | 16343 | 16343 | 16343 | 16343 | 16343 | 16343 | 16343 | 16343 | 16343 | 16343 | 16343 | 16343 | 16343 | 16343 | 16343 | 16343 | 16343 | 16343 | 16343 | 16343 | 16343 | 16343 | 16343 | 16343 | 16343 | 16343 | 16343 | 16343 | 16343 | 16343 | 16343 | 16343 | 16343 | 16343 | 16343 | 16343 | 16343 | 16343 | 16343 | 16343 | 16343 | 16343 | 16343 | 16343 | 16343 | 16343 | 16343 | 16343 | 16343 | 16343 | 16343 | 16343 | 16343 | 16343 | 16343 | 16343 | 16343 | 16343 | 16343 | 16343 | 16343 | 16343 | 16343 | 16343 | 16343 | 16343 | 16343 | 16343 | 16343 | 16343 | 16343 | 16343 | 16343 | 16343 | 16343 | 16343 | 16343 | 16343 | 16343 | 16343 | 16343 | 16343 | 16343 | 16343 | 16343 | 16343 | 16343 | 16343 | 16343 | 16343 | 16343 | 16343 | 16343 | 16343 | 16343 | 16343 | 16343 | 16343 | 16343 | 16343 | 16343 | 16343 | 16343 | 16343 | 16343 | 16343 | 16343 | 16343 | 16343 | 16343 | 16343 | 16343 | 16343 | 16343 | 16343 | 16343 | 16343 | 16343 | 16343 | 16343 | 16343 | 16343 | 16343 | 16343 | 16343 | 16343 | 16343 | 16343 | 16343 | 16343 | 16343 | 16343 | 16343 | 16343 | 16343 | 16343 | 16343 | 16343 | 16343 | 16343 | 16343 | 16343 | 16343 | 16343 | 16343 | 16343 | 16343 | 16343 | 16343 | 16343 | 16343 | 16343 | 16343 | 16343 | 16343 | 16343 | 16343 | 16343 | 16343 | 16343 | 16343 | 16343 | 16343 | 16343 | 16343 | 16343 | 16343 | 16343 | 16343 | 16343 | 16343 | 16343 | 16343 | 16343 | 16343 | 16343 | 16343 | 16343 | 16343 | 16343 | 16343 | 16343 | 16343 | 16343 | 16343 | 16343 | 16343 | 16343 | 16343 | 16343 | 16343 | 16343 | 16343 | 16343 | 16343 | 16343 | 16343 | 16343 | 16343 | 16343 | 16343 | 16343 | 16343 | 16343 | 16343 | 16343 | 16343 | 16343 | 16343 | 16343 | 16343 | 16343 | 16343 | 16343 | 16343 | 16343 | 16343 | 16343 | 16343 | 16343 | 16343 | 16343 | 16343 | 16343 | 16343 | 16343 | 16343 | 16343 | 16343 | 16343 | 16343 | 16343 | 16343 | 16343 | 16343 | 16343 | 16343 | 16343 | 16343 | 16343 | 16343 | 16343 | 16343 | 16343 | 16343 | 16343 | 16343 | 16343 | 16343 | 16343 | 16343 | 16343 | 16343 | 16343 | 16343 | 16343 | 16343 | 16343 | 16343 | 16343 | 16343 | 16343 | 16343 | 16343 | 16343 | 16343 | 16343 | 16343 | 16343 | 16343 | 16343 | 16343 | 16343 | 16343 | 16343 | 16343 | 16343 | 16343 | 16343 | 16343 | 16343 | 16343 | 16343 | 16343 | 16343 | 16343 | 16343 | 16343 | 16343 | 16343 | 16343 | 16343 | 16343 | 16343 | 16343 | 16343 | 16343 | 16343 | 16343 | 16343 | 16343 | 16343 | 16343 | 16343 | 16343 | 16343 | 16343 | 16343 | 16343 | 16343 | 16343 | 16343 | 16343 | 16343 | 16343 | 16343 | 16343 | 16343 | 16343 | 16343 | 16343 | 16343 | 16343 | 16343 | 16343 | 16343 | 16343 | 16343 | 16343 | 16343 | 16343 | 16343 | 16343 | 16343 | 16343 | 16343 | 16343 | 16343 | 16343 | 16343 | 16343 | 16343 | 16343 | 16343 | 16343 | 16343 | 16343 | 16343 | 16343 | 16343 | 16343 | 16343 | 16343 | 16343 | 16343 | 16343 | 16343 | 16343 | 16343 | 16343 | 16343 | 16343 | 16343 | 16343 | 16343 | 16343 | 16343 | 16343 | 16343 | 16343 | 16343 | 16343 | 16343 | 16343 | 16343 | 16343 | 16343 | 16343 | 16343 | 16343 | 16343 | 16343 | 16343 | 16343 | 16343 | 16343 | 16343 | 16343 | 16343 | 16343 | 16343 | 16343 | 16343 | 16343 | 16343 | 16343 | 16343 | 16343 | 16343 | 16343 | 16343 | 16343 | 16343 | 16343 | 16343 | 16343 | 16343 | 16343 | 16343 | 16343 | 16343 | 16343 | 16343 | 16343 | 16343 | 16343 | 16343 | 16343 | 16343 | 16343 | 16343 | 16343 | 16343 | 16343 | 16343 | 16343 | 16343 | 16343 | 16343 | 16343 | 16343 | 16343 | 16343 | 16343 | 16343 | 16343 | 16343 | 16343 | 16343 | 16343 | 16343 | 16343 | 16343 | 16343 | 16343 | 16343 | 16343 | 16343 | 16343 | 16343 | 16343 | 16343 | 16343 | 16343 | 16343 | 16343 | 16343 | 16343 | 16343 | 16343 | 16343 | 16343 | 16343 | 16343 | 16343 | 16343 | 16343 | 16343 | 16343 | 16343 | 16343 | 16343 | 16343 | 16343 | 16343 | 16343 | 16343 | 16343 | 16343 | 16343 | 16343 | 16343 | 16343 | 16343 | 16343 | 16343 | 16343 | 16343 | 16343 | 16343 | 16343 | 16343 | 16343 | 16343 | 16343 | 16343 | 16343 | 16343 | 16343 | 16343 | 16343 | 16343 | 16343 | 16343 | 16343 | 16343 | 16343 | 16343 | 16343 | 16343 | 16343 | 16343 | 16343 | 16343 | 16343 | 16343 | 16343 | 16343 | 16343 | 16343 | 16343 | 16343 | 16343 | 16343 | 16343 | 16343 | 16343 | 16343 | 16343 | 16343 | 16343 | 16343 | 16343 | 16343 | 16343 | 16343 | 16343 | 16343 | 16343 | 16343 | 16343 | 16343 | 16343 | 16343 | 16343 | 16343 | 16343 | 16343 | 16343 | 16343 | 16343 | 16343 | 16343 | 16343 | 16343 | 16343 | 16343 | 16343 | 16343 | 16343 | 16343 | 16343 | 16343 | 16343 | 16343 | 16343 | 16343 | 16343 | 16343 | 16343 | 16343 | 16343 | 16343 | 16343 | 16343 | 16343 | 16343 | 16343 | 16343 | 16343 | 16343 | 16343 | 16343 | 16343 | 16343 | 16343 | 16343 | 16343 | 16343 | 16343 | 16343 | 16343 | 16343 | 16343 | 16343 | 16343 | 16343 | 16343 | 16343 | 16343 | 16343 | 16343 | 16343 | 16343 | 16343 | 16343 | 16343 | 16343 | 16343 | 16343 | 16343 | 16343 | 16343 | 16343 | 16343 | 16343 | 16343 | 16343 | 16343 | 16343 | 16343 | 16343 | 16343 | 16343 | 16343 | 16343 | 16343 | 16343 | 16343 | 16343 | 16343 | 16343 | 16343 | 16343 | 16343 | 16343 | 16343 | 16343 | 16343 | 16343 | 16343 | 16343 | 16343 | 16343 | 16343 | 16343 | 16343 | 16343 | 16343 | 16343 | 16343 | 16343 | 16343 | 16343 | 16343 | 16343 | 16343 | 16343 | 16343 | 16343 | 16343 | 16343 | 16343 | 16343 | 16343 | 16343 | 16343 | 16343 | 16343 | 16343 | 16343 | 16343 | 16343 | 16343 | 16343 | 16343 | 16343 | 16343 | 16343 | 16343 | 16343 | 16343 | 16343 | 16343 | 16343 | 16343 | 16343 | 16343 | 16343 | 16343 | 16343 | 16343 | 16343 | 16343 | 16343 | 16343 | 16343 | 16343 | 16343 | 16343 | 16343 | 16343 | 16343 | 16343 | 16343 | 16343 | 16343 | 16343 | 16343 | 16343 | 16343 | 16343 | 16343 | 16343 | 16343 | 16343 | 16343 | 16343 | 16343 | 16343 | 16343 | 16343 | 16343 | 16343 | 16343 | 16343 | 16343 | 16343 | 16343 | 16343 | 16343 | 16343 | 16343 | 16343 | 16343 | 16343 | 16343 | 16343 | 16343 | 16343 | 16343 | 16343 | 16343 | 16343 | 16343 | 16343 | 16343 | 16343 | 16343 | 16343 | 16343 | 16343 | 16343 | 16343 | 16343 | 16343 | 16343 | 16343 | 16343 | 16343 | 16343 | 16343 | 16343 | 16343 | 16343 | 16343 | 16343 | 16343 | 16343 | 16343 | 16343 | 16343 | 16343 | 16343 | 16343 | 16343 | 16343 | 16343 | 16343 | 16343 | 16343 | 16343 | 16343 | 16343 | 16343 | 16343 | 16343 | 16343 | 16343 | 16343 | 16343 | 16343 | 16343 | 16343 | 16343 | 16343 | 16343 | 16343 | 16343 | 16343 | 16343 | 16343 | 16343 | 16343 | 16343 | 16343 | 16343 | 16343 | 16343 | 16343 | 16343 | 16343 | 16343 | 16343 | 16343 | 16343 | 16343 | 16343 | 16343 | 16343 | 16343 | 16343 | 16343 | 16343 | 16343 | 16343 | 16343 | 16343 | 16343 | 16343 | 16343 | 16343 | 16343 | 16343 | 16343 | 16343 | 16343 | 16343 | 16343 | 16343 | 16343 | 16343 | 16343 | 16343 | 16343 | 16343 | 16343 | 16343 | 16343 | 16343 | 16343 | 16343 | 16343 | 16343 | 16343 | 16343 | 16343 | 16343 | 16343 | 16343 | 16343 | 16343 | 16343 | 16343 | 16343 | 16343 | 16343 | 16343 | 16343 | 16343 | 16343 | 16343 | 16343 | 16343 | 16343 | 16343 | 16343 | 16343 | 16343 | 16343 | 16343 | 16343 | 16343 | 16343 | 16343 | 16343 | 16343 | 16343 | 16343 | 16343 | 16343 | 16343 | 16343 | 16343 | 16343 | 16343 | 16343 | 16343 | 16343 | 16343 | 16343 | 16343 | 16343 | 16343 | 16343 | 16343 | 16343 | 16343 | 16343 | 16343 | 16343 | 16343 | 16343 | 16343 | 16343 | 16343 | 16343 | 16343 | 16343 | 16343 | 16343 | 16343 | 16343 | 16343 | 16343 | 16343 | 16343 | 16343 | 16343 | 16343 | 16343 | 16343 | 16343 | 16343 | 16343 | 16343 | 16343 | 16343 | 16343 | 16343 | 16343 | 16343 | 16343 | 16343 | 16343 | 16343 | 16343 | 16343 | 16343 | 16343 | 16343 | 16343 | 16343 | 16343 | 16343 | 16343 | 16343 | 16343 | 16343 | 16343 | 16343 | 16343 | 16343 | 16343 | 16343 | 16343 | 16343 | 16343 | 16343 | 16343 | 16343 | 16343 | 16343 | 16343 | 16343 | 16343 | 16343 | 16343 | 16343 | 16343 | 16343 | 16343 | 16343 | 16343 | 16343 | 16343 | 16343 | 16343 | 16343 | 16343 | 16343 | 16343 | 16343 | 16343 | 16343 | 16343 | 16343 | 16343 | 16343 | 16343 | 16343 | 16343 | 16343 | 16343 | 16343 | 16343 | 16343 | 16343 | 16343 | 16343 | 16343 | 16343 | 16343 | 16343 | 16343 | 16343 | 16343 | 16343 | 16343 | 16343 | 16343 | 16343 | 16343 | 16343 | 16343 | 16343 | 16343 | 16343 | 16343 | 16343 | 16343 | 16343 | 16343 | 16343 | 16343 | 16343 | 16343 | 16343 | 16343 | 16343 | 16343 | 16343 | 16343 | 16343 | 16343 | 16343 | 16343 | 16343 | 16343 | 16343 | 16343 | 16343 | 16343 | 16343 | 16343 | 16343 | 16343 | 16343 | 16343 | 16343 | 16343 | 16343 | 16343 | 16343 | 16343 | 16343 | 16343 | 16343 | 16343 | 16343 | 16343 | 16343 | 16343 | 16343 | 16343 | 16343 | 16343 | 16343 | 16343 | 16343 | 16343 | 16343 | 16343 | 16343 | 16343 | 16343 | 16343 | 16343 | 16343 | 16343 | 16343 | 16343 | 16343 | 16343 | 16343 | 16343 | 16343 | 16343 | 16343 | 16343 | 16343 | 16343 | 16343 | 16343 | 16343 | 16343 | 16343 | 16343 | 16343 | 16343 | 16343 | 16343 | 16343 | 16343 | 16343 | 16343 | 16343 | 16343 | 16343 | 16343 | 16343 | 16343 | 16343 | 16343 | 16343 | 16343 | 16343 | 16343 | 16343 | 16343 | 16343 | 16343 | 16343 | 16343 | 16343 | 16343 | 16343 | 16343 | 16343 | 16343 | 16343 | 16343 | 16343 | 16343 | 16343 | 16343 | 16343 | 16343 | 16343 | 16343 | 16343 | 16343 | 16343 | 16343 | 16343 | 16343 | 16343 | 16343 | 16343 | 16343 | 16343 | 16343 | 16343 | 16343 | 16343 | 16343 | 16343 | 16343 | 16343 | 16343 | 16343 | 16343 | 16343 | 16343 | 16343 | 16343 | 16343 | 16343 | 16343 | 16343 | 16343 | 16343 | 16343 | 16343 | 16343 | 16343 | 16343 | 16343 | 16343 | 16343 | 16343 | 16343 | 16343 | 16343 | 16343 | 16343 | 16343 | 16343 | 16343 | 16343 | 16343 | 16343 | 16343 | 16343 | 16343 | 16343 | 16343 | 16343 | 16343 | 16343 | 16343 | 16343 | 16343 | 16343 | 16343 | 16343 | 16343 | 16343 | 16343 | 16343 | 16343 | 16343 | 16343 | 16343 | 16343 | 16343 | 16343 | 16343 | 16343 | 16343 | 16343 | 16343 | 16343 | 16343 | 16343 | 16343 | 16343 | 16343 | 16343 | 16343 | 16343 | 16343 | 16343 | 16343 | 16343 | 16343 | 16343 | 16343 | 16343 | 16343 | 16343 | 16343 | 16343 | 16343 | 16343 | 16343 | 16343 | 16343 | 16343 | 16343 | 16343 | 16343 | 16343 | 16343 | 16343 | 16343 | 16343 | 16343 | 16343 | 16343 | 16343 | 16343 | 16343 | 16343 | 16343 | 16343 | 16343 | 16343 | 16343 | 16343 | 16343 | 16343 | 16343 | 16343 | 16343 | 16343 | 16343 | 16343 | 16343 | 16343 | 16343 | 16343 | 16343 | 16343 | 16343 | 16343 | 16343 | 16343 | 16343 | 16343 | 16343 | 16343 | 16343 | 16343 | 16343 | 16343 | 16343 | 16343 | 16343 | 16343 | 16343 | 16343 | 16343 | 16343 | 16343 | 16343 | 16343 | 16343 | 16343 | 16343 | 16343 | 16343 | 16343 | 16343 | 16343 | 16343 | 16343 | 16343 | 16343 | 16343 | 16343 | 16343 | 16343 | 16343 | 16343 | 16343 | 16343 | 16343 | 16343 | 16343 | 16343 | 16343 | 16343 | 16343 | 16343 | 16343 | 16343 | 16343 | 16343 | 16343 | 16343 | 16343 | 16343 | 16343 | 16343 | 16343 | 16343 | 16343 | 16343 | 16343 | 16343 | 16343 | 16343 | 16343 | 16343 | 16343 | 16343 | 16343 | 16343 | 16343 | 16343 | 16343 | 16343 | 16343 | 16343 | 16343 | 16343 | 16343 | 16343 | 16343 | 16343 | 16343 | 16343 | 16343 | 16343 | 16343 | 16343 | 16343 | 16343 | 16343 | 16343 | 16343 | 16343 | 16343 | 16343 | 16343 | 16343 | 16343 | 16343 | 16343 | 16343 | 16343 | 16343 | 16343 | 16343 | 16343 | 16343 | 16343 | 16343 | 16343 | 16343 | 16343 | 16343 | 16343 | 16343 | 16343 | 16343 | 16343 | 16343 | 16343 | 16343 | 16343 | 16343 | 16343 | 16343 | 16343 | 16343 | 16343 | 16343 | 16343 | 16343 | 16343 | 16343 | 16343 | 16343 | 16343 | 16343 | 16343 | 16343 | 16343 | 16343 | 16343 | 16343 | 16343 | 16343 | 16343 | 16343 | 16343 | 16343 | 16343 | 16343 | 16343 | 16343 | 16343 | 16343 | 16343 | 16343 | 16343 | 16343 | 16343 | 16343 | 16343 | 16343 | 16343 | 16343 | 16343 | 16343 | 16343 | 16343 | 16343 | 16343 | 16343 | 16343 | 16343 | 16343 | 16343 | 16343 | 16343 | 16343 | 16343 | 16343 | 16343 | 16343 | 16343 | 16343 | 16343 | 16343 | 16343 | 16343 | 16343 | 16343 | 16343 | 16343 | 16343 | 16343 | 16343 | 16343 | 16343 | 16343 | 16343 | 16343 | 16343 | 16343 | 16343 | 16343 | 16343 | 16343 | 16343 | 16343 | 16343 | 16343 | 16343 | 16343 | 16343 | 16343 | 16343 | 16343 | 16343 | 16343 | 16343 | 16343 | 16343 | 16343 | 16343 | 16343 | 16343 | 16343 | 16343 | 16343 | 16343 | 16343 | 16343 | 16343 | 16343 | 16343 | 16343 | 16343 | 16343 | 16343 | 16343 | 16343 | 16343 | 16343 | 16343 | 16343 | 16343 | 16343 | 16343 | 16343 | 16343 | 16343 | 16343 | 16343 | 16343 | 16343 | 16343 | 16343 | 16343 | 16343 | 16343 | 16343 | 16343 | 16343 | 16343 | 16343 | 16343 | 16343 | 16343 | 16343 | 16343 | 16343 | 16343 | 16343 | 16343 | 16343 | 16343 | 16343 | 16343 | 16343 | 16343 | 16343 | 16343 | 16343 | 16343 | 16343 | 16343 | 16343 | 16343 | 16343 | 16343 | 16343 | 16343 | 16343 | 16343 | 16343 | 16343 | 16343 | 16343 | 16343 | 16343 | 16343 | 16343 | 16343 | 16343 | 16343 | 16343 | 16343 | 16343 | 16343 | 16343 | 16343 | 16343 | 16343 | 16343 | 16343 | 16343 | 16343 | 16343 | 16343 | 16343 | 16343 | 16343 | 16343 | 16343 | 16343 | 16343 | 16343 | 16343 | 16343 | 16343 | 16343 | 16343 | 16343 | 16343 | 16343 | 16343 | 16343 | 16343 | 16343 | 16343 | 16343 | 16343 | 16343 | 16343 | 16343 | 16343 | 16343 | 16343 | 16343 | 16343 | 16343 | 16343 | 16343 | 16343 | 16343 | 16343 | 16343 | 16343 | 16343 | 16343 | 16343 | 16343 | 16343 | 16343 | 16343 | 16343 | 16343 | 16343 | 16343 | 16343 | 16343 | 16343 | 16343 | 16343 | 16343 | 16343 | 16343 | 16343 | 16343 | 16343 | 16343 | 16343 | 16343 | 16343 | 16343 | 16343 | 16343 | 16343 | 16343 | 16343 | 16343 | 16343 | 16343 | 16343 | 16343 | 16343 | 16343 | 16343 | 16343 | 16343 | 16343 | 16343 | 16343 | 16343 | 16343 | 16343 | 16343 | 16343 | 16343 | 16343 | 16343 | 16343 | 16343 | 16343 | 16343 | 16343 | 16343 | 16343 | 16343 | 16343 | 16343 | 16343 | 16343 | 16343 | 16343 | 16343 | 16343 | 16343 | 16343 | 16343 | 16343 | 16343 | 16343 | 16343 | 16343 | 16343 | 16343 | 16343 | 16343 | 16343 | 16343 | 16343 | 16343 | 16343 | 16343 | 16343 | 16343 | 16343 | 16343 | 16343 | 16343 | 16343 | 16343 | 16343 | 16343 | 16343 | 16343 | 16343 | 16343 | 16343 | 16343 | 16343 | 16343 | 16343 | 16343 | 16343 | 16343 | 16343 | 16343 | 16343 | 16343 | 16343 | 16343 | 16343 | 16343 | 16343 | 16343 | 16343 | 16343 | 16343 | 16343 | 16343 | 16343 | 16343 | 16343 | 16343 | 16343 | 16343 | 16343 | 16343 | 16343 | 16343 | 16343 | 16343 | 16343 | 16343 | 16343 | 16343 | 16343 | 16343 | 16343 | 16343 | 16343 | 16343 | 16343 | 16343 | 16343 | 16343 | 16343 | 16343 | 16343 | 16343 | 16343 | 16343 | 16343 | 16343 | 16343 | 16343 | 16343 | 16343 | 16343 | 16343 | 16343 | 16343 | 16343 | 16343 | 16343 | 16343 | 16343 | 16343 | 16343 | 16343 | 16343 | 16343 | 16343 | 16343 | 16343 | 16343 | 16343 | 16343 | 16343 | 16343 | 16343 | 16343 | 16343 | 16343 | 16343 | 16343 | 16343 | 16343 | 16343 | 16343 | 16343 | 16343 | 16343 | 16343 | 16343 | 16343 | 16343 | 16343 | 16343 | 16343 | 16343 | 16343 | 16343 | 16343 | 16343 | 16343 | 16343 | 16343 | 16343 | 16343 | 16343 | 16343 | 16343 | 16343 | 16343 | 16343 | 16343 | 16343 | 16343 | 16343 | 16343 | 16343 | 16343 | 16343 | 16343 | 16343 | 16343 | 16343 | 16343 | 16343 | 16343 | 16343 | 16343 | 16343 | 16343 | 16343 | 16343 | 16343 | 16343 | 16343 | 16343 | 16343 | 16343 | 16343 | 16343 | 16343 | 16343 | 16343 | 16343 | 16343 | 16343 | 16343 | 16343 | 16343 | 16343 | 16343 | 16343 | 16343 | 16343 | 16343 | 16343 | 16343 | 16343 | 16343 | 16343 | 16343 | 16343 | 16343 | 16343 | 16343 | 16343 | 16343 | 16343 | 16343 | 16343 | 16343 | 16343 | 16343 | 16343 | 16343 | 16343 | 16343 | 16343 | 16343 | 16343 | 16343 | 16343 | 16343 | 16343 | 16343 | 16343 | 16343 | 16343 | 16343 | 16343 | 16343 | 16343 | 16343 | 16343 | 16343 | 16343 | 16343 | 16343 | 16343 | 16343 | 16343 | 16343 | 16343 | 16343 | 16343 | 16343 | 16343 | 16343 | 16343 | 16343 | 16343 | 16343 | 16343 | 16343 | 16343 | 16343 | 16343 | 16343 | 16343 | 16343 | 16343 | 16343 | 16343 | 16343 | 16343 | 16343 | 16343 | 16343 | 16343 | 16343 | 16343 | 16343 | 16343 | 16343 | 16343 | 16343 | 16343 | 16343 | 16343 | 16343 | 16343 | 16343 | 16343 | 16343 | 16343 | 16343 | 16343 | 16343 | 16343 | 16343 | 16343 | 16343 | 16343 | 16343 | 16343 | 16343 | 16343 | 16343 | 16343 | 16343 | 16343 | 16343 | 16343 | 16343 | 16343 | 16343 | 16343 | 16343 | 16343 | 16343 | 16343 | 16343 | 16343 | 16343 | 16343 | 16343 | 16343 | 16343 | 16343 | 16343 | 16343 | 16343 | 16343 | 16343 | 16343 | 16343 | 16343 | 16343 | 16343 | 16343 | 16343 | 16343 | 16343 | 16343 | 16343 | 16343 | 16343 | 16343 | 16343 | 16343 | 16343
32715-A2* | Artex | 90024 | 72" | Y | A | 40534 | 25.1 | 37916 | 22.2 | 0.78016
32715-A14* | Artex | 90028 | 72" | Y | PVC | 43920 | 22.8869 | 41252 | 20.5438 | 0.8028
32715-A15* | Artex | 90029 | 72" | Y | guard 2 side | 43454 | 23.8 | 41527 | 21.6 | 0.84
32716-A3* | Artex | 90018 | 55" | Y | PVC | 23824 | 22.8 | 22722 | 20.8 | 0.83
05196 | Chore-Time | 49511-42 | 52" | Y | B | 26400 | 23.9 | 24600 | 21 | 0.76
05191 | Chore-Time | 49519-42 | 52" | Y | B | 26200 | 23.4 | 24400 | 20.5 | 0.77
04335 | Chore-Time | 49740-42 | 52" | Y | B | 27100 | 23.3 | 24800 | 20.5 | 0.73
09082 | Chore-Time | 52157-42 | 54" | Y | B | 27500 | 25.6 | 25500 | 22.1 | 0.78
11065 | Chore-Time | 52157-43 | 54" | Y | B | 26300 | 27.2 | 24200 | 23.2 | 0.76
12616 | Chore-Time | 53464-41 | 57" | Y | B | 31900 | 23.6 | 30000 | 20.9 | 0.79
12619 | Chore-Time | 53464-42 | 57" | Y | B | 28700 | 26.5 | 26900 | 23.3 | 0.78
13569 | Chore-Time | 54659-42 | 57" | Y | B | 28100 | 25.2 | 26300 | 22.2 | 0.77
07086 | Hired Hand | 6603-3014 | 52" | Y | A | 27527 | 22.8 | 26010 | 20.3 | 0.81
05333 | Hired Hand | 6603-6513 | 52" | Y | B | 27600 | 23.3 | 25900 | 20.5 | 0.78
02467 | Hired Hand | 6603-7403 | 52" | Y | R | 28100 | 24.5 | 26500 | 21.8 | 0.81
02466 | Hired Hand | 6603-7403 | 52" | Y | A | 27400 | 23.2 | 25700 | 20.6 | 0.81
08153 | Hired Hand | 6603-7097 | 54" | Y | A | 27300 | 26.9 | 25800 | 23.9 | 0.81
07368 | J & D Manufacturing | VFS503CSCA-E | 50" | Y | A | 20100 | 23 | 18400 | 20.4 | 0.69
20160513-06 | J & D Manufacturing | VSA55G3C153E | 55" | Y | A | 24709 | 25 | 22876 | 22 | 0.75511
20160513-02 | J & D Manufacturing | VSA55G3C23E | 55" | Y | A | 24693 | 26 | 22855 | 22.7 | 0.7511
12562 | J & D Manufacturing | VTW55G3CN153E | 55" | Y | B | 26300 | 25.2 | 24200 | 22.1 | 0.75
12573 | J & D Manufacturing | VTW55G3CN23E | 55" | Y | B | 28400 | 23.5 | 26300 | 20.7 | 0.78
20150914-04 | J & D Manufacturing | VMA72A5C33 | 72" | Y | A | 43564 | 23.9 | 40676 | 21.1 | 0.76
20150915-06 | J & D Manufacturing | VMA72A5C33-E | 72" | Y | A | 43495 | 24.6 | 40732 | 22 | 0.76
20170111-01 | J & D Manufacturing | VMTA72A5C33 | 72" | Y | A | 46743 | 22.4 | 44366 | 20.3 | 0.81681
05085 | Multifan | 4D130-3PP-55FC 0.75 kW | 50" | Y | G | 23000 | 23.2 | 21400 | 21 | 0.75
12741 | Multifan | 4D140-3PP-55 | 54" | Y | A | 30300 | 23.2 | 28600 | 20.6 | 0.79
15452 | Multifan | C4D14K1 | 54" | Y | A | 27900 | 24.4 | 26500 | 21.8 | 0.82
15509 | Multifan | C4D14K2 | 54" | Y | P | 27500 | 22.7 | 26600 | 20.7 | 0.84
15407 | Multifan | G4D14K2, w/cone | 54" | Y | G | 23800 | 23.8 | 22300 | 21.1 | 0.78
16675 | Multifan | S4D14K0 | 54" | Y | A | 27700 | 25 | 26000 | 22.3 | 0.81
16845 | Multifan | C4D14P1 | 54" | Y | P | 33000 | 23.8 | 31600 | 21.3 | 0.86
16846 | Multifan | C4D14P2 | 54" | Y | P | 31300 | 25.8 | 29900 | 23.1 | 0.83
16849 | Multifan | C4D14P5 | 54" | Y | A | 28500 | 30.9 | 26700 | 26.7 | 0.73
16850 | Multifan | C4D14P4 | 54" | Y | A | 34400 | 23.7 | 33100 | 21.2 | 0.88
12679 | Munters Aerotech | VX51DF43CT-HE | 51" | Y | P | 26700 | 27.1 | 24700 | 23.9 | 0.75
12680 | Munters Aerotech | VX51DF43CT-HR | 51" | Y | P | 29900 | 23.3 | 28200 | 21.1 | 0.81
13184 | Munters Aerotech | WF54DT23CXP-HE | 54" | Y | P | 27600 | 26.3 | 52900 | 23.5 | 0.78
13185 | Munters Aerotech | WF54DT23CXP-HR | 54" | Y | P | 30100 | 23.3 | 28500 | 21.1 | 0.81
12797 | Munters Aerotech | VX55DF43CT-HE | 55" | Y | P | 31100 | 24.1 | 28900 | 21.4 | 0.74
12798 | Munters Aerotech | VX55DF43CT-HR | 55" | Y | P | 31600 | 23.7 | 29500 | 21.1 | 0.76
08170 | Munters Aerotech | VX511F3CD | 51" | Y | B | 27600 | 23.3 | 25600 | 20.9 | 0.75
12788 | Munters Aerotech | VX51DF23CT-HE | 51" | Y | P | 26600 | 26.4 | 24700 | 23.2 | 0.76
06119 | Munters Aerotech | WF541T3CP | 54" | Y | P | 27800 | 23.3 | 25800 | 20.7 | 0.76
07394 | Munters Aerotech | WF541V3CD | 54" | Y | B | 28100 | 24.5 | 26400 | 21.9 | 0.78
15178 | Munters Aerotech | WM541G3CD | 54" | Y | B | 28500 | 24.1 | 26700 | 21.5 | 0.79
12794 | Munters Aerotech | VX55DF23CT-HE | 55" | Y | P | 31200 | 24 | 29000 | 21.2 | 0.74
12795 | Munters Aerotech | VX55DF23CT-HR | 55" | Y | P | 31600 | 23.5 | 29500 | 20.9 | 0.77
12427 | Myn-fan | 52EB750-4T-HE | 52" | Y | B | 25700 | 24.6 | 23800 | 21.6 | 0.75
05196p | Pro Terra Systems | A49511-42 | 52" | Y | B | 26400 | 23.9 | 24600 | 21 | 0.76
05191p | Pro Terra Systems | A49519-42 | 52" | Y | B | 26200 | 23.4 | 24400 | 20.5 | 0.77
04335p | Pro Terra Systems | A49740-42 | 52" | Y | B | 27055 | 23.3 | 24845 | 20.5 | 0.73
09082p | Pro Terra Systems | A52157-42 | 54" | Y | B | 27500 | 25.6 | 25500 | 22.1 | 0.78
15202 | Pronatto | Black Fan 1.5 CB cone + damper | 52" | Y | B | 25000 | 25.6 | 24000 | 23.6 | 0.85
15200 | Pronatto | Black Fan 1CV, cone + damper | 52" | Y | B | 23100 | 28.5 | 21400 | 25 | 0.71
06079 | Schaefer | 523CF1-3PE | 52" | Y | A | 26700 | 22.9 | 25000 | 20.3 | 0.79
07043 | Schaefer | 523CFB1-3HE | 52" | Y | B | 21200 | 29.5 | 18800 | 24.9 | 0.6
06069 | Schaefer | 523CFB1-3PE | 52" | Y | B | 26800 | 24.5 | 24900 | 21.5 | 0.77
06081 | Schaefer | 526CFB1-3PE | 52" | Y | B | 25500 | 24.6 | 23600 | 21.3 | 0.75
12601 | Schaefer | 543SC112G-3-HE | 54" | Y | A | 26900 | 23 | 25100 | 20.4 | 0.76
12610 | Schaefer | 543SC2G-3-HE | 54" | Y | A | 28000 | 22.8 | 26100 | 20.3 | 0.8
12603 | Schaefer | 545SC112G-3-HE | 54" | Y | A | 28100 | 23 | 26400 | 20.6 | 0.78
12605 | Schaefer | 545SC2G-3-HE | 54" | Y | A | 28900 | 22.9 | 27100 | 20.5 | 0.8
11228 | Schaefer | 573CF112G-3-HE | 57" | Y | A | 29700 | 23.1 | 27600 | 20.8 | 0.75
11221 | Schaefer | 573CF2G-3-HE | 57" | Y | A | 30300 | 22.8 | 28100 | 20.4 | 0.76
11230 | Schaefer | 575CF112G-3-HE | 57" | Y | A | 29000 | 23.4 | 27100 | 21.1 | 0.78
11223 | Schaefer | 575CF2G-3-HE | 57" | Y | A | 30100 | 22 | 28600 | 20.3 | 0.81
| Secco International Inc. | 59VMF723-SBIE3 | 72'' | Y |  | 40108 | 24.6 | 37927 | 22.2 | 0.8
16804 | SKOV | DA 1700-4 LPC | 55" | Y | B | 26000 | 36.9 | 23600 | 29.9 | 0.71
16805 | SKOV | DA 1700-5E LPC | 55" | Y | B | 28200 | 32.7 | 26000 | 27.4 | 0.77
16806 | SKOV | DA 1700-5 LPC | 55" | Y | B | 31100 | 28.3 | 29400 | 24.6 | 0.81
16808 | SKOV | DA 1700-4 LPC | 55" | Y | B | 25700 | 36.3 | 23500 | 30.3 | 0.72
16809 | SKOV | DA 1700-5E LPC | 55" | Y | B | 27700 | 32.1 | 25800 | 27.7 | 0.77
16810 | SKOV | DA 1700-5 LPC | 55" | Y | B | 31000 | 28.2 | 29400 | 24.5 | 0.82
16479 | Termotecnica Percoli | EOC 53s/1-6 60hz | 52" | Y | A | 21800 | 23.6 | 20200 | 20.6 | 0.71
32716-A3 | Topcool | 81-2103-0 | 55" | Y | PVC | 23824 | 22.8 | 22722 | 20.8 | 0.83
32716-A9 | Topcool | 81-2109-0 | 55" | Y | PVC | 27042 | 23.8 | 25179 | 21.2 | 0.77
32715-A6 | Topcool | 81-3106-0 | 72" | Y | PVC | 43263 | 22.4 | 40892 | 20.4 | 0.79
32715-A7 | Topcool | 81-3107-0 | 72" | Y | PVC | 43369 | 23.3 | 40278 | 20.8 | 0.77
32715-A12 | Topcool | 81-3112-0 | 72" | Y | PVC | 41802 | 23.6 | 38838 | 21.3 | 0.71
32715-A14 | Topcool | 81-3114-0 | 72" | Y | PVC | 43920 | 22.9 | 41252 | 20.5 | 0.8
32715-A15 | Topcool | 81-3115-0 | 72" | Y | guard 2 side | 43454 | 23.8 | 41527 | 21.6 | 0.84
32715-A2 | Topcool | 81-3102-0 | 72" | Y | PVC | 40534 | 25.1 | 37916 | 22.2 | 0.78016
02373 | Val-Co | GS48G600NGA | 48" | Y | A | 20200 | 24.8 | 18500 | 21.6 | 0.69
02375 | Val-Co | GS48G600XGA | 48" | Y | A | 18200 | 27 | 16300 | 23.3 | 0.4
05204 | Val-Co | HGS48G600MGA | 48" | Y | A | 22800 | 23.8 | 21200 | 20.8 | 0.77
05206 | Val-Co | HGS48G600N_A (N or C) | 48" | Y | A | 22500 | 24.3 | 20900 | 21.5 | 0.75
05205 | Val-Co | HGS48G600NGA | 48" | Y | A | 21200 | 26.2 | 19600 | 22.8 | 0.73
01271 | Val-Co | PM48W600M_A (S or G) | 48" | Y | A | 22000 | 22.9 | 20300 | 20.3 | 0.75
02360 | Val-Co | PM48W600N | 48" | Y | A | 21000 | 25.9 | 19100 | 22.3 | 0.67
02242 | Val-Co | PM50W600M_A (C or N) | 50" | Y | A | 24400 | 23.4 | 22600 | 20.9 | 0.74
02036 | Val-Co | PM50W600M_A (S or G) | 50" | Y | A | 25200 | 23.6 | 23400 | 20.9 | 0.77
02037 | Val-Co | PM50W600N_A | 50" | Y | A | 22500 | 28.1 | 20300 | 23.8 | 0.67
15654 | Val-Co | 954240 | 54" | Y | A | 30700 | 22.5 | 29200 | 20.5 | 0.82
15655 | Val-Co | 954245 | 54" | Y | A | 31100 | 22.5 | 29400 | 20.4 | 0.8
17056 | Val-Co | 954735 | 54" | Y | A | 31200 | 22.6 | 29400 | 20.4 | 0.79
05125 | Val-Co | HGS54G600MGA | 54" | Y | A | 27200 | 23.8 | 25000 | 21 | 0.7
05126 | Val-Co | HGS54G600NGA | 54" | Y | A | 25400 | 26 | 23000 | 22.4 | 0.66
72VES17 | VES Environmental Solutions LLC | AFR72323046085 | 72" | Y | P | 40122 | 24.4 | 37894 | 21.9 | 0.83
72VES15 | VES Environmental Solutions LLC | AFR72323046090 | 72" | Y | P | 42865 | 22.8 | 40859 | 20.8 | 0.76
16104 | VES Environmental Solutions LLC | AFRS55230460-B-75 | 55'' | Y | P | 22880 | 25.3 | 20490 | 21.6 | 0.48
30712-A2 | VES Environmental Solutions LLC | VPP72230460 | 72'' |  |  | 40976 | 24.8 | 38471 | 22.1 | 0.63
Note on G82: Test report shows this value at 0.04" SP
Note on H82: Test report shows this value at 0.04" SP
Note on G164: Test report shows this value at 0.04" SP
Note on H164: Test report shows this value at 0.04" SP