## QPL
DESIGNLIGHTS CONSORTIUM (DLC) |  |  |  | Language/Langue:
QUALIFED PRODUCTS LIST (QPL) |  |  |  | English
**This list is for the use of sponsors of the DesignLights Consortium (DLC) in operation of their commercial lighting programs. The QPL is updated regularly. Please refer to the date last updated, below, and check www.designlights.org to ensure you are using the most current version.
NOTES: (1) White rows represent product models that actual test reports were evaluated. Gray rows represent the corresponding family models, of a particular model number, which test reports were not evaluated. (2) "X" in the model number represents wildcard characters for multiple product variations. In these cases, all variations are considered approved. This is done to save space on the QPL.
Last Updated: | 2016-10-09 | By: www.designlights.org
DLC Product Code | Manufacturer Name | Brand Name | Model Number | Category | General Application | Primary Use | Classification | Parent Product | Measured Light Output (lm) | Measured Luminaire Efficacy (lm/W) | Measured Wattage (W) | Total Harmonic Distortion (THD) | Measured Power Factor | Measured CCT (K) | Measured CRI | Warranty (years) | Rated Lifetime (hours) | Date Qualified | Dimming Status | Dimming Type | Has Intergated Controls | Notes | Technical Requirements Version Number | Rated Light Output (lm) | Rated Luminaire Efficacy (lm/W) | Rated Wattage (W) | Total Harmonic Distortion (THD) | Rated Power Factor | Rated CCT (K) | Rated CRI
PEF8PTBA | A Plus Lighting LLC | A Plus Lighting | AP-CP-045-01(4000K) | Outdoor Luminaires | Low Output | Fuel Pump Canopy Luminaires | Standard | TRUE | 3918.5 | 84.98 | 46.11 | 6.9 | 0.8902 | 4041 | 73 | 5 | 50000 | 12/7/2015 12:00:00 AM | Not Dimmable | Not Dimmable | Not Yet Verified |  | 2.1 | 4006.5 | 86.16 | 46.5 | 6.9 | 0.8902 | 4000 | 73
PNB66CTH | A Plus Lighting LLC | A Plus Lighting | AP-CP-045-01(5700K) | Outdoor Luminaires | Low Output | Fuel Pump Canopy Luminaires | Standard | FALSE | [9 empty] | 12/7/2015 12:00:00 AM | Not Dimmable | Not Dimmable | Not Yet Verified |  |  | 4082 | 86.2 | 47.41 | 6.5 | 0.9021 | 5700 | 72.6
P6CZEUWB | A Plus Lighting LLC | A Plus Lighting | AP-CP-045-01(4500K) | Outdoor Luminaires | Low Output | Fuel Pump Canopy Luminaires | Standard | FALSE | [9 empty] | 12/7/2015 12:00:00 AM | Not Dimmable | Not Dimmable | Not Yet Verified |  |  | 4006.5 | 86.16 | 46.5 | 6.9 | 0.8902 | 4500 | 73
P89PD525 | A Plus Lighting LLC | A Plus Lighting | AP-CP-045-01(5000K) | Outdoor Luminaires | Low Output | Fuel Pump Canopy Luminaires | Standard | FALSE | [9 empty] | 12/7/2015 12:00:00 AM | Not Dimmable | Not Dimmable | Not Yet Verified |  |  | 4006.5 | 86.16 | 46.5 | 6.9 | 0.8902 | 5000 | 73
PHVR8TYR | A Plus Lighting LLC | A Plus Lighting | AP-CP-080-01(4000K) | Outdoor Luminaires | Mid Output | Fuel Pump Canopy Luminaires | Standard | TRUE | 8211.2 | 97.2 | 84.53 | 15.17 | 0.9241 | 4038 | 72.9 | 5 | 50000 | 12/7/2015 12:00:00 AM | Not Dimmable | Not Dimmable | Not Yet Verified |  | 2.1 | 8211.2 | 97.2 | 84.48 | 15.17 | 0.9241 | 4000 | 72.9
P2AS1M62 | A Plus Lighting LLC | A Plus Lighting | AP-CP-080-01(5700K) | Outdoor Luminaires | Mid Output | Fuel Pump Canopy Luminaires | Standard | FALSE | [9 empty] | 12/7/2015 12:00:00 AM | Not Dimmable | Not Dimmable | Not Yet Verified |  |  | 8453 | 99.11 | 85.43 | 15.68 | 0.9236 | 5700 | 73.2
P77WWPBU | A Plus Lighting LLC | A Plus Lighting | AP-CP-080-01(4500K) | Outdoor Luminaires | Mid Output | Fuel Pump Canopy Luminaires | Standard | FALSE | [9 empty] | 12/7/2015 12:00:00 AM | Not Dimmable | Not Dimmable | Not Yet Verified |  |  | 8211.2 | 97.2 | 84.48 | 15.17 | 0.9241 | 4500 | 72.9
P3Q5XUA7 | A Plus Lighting LLC | A Plus Lighting | AP-CP-080-01(5000K) | Outdoor Luminaires | Mid Output | Fuel Pump Canopy Luminaires | Standard | FALSE | [9 empty] | 12/7/2015 12:00:00 AM | Not Dimmable | Not Dimmable | Not Yet Verified |  |  | 8211.2 | 97.2 | 84.48 | 15.17 | 0.9241 | 5000 | 72.9
PDCTQT3X | A Plus Lighting LLC | A Plus Lighting | AP-CP-080-03(4000K) | Outdoor Luminaires | Mid Output | Fuel Pump Canopy Luminaires | Standard | TRUE | 8074.7 | 99.8 | 80.91 | 11.53 | 0.953 | 4033 | 72.9 | 5 | 50000 | 12/7/2015 12:00:00 AM | Not Dimmable | Not Dimmable | Not Yet Verified |  | 2.1 | 8074.6 | 99.8 | 80.91 | 11.53 | 0.9532 | 4000 | 72.9
PC3TS1KU | A Plus Lighting LLC | A Plus Lighting | AP-CP-080-03(5000K) | Outdoor Luminaires | Mid Output | Fuel Pump Canopy Luminaires | Standard | FALSE | [9 empty] | 12/7/2015 12:00:00 AM | Not Dimmable | Not Dimmable | Not Yet Verified |  |  | 8074.6 | 99.8 | 80.91 | 11.53 | 0.9532 | 5000 | 72.9
PTHFA8WA | A Plus Lighting LLC | A Plus Lighting | AP-CP-080-03(4500K) | Outdoor Luminaires | Mid Output | Fuel Pump Canopy Luminaires | Standard | FALSE | [9 empty] | 12/7/2015 12:00:00 AM | Not Dimmable | Not Dimmable | Not Yet Verified |  |  | 8074.6 | 99.8 | 80.91 | 11.53 | 0.9532 | 4500 | 72.9
PXAJUSKR | A Plus Lighting LLC | A Plus Lighting | AP-CP-080-03(5700K) | Outdoor Luminaires | Mid Output | Fuel Pump Canopy Luminaires | Standard | FALSE | [9 empty] | 12/7/2015 12:00:00 AM | Not Dimmable | Not Dimmable | Not Yet Verified |  |  | 8108 | 100.19 | 80.93 | 11.69 | 0.9521 | 5700 | 73.4
PU9HF2Y3 | A Plus Lighting LLC | A Plus Lighting | AP-CP-100-01(4000K) | Outdoor Luminaires | Mid Output | Fuel Pump Canopy Luminaires | Standard | TRUE | 9714.7 | 98.43 | 98.35 | 19.43 | 0.909 | 4053 | 73.1 | 5 | 50000 | 12/7/2015 12:00:00 AM | Not Dimmable | Not Dimmable | Not Yet Verified |  | 2.1 | 9714.7 | 98.43 | 98.7 | 19.43 | 0.909 | 4000 | 73.1
PG9HWVGS | A Plus Lighting LLC | A Plus Lighting | AP-CP-100-01(5700K) | Outdoor Luminaires | Mid Output | Fuel Pump Canopy Luminaires | Standard | FALSE | [9 empty] | 12/7/2015 12:00:00 AM | Not Dimmable | Not Dimmable | Not Yet Verified |  |  | 10271 | 101.49 | 100.8 | 18.93 | 0.906 | 5700 | 72.5
PFZWVQ6Z | A Plus Lighting LLC | A Plus Lighting | AP-CP-100-01(5000K) | Outdoor Luminaires | Mid Output | Fuel Pump Canopy Luminaires | Standard | FALSE | [9 empty] | 12/7/2015 12:00:00 AM | Not Dimmable | Not Dimmable | Not Yet Verified |  |  | 9714.7 | 98.43 | 98.7 | 19.43 | 0.909 | 5000 | 73.1
P4CG5H7J | A Plus Lighting LLC | A Plus Lighting | AP-CP-100-01(4500K) | Outdoor Luminaires | Mid Output | Fuel Pump Canopy Luminaires | Standard | FALSE | [9 empty] | 12/7/2015 12:00:00 AM | Not Dimmable | Not Dimmable | Not Yet Verified |  |  | 9714.7 | 98.43 | 98.7 | 19.43 | 0.909 | 4500 | 73.1
PBH5BSF8 | A Plus Lighting LLC | A Plus Lighting | AP-CP-120-01(4000K) | Outdoor Luminaires | High Output | Fuel Pump Canopy Luminaires | Standard | TRUE | 11754 | 96.69 | 122.3 | 15.91 | 0.903 | 4033 | 73 | 5 | 50000 | 12/7/2015 12:00:00 AM | Not Dimmable | Not Dimmable | Not Yet Verified |  | 2.1 | 11754 | 96.69 | 122.3 | 15.91 | 0.903 | 4000 | 73
PMX8CP2N | A Plus Lighting LLC | A Plus Lighting | AP-CP-120-01(5700K) | Outdoor Luminaires | High Output | Fuel Pump Canopy Luminaires | Standard | FALSE | [9 empty] | 12/7/2015 12:00:00 AM | Not Dimmable | Not Dimmable | Not Yet Verified |  |  | 12103 | 99.56 | 122.4 | 14.85 | 0.904 | 5700 | 73.3
PJ74F7GH | A Plus Lighting LLC | A Plus Lighting | AP-CP-120-01(4500K) | Outdoor Luminaires | High Output | Fuel Pump Canopy Luminaires | Standard | FALSE | [9 empty] | 12/7/2015 12:00:00 AM | Not Dimmable | Not Dimmable | Not Yet Verified |  |  | 11754 | 96.69 | 122.3 | 15.91 | 0.903 | 4500 | 73
PZMWSPJS | A Plus Lighting LLC | A Plus Lighting | AP-CP-120-01(5000K) | Outdoor Luminaires | High Output | Fuel Pump Canopy Luminaires | Standard | FALSE | [9 empty] | 12/7/2015 12:00:00 AM | Not Dimmable | Not Dimmable | Not Yet Verified |  |  | 11754 | 96.69 | 122.3 | 15.91 | 0.903 | 5000 | 73
P99VGRM2 | A Plus Lighting LLC | A Plus Lighting | AP-CP-120-03(4000K) | Outdoor Luminaires | High Output | Fuel Pump Canopy Luminaires | Standard | TRUE | 11215 | 95.65 | 117.3 | 11.12 | 0.956 | 4026 | 73.1 | 5 | 50000 | 12/7/2015 12:00:00 AM | Not Dimmable | Not Dimmable | Not Yet Verified |  | 2.1 | 11215 | 95.65 | 117.3 | 11.12 | 0.956 | 4000 | 73.1
PYXEF7A1 | A Plus Lighting LLC | A Plus Lighting | AP-CP-120-03(5700K) | Outdoor Luminaires | High Output | Fuel Pump Canopy Luminaires | Standard | FALSE | [9 empty] | 12/7/2015 12:00:00 AM | Not Dimmable | Not Dimmable | Not Yet Verified |  |  | 11430 | 96.29 | 119.5 | 11.96 | 0.95 | 5700 | 73.3
P4M421M6 | A Plus Lighting LLC | A Plus Lighting | AP-CP-120-03(4500K) | Outdoor Luminaires | High Output | Fuel Pump Canopy Luminaires | Standard | FALSE | [9 empty] | 12/7/2015 12:00:00 AM | Not Dimmable | Not Dimmable | Not Yet Verified |  |  | 11215 | 95.65 | 117.3 | 11.12 | 0.956 | 4500 | 73.1
P22QTZRS | A Plus Lighting LLC | A Plus Lighting | AP-CP-120-03(5000K) | Outdoor Luminaires | High Output | Fuel Pump Canopy Luminaires | Standard | FALSE | [9 empty] | 12/7/2015 12:00:00 AM | Not Dimmable | Not Dimmable | Not Yet Verified |  |  | 11215 | 95.65 | 117.3 | 11.12 | 0.956 | 4500 | 73.1
PPBU7974 | A+PRISM TECH OUTBACKLIGHT CO., | outbacklights | OB-CNP-12IN-40W-3000K | Outdoor Luminaires | Low Output | Fuel Pump Canopy Luminaires | Standard | TRUE | 3679 | 92.86 | 39.62 | 17.76 | 0.948 | 2921 | 84 | 5 | 50000 | 12/22/2014 12:00:00 AM | Not Dimmable | Not Dimmable | Not Yet Verified |  | 2.1 | 3500 | 90 | 40 | 20 | 0.95 | 3000 | 80
PADSXTPV | A+PRISM TECH OUTBACKLIGHT CO., | outbacklights | OB-CNP-12IN-40W-3500K | Outdoor Luminaires | Low Output | Fuel Pump Canopy Luminaires | Standard | FALSE | [9 empty] | 12/22/2014 12:00:00 AM | Not Dimmable | Not Dimmable | Not Yet Verified |  |  | 3500 | 90 | 40 | 20 | 0.95 | 3500 | 80
PEH4YHXT | A+PRISM TECH OUTBACKLIGHT CO., | outbacklights | OB-CNP-12IN-40W-4500K | Outdoor Luminaires | Low Output | Fuel Pump Canopy Luminaires | Standard | FALSE | [9 empty] | 12/22/2014 12:00:00 AM | Not Dimmable | Not Dimmable | Not Yet Verified |  |  | 3500 | 90 | 40 | 20 | 0.95 | 4500 | 80
PNDMVF96 | A+PRISM TECH OUTBACKLIGHT CO., | outbacklights | OB-CNP-12IN-40W-5000K | Outdoor Luminaires | Low Output | Fuel Pump Canopy Luminaires | Standard | FALSE | [9 empty] | 12/22/2014 12:00:00 AM | Not Dimmable | Not Dimmable | Not Yet Verified |  |  | 3500 | 90 | 40 | 20 | 0.95 | 5000 | 80
PCRHKNQU | A+PRISM TECH OUTBACKLIGHT CO., | outbacklights | OB-CNP-12IN-40W-4000K | Outdoor Luminaires | Low Output | Fuel Pump Canopy Luminaires | Standard | FALSE | [9 empty] | 12/22/2014 12:00:00 AM | Not Dimmable | Not Dimmable | Not Yet Verified |  |  | 3500 | 90 | 40 | 20 | 0.95 | 4000 | 80
PGB9DKPT | A+PRISM TECH OUTBACKLIGHT CO., | outbacklights | OB-CNP-12IN-60W-3000K | Outdoor Luminaires | Low Output | Fuel Pump Canopy Luminaires | Standard | TRUE | 4599 | 78.18 | 59.09 | 14.32 | 0.946 | 2938 | 85 | 5 | 50000 | 12/22/2014 12:00:00 AM | Not Dimmable | Not Dimmable | Not Yet Verified |  | 2.1 | 5000 | 85 | 60 | 20 | 0.95 | 3000 | 80
PTAQXDUG | A+PRISM TECH OUTBACKLIGHT CO., | outbacklights | OB-CNP-12IN-60W-3500K | Outdoor Luminaires | Mid Output | Fuel Pump Canopy Luminaires | Standard | FALSE | [9 empty] | 12/22/2014 12:00:00 AM | Not Dimmable | Not Dimmable | Not Yet Verified |  |  | 5000 | 85 | 60 | 20 | 0.95 | 3500 | 80
PJEZS795 | A+PRISM TECH OUTBACKLIGHT CO., | outbacklights | OB-CNP-12IN-60W-4000K | Outdoor Luminaires | Mid Output | Fuel Pump Canopy Luminaires | Standard | FALSE | [9 empty] | 12/22/2014 12:00:00 AM | Not Dimmable | Not Dimmable | Not Yet Verified |  |  | 5000 | 85 | 60 | 20 | 0.95 | 4000 | 80
PX61JXE5 | A+PRISM TECH OUTBACKLIGHT CO., | outbacklights | OB-CNP-12IN-60W-4500K | Outdoor Luminaires | Mid Output | Fuel Pump Canopy Luminaires | Standard | FALSE | [9 empty] | 12/22/2014 12:00:00 AM | Not Dimmable | Not Dimmable | Not Yet Verified |  |  | 5000 | 85 | 60 | 20 | 0.95 | 4500 | 80
PAYMMTPH | A+PRISM TECH OUTBACKLIGHT CO., | outbacklights | OB-CNP-12IN-60W-5000K | Outdoor Luminaires | Mid Output | Fuel Pump Canopy Luminaires | Standard | FALSE | [9 empty] | 12/22/2014 12:00:00 AM | Not Dimmable | Not Dimmable | Not Yet Verified |  |  | 5000 | 85 | 60 | 20 | 0.95 | 5000 | 80
PGYR6AZ1 | A+PRISM TECH OUTBACKLIGHT CO., | outbacklights | OB-CNP-12IN-90W-3000K | Outdoor Luminaires | Mid Output | Fuel Pump Canopy Luminaires | Standard | TRUE | 7480 | 82.62 | 90.53 | 14.44 | 0.915 | 2932 | 85 | 5 | 50000 | 12/22/2014 12:00:00 AM | Not Dimmable | Not Dimmable | Not Yet Verified |  | 2.1 | 7000 | 80 | 90 | 20 | 0.95 | 3000 | 80
PQQBXHNR | A+PRISM TECH OUTBACKLIGHT CO., | outbacklights | OB-CNP-12IN-90W-4000K | Outdoor Luminaires | Mid Output | Fuel Pump Canopy Luminaires | Standard | FALSE | [9 empty] | 12/22/2014 12:00:00 AM | Not Dimmable | Not Dimmable | Not Yet Verified |  |  | 7000 | 80 | 90 | 20 | 0.95 | 4000 | 80
PNBUE1CW | A+PRISM TECH OUTBACKLIGHT CO., | outbacklights | OB-CNP-12IN-90W-4500K | Outdoor Luminaires | Mid Output | Fuel Pump Canopy Luminaires | Standard | FALSE | [9 empty] | 12/22/2014 12:00:00 AM | Not Dimmable | Not Dimmable | Not Yet Verified |  |  | 7000 | 80 | 90 | 20 | 0.95 | 4500 | 80
P5HFZHNK | A+PRISM TECH OUTBACKLIGHT CO., | outbacklights | OB-CNP-12IN-90W-5000K | Outdoor Luminaires | Mid Output | Fuel Pump Canopy Luminaires | Standard | FALSE | [9 empty] | 12/22/2014 12:00:00 AM | Not Dimmable | Not Dimmable | Not Yet Verified |  |  | 7000 | 80 | 90 | 20 | 0.95 | 5000 | 80
PZJ4AU5Y | A+PRISM TECH OUTBACKLIGHT CO., | outbacklights | OB-CNP-12IN-90W-3500K | Outdoor Luminaires | Mid Output | Fuel Pump Canopy Luminaires | Standard | FALSE | [9 empty] | 12/22/2014 12:00:00 AM | Not Dimmable | Not Dimmable | Not Yet Verified |  |  | 7000 | 80 | 90 | 20 | 0.95 | 3500 | 80
P9Q86BMP | A+PRISM TECH OUTBACKLIGHT CO., | outbacklights | OB-CNP-12IN-75W-2700K | Outdoor Luminaires | Mid Output | Fuel Pump Canopy Luminaires | Standard | TRUE | 5901 | 78.7 | 74.98 | 13.69 | 0.956 | 2776 | 84 | 5 | 50000 | 1/29/2015 12:00:00 AM | Not Dimmable | Not Dimmable | Not Yet Verified |  | 2.1 | 6000 | 75 | 75 | 20 | 0.95 | 2700 | 80
PSTMB4N9 | A+PRISM TECH OUTBACKLIGHT CO., | outbacklights | OB-CNP-12IN-75W-3000K | Outdoor Luminaires | Mid Output | Fuel Pump Canopy Luminaires | Standard | FALSE | [9 empty] | 1/29/2015 12:00:00 AM | Not Dimmable | Not Dimmable | Not Yet Verified |  |  | 6000 | 75 | 75 | 20 | 0.95 | 3000 | 80
PBM9VTSG | A+PRISM TECH OUTBACKLIGHT CO., | outbacklights | OB-CNP-12IN-75W-3500K | Outdoor Luminaires | Mid Output | Fuel Pump Canopy Luminaires | Standard | FALSE | [9 empty] | 1/29/2015 12:00:00 AM | Not Dimmable | Not Dimmable | Not Yet Verified |  |  | 6000 | 75 | 75 | 20 | 0.95 | 3500 | 80
PTPXJMXE | A+PRISM TECH OUTBACKLIGHT CO., | outbacklights | OB-CNP-12IN-75W-4500K | Outdoor Luminaires | Mid Output | Fuel Pump Canopy Luminaires | Standard | FALSE | [9 empty] | 1/29/2015 12:00:00 AM | Not Dimmable | Not Dimmable | Not Yet Verified |  |  | 6000 | 75 | 75 | 20 | 0.95 | 4500 | 80
P1JXFSCC | A+PRISM TECH OUTBACKLIGHT CO., | outbacklights | OB-CNP-12IN-75W-5000K | Outdoor Luminaires | Mid Output | Fuel Pump Canopy Luminaires | Standard | FALSE | [9 empty] | 1/29/2015 12:00:00 AM | Not Dimmable | Not Dimmable | Not Yet Verified |  |  | 6000 | 75 | 75 | 20 | 0.95 | 5000 | 80
P68Z49RD | A+PRISM TECH OUTBACKLIGHT CO., | outbacklights | OB-CNP-12IN-75W-5700K | Outdoor Luminaires | Mid Output | Fuel Pump Canopy Luminaires | Standard | FALSE | [9 empty] | 1/29/2015 12:00:00 AM | Not Dimmable | Not Dimmable | Not Yet Verified |  |  | 6000 | 75 | 75 | 20 | 0.95 | 5700 | 80
PZS9ER2H | A+PRISM TECH OUTBACKLIGHT CO., | outbacklights | OB-CNP-12IN-75W-4000K | Outdoor Luminaires | Mid Output | Fuel Pump Canopy Luminaires | Standard | FALSE | [9 empty] | 1/29/2015 12:00:00 AM | Not Dimmable | Not Dimmable | Not Yet Verified |  |  | 6000 | 75 | 75 | 20 | 0.95 | 4000 | 80
P00000068 | A2Z Green Lighting | A2Z Green Lighting | CL0896 | Outdoor Retrofit Kit | High Output | Retrofit Kits for Fuel Pump Canopy Luminaires | Standard | TRUE | 10288 | 94.56 | 108.8 | 12.83 | 0.947 | 5222 | 83.7 | 5 | 50000 | 11/14/2013 12:00:00 AM | Not Yet Verified | Not Yet Verified | Not Yet Verified |  | 2.1 | 10539 | 97.04 | 108.6 | 7.46 | 0.995 | 5222 | 83.7
P00000067 | A2Z Green Lighting | A2Z Green Lighting | CL0440 | Outdoor Retrofit Kit | Low Output | Retrofit Kits for Fuel Pump Canopy Luminaires | Standard | TRUE | 4741 | 109.2 | 43.41 | 15.3 | 0.974 | 5117 | 83.6 | 5 | 50000 | 11/14/2013 12:00:00 AM | Not Yet Verified | Not Yet Verified | Not Yet Verified |  | 2.1 | 4823 | 111 | 43.45 | 5.54 | 0.997 | 5117 | 83.6
P00000069 | A2Z Green Lighting | A2Z Green Lighting | CL0860 | Outdoor Retrofit Kit | Mid Output | Retrofit Kits for Fuel Pump Canopy Luminaires | Standard | FALSE | [9 empty] | 11/14/2013 12:00:00 AM | Not Yet Verified | Not Yet Verified | Not Yet Verified |  |  | 6891 | 102.9 | 67 | 4.57 | 0.998 | 5151 | 83.6
P00000072 | A2Z Green Lighting | A2Z Green Lighting | CL040 | Outdoor Luminaires | Low Output | Fuel Pump Canopy Luminaires | Standard | TRUE | 4741 | 109.2 | 43.41 | 15.3 | 0.974 | 5117 | 83.6 | 5 | 50000 | 3/21/2014 12:00:00 AM | Not Yet Verified | Not Yet Verified | Not Yet Verified |  | 2.1 | 4823 | 111 | 43.45 | 5.54 | 0.997 | 5117 | 83.6
P00000073 | A2Z Green Lighting | A2Z Green Lighting | CL100 | Outdoor Luminaires | High Output | Fuel Pump Canopy Luminaires | Standard | TRUE | 10288 | 94.56 | 108.8 | 12.83 | 0.947 | 5222 | 83.7 | 5 | 50000 | 3/21/2014 12:00:00 AM | Not Yet Verified | Not Yet Verified | Not Yet Verified |  | 2.1 | 10539 | 97.04 | 108.6 | 7.46 | 0.995 | 5222 | 83.7
P00000074 | A2Z Green Lighting | A2Z Green Lighting | CL060 | Outdoor Luminaires | Mid Output | Fuel Pump Canopy Luminaires | Standard | FALSE | [9 empty] | 3/21/2014 12:00:00 AM | Not Yet Verified | Not Yet Verified | Not Yet Verified |  |  | 6891 | 102.9 | 67 | 4.57 | 0.998 | 5151 | 83.6
P69SSCSZ | AASHAYA BUSINESS INVESTMENTS LLC | LED KING | LKNG-CP-150WF02 4000K | Outdoor Luminaires | High Output | Fuel Pump Canopy Luminaires | Standard | TRUE | 14962 | 99.09 | 151 | 10.43 | 0.9298 | 4005 | 83.6 | 5 | 50000 | 9/7/2016 12:00:00 AM | Not Dimmable | Not Dimmable | No |  | 3.1 | 14962 | 99.09 | 151 | 10.43 | 0.9298 | 4000 | 83.6
PA2VHB1V | AASHAYA BUSINESS INVESTMENTS LLC | LED KING | LKNG-CP-150WF02 4500K | Outdoor Luminaires | High Output | Fuel Pump Canopy Luminaires | Standard | FALSE | [9 empty] | 9/7/2016 12:00:00 AM | Not Dimmable | Not Dimmable | No |  |  | 15100.3 | 99.97 | 151.05 | 10.43 | 0.9298 | 4500 | 83.6
PXH32JC6 | AASHAYA BUSINESS INVESTMENTS LLC | LED KING | LKNG-CP-150WF02 5000K | Outdoor Luminaires | High Output | Fuel Pump Canopy Luminaires | Standard | FALSE | [9 empty] | 9/7/2016 12:00:00 AM | Not Dimmable | Not Dimmable | No |  |  | 15238.7 | 100.88 | 151.05 | 10.43 | 0.9298 | 5000 | 83.6
P76HCQ28 | AASHAYA BUSINESS INVESTMENTS LLC | LED KING | LKNG-CP-150WF02 5700K | Outdoor Luminaires | High Output | Fuel Pump Canopy Luminaires | Standard | FALSE | [9 empty] | 9/7/2016 12:00:00 AM | Not Dimmable | Not Dimmable | No |  |  | 15377 | 101.77 | 151.1 | 10.43 | 0.9291 | 5700 | 83.3
PQ2G2GKU | AASHAYA BUSINESS INVESTMENTS LLC | LED KING | LKNG-CP-130W-3111-1601 4000K | Outdoor Luminaires | High Output | Fuel Pump Canopy Luminaires | Standard | TRUE | 13929 | 107.39 | 129.7 | 11.46 | 0.915 | 3962 | 74.2 | 5 | 50000 | 9/7/2016 12:00:00 AM | Not Dimmable | Not Dimmable | No |  | 3.1 | 14146 | 107.25 | 131.9 | 11.46 | 0.915 | 4000 | 74.2
PN83SR9S | AASHAYA BUSINESS INVESTMENTS LLC | LED KING | LKNG-CP-130W-3111-1601 5000K | Outdoor Luminaires | High Output | Fuel Pump Canopy Luminaires | Standard | FALSE | [9 empty] | 9/7/2016 12:00:00 AM | Not Dimmable | Not Dimmable | No |  |  | 14390 | 108.97 | 132.1 | 11.46 | 0.915 | 5000 | 74.2
P5PJ4CU8 | AASHAYA BUSINESS INVESTMENTS LLC | LED KING | LKNG-CP-130W-3112-1601 4000K | Outdoor Luminaires | High Output | Fuel Pump Canopy Luminaires | Standard | FALSE | [9 empty] | 9/7/2016 12:00:00 AM | Not Dimmable | Not Dimmable | No |  |  | 14146 | 107.25 | 131.9 | 11.46 | 0.915 | 4000 | 74.2
PCU2ZNH3 | AASHAYA BUSINESS INVESTMENTS LLC | LED KING | LKNG-CP-130W-3111-1601 5700K | Outdoor Luminaires | High Output | Fuel Pump Canopy Luminaires | Standard | FALSE | [9 empty] | 9/7/2016 12:00:00 AM | Not Dimmable | Not Dimmable | No |  |  | 14634 | 110.7 | 132.2 | 11.83 | 0.9127 | 5700 | 75.7
PDJQXZ1W | AASHAYA BUSINESS INVESTMENTS LLC | LED KING | LKNG-CP-130W-3112-1601 5000K | Outdoor Luminaires | High Output | Fuel Pump Canopy Luminaires | Standard | FALSE | [9 empty] | 9/7/2016 12:00:00 AM | Not Dimmable | Not Dimmable | No |  |  | 14390 | 108.97 | 132.1 | 11.46 | 0.915 | 5000 | 74.2
PANS5QAJ | AASHAYA BUSINESS INVESTMENTS LLC | LED KING | LKNG-CP-130W-3112-1601 5700K | Outdoor Luminaires | High Output | Fuel Pump Canopy Luminaires | Standard | FALSE | [9 empty] | 9/7/2016 12:00:00 AM | Not Dimmable | Not Dimmable | No |  |  | 14634 | 110.7 | 132.2 | 11.83 | 0.9127 | 5700 | 75.7
PJ9K4DP4 | AASHAYA BUSINESS INVESTMENTS LLC | LED KING | LKNG-CP-45W-2111-1601 4000K | Outdoor Luminaires | Mid Output | Fuel Pump Canopy Luminaires | Standard | TRUE | 5029.4 | 111.89 | 44.95 | 19.29 | 0.9088 | 3899 | 83.6 | 5 | 50000 | 9/7/2016 12:00:00 AM | Not Dimmable | Not Dimmable | No |  | 3.1 | 5034.2 | 113.13 | 44.5 | 19.29 | 0.9088 | 4000 | 83.6
PZN42J6C | AASHAYA BUSINESS INVESTMENTS LLC | LED KING | LKNG-CP-45W-2112-1601 4000K | Outdoor Luminaires | Mid Output | Fuel Pump Canopy Luminaires | Standard | FALSE | [9 empty] | 9/7/2016 12:00:00 AM | Not Dimmable | Not Dimmable | No |  |  | 5034.2 | 113.13 | 44.5 | 19.29 | 0.9088 | 4000 | 83.6
PGJ47HTV | AASHAYA BUSINESS INVESTMENTS LLC | LED KING | LKNG-CP-45W-2112-1601 5000K | Outdoor Luminaires | Mid Output | Fuel Pump Canopy Luminaires | Standard | FALSE | [9 empty] | 9/7/2016 12:00:00 AM | Not Dimmable | Not Dimmable | No |  |  | 5085.1 | 114.54 | 44.4 | 19.29 | 0.9088 | 5000 | 83.6
PP9A9ED3 | AASHAYA BUSINESS INVESTMENTS LLC | LED KING | LKNG-CP-45W-2112-1601 5700K | Outdoor Luminaires | Mid Output | Fuel Pump Canopy Luminaires | Standard | FALSE | [9 empty] | 9/7/2016 12:00:00 AM | Not Dimmable | Not Dimmable | No |  |  | 5136 | 115.96 | 44.29 | 19.41 | 0.9076 | 5700 | 75.9
PMSPCUFV | AASHAYA BUSINESS INVESTMENTS LLC | LED KING | LKNG-CP-45W-2111-1601 5000K | Outdoor Luminaires | Mid Output | Fuel Pump Canopy Luminaires | Standard | FALSE | [9 empty] | 9/7/2016 12:00:00 AM | Not Dimmable | Not Dimmable | No |  |  | 5085.1 | 114.54 | 44.4 | 19.29 | 0.9088 | 5000 | 83.6
PN77D2WH | AASHAYA BUSINESS INVESTMENTS LLC | LED KING | LKNG-CP-45W-2111-1601 5700K | Outdoor Luminaires | Mid Output | Fuel Pump Canopy Luminaires | Standard | FALSE | [9 empty] | 9/7/2016 12:00:00 AM | Not Dimmable | Not Dimmable | No |  |  | 5136 | 115.96 | 44.29 | 19.41 | 0.9076 | 5700 | 75.9
P3AVFUAX | AASHAYA BUSINESS INVESTMENTS LLC | LED KING | LKNG-CP-75W-2111-1601 4000K | Outdoor Luminaires | Mid Output | Fuel Pump Canopy Luminaires | Standard | TRUE | 8354.8 | 111.65 | 74.83 | 13.09 | 0.9337 | 3983 | 84 | 5 | 50000 | 9/7/2016 12:00:00 AM | Not Dimmable | Not Dimmable | No |  | 3.1 | 8510.4 | 112.11 | 75.91 | 13.09 | 0.9337 | 4000 | 84
P86EWSR6 | AASHAYA BUSINESS INVESTMENTS LLC | LED KING | LKNG-CP-75W-2112-1601 5000K | Outdoor Luminaires | Mid Output | Fuel Pump Canopy Luminaires | Standard | FALSE | [9 empty] | 9/7/2016 12:00:00 AM | Not Dimmable | Not Dimmable | No |  |  | 8650.7 | 113.8 | 76.02 | 13.09 | 0.9337 | 5000 | 84
PWRB5S2E | AASHAYA BUSINESS INVESTMENTS LLC | LED KING | LKNG-CP-75W-2111-1601 5700K | Outdoor Luminaires | Mid Output | Fuel Pump Canopy Luminaires | Standard | FALSE | [9 empty] | 9/7/2016 12:00:00 AM | Not Dimmable | Not Dimmable | No |  |  | 8791 | 115.47 | 76.13 | 12.94 | 0.9316 | 5700 | 83
PRU1XQAV | AASHAYA BUSINESS INVESTMENTS LLC | LED KING | LKNG-CP-75W-2111-1601 5000K | Outdoor Luminaires | Mid Output | Fuel Pump Canopy Luminaires | Standard | FALSE | [9 empty] | 9/7/2016 12:00:00 AM | Not Dimmable | Not Dimmable | No |  |  | 8650.7 | 113.8 | 76.02 | 13.09 | 0.9337 | 5000 | 84
PGUEKYA9 | AASHAYA BUSINESS INVESTMENTS LLC | LED KING | LKNG-CP-75W-2112-1601 4000K | Outdoor Luminaires | Mid Output | Fuel Pump Canopy Luminaires | Standard | FALSE | [9 empty] | 9/7/2016 12:00:00 AM | Not Dimmable | Not Dimmable | No |  |  | 8510.4 | 112.11 | 75.91 | 13.09 | 0.9337 | 4000 | 84
PNJWZ5R1 | AASHAYA BUSINESS INVESTMENTS LLC | LED KING | LKNG-CP-75W-2112-1601 5700K | Outdoor Luminaires | Mid Output | Fuel Pump Canopy Luminaires | Standard | FALSE | [9 empty] | 9/7/2016 12:00:00 AM | Not Dimmable | Not Dimmable | No |  |  | 8791 | 115.47 | 76.13 | 12.94 | 0.9316 | 5700 | 83
PBPCB7PK | ABBlighting | ABBlighting | ABBCAN55501 | Outdoor Luminaires | Low Output | Fuel Pump Canopy Luminaires | Standard | TRUE | 4848.9 | 98.6 | 49.19 | 15.48 | 0.9537 | 4962 | 77.3 | 5 | 50000 | 6/23/2015 12:00:00 AM | Not Dimmable | Not Dimmable | Not Yet Verified |  | 2.1 | 4900 | 90 | 55 | 20 | 0.9 | 5000 | 70
PA9XJ3YA | ABBlighting | ABBlighting | ABBCAN40501 | Outdoor Luminaires | Low Output | Fuel Pump Canopy Luminaires | Standard | TRUE | 3655.8 | 104.1 | 35.12 | 9.07 | 0.9516 | 4900 | 76.9 | 5 | 50000 | 6/23/2015 12:00:00 AM | Not Dimmable | Not Dimmable | Not Yet Verified |  | 2.1 | 3700 | 93 | 40 | 20 | 0.9 | 5000 | 70
PVFB1D62 | ABBlighting | ABBlighting | ABBCAN70501 | Outdoor Luminaires | Mid Output | Fuel Pump Canopy Luminaires | Standard | TRUE | 6302.8 | 95.8 | 65.78 | 16.01 | 0.939 | 4969 | 77.3 | 5 | 50000 | 6/23/2015 12:00:00 AM | Not Dimmable | Not Dimmable | Not Yet Verified |  | 2.1 | 6500 | 93 | 70 | 20 | 0.9 | 5000 | 70
PGS4ZAP7 | ABBlighting | ABBlighting | ABBCAN20501 | Outdoor Luminaires | Low Output | Fuel Pump Canopy Luminaires | Standard | TRUE | 2569.6 | 117.7 | 21.83 | 14.1 | 0.8947 | 5084 | 82.2 | 5 | 50000 | 8/18/2015 12:00:00 AM | Dimmable | Continuous Below 10 | Not Yet Verified |  | 2.1 | 2569 | 117.7 | 20 | 14.1 | 0.8947 | 5000 | 82.2
P000000A5 | AC Electronics | AC Electronics LED Power Designs Division | CBNZ36/350/50X2 | Outdoor Retrofit Kit | Low Output | Retrofit Kits for Fuel Pump Canopy Luminaires | Standard | TRUE | 2329 | 92.79 | 25.1 | 6.53 | 0.967 | 4660 | 75 | 5 | 50000 | 6/3/2014 12:00:00 AM | Not Yet Verified | Not Yet Verified | Not Yet Verified |  | 2.1 | 2329 | 92.9 | 28 | 2.2 | 0.967 | 4660 | 75
P000000A4 | AC Electronics | AC Electronics LED Power Designs Division | AC012/36/350 EX2 | Outdoor Luminaires | Low Output | Fuel Pump Canopy Luminaires | Standard | TRUE | 2329 | 92.9 | 25.1 | 2.18 | 0.97 | 4660 | 75 | 5 | 50000 | 3/5/2014 12:00:00 AM | Not Yet Verified | Not Yet Verified | Not Yet Verified |  | 2.1 | 2329 | 93 | 25.1 |  |  | 5000 | 75
P00000101 | Acuity Brands Lighting | Lithonia Lighting | DSXSC LED 3 10B700/40K T5E XXXXX XXX XXXXXXXX XXXXX | Outdoor Luminaires | Mid Output | Fuel Pump Canopy Luminaires | Standard | TRUE | 5944.3 | 80.11 | 74.2 | 11.62 | 0.934 | 3946 | 71.5 | 5 | 50000 | 10/22/2012 12:00:00 AM | Not Yet Verified | Not Yet Verified | Not Yet Verified |  | 1.7 |  |  |  |  | 0.9 | 4000
P000002JT | Acuity Brands Lighting | Lithonia Lighting | DSXSC LED 10C 700 40K T5E XXXXX XXX XXXXXXXX XXXXX | Outdoor Luminaires | Low Output | Fuel Pump Canopy Luminaires | Standard | TRUE | 2081 | 80.01 | 26.01 | 23.8 | 0.88 | 3966 | 73 | 5 | 100000 | 6/3/2013 12:00:00 AM | Not Yet Verified | Not Yet Verified | Not Yet Verified |  | 2 | 2146.68 | 84.18 | 25.5 |  |  | 4000
P000002K2 | Acuity Brands Lighting | Lithonia Lighting | DSXSC LED 10C 700 50K T5E XXXXX XXX XXXXXXXX XXXXX | Outdoor Luminaires | Low Output | Fuel Pump Canopy Luminaires | Standard | TRUE | 2337 | 92.01 | 25.4 | 23.8 | 0.88 | 5067 | 69 | 5 | 100000 | 6/3/2013 12:00:00 AM | Not Yet Verified | Not Yet Verified | Not Yet Verified |  | 2 | 2408.49 | 94.45 | 25.5 |  |  | 5000
P000002WY | Acuity Brands Lighting | Lithonia Lighting | DSXSC LED 20C 530 30K T5E XXXXX XXX XXXXXXXX XXXXX | Outdoor Luminaires | Low Output | Fuel Pump Canopy Luminaires | Standard | TRUE | 2912 | 83.29 | 34.96 | 23.8 | 0.88 | 2971 | 85 | 5 | 100000 | 12/30/2013 12:00:00 AM | Not Yet Verified | Not Yet Verified | Not Yet Verified |  | 2.1 | 2830.46 | 80.87 | 35 |  |  | 3000
P000002WX | Acuity Brands Lighting | Lithonia Lighting | DSXSC LED 20C 350 30K T5E XXXXX XXX XXXXXXXX XXXXX | Outdoor Luminaires | Low Output | Fuel Pump Canopy Luminaires | Standard | TRUE | 2087 | 88.47 | 23.59 | 23.8 | 0.88 | 2947 | 85 | 5 | 100000 | 12/30/2013 12:00:00 AM | Not Yet Verified | Not Yet Verified | Not Yet Verified |  | 2.1 | 2095 | 88.77 | 23.6 |  |  | 3000
P000002X1 | Acuity Brands Lighting | Lithonia Lighting | DSXSC LED 30C 350 30K T5E XXXXX XXX XXXXXXXX XXXXX | Outdoor Luminaires | Low Output | Fuel Pump Canopy Luminaires | Standard | FALSE | [9 empty] | 12/30/2013 12:00:00 AM | Not Yet Verified | Not Yet Verified | Not Yet Verified |  |  | 3051.44 | 87.94 | 34.7
P000002X2 | Acuity Brands Lighting | Lithonia Lighting | DSXSC LED 30C 530 30K T5E XXXXX XXX XXXXXXXX XXXXX | Outdoor Luminaires | Low Output | Fuel Pump Canopy Luminaires | Standard | FALSE | [9 empty] | 12/30/2013 12:00:00 AM | Not Yet Verified | Not Yet Verified | Not Yet Verified |  |  | 4282.34 | 82.67 | 51.8 |  |  | 2980 | 84.75
P000002JX | Acuity Brands Lighting | Lithonia Lighting | DSXSC LED 30C 530 40K T5E XXXXX XXX XXXXXXXX XXXXX | Outdoor Luminaires | Mid Output | Fuel Pump Canopy Luminaires | Standard | FALSE | [9 empty] | 6/3/2013 12:00:00 AM | Not Yet Verified | Not Yet Verified | Not Yet Verified |  |  | 5083.26 | 98.13 | 51.8 |  |  | 4000 | 73.5
P000002JW | Acuity Brands Lighting | Lithonia Lighting | DSXSC LED 20C 530 40K T5E XXXXX XXX XXXXXXXX XXXXX | Outdoor Luminaires | Low Output | Fuel Pump Canopy Luminaires | Standard | FALSE | [9 empty] | 6/3/2013 12:00:00 AM | Not Yet Verified | Not Yet Verified | Not Yet Verified |  |  | 3359.83 | 96 | 35 |  |  | 4000 | 73.5
P000002JY | Acuity Brands Lighting | Lithonia Lighting | DSXSC LED 20C 700 40K T5E XXXXX XXX XXXXXXXX XXXXX | Outdoor Luminaires | Low Output | Fuel Pump Canopy Luminaires | Standard | FALSE | [9 empty] | 6/3/2013 12:00:00 AM | Not Yet Verified | Not Yet Verified | Not Yet Verified |  |  | 4133.29 | 90.84 | 45.5 |  |  | 4000
P000002K3 | Acuity Brands Lighting | Lithonia Lighting | DSXSC LED 30C 350 50K T5E XXXXX XXX XXXXXXXX XXXXX | Outdoor Luminaires | Low Output | Fuel Pump Canopy Luminaires | Standard | FALSE | [9 empty] | 6/3/2013 12:00:00 AM | Not Yet Verified | Not Yet Verified | Not Yet Verified |  |  | 4063.9 | 117.12 | 34.7 |  |  | 5000 | 68.9
P000002K8 | Acuity Brands Lighting | Lithonia Lighting | DSXSC LED 10C 1000 50K T5E XXXXX XXX XXXXXXXX XXXXX | Outdoor Luminaires | Low Output | Fuel Pump Canopy Luminaires | Standard | FALSE | [9 empty] | 6/3/2013 12:00:00 AM | Not Yet Verified | Not Yet Verified | Not Yet Verified |  |  | 3286.88 | 84.93 | 38.7 |  |  | 5000
P000002WZ | Acuity Brands Lighting | Lithonia Lighting | DSXSC LED 20C 350 40K T5E XXXXX XXX XXXXXXXX XXXXX | Outdoor Luminaires | Low Output | Fuel Pump Canopy Luminaires | Standard | FALSE | [9 empty] | 12/30/2013 12:00:00 AM | Not Yet Verified | Not Yet Verified | Not Yet Verified |  |  | 2392.7 | 101.39 | 23.6 |  |  | 3974 | 73.4
P000002X0 | Acuity Brands Lighting | Lithonia Lighting | DSXSC LED 20C 350 50K T5E XXXXX XXX XXXXXXXX XXXXX | Outdoor Luminaires | Low Output | Fuel Pump Canopy Luminaires | Standard | FALSE | [9 empty] | 12/30/2013 12:00:00 AM | Not Yet Verified | Not Yet Verified | Not Yet Verified |  |  | 2684.52 | 113.75 | 23.6 |  |  | 4875 | 68.9
P000002K4 | Acuity Brands Lighting | Lithonia Lighting | DSXSC LED 20C 530 50K T5E XXXXX XXX XXXXXXXX XXXXX | Outdoor Luminaires | Low Output | Fuel Pump Canopy Luminaires | Standard | FALSE | [9 empty] | 6/3/2013 12:00:00 AM | Not Yet Verified | Not Yet Verified | Not Yet Verified |  |  | 3769.6 | 107.7 | 35 |  |  | 5000 | 69.2
P000002JV | Acuity Brands Lighting | Lithonia Lighting | DSXSC LED 30C 350 40K T5E XXXXX XXX XXXXXXXX XXXXX | Outdoor Luminaires | Low Output | Fuel Pump Canopy Luminaires | Standard | FALSE | [9 empty] | 6/3/2013 12:00:00 AM | Not Yet Verified | Not Yet Verified | Not Yet Verified |  |  | 3622.15 | 104.38 | 34.7 |  |  | 4000 | 73.4
P000002JZ | Acuity Brands Lighting | Lithonia Lighting | DSXSC LED 30C 700 40K T5E XXXXX XXX XXXXXXXX XXXXX | Outdoor Luminaires | Mid Output | Fuel Pump Canopy Luminaires | Standard | FALSE | [9 empty] | 6/3/2013 12:00:00 AM | Not Yet Verified | Not Yet Verified | Not Yet Verified |  |  | 6199.94 | 92.12 | 67.3 |  |  | 4000
P000002K5 | Acuity Brands Lighting | Lithonia Lighting | DSXSC LED 30C 530 50K T5E XXXXX XXX XXXXXXXX XXXXX | Outdoor Luminaires | Mid Output | Fuel Pump Canopy Luminaires | Standard | FALSE | [9 empty] | 6/3/2013 12:00:00 AM | Not Yet Verified | Not Yet Verified | Not Yet Verified |  |  | 5703.22 | 110.1 | 51.8 |  |  | 5000 | 69.2
P000002K9 | Acuity Brands Lighting | Lithonia Lighting | DSXSC LED 20C 1000 50K T5E XXXXX XXX XXXXXXXX XXXXX | Outdoor Luminaires | Mid Output | Fuel Pump Canopy Luminaires | Standard | FALSE | [9 empty] | 6/3/2013 12:00:00 AM | Not Yet Verified | Not Yet Verified | Not Yet Verified |  |  | 6231.32 | 83.98 | 74.2 |  |  | 5000
P000002KA | Acuity Brands Lighting | Lithonia Lighting | DSXSC LED 30C 1000 50K T5E XXXXX XXX XXXXXXXX XXXXX | Outdoor Luminaires | Mid Output | Fuel Pump Canopy Luminaires | Standard | FALSE | [9 empty] | 6/3/2013 12:00:00 AM | Not Yet Verified | Not Yet Verified | Not Yet Verified |  |  | 9112.5 | 85 | 107.2 |  |  | 5000
P000002K7 | Acuity Brands Lighting | Lithonia Lighting | DSXSC LED 30C 700 50K T5E XXXXX XXX XXXXXXXX XXXXX | Outdoor Luminaires | Mid Output | Fuel Pump Canopy Luminaires | Standard | FALSE | [9 empty] | 6/3/2013 12:00:00 AM | Not Yet Verified | Not Yet Verified | Not Yet Verified |  |  | 6956.08 | 103.36 | 67.3 |  |  | 5000
P000002K6 | Acuity Brands Lighting | Lithonia Lighting | DSXSC LED 20C 700 50K T5E XXXXX XXX XXXXXXXX XXXXX | Outdoor Luminaires | Low Output | Fuel Pump Canopy Luminaires | Standard | FALSE | [9 empty] | 6/3/2013 12:00:00 AM | Not Yet Verified | Not Yet Verified | Not Yet Verified |  |  | 4637.39 | 101.92 | 45.5 |  |  | 5000
PRJFVXH8 | Acuity Brands Lighting | Lithonia Lighting | VAP4000LMFSTMDXXXXXGZ1035K90CRI | Outdoor Luminaires | Low Output | Fuel Pump Canopy Luminaires | Standard | TRUE | 3628 | 82.44 | 44.01 | 18.73 | 0.918 | 3386 | 97.16 | 5 |  | 10/22/2014 12:00:00 AM | Dimmable | Continuous Below 10 | Not Yet Verified |  | 2.1 | 3628 | 82.44 | 44.01 | 18.73 | 0.918 | 3628 | 97.16
PNXB9ENE | Acuity Brands Lighting | Lithonia Lighting | VAP12000LMPCLMDXXXXXGZ1050K90CRI | Outdoor Luminaires | Mid Output | Fuel Pump Canopy Luminaires | Standard | TRUE | 9561 | 87.81 | 108.88 | 18.73 | 0.918 | 5293 | 96.72 | 5 |  | 10/22/2014 12:00:00 AM | Dimmable | Continuous Below 10 | Not Yet Verified |  | 2.1 | 9561 | 87.81 | 108.88 | 18.73 | 0.918 | 5293 | 96.72
PT9DF7JB | Acuity Brands Lighting | Lithonia Lighting | VAP12000LMPCLMDXXXXXGZ1035K90CRI | Outdoor Luminaires | Mid Output | Fuel Pump Canopy Luminaires | Standard | TRUE | 8971 | 83.97 | 106.84 | 18.73 | 0.918 | 3438 | 96.7 | 5 |  | 10/22/2014 12:00:00 AM | Dimmable | Continuous Below 10 | Not Yet Verified |  | 2.1 | 8971 | 83.97 | 106.84 | 18.73 | 0.918 | 3438 | 96.7
PPDWADBR | Acuity Brands Lighting | Holophane | EVT44000LMPCLMDXXXXXGZ1040K80CRI | Outdoor Luminaires | Mid Output | Fuel Pump Canopy Luminaires | Standard | FALSE | [9 empty] | 10/22/2014 12:00:00 AM | Dimmable | Continuous Below 10 | Not Yet Verified |  |  | 5121 | 115.62 | 44.29 | 18.73 | 0.918 | 4011 | 81.99
P4QAC98B | Acuity Brands Lighting | Holophane | EVT46000LMFSTMDXXXXXGZ1050K80CRI | Outdoor Luminaires | Mid Output | Fuel Pump Canopy Luminaires | Standard | FALSE | [9 empty] | 10/22/2014 12:00:00 AM | Dimmable | Continuous Below 10 | Not Yet Verified |  |  | 6335 | 99.4 | 63.73 | 18.73 | 0.918 | 5253 | 84.16
PR9NFXT6 | Acuity Brands Lighting | Holophane | EVT46000LMPCLMDXXXXXGZ1040K80CRI | Outdoor Luminaires | Mid Output | Fuel Pump Canopy Luminaires | Standard | FALSE | [9 empty] | 10/22/2014 12:00:00 AM | Dimmable | Continuous Below 10 | Not Yet Verified |  |  | 6772 | 106.26 | 63.73 | 18.73 | 0.918 | 4030 | 82.08
P31KY2XC | Acuity Brands Lighting | Holophane | EVT46000LMPCLMDXXXXXGZ1050K90CRI | Outdoor Luminaires | Mid Output | Fuel Pump Canopy Luminaires | Standard | FALSE | [9 empty] | 10/22/2014 12:00:00 AM | Dimmable | Continuous Below 10 | Not Yet Verified |  |  | 5745 | 90.15 | 63.73 | 18.73 | 0.918 | 5293 | 96.72
P4277PG1 | Acuity Brands Lighting | Holophane | EVT412000LMFSTMDXXXXXGZ1035K80CRI | Outdoor Luminaires | Mid Output | Fuel Pump Canopy Luminaires | Standard | FALSE | [9 empty] | 10/22/2014 12:00:00 AM | Dimmable | Continuous Below 10 | Not Yet Verified |  |  | 9658 | 88.65 | 108.94 | 18.73 | 0.918 | 3485 | 83.56
P592W3D1 | Acuity Brands Lighting | Holophane | EVT412000LMFSTWDXXXXXGZ1035K80CRI | Outdoor Luminaires | Mid Output | Fuel Pump Canopy Luminaires | Standard | FALSE | [9 empty] | 10/22/2014 12:00:00 AM | Dimmable | Continuous Below 10 | Not Yet Verified |  |  | 9544 | 89.16 | 107.04 | 18.73 | 0.918 | 3485 | 83.56
PFV8RSNF | Acuity Brands Lighting | Holophane | EVT412000LMFSTWDXXXXXGZ1040K80CRI | Outdoor Luminaires | Mid Output | Fuel Pump Canopy Luminaires | Standard | FALSE | [9 empty] | 10/22/2014 12:00:00 AM | Dimmable | Continuous Below 10 | Not Yet Verified |  |  | 9561 | 86.93 | 109.98 | 18.73 | 0.918 | 4005 | 84.95
PZYQ9VFQ | Acuity Brands Lighting | Holophane | EVT412000LMPCLMDXXXXXGZ1050K90CRI | Outdoor Luminaires | Mid Output | Fuel Pump Canopy Luminaires | Standard | FALSE | [9 empty] | 10/22/2014 12:00:00 AM | Dimmable | Continuous Below 10 | Not Yet Verified |  |  | 9561 | 87.81 | 108.88 | 18.73 | 0.918 | 5293 | 96.72
PMMDMM7G | Acuity Brands Lighting | Holophane | EVT44000LMFSTMDXXXXXGZ1035K80CRI | Outdoor Luminaires | Low Output | Fuel Pump Canopy Luminaires | Standard | FALSE | [9 empty] | 10/22/2014 12:00:00 AM | Dimmable | Continuous Below 10 | Not Yet Verified |  |  | 4550 | 103.38 | 44.01 | 18.73 | 0.918 | 3485 | 83.56
P3G5SJE3 | Acuity Brands Lighting | Holophane | EVT44000LMFSTMDXXXXXGZ1035K90CRI | Outdoor Luminaires | Low Output | Fuel Pump Canopy Luminaires | Standard | FALSE | [9 empty] | 10/22/2014 12:00:00 AM | Dimmable | Continuous Below 10 | Not Yet Verified |  |  | 3628 | 82.44 | 44.01 | 18.73 | 0.918 | 3628 | 97.16
PBF34W7W | Acuity Brands Lighting | Holophane | EVT44000LMFSTMDXXXXXGZ1040K90CRI | Outdoor Luminaires | Low Output | Fuel Pump Canopy Luminaires | Standard | FALSE | [9 empty] | 10/22/2014 12:00:00 AM | Dimmable | Continuous Below 10 | Not Yet Verified |  |  | 3744 | 85.08 | 44.01 | 18.73 | 0.918 | 4117 | 96.27
PH9XGYET | Acuity Brands Lighting | Holophane | EVT412000LMFSTMDXXXXXGZ1050K80CRI | Outdoor Luminaires | High Output | Fuel Pump Canopy Luminaires | Standard | FALSE | [9 empty] | 10/22/2014 12:00:00 AM | Dimmable | Continuous Below 10 | Not Yet Verified |  |  | 10542 | 96.8 | 108.9 | 18.73 | 0.918 | 5253 | 84.16
PCJCF3TU | Acuity Brands Lighting | Holophane | EVT412000LMPCLMDXXXXXGZ1035K80CRI | Outdoor Luminaires | High Output | Fuel Pump Canopy Luminaires | Standard | FALSE | [9 empty] | 10/22/2014 12:00:00 AM | Dimmable | Continuous Below 10 | Not Yet Verified |  |  | 11250 | 105.1 | 107.04 | 18.73 | 0.918 | 3485 | 83.56
PT75WHDQ | Acuity Brands Lighting | Holophane | EVT46000LMPCLMDXXXXXGZ1050K80CRI | Outdoor Luminaires | Mid Output | Fuel Pump Canopy Luminaires | Standard | FALSE | [9 empty] | 10/22/2014 12:00:00 AM | Dimmable | Continuous Below 10 | Not Yet Verified |  |  | 7379 | 115.78 | 63.73 | 18.73 | 0.918 | 5253 | 84.16
PVEK5MXB | Acuity Brands Lighting | Holophane | EVT44000LMFSTMDXXXXXGZ1050K90CRI | Outdoor Luminaires | Low Output | Fuel Pump Canopy Luminaires | Standard | FALSE | [9 empty] | 10/22/2014 12:00:00 AM | Dimmable | Continuous Below 10 | Not Yet Verified |  |  | 3867 | 87.86 | 44.01 | 18.73 | 0.918 | 5293 | 96.72
PU4DCU6C | Acuity Brands Lighting | Holophane | EVT46000LMFSTWDXXXXXGZ1040K80CRI | Outdoor Luminaires | Mid Output | Fuel Pump Canopy Luminaires | Standard | FALSE | [9 empty] | 10/22/2014 12:00:00 AM | Dimmable | Continuous Below 10 | Not Yet Verified |  |  | 5745 | 90.15 | 63.73 | 18.73 | 0.918 | 4005 | 84.95
P8E4CXEF | Acuity Brands Lighting | Holophane | EVT44000LMFSTMDXXXXXGZ1040K80CRI | Outdoor Luminaires | Low Output | Fuel Pump Canopy Luminaires | Standard | FALSE | [9 empty] | 10/22/2014 12:00:00 AM | Dimmable | Continuous Below 10 | Not Yet Verified |  |  | 4558 | 103.56 | 44.01 | 18.73 | 0.918 | 4010 | 84.69
PZ2ZHW4U | Acuity Brands Lighting | Holophane | EVT44000LMFSTWDXXXXXGZ1040K80CRI | Outdoor Luminaires | Low Output | Fuel Pump Canopy Luminaires | Standard | FALSE | [9 empty] | 10/22/2014 12:00:00 AM | Dimmable | Continuous Below 10 | Not Yet Verified |  |  | 4504 | 102.34 | 44.01 | 18.73 | 0.918 | 4005 | 84.95
PMCS64E7 | Acuity Brands Lighting | Holophane | EVT44000LMPCLMDXXXXXGZ1040K90CRI | Outdoor Luminaires | Low Output | Fuel Pump Canopy Luminaires | Standard | FALSE | [9 empty] | 10/22/2014 12:00:00 AM | Dimmable | Continuous Below 10 | Not Yet Verified |  |  | 4207 | 94.99 | 44.29 | 18.73 | 0.918 | 4117 | 96.27
PRE6NUD8 | Acuity Brands Lighting | Holophane | EVT412000LMPCLMDXXXXXGZ1035K90CRI | Outdoor Luminaires | Mid Output | Fuel Pump Canopy Luminaires | Standard | FALSE | [9 empty] | 10/22/2014 12:00:00 AM | Dimmable | Continuous Below 10 | Not Yet Verified |  |  | 8971 | 83.97 | 106.84 | 18.73 | 0.918 | 3438 | 96.7
PQBEUH4T | Acuity Brands Lighting | Holophane | EVT44000LMFSTWDXXXXXGZ1035K80CRI | Outdoor Luminaires | Low Output | Fuel Pump Canopy Luminaires | Standard | FALSE | [9 empty] | 10/22/2014 12:00:00 AM | Dimmable | Continuous Below 10 | Not Yet Verified |  |  | 4496 | 102.16 | 44.01 | 18.73 | 0.918 | 3485 | 83.56
P8BHBGVG | Acuity Brands Lighting | Holophane | EVT44000LMFSTWDXXXXXGZ1040K90CRI | Outdoor Luminaires | Low Output | Fuel Pump Canopy Luminaires | Standard | FALSE | [9 empty] | 10/22/2014 12:00:00 AM | Dimmable | Continuous Below 10 | Not Yet Verified |  |  | 3700 | 84.08 | 44.01 | 18.73 | 0.918 | 4117 | 96.27
P6R4UHDR | Acuity Brands Lighting | Holophane | EVT44000LMPCLMDXXXXXGZ1050K80CRI | Outdoor Luminaires | Mid Output | Fuel Pump Canopy Luminaires | Standard | FALSE | [9 empty] | 10/22/2014 12:00:00 AM | Dimmable | Continuous Below 10 | Not Yet Verified |  |  | 5580 | 125.99 | 44.29 | 18.73 | 0.918 | 5253 | 84.16
PJS6ZU7N | Acuity Brands Lighting | Holophane | EVT46000LMFSTWDXXXXXGZ1050K80CRI | Outdoor Luminaires | Mid Output | Fuel Pump Canopy Luminaires | Standard | FALSE | [9 empty] | 10/22/2014 12:00:00 AM | Dimmable | Continuous Below 10 | Not Yet Verified |  |  | 6260 | 98.23 | 63.73 | 18.73 | 0.918 | 5253 | 84.16
PJKP9H2Z | Acuity Brands Lighting | Holophane | EVT46000LMPCLMDXXXXXGZ1035K80CRI | Outdoor Luminaires | Mid Output | Fuel Pump Canopy Luminaires | Standard | FALSE | [9 empty] | 10/22/2014 12:00:00 AM | Dimmable | Continuous Below 10 | Not Yet Verified |  |  | 6760 | 106.07 | 63.73 | 18.73 | 0.918 | 3485 | 83.56
P9BQMACV | Acuity Brands Lighting | Holophane | EVT46000LMPCLMDXXXXXGZ1035K90CRI | Outdoor Luminaires | Mid Output | Fuel Pump Canopy Luminaires | Standard | FALSE | [9 empty] | 10/22/2014 12:00:00 AM | Dimmable | Continuous Below 10 | Not Yet Verified |  |  | 5391 | 84.58 | 63.73 | 18.73 | 0.918 | 3438 | 96.7
PVBCM47J | Acuity Brands Lighting | Holophane | EVT412000LMFSTMDXXXXXGZ1040K80CRI | Outdoor Luminaires | Mid Output | Fuel Pump Canopy Luminaires | Standard | FALSE | [9 empty] | 10/22/2014 12:00:00 AM | Dimmable | Continuous Below 10 | Not Yet Verified |  |  | 9675 | 88.81 | 108.94 | 18.73 | 0.918 | 4010 | 84.69
PDJ4B2Q7 | Acuity Brands Lighting | Holophane | EVT44000LMFSTWDXXXXXGZ1050K80CRI | Outdoor Luminaires | Low Output | Fuel Pump Canopy Luminaires | Standard | FALSE | [9 empty] | 10/22/2014 12:00:00 AM | Dimmable | Continuous Below 10 | Not Yet Verified |  |  | 4908 | 111.51 | 44.01 | 18.73 | 0.918 | 5253 | 84.16
P7XBDT1R | Acuity Brands Lighting | Holophane | EVT46000LMFSTMDXXXXXGZ1035K80CRI | Outdoor Luminaires | Mid Output | Fuel Pump Canopy Luminaires | Standard | FALSE | [9 empty] | 10/22/2014 12:00:00 AM | Dimmable | Continuous Below 10 | Not Yet Verified |  |  | 5803 | 91.06 | 63.73 | 18.73 | 0.918 | 3485 | 83.56
P93FS57F | Acuity Brands Lighting | Holophane | EVT46000LMFSTMDXXXXXGZ1040K80CRI | Outdoor Luminaires | Mid Output | Fuel Pump Canopy Luminaires | Standard | FALSE | [9 empty] | 10/22/2014 12:00:00 AM | Dimmable | Continuous Below 10 | Not Yet Verified |  |  | 5814 | 91.22 | 63.73 | 18.73 | 0.918 | 4010 | 84.69
PSHW3KD2 | Acuity Brands Lighting | Holophane | EVT412000LMPCLMDXXXXXGZ1040K90CRI | Outdoor Luminaires | Mid Output | Fuel Pump Canopy Luminaires | Standard | FALSE | [9 empty] | 10/22/2014 12:00:00 AM | Dimmable | Continuous Below 10 | Not Yet Verified |  |  | 9259 | 85.04 | 108.88 | 18.73 | 0.918 | 4117 | 96.27
PBDEJ6TN | Acuity Brands Lighting | Holophane | EVT46000LMFSTWDXXXXXGZ1035K80CRI | Outdoor Luminaires | Mid Output | Fuel Pump Canopy Luminaires | Standard | FALSE | [9 empty] | 10/22/2014 12:00:00 AM | Dimmable | Continuous Below 10 | Not Yet Verified |  |  | 5735 | 89.99 | 63.73 | 18.73 | 0.918 | 3485 | 83.56
PA6TAHKP | Acuity Brands Lighting | Holophane | EVT44000LMPCLMDXXXXXGZ1035K90CRI | Outdoor Luminaires | Low Output | Fuel Pump Canopy Luminaires | Standard | FALSE | [9 empty] | 10/22/2014 12:00:00 AM | Dimmable | Continuous Below 10 | Not Yet Verified |  |  | 4076 | 92.04 | 44.29 | 18.73 | 0.918 | 3438 | 96.7
PKSQW65P | Acuity Brands Lighting | Holophane | EVT412000LMFSTWDXXXXXGZ1050K80CRI | Outdoor Luminaires | High Output | Fuel Pump Canopy Luminaires | Standard | FALSE | [9 empty] | 10/22/2014 12:00:00 AM | Dimmable | Continuous Below 10 | Not Yet Verified |  |  | 10418 | 95.66 | 108.9 | 18.73 | 0.918 | 5253 | 84.16
P2XRCSV9 | Acuity Brands Lighting | Holophane | EVT412000LMPCLMDXXXXXGZ1040K80CRI | Outdoor Luminaires | High Output | Fuel Pump Canopy Luminaires | Standard | FALSE | [9 empty] | 10/22/2014 12:00:00 AM | Dimmable | Continuous Below 10 | Not Yet Verified |  |  | 11270 | 105.3 | 107.03 | 18.73 | 0.918 | 4051 | 82.92
P3EKWDAP | Acuity Brands Lighting | Holophane | EVT412000LMPCLMDXXXXXGZ1050K80CRI | Outdoor Luminaires | High Output | Fuel Pump Canopy Luminaires | Standard | FALSE | [9 empty] | 10/22/2014 12:00:00 AM | Dimmable | Continuous Below 10 | Not Yet Verified |  |  | 12280 | 112.76 | 108.9 | 18.73 | 0.918 | 5253 | 84.16
PMRX1Z9P | Acuity Brands Lighting | Holophane | EVT44000LMFSTWDXXXXXGZ1050K90CRI | Outdoor Luminaires | Low Output | Fuel Pump Canopy Luminaires | Standard | FALSE | [9 empty] | 10/22/2014 12:00:00 AM | Dimmable | Continuous Below 10 | Not Yet Verified |  |  | 3821 | 86.82 | 44.01 | 18.73 | 0.918 | 5293 | 96.72
PU6AREVU | Acuity Brands Lighting | Holophane | EVT44000LMPCLMDXXXXXGZ1050K90CRI | Outdoor Luminaires | Low Output | Fuel Pump Canopy Luminaires | Standard | FALSE | [9 empty] | 10/22/2014 12:00:00 AM | Dimmable | Continuous Below 10 | Not Yet Verified |  |  | 4344 | 98.09 | 44.29 | 18.73 | 0.918 | 5293 | 96.72
P2S1SCNA | Acuity Brands Lighting | Holophane | EVT44000LMFSTMDXXXXXGZ1050K80CRI | Outdoor Luminaires | Low Output | Fuel Pump Canopy Luminaires | Standard | FALSE | [9 empty] | 10/22/2014 12:00:00 AM | Dimmable | Continuous Below 10 | Not Yet Verified |  |  | 4966 | 112.84 | 44.01 | 18.73 | 0.918 | 5253 | 84.16
PFZ8BMJM | Acuity Brands Lighting | Holophane | EVT44000LMPCLMDXXXXXGZ1035K80CRI | Outdoor Luminaires | Mid Output | Fuel Pump Canopy Luminaires | Standard | FALSE | [9 empty] | 10/22/2014 12:00:00 AM | Dimmable | Continuous Below 10 | Not Yet Verified |  |  | 5112 | 115.42 | 44.29 | 18.73 | 0.918 | 3485 | 83.56
P8ENQAZ2 | Acuity Brands Lighting | Holophane | EVT46000LMPCLMDXXXXXGZ1040K90CRI | Outdoor Luminaires | Mid Output | Fuel Pump Canopy Luminaires | Standard | FALSE | [9 empty] | 10/22/2014 12:00:00 AM | Dimmable | Continuous Below 10 | Not Yet Verified |  |  | 5564 | 87.3 | 63.73 | 18.73 | 0.918 | 4117 | 96.27
PRD75Q2G | Acuity Brands Lighting | Lithonia Lighting | VAP4000LMPCLMDXXXXXGZ1040K90CRI | Outdoor Luminaires | Low Output | Fuel Pump Canopy Luminaires | Standard | FALSE | [9 empty] | 10/22/2014 12:00:00 AM | Dimmable | Continuous Below 10 | Not Yet Verified |  |  | 4207 | 94.99 | 44.29 | 18.73 | 0.918 | 4117 | 96.27
PUSZARU1 | Acuity Brands Lighting | Lithonia Lighting | VAP4000LMFSTMDXXXXXGZ1035K80CRI | Outdoor Luminaires | Low Output | Fuel Pump Canopy Luminaires | Standard | FALSE | [9 empty] | 10/22/2014 12:00:00 AM | Dimmable | Continuous Below 10 | Not Yet Verified |  |  | 4550 | 103.38 | 44.01 | 18.73 | 0.918 | 3485 | 83.56
PHPVKZNT | Acuity Brands Lighting | Lithonia Lighting | VAP4000LMPCLMDXXXXXGZ1035K90CRI | Outdoor Luminaires | Low Output | Fuel Pump Canopy Luminaires | Standard | FALSE | [9 empty] | 10/22/2014 12:00:00 AM | Dimmable | Continuous Below 10 | Not Yet Verified |  |  | 4076 | 92.04 | 44.29 | 18.73 | 0.918 | 3438 | 96.7
PZWKSWEK | Acuity Brands Lighting | Lithonia Lighting | VAP6000LMPCLMDXXXXXGZ1050K90CRI | Outdoor Luminaires | Mid Output | Fuel Pump Canopy Luminaires | Standard | FALSE | [9 empty] | 10/22/2014 12:00:00 AM | Dimmable | Continuous Below 10 | Not Yet Verified |  |  | 5745 | 90.15 | 63.73 | 18.73 | 0.918 | 5293 | 96.72
P32P71K2 | Acuity Brands Lighting | Lithonia Lighting | VAP4000LMFSTMDXXXXXGZ1040K80CRI | Outdoor Luminaires | Low Output | Fuel Pump Canopy Luminaires | Standard | FALSE | [9 empty] | 10/22/2014 12:00:00 AM | Dimmable | Continuous Below 10 | Not Yet Verified |  |  | 4558 | 103.56 | 44.01 | 18.73 | 0.918 | 4010 | 84.69
PHZHG8JF | Acuity Brands Lighting | Lithonia Lighting | VAP4000LMFSTWDXXXXXGZ1040K80CRI | Outdoor Luminaires | Low Output | Fuel Pump Canopy Luminaires | Standard | FALSE | [9 empty] | 10/22/2014 12:00:00 AM | Dimmable | Continuous Below 10 | Not Yet Verified |  |  | 4504 | 102.34 | 44.01 | 18.73 | 0.918 | 4005 | 84.95
P1JEJC5Q | Acuity Brands Lighting | Lithonia Lighting | VAP4000LMFSTWDXXXXXGZ1050K90CRI | Outdoor Luminaires | Low Output | Fuel Pump Canopy Luminaires | Standard | FALSE | [9 empty] | 10/22/2014 12:00:00 AM | Dimmable | Continuous Below 10 | Not Yet Verified |  |  | 3821 | 86.82 | 44.01 | 18.73 | 0.918 | 5293 | 96.72
P4QE54H8 | Acuity Brands Lighting | Lithonia Lighting | VAP4000LMPCLMDXXXXXGZ1050K90CRI | Outdoor Luminaires | Low Output | Fuel Pump Canopy Luminaires | Standard | FALSE | [9 empty] | 10/22/2014 12:00:00 AM | Dimmable | Continuous Below 10 | Not Yet Verified |  |  | 4344 | 98.09 | 44.29 | 18.73 | 0.918 | 5293 | 96.72
P6YPG98B | Acuity Brands Lighting | Lithonia Lighting | VAP12000LMFSTMDXXXXXGZ1050K80CRI | Outdoor Luminaires | High Output | Fuel Pump Canopy Luminaires | Standard | FALSE | [9 empty] | 10/22/2014 12:00:00 AM | Dimmable | Continuous Below 10 | Not Yet Verified |  |  | 10542 | 96.8 | 108.9 | 18.73 | 0.918 | 5253 | 84.16
PQHZ67A3 | Acuity Brands Lighting | Lithonia Lighting | VAP4000LMPCLMDXXXXXGZ1040K80CRI | Outdoor Luminaires | Mid Output | Fuel Pump Canopy Luminaires | Standard | FALSE | [9 empty] | 10/22/2014 12:00:00 AM | Dimmable | Continuous Below 10 | Not Yet Verified |  |  | 5121 | 115.62 | 44.29 | 18.73 | 0.918 | 4011 | 81.99
PHX4SGAH | Acuity Brands Lighting | Lithonia Lighting | VAP6000LMFSTMDXXXXXGZ1040K80CRI | Outdoor Luminaires | Mid Output | Fuel Pump Canopy Luminaires | Standard | FALSE | [9 empty] | 10/22/2014 12:00:00 AM | Dimmable | Continuous Below 10 | Not Yet Verified |  |  | 5814 | 91.22 | 63.73 | 18.73 | 0.918 | 4010 | 84.69
PE3ASJVB | Acuity Brands Lighting | Lithonia Lighting | VAP6000LMFSTWDXXXXXGZ1035K80CRI | Outdoor Luminaires | Mid Output | Fuel Pump Canopy Luminaires | Standard | FALSE | [9 empty] | 10/22/2014 12:00:00 AM | Dimmable | Continuous Below 10 | Not Yet Verified |  |  | 5735 | 89.99 | 63.73 | 18.73 | 0.918 | 3485 | 83.56
PWNW2QRH | Acuity Brands Lighting | Lithonia Lighting | VAP6000LMFSTWDXXXXXGZ1040K80CRI | Outdoor Luminaires | Mid Output | Fuel Pump Canopy Luminaires | Standard | FALSE | [9 empty] | 10/22/2014 12:00:00 AM | Dimmable | Continuous Below 10 | Not Yet Verified |  |  | 5745 | 90.15 | 63.73 | 18.73 | 0.918 | 4005 | 84.95
PMJQPZ95 | Acuity Brands Lighting | Lithonia Lighting | VAP6000LMPCLMDXXXXXGZ1040K80CRI | Outdoor Luminaires | Mid Output | Fuel Pump Canopy Luminaires | Standard | FALSE | [9 empty] | 10/22/2014 12:00:00 AM | Dimmable | Continuous Below 10 | Not Yet Verified |  |  | 6772 | 106.26 | 63.73 | 18.73 | 0.918 | 4030 | 82.08
PX18H83W | Acuity Brands Lighting | Lithonia Lighting | VAP6000LMPCLMDXXXXXGZ1050K80CRI | Outdoor Luminaires | Mid Output | Fuel Pump Canopy Luminaires | Standard | FALSE | [9 empty] | 10/22/2014 12:00:00 AM | Dimmable | Continuous Below 10 | Not Yet Verified |  |  | 7379 | 115.78 | 63.73 | 18.73 | 0.918 | 5253 | 84.16
PSBE3RH7 | Acuity Brands Lighting | Lithonia Lighting | VAP4000LMFSTMDXXXXXGZ1050K90CRI | Outdoor Luminaires | Low Output | Fuel Pump Canopy Luminaires | Standard | FALSE | [9 empty] | 10/22/2014 12:00:00 AM | Dimmable | Continuous Below 10 | Not Yet Verified |  |  | 3867 | 87.86 | 44.01 | 18.73 | 0.918 | 5293 | 96.72
P5BSRWXP | Acuity Brands Lighting | Lithonia Lighting | VAP4000LMPCLMDXXXXXGZ1050K80CRI | Outdoor Luminaires | Mid Output | Fuel Pump Canopy Luminaires | Standard | FALSE | [9 empty] | 10/22/2014 12:00:00 AM | Dimmable | Continuous Below 10 | Not Yet Verified |  |  | 5580 | 125.99 | 44.29 | 18.73 | 0.918 | 5253 | 84.16
PAQ1QSU5 | Acuity Brands Lighting | Lithonia Lighting | VAP6000LMFSTMDXXXXXGZ1035K80CRI | Outdoor Luminaires | Mid Output | Fuel Pump Canopy Luminaires | Standard | FALSE | [9 empty] | 10/22/2014 12:00:00 AM | Dimmable | Continuous Below 10 | Not Yet Verified |  |  | 5803 | 91.06 | 63.73 | 18.73 | 0.918 | 3485 | 83.56
PDGNZRNM | Acuity Brands Lighting | Lithonia Lighting | VAP12000LMFSTMDXXXXXGZ1035K80CRI | Outdoor Luminaires | Mid Output | Fuel Pump Canopy Luminaires | Standard | FALSE | [9 empty] | 10/22/2014 12:00:00 AM | Dimmable | Continuous Below 10 | Not Yet Verified |  |  | 9658 | 88.65 | 108.94 | 18.73 | 0.918 | 3485 | 83.56
PDX2NYKG | Acuity Brands Lighting | Lithonia Lighting | VAP12000LMFSTWDXXXXXGZ1040K80CRI | Outdoor Luminaires | Mid Output | Fuel Pump Canopy Luminaires | Standard | FALSE | [9 empty] | 10/22/2014 12:00:00 AM | Dimmable | Continuous Below 10 | Not Yet Verified |  |  | 9561 | 86.93 | 109.98 | 18.73 | 0.918 | 4005 | 84.95
PF8564PT | Acuity Brands Lighting | Lithonia Lighting | VAP4000LMFSTMDXXXXXGZ1050K80CRI | Outdoor Luminaires | Low Output | Fuel Pump Canopy Luminaires | Standard | FALSE | [9 empty] | 10/22/2014 12:00:00 AM | Dimmable | Continuous Below 10 | Not Yet Verified |  |  | 4966 | 112.84 | 44.01 | 18.73 | 0.918 | 5253 | 84.16
P9U6HFN9 | Acuity Brands Lighting | Lithonia Lighting | VAP12000LMPCLMDXXXXXGZ1050K80CRI | Outdoor Luminaires | High Output | Fuel Pump Canopy Luminaires | Standard | FALSE | [9 empty] | 10/22/2014 12:00:00 AM | Dimmable | Continuous Below 10 | Not Yet Verified |  |  | 12280 | 112.76 | 108.9 | 18.73 | 0.918 | 5253 | 84.16
PJDR64GG | Acuity Brands Lighting | Lithonia Lighting | VAP4000LMFSTMDXXXXXGZ1040K90CRI | Outdoor Luminaires | Low Output | Fuel Pump Canopy Luminaires | Standard | FALSE | [9 empty] | 10/22/2014 12:00:00 AM | Dimmable | Continuous Below 10 | Not Yet Verified |  |  | 3744 | 85.08 | 44.01 | 18.73 | 0.918 | 4117 | 96.27
P2SUGYHZ | Acuity Brands Lighting | Lithonia Lighting | VAP4000LMFSTWDXXXXXGZ1035K80CRI | Outdoor Luminaires | Low Output | Fuel Pump Canopy Luminaires | Standard | FALSE | [9 empty] | 10/22/2014 12:00:00 AM | Dimmable | Continuous Below 10 | Not Yet Verified |  |  | 4496 | 102.16 | 44.01 | 18.73 | 0.918 | 3485 | 83.56
PYFDK9XJ | Acuity Brands Lighting | Lithonia Lighting | VAP4000LMFSTWDXXXXXGZ1050K80CRI | Outdoor Luminaires | Low Output | Fuel Pump Canopy Luminaires | Standard | FALSE | [9 empty] | 10/22/2014 12:00:00 AM | Dimmable | Continuous Below 10 | Not Yet Verified |  |  | 4908 | 111.51 | 44.01 | 18.73 | 0.918 | 5253 | 84.16
PNHEWNTM | Acuity Brands Lighting | Lithonia Lighting | VAP4000LMFSTWDXXXXXGZ1040K90CRI | Outdoor Luminaires | Low Output | Fuel Pump Canopy Luminaires | Standard | FALSE | [9 empty] | 10/22/2014 12:00:00 AM | Dimmable | Continuous Below 10 | Not Yet Verified |  |  | 3700 | 84.08 | 44.01 | 18.73 | 0.918 | 4117 | 96.27
PAMCCXXE | Acuity Brands Lighting | Lithonia Lighting | VAP12000LMFSTWDXXXXXGZ1050K80CRI | Outdoor Luminaires | High Output | Fuel Pump Canopy Luminaires | Standard | FALSE | [9 empty] | 10/22/2014 12:00:00 AM | Dimmable | Continuous Below 10 | Not Yet Verified |  |  | 10418 | 95.66 | 108.9 | 18.73 | 0.918 | 5253 | 84.16
PCHZ9EU3 | Acuity Brands Lighting | Lithonia Lighting | VAP12000LMPCLMDXXXXXGZ1035K80CRI | Outdoor Luminaires | High Output | Fuel Pump Canopy Luminaires | Standard | FALSE | [9 empty] | 10/22/2014 12:00:00 AM | Dimmable | Continuous Below 10 | Not Yet Verified |  |  | 11250 | 105.1 | 107.04 | 18.73 | 0.918 | 3485 | 83.56
P76JWFH4 | Acuity Brands Lighting | Lithonia Lighting | VAP12000LMPCLMDXXXXXGZ1040K80CRI | Outdoor Luminaires | High Output | Fuel Pump Canopy Luminaires | Standard | FALSE | [9 empty] | 10/22/2014 12:00:00 AM | Dimmable | Continuous Below 10 | Not Yet Verified |  |  | 11270 | 105.3 | 107.03 | 18.73 | 0.918 | 4051 | 82.92
PSMYFE3B | Acuity Brands Lighting | Lithonia Lighting | VAP4000LMPCLMDXXXXXGZ1035K80CRI | Outdoor Luminaires | Mid Output | Fuel Pump Canopy Luminaires | Standard | FALSE | [9 empty] | 10/22/2014 12:00:00 AM | Dimmable | Continuous Below 10 | Not Yet Verified |  |  | 5112 | 115.42 | 44.29 | 18.73 | 0.918 | 3485 | 83.56
P7D5QQT8 | Acuity Brands Lighting | Lithonia Lighting | VAP6000LMFSTMDXXXXXGZ1050K80CRI | Outdoor Luminaires | Mid Output | Fuel Pump Canopy Luminaires | Standard | FALSE | [9 empty] | 10/22/2014 12:00:00 AM | Dimmable | Continuous Below 10 | Not Yet Verified |  |  | 6335 | 99.4 | 63.73 | 18.73 | 0.918 | 5253 | 84.16
P945G4YG | Acuity Brands Lighting | Lithonia Lighting | VAP6000LMFSTWDXXXXXGZ1050K80CRI | Outdoor Luminaires | Mid Output | Fuel Pump Canopy Luminaires | Standard | FALSE | [9 empty] | 10/22/2014 12:00:00 AM | Dimmable | Continuous Below 10 | Not Yet Verified |  |  | 6260 | 98.23 | 63.73 | 18.73 | 0.918 | 5253 | 84.16
PRDPG297 | Acuity Brands Lighting | Lithonia Lighting | VAP6000LMPCLMDXXXXXGZ1035K80CRI | Outdoor Luminaires | Mid Output | Fuel Pump Canopy Luminaires | Standard | FALSE | [9 empty] | 10/22/2014 12:00:00 AM | Dimmable | Continuous Below 10 | Not Yet Verified |  |  | 6760 | 106.07 | 63.73 | 18.73 | 0.918 | 3485 | 83.56
PKGZ3UA8 | Acuity Brands Lighting | Lithonia Lighting | VAP6000LMPCLMDXXXXXGZ1035K90CRI | Outdoor Luminaires | Mid Output | Fuel Pump Canopy Luminaires | Standard | FALSE | [9 empty] | 10/22/2014 12:00:00 AM | Dimmable | Continuous Below 10 | Not Yet Verified |  |  | 5391 | 84.58 | 63.73 | 18.73 | 0.918 | 3438 | 96.7
PJ9GV52Z | Acuity Brands Lighting | Lithonia Lighting | VAP6000LMPCLMDXXXXXGZ1040K90CRI | Outdoor Luminaires | Mid Output | Fuel Pump Canopy Luminaires | Standard | FALSE | [9 empty] | 10/22/2014 12:00:00 AM | Dimmable | Continuous Below 10 | Not Yet Verified |  |  | 5564 | 87.3 | 63.73 | 18.73 | 0.918 | 4117 | 96.27
PD7865WE | Acuity Brands Lighting | Lithonia Lighting | VAP12000LMFSTMDXXXXXGZ1040K80CRI | Outdoor Luminaires | Mid Output | Fuel Pump Canopy Luminaires | Standard | FALSE | [9 empty] | 10/22/2014 12:00:00 AM | Dimmable | Continuous Below 10 | Not Yet Verified |  |  | 9675 | 88.81 | 108.94 | 18.73 | 0.918 | 4010 | 84.69
PJG44HF8 | Acuity Brands Lighting | Lithonia Lighting | VAP12000LMFSTWDXXXXXGZ1035K80CRI | Outdoor Luminaires | Mid Output | Fuel Pump Canopy Luminaires | Standard | FALSE | [9 empty] | 10/22/2014 12:00:00 AM | Dimmable | Continuous Below 10 | Not Yet Verified |  |  | 9544 | 89.16 | 107.04 | 18.73 | 0.918 | 3485 | 83.56
PKGTGK85 | Acuity Brands Lighting | Lithonia Lighting | VAP12000LMPCLMDXXXXXGZ1040K90CRI | Outdoor Luminaires | Mid Output | Fuel Pump Canopy Luminaires | Standard | FALSE | [9 empty] | 10/22/2014 12:00:00 AM | Dimmable | Continuous Below 10 | Not Yet Verified |  |  | 9259 | 85.04 | 108.88 | 18.73 | 0.918 | 4117 | 96.27
P282WT7G | Acuity Brands Lighting | Lithonia Lighting | KACM LED 40C 530 30K R5VS XXXXX XX XXXXXXX XXXXXX | Outdoor Luminaires | Mid Output | Fuel Pump Canopy Luminaires | Standard | TRUE | 7173.98 | 103.09 | 69.59 | 14.4 | 0.89 | 2994 | 73.4 | 5 |  | 3/5/2015 12:00:00 AM | Dimmable | Continuous Below 10 | Not Yet Verified |  | 2.1 | 7457 | 107.7 | 69.24 |  |  | 3026 | 73.5
PV5FM2Q4 | Acuity Brands Lighting | Lithonia Lighting | KACM LED 20C 700 30K R5VS XXXXX XX XXXXXXX XXXXXX | Outdoor Luminaires | Low Output | Fuel Pump Canopy Luminaires | Standard | TRUE | 4527.46 | 98.96 | 45.75 | 9.42 | 0.942 | 2993 | 73.3 | 5 |  | 3/5/2015 12:00:00 AM | Dimmable | Continuous Below 10 | Not Yet Verified |  | 2.1 | 4810 | 99.07 | 48.55 |  |  | 3026 | 73.5
P1D5747J | Acuity Brands Lighting | Lithonia Lighting | KACM LED 60C 700 30K R5VS XXXXX XX XXXXXXX XXXXXX | Outdoor Luminaires | High Output | Fuel Pump Canopy Luminaires | Standard | TRUE | 12773.38 | 96.42 | 132.47 | 12.4 | 0.896 | 3005 | 73.4 | 5 |  | 3/5/2015 12:00:00 AM | Dimmable | Continuous Below 10 | Not Yet Verified |  | 2.1 | 13644 | 101.84 | 133.98 |  |  | 3026 | 73.5
P92N8G5A | Acuity Brands Lighting | Lithonia Lighting | KACM LED 40C 530 40K R5VS XXXXX XX XXXXXXX XXXXXX | Outdoor Luminaires | Mid Output | Fuel Pump Canopy Luminaires | Standard | FALSE | [9 empty] | 3/5/2015 12:00:00 AM | Dimmable | Continuous Below 10 | Not Yet Verified |  |  | 7933 | 114.57 | 69.24 |  |  | 3986 | 73.5
PN1SEA7T | Acuity Brands Lighting | Lithonia Lighting | KACM LED 40C 530 50K R5VS XXXXX XX XXXXXXX XXXXXX | Outdoor Luminaires | Mid Output | Fuel Pump Canopy Luminaires | Standard | FALSE | [9 empty] | 3/5/2015 12:00:00 AM | Dimmable | Continuous Below 10 | Not Yet Verified |  |  | 7961 | 114.98 | 69.24 |  |  | 5234 | 75.8
PW6W5XPH | Acuity Brands Lighting | Lithonia Lighting | KACM LED 20C 700 50K R5VS XXXXX XX XXXXXXX XXXXXX | Outdoor Luminaires | Mid Output | Fuel Pump Canopy Luminaires | Standard | FALSE | [9 empty] | 3/5/2015 12:00:00 AM | Dimmable | Continuous Below 10 | Not Yet Verified |  |  | 5135 | 105.78 | 48.55 |  |  | 5234 | 75.8
PBBEVEN2 | Acuity Brands Lighting | Lithonia Lighting | KACM LED 30C 530 50K R5VS XXXXX XX XXXXXXX XXXXXX | Outdoor Luminaires | Mid Output | Fuel Pump Canopy Luminaires | Standard | FALSE | [9 empty] | 3/5/2015 12:00:00 AM | Dimmable | Continuous Below 10 | Not Yet Verified |  |  | 6031 | 112.58 | 53.57 |  |  | 5234 | 75.8
PZG5CNT3 | Acuity Brands Lighting | Lithonia Lighting | KACM LED 30C 700 30K R5VS XXXXX XX XXXXXXX XXXXXX | Outdoor Luminaires | Mid Output | Fuel Pump Canopy Luminaires | Standard | FALSE | [9 empty] | 3/5/2015 12:00:00 AM | Dimmable | Continuous Below 10 | Not Yet Verified |  |  | 7075 | 100.95 | 70.09 |  |  | 3026 | 73.5
PVYSC5SV | Acuity Brands Lighting | Lithonia Lighting | KACM LED 40C 700 30K R5VS XXXXX XX XXXXXXX XXXXXX | Outdoor Luminaires | Mid Output | Fuel Pump Canopy Luminaires | Standard | FALSE | [9 empty] | 3/5/2015 12:00:00 AM | Dimmable | Continuous Below 10 | Not Yet Verified |  |  | 9262 | 101.93 | 90.87 |  |  | 3026 | 73.5
P4RJTAST | Acuity Brands Lighting | Lithonia Lighting | KACM LED 40C 700 40K R5VS XXXXX XX XXXXXXX XXXXXX | Outdoor Luminaires | Mid Output | Fuel Pump Canopy Luminaires | Standard | FALSE | [9 empty] | 3/5/2015 12:00:00 AM | Dimmable | Continuous Below 10 | Not Yet Verified |  |  | 9853 | 108.43 | 90.87 |  |  | 3986 | 73.5
PTGH6W1U | Acuity Brands Lighting | Lithonia Lighting | KACM LED 60C 530 50K R5VS XXXXX XX XXXXXXX XXXXXX | Outdoor Luminaires | High Output | Fuel Pump Canopy Luminaires | Standard | FALSE | [9 empty] | 3/5/2015 12:00:00 AM | Dimmable | Continuous Below 10 | Not Yet Verified |  |  | 11696 | 116.34 | 100.53 |  |  | 5234 | 75.8
PQYUMZWS | Acuity Brands Lighting | Lithonia Lighting | KACM LED 20C 530 50K R5VS XXXXX XX XXXXXXX XXXXXX | Outdoor Luminaires | Low Output | Fuel Pump Canopy Luminaires | Standard | FALSE | [9 empty] | 3/5/2015 12:00:00 AM | Dimmable | Continuous Below 10 | Not Yet Verified |  |  | 4092 | 108.39 | 37.75 |  |  | 5234 | 75.8
PTN9TBH7 | Acuity Brands Lighting | Lithonia Lighting | KACM LED 60C 700 50K R5VS XXXXX XX XXXXXXX XXXXXX | Outdoor Luminaires | High Output | Fuel Pump Canopy Luminaires | Standard | FALSE | [9 empty] | 3/5/2015 12:00:00 AM | Dimmable | Continuous Below 10 | Not Yet Verified |  |  | 14567 | 108.73 | 133.98 |  |  | 5234 | 75.8
P28RBGJM | Acuity Brands Lighting | Lithonia Lighting | KACM LED 30C 700 40K R5VS XXXXX XX XXXXXXX XXXXXX | Outdoor Luminaires | Mid Output | Fuel Pump Canopy Luminaires | Standard | FALSE | [9 empty] | 3/5/2015 12:00:00 AM | Dimmable | Continuous Below 10 | Not Yet Verified |  |  | 7527 | 107.39 | 70.09 |  |  | 3986 | 73.5
P47GRNVG | Acuity Brands Lighting | Lithonia Lighting | KACM LED 20C 530 30K R5VS XXXXX XX XXXXXXX XXXXXX | Outdoor Luminaires | Low Output | Fuel Pump Canopy Luminaires | Standard | FALSE | [9 empty] | 3/5/2015 12:00:00 AM | Dimmable | Continuous Below 10 | Not Yet Verified |  |  | 3832 | 101.52 | 37.75 |  |  | 3026 | 73.5
PUUDCGHV | Acuity Brands Lighting | Lithonia Lighting | KACM LED 60C 530 30K R5VS XXXXX XX XXXXXXX XXXXXX | Outdoor Luminaires | High Output | Fuel Pump Canopy Luminaires | Standard | FALSE | [9 empty] | 3/5/2015 12:00:00 AM | Dimmable | Continuous Below 10 | Not Yet Verified |  |  | 10955 | 108.97 | 100.53 |  |  | 3026 | 73.5
PK8RJKMH | Acuity Brands Lighting | Lithonia Lighting | KACM LED 20C 530 40K R5VS XXXXX XX XXXXXXX XXXXXX | Outdoor Luminaires | Low Output | Fuel Pump Canopy Luminaires | Standard | FALSE | [9 empty] | 3/5/2015 12:00:00 AM | Dimmable | Continuous Below 10 | Not Yet Verified |  |  | 4077 | 108 | 37.75 |  |  | 3986 | 73.5
PUYV6DCH | Acuity Brands Lighting | Lithonia Lighting | KACM LED 30C 530 40K R5VS XXXXX XX XXXXXXX XXXXXX | Outdoor Luminaires | Mid Output | Fuel Pump Canopy Luminaires | Standard | FALSE | [9 empty] | 3/5/2015 12:00:00 AM | Dimmable | Continuous Below 10 | Not Yet Verified |  |  | 6009 | 112.17 | 53.57 |  |  | 3986 | 73.5
P3Y19B19 | Acuity Brands Lighting | Lithonia Lighting | KACM LED 30C 700 50K R5VS XXXXX XX XXXXXXX XXXXXX | Outdoor Luminaires | Mid Output | Fuel Pump Canopy Luminaires | Standard | FALSE | [9 empty] | 3/5/2015 12:00:00 AM | Dimmable | Continuous Below 10 | Not Yet Verified |  |  | 7554 | 107.78 | 70.09 |  |  | 5234 | 75.8
P5XTQ5K2 | Acuity Brands Lighting | Lithonia Lighting | KACM LED 40C 700 50K R5VS XXXXX XX XXXXXXX XXXXXX | Outdoor Luminaires | Mid Output | Fuel Pump Canopy Luminaires | Standard | FALSE | [9 empty] | 3/5/2015 12:00:00 AM | Dimmable | Continuous Below 10 | Not Yet Verified |  |  | 9889 | 108.82 | 90.87 |  |  | 5234 | 75.8
PNQWCW2E | Acuity Brands Lighting | Lithonia Lighting | KACM LED 60C 700 40K R5VS XXXXX XX XXXXXXX XXXXXX | Outdoor Luminaires | High Output | Fuel Pump Canopy Luminaires | Standard | FALSE | [9 empty] | 3/5/2015 12:00:00 AM | Dimmable | Continuous Below 10 | Not Yet Verified |  |  | 14515 | 108.34 | 133.98 |  |  | 3986 | 73.5
PTGT26DW | Acuity Brands Lighting | Lithonia Lighting | KACM LED 60C 530 40K R5VS XXXXX XX XXXXXXX XXXXXX | Outdoor Luminaires | High Output | Fuel Pump Canopy Luminaires | Standard | FALSE | [9 empty] | 3/5/2015 12:00:00 AM | Dimmable | Continuous Below 10 | Not Yet Verified |  |  | 11654 | 115.92 | 100.53 |  |  | 3986 | 73.5
PTJHPG81 | Acuity Brands Lighting | Lithonia Lighting | KACM LED 20C 700 40K R5VS XXXXX XX XXXXXXX XXXXXX | Outdoor Luminaires | Mid Output | Fuel Pump Canopy Luminaires | Standard | FALSE | [9 empty] | 3/5/2015 12:00:00 AM | Dimmable | Continuous Below 10 | Not Yet Verified |  |  | 5117 | 105.4 | 48.55 |  |  | 3986 | 73.5
PHCTW3ND | Acuity Brands Lighting | Lithonia Lighting | KACM LED 30C 530 30K R5VS XXXXX XX XXXXXXX XXXXXX | Outdoor Luminaires | Mid Output | Fuel Pump Canopy Luminaires | Standard | FALSE | [9 empty] | 3/5/2015 12:00:00 AM | Dimmable | Continuous Below 10 | Not Yet Verified |  |  | 5649 | 105.44 | 53.57 |  |  | 3026 | 73.5
PNPDHF3Q | Acuity Brands Lighting | Lithonia Lighting | DMW2 3000LM WD PFL XXXXX 30K 90CRI | Outdoor Luminaires | Low Output | Fuel Pump Canopy Luminaires | Standard | TRUE | 2068 | 74.55 | 27.74 | 17.48 | 0.93 | 3023 | 96.35 | 5 |  | 11/18/2015 12:00:00 AM | Dimmable | Continuous Below 10 | Yes |  | 3 | 2158.94 | 77.52 | 27.85 | 16.73 | 0.93 | 3000 | 90
PE3S2V5R | Acuity Brands Lighting | Lithonia Lighting | DMW2 4000LM WD PFL XXXXX 30K 90CRI | Outdoor Luminaires | Low Output | Fuel Pump Canopy Luminaires | Standard | TRUE | 2657 | 68.41 | 38.84 | 10.61 | 0.96 | 3018 | 96.24 | 5 |  | 11/18/2015 12:00:00 AM | Dimmable | Continuous Below 10 | Yes |  | 3 | 2870.84 | 71.95 | 39.9 | 8.07 | 0.96 | 3000 | 90
PQ9WQ3N8 | Acuity Brands Lighting | Lithonia Lighting | DMW2 3000LM MD AFL XXXXX 35K 90CRI | Outdoor Luminaires | Low Output | Fuel Pump Canopy Luminaires | Standard | FALSE | [9 empty] | 11/18/2015 12:00:00 AM | Dimmable | Continuous Below 10 | Yes |  |  | 2935.35 | 105.4 | 27.85 | 16.73 | 0.93 | 3500 | 90
PWFY5SW5 | Acuity Brands Lighting | Lithonia Lighting | DMW2 3000LM MD PCL XXXXX 35K 90CRI | Outdoor Luminaires | Low Output | Fuel Pump Canopy Luminaires | Standard | FALSE | [9 empty] | 11/18/2015 12:00:00 AM | Dimmable | Continuous Below 10 | Yes |  |  | 2943.22 | 105.68 | 27.85 | 16.73 | 0.93 | 3500 | 90
P2YXEU13 | Acuity Brands Lighting | Lithonia Lighting | DMW2 3000LM MD ACL XXXXX 40K 90CRI | Outdoor Luminaires | Low Output | Fuel Pump Canopy Luminaires | Standard | FALSE | [9 empty] | 11/18/2015 12:00:00 AM | Dimmable | Continuous Below 10 | Yes |  |  | 3089.98 | 110.95 | 27.85 | 16.73 | 0.93 | 4000 | 90
PVYDB355 | Acuity Brands Lighting | Lithonia Lighting | DMW2 4000LM WD AFL XXXXX 40K 90CRI | Outdoor Luminaires | Low Output | Fuel Pump Canopy Luminaires | Standard | FALSE | [9 empty] | 11/18/2015 12:00:00 AM | Dimmable | Continuous Below 10 | Yes |  |  | 3462.9 | 86.79 | 39.9 | 8.07 | 0.96 | 4000 | 90
PGZDC2VA | Acuity Brands Lighting | Lithonia Lighting | DMW2 4000LM WD PFL XXXXX 30K 80CRI | Outdoor Luminaires | Low Output | Fuel Pump Canopy Luminaires | Standard | FALSE | [9 empty] | 11/18/2015 12:00:00 AM | Dimmable | Continuous Below 10 | Yes |  |  | 3494.46 | 87.58 | 39.9 | 8.07 | 0.96 | 3000 | 80
PUE278TM | Acuity Brands Lighting | Lithonia Lighting | DMW2 3000LM MD ACL XXXXX 30K 80CRI | Outdoor Luminaires | Low Output | Fuel Pump Canopy Luminaires | Standard | FALSE | [9 empty] | 11/18/2015 12:00:00 AM | Dimmable | Continuous Below 10 | Yes |  |  | 3587.62 | 128.82 | 27.85 | 16.73 | 0.93 | 3000 | 80
PCZYYXHQ | Acuity Brands Lighting | Lithonia Lighting | DMW2 4000LM MD AFL XXXXX 30K 90CRI | Outdoor Luminaires | Low Output | Fuel Pump Canopy Luminaires | Standard | FALSE | [9 empty] | 11/18/2015 12:00:00 AM | Dimmable | Continuous Below 10 | Yes |  |  | 3805.08 | 95.37 | 39.9 | 8.07 | 0.96 | 3000 | 90
PF27267C | Acuity Brands Lighting | Lithonia Lighting | DMW2 4000LM MD PCL XXXXX 30K 90CRI | Outdoor Luminaires | Low Output | Fuel Pump Canopy Luminaires | Standard | FALSE | [9 empty] | 11/18/2015 12:00:00 AM | Dimmable | Continuous Below 10 | Yes |  |  | 3815.28 | 95.62 | 39.9 | 8.07 | 0.96 | 3000 | 90
PN3G7543 | Acuity Brands Lighting | Lithonia Lighting | DMW2 4000LM MD PCL XXXXX 35K 90CRI | Outdoor Luminaires | Low Output | Fuel Pump Canopy Luminaires | Standard | FALSE | [9 empty] | 11/18/2015 12:00:00 AM | Dimmable | Continuous Below 10 | Yes |  |  | 3913.74 | 98.09 | 39.9 | 8.07 | 0.96 | 3500 | 90
PRS98F4H | Acuity Brands Lighting | Lithonia Lighting | DMW2 4000LM MD AFL XXXXX 50K 90CRI | Outdoor Luminaires | Low Output | Fuel Pump Canopy Luminaires | Standard | FALSE | [9 empty] | 11/18/2015 12:00:00 AM | Dimmable | Continuous Below 10 | Yes |  |  | 4185.58 | 104.9 | 39.9 | 8.07 | 0.96 | 5000 | 90
PAFQSCE7 | Acuity Brands Lighting | Lithonia Lighting | DMW2 2000LM MD ACL XXXXX 30K 90CRI | Outdoor Luminaires | Low Output | Fuel Pump Canopy Luminaires | Standard | FALSE | [9 empty] | 11/18/2015 12:00:00 AM | Dimmable | Continuous Below 10 | Yes |  |  | 2047.05 | 109 | 18.78 | 16.73 | 0.93 | 3000 | 90
PKCGKWUE | Acuity Brands Lighting | Lithonia Lighting | DMW2 2000LM MD PCL XXXXX 40K 90CRI | Outdoor Luminaires | Low Output | Fuel Pump Canopy Luminaires | Standard | FALSE | [9 empty] | 11/18/2015 12:00:00 AM | Dimmable | Continuous Below 10 | Yes |  |  | 2089.17 | 111.24 | 18.78 | 16.73 | 0.93 | 4000 | 90
PB4MVCDQ | Acuity Brands Lighting | Lithonia Lighting | DMW2 2000LM WD AFL XXXXX 30K 80CRI | Outdoor Luminaires | Low Output | Fuel Pump Canopy Luminaires | Standard | FALSE | [9 empty] | 11/18/2015 12:00:00 AM | Dimmable | Continuous Below 10 | Yes |  |  | 2099.99 | 111.82 | 18.78 | 16.73 | 0.93 | 3000 | 80
PY96Z4U8 | Acuity Brands Lighting | Lithonia Lighting | DMW2 2000LM MD ACL XXXXX 40K 90CRI | Outdoor Luminaires | Low Output | Fuel Pump Canopy Luminaires | Standard | FALSE | [9 empty] | 11/18/2015 12:00:00 AM | Dimmable | Continuous Below 10 | Yes |  |  | 2146.1 | 114.28 | 18.78 | 16.73 | 0.93 | 4000 | 90
P6KQ2UVN | Acuity Brands Lighting | Lithonia Lighting | DMW2 2000LM WD AFL XXXXX 35K 80CRI | Outdoor Luminaires | Low Output | Fuel Pump Canopy Luminaires | Standard | FALSE | [9 empty] | 11/18/2015 12:00:00 AM | Dimmable | Continuous Below 10 | Yes |  |  | 2154.18 | 114.71 | 18.78 | 16.73 | 0.93 | 3500 | 80
PDTZA99Y | Acuity Brands Lighting | Lithonia Lighting | DMW2 2000LM MD PFL XXXXX 35K 80CRI | Outdoor Luminaires | Low Output | Fuel Pump Canopy Luminaires | Standard | FALSE | [9 empty] | 11/18/2015 12:00:00 AM | Dimmable | Continuous Below 10 | Yes |  |  | 2170.72 | 115.59 | 18.78 | 16.73 | 0.93 | 3500 | 80
P4EYBQFF | Acuity Brands Lighting | Lithonia Lighting | DMW2 2000LM MD PCL XXXXX 50K 90CRI | Outdoor Luminaires | Low Output | Fuel Pump Canopy Luminaires | Standard | FALSE | [9 empty] | 11/18/2015 12:00:00 AM | Dimmable | Continuous Below 10 | Yes |  |  | 2192.02 | 116.72 | 18.78 | 16.73 | 0.93 | 5000 | 90
PRGY4VKP | Acuity Brands Lighting | Lithonia Lighting | DMW2 2000LM MD PFL XXXXX 40K 80CRI | Outdoor Luminaires | Low Output | Fuel Pump Canopy Luminaires | Standard | FALSE | [9 empty] | 11/18/2015 12:00:00 AM | Dimmable | Continuous Below 10 | Yes |  |  | 2218.5 | 118.13 | 18.78 | 16.73 | 0.93 | 4000 | 80
PNDQHY27 | Acuity Brands Lighting | Lithonia Lighting | DMW2 2000LM MD AFL XXXXX 30K 80CRI | Outdoor Luminaires | Low Output | Fuel Pump Canopy Luminaires | Standard | FALSE | [9 empty] | 11/18/2015 12:00:00 AM | Dimmable | Continuous Below 10 | Yes |  |  | 2419.14 | 128.81 | 18.78 | 16.73 | 0.93 | 3000 | 80
PKFNX6DC | Acuity Brands Lighting | Lithonia Lighting | DMW2 2000LM MD AFL XXXXX 35K 80CRI | Outdoor Luminaires | Low Output | Fuel Pump Canopy Luminaires | Standard | FALSE | [9 empty] | 11/18/2015 12:00:00 AM | Dimmable | Continuous Below 10 | Yes |  |  | 2481.57 | 132.14 | 18.78 | 16.73 | 0.93 | 3500 | 80
P2CHJWMU | Acuity Brands Lighting | Lithonia Lighting | DMW2 2000LM MD ACL XXXXX 30K 80CRI | Outdoor Luminaires | Low Output | Fuel Pump Canopy Luminaires | Standard | FALSE | [9 empty] | 11/18/2015 12:00:00 AM | Dimmable | Continuous Below 10 | Yes |  |  | 2491.73 | 132.68 | 18.78 | 16.73 | 0.93 | 3000 | 80
PER4YXWE | Acuity Brands Lighting | Lithonia Lighting | DMW2 2000LM MD PCL XXXXX 40K 80CRI | Outdoor Luminaires | Low Output | Fuel Pump Canopy Luminaires | Standard | FALSE | [9 empty] | 11/18/2015 12:00:00 AM | Dimmable | Continuous Below 10 | Yes |  |  | 2543 | 135.41 | 18.78 | 16.73 | 0.93 | 4000 | 80
PAX7Y1VU | Acuity Brands Lighting | Lithonia Lighting | DMW2 3000LM WD AFL XXXXX 35K 90CRI | Outdoor Luminaires | Low Output | Fuel Pump Canopy Luminaires | Standard | FALSE | [9 empty] | 11/18/2015 12:00:00 AM | Dimmable | Continuous Below 10 | Yes |  |  | 2548.09 | 91.49 | 27.85 | 16.73 | 0.93 | 3500 | 90
PDEPJ2UA | Acuity Brands Lighting | Lithonia Lighting | DMW2 2000LM MD ACL XXXXX 35K 80CRI | Outdoor Luminaires | Low Output | Fuel Pump Canopy Luminaires | Standard | FALSE | [9 empty] | 11/18/2015 12:00:00 AM | Dimmable | Continuous Below 10 | Yes |  |  | 2556.04 | 136.1 | 18.78 | 16.73 | 0.93 | 3500 | 80
P5SZVWZX | Acuity Brands Lighting | Lithonia Lighting | DMW2 3000LM MD PFL XXXXX 35K 90CRI | Outdoor Luminaires | Low Output | Fuel Pump Canopy Luminaires | Standard | FALSE | [9 empty] | 11/18/2015 12:00:00 AM | Dimmable | Continuous Below 10 | Yes |  |  | 2567.65 | 92.2 | 27.85 | 16.73 | 0.93 | 3500 | 90
PRUBY8CY | Acuity Brands Lighting | Lithonia Lighting | DMW2 3000LM MD PFL XXXXX 40K 90CRI | Outdoor Luminaires | Low Output | Fuel Pump Canopy Luminaires | Standard | FALSE | [9 empty] | 11/18/2015 12:00:00 AM | Dimmable | Continuous Below 10 | Yes |  |  | 2624.17 | 94.23 | 27.85 | 16.73 | 0.93 | 4000 | 90
P9DCB6S7 | Acuity Brands Lighting | Lithonia Lighting | DMW2 2000LM MD AFL XXXXX 50K 80CRI | Outdoor Luminaires | Low Output | Fuel Pump Canopy Luminaires | Standard | FALSE | [9 empty] | 11/18/2015 12:00:00 AM | Dimmable | Continuous Below 10 | Yes |  |  | 2661.06 | 141.7 | 18.78 | 16.73 | 0.93 | 5000 | 80
P7F3177T | Acuity Brands Lighting | Lithonia Lighting | DMW2 2000LM MD PCL XXXXX 50K 80CRI | Outdoor Luminaires | Low Output | Fuel Pump Canopy Luminaires | Standard | FALSE | [9 empty] | 11/18/2015 12:00:00 AM | Dimmable | Continuous Below 10 | Yes |  |  | 2668.19 | 142.08 | 18.78 | 16.73 | 0.93 | 5000 | 80
PPH7BFF9 | Acuity Brands Lighting | Lithonia Lighting | DMW2 3000LM WD PFL XXXXX 40K 80CRI | Outdoor Luminaires | Low Output | Fuel Pump Canopy Luminaires | Standard | FALSE | [9 empty] | 11/18/2015 12:00:00 AM | Dimmable | Continuous Below 10 | Yes |  |  | 2755.08 | 98.93 | 27.85 | 16.73 | 0.93 | 4000 | 80
PU3CXC4B | Acuity Brands Lighting | Lithonia Lighting | DMW2 4000LM WD AFL XXXXX 50K 80CRI | Outdoor Luminaires | Low Output | Fuel Pump Canopy Luminaires | Standard | FALSE | [9 empty] | 11/18/2015 12:00:00 AM | Dimmable | Continuous Below 10 | Yes |  |  | 4422.66 | 110.84 | 39.9 | 8.07 | 0.96 | 5000 | 80
P5GFSXDE | Acuity Brands Lighting | Lithonia Lighting | DMW2 4000LM MD AFL XXXXX 30K 80CRI | Outdoor Luminaires | Low Output | Fuel Pump Canopy Luminaires | Standard | FALSE | [9 empty] | 11/18/2015 12:00:00 AM | Dimmable | Continuous Below 10 | Yes |  |  | 4631.65 | 116.08 | 39.9 | 8.07 | 0.96 | 3000 | 80
PH52S8M9 | Acuity Brands Lighting | Lithonia Lighting | DMW2 4000LM MD PCL XXXXX 40K 80CRI | Outdoor Luminaires | Low Output | Fuel Pump Canopy Luminaires | Standard | FALSE | [9 empty] | 11/18/2015 12:00:00 AM | Dimmable | Continuous Below 10 | Yes |  |  | 4868.78 | 122.02 | 39.9 | 8.07 | 0.96 | 4000 | 80
PYECCB25 | Acuity Brands Lighting | Lithonia Lighting | DMW2 4000LM MD ACL XXXXX 35K 80CRI | Outdoor Luminaires | Low Output | Fuel Pump Canopy Luminaires | Standard | FALSE | [9 empty] | 11/18/2015 12:00:00 AM | Dimmable | Continuous Below 10 | Yes |  |  | 4893.74 | 122.65 | 39.9 | 8.07 | 0.96 | 3500 | 80
P5DD32MU | Acuity Brands Lighting | Lithonia Lighting | DMW2 2000LM WD PFL XXXXX 40K 80CRI | Outdoor Luminaires | Low Output | Fuel Pump Canopy Luminaires | Standard | FALSE | [9 empty] | 11/18/2015 12:00:00 AM | Dimmable | Continuous Below 10 | Yes |  |  | 1913.5 | 101.89 | 18.78 | 16.73 | 0.93 | 4000 | 80
PD1ZE5PP | Acuity Brands Lighting | Lithonia Lighting | DMW2 2000LM MD PFL XXXXX 50K 80CRI | Outdoor Luminaires | Low Output | Fuel Pump Canopy Luminaires | Standard | FALSE | [9 empty] | 11/18/2015 12:00:00 AM | Dimmable | Continuous Below 10 | Yes |  |  | 2327.72 | 123.95 | 18.78 | 16.73 | 0.93 | 5000 | 80
PMMGGQ5T | Acuity Brands Lighting | Lithonia Lighting | DMW2 3000LM WD PFL XXXXX 50K 80CRI | Outdoor Luminaires | Low Output | Fuel Pump Canopy Luminaires | Standard | FALSE | [9 empty] | 11/18/2015 12:00:00 AM | Dimmable | Continuous Below 10 | Yes |  |  | 2890.71 | 103.8 | 27.85 | 16.73 | 0.93 | 5000 | 80
PXNTB7WN | Acuity Brands Lighting | Lithonia Lighting | DMW2 3000LM WD AFL XXXXX 35K 80CRI | Outdoor Luminaires | Low Output | Fuel Pump Canopy Luminaires | Standard | FALSE | [9 empty] | 11/18/2015 12:00:00 AM | Dimmable | Continuous Below 10 | Yes |  |  | 3101.61 | 111.37 | 27.85 | 16.73 | 0.93 | 3500 | 80
PAF91TG7 | Acuity Brands Lighting | Lithonia Lighting | DMW2 4000LM WD PFL XXXXX 50K 90CRI | Outdoor Luminaires | Low Output | Fuel Pump Canopy Luminaires | Standard | FALSE | [9 empty] | 11/18/2015 12:00:00 AM | Dimmable | Continuous Below 10 | Yes |  |  | 3157.92 | 79.15 | 39.9 | 8.07 | 0.96 | 5000 | 90
PWN3311C | Acuity Brands Lighting | Lithonia Lighting | DMW2 3000LM MD ACL XXXXX 50K 90CRI | Outdoor Luminaires | Low Output | Fuel Pump Canopy Luminaires | Standard | FALSE | [9 empty] | 11/18/2015 12:00:00 AM | Dimmable | Continuous Below 10 | Yes |  |  | 3242.1 | 116.41 | 27.85 | 16.73 | 0.93 | 5000 | 90
PKNE4ZK6 | Acuity Brands Lighting | Lithonia Lighting | DMW2 4000LM MD AFL XXXXX 50K 80CRI | Outdoor Luminaires | Mid Output | Fuel Pump Canopy Luminaires | Standard | FALSE | [9 empty] | 11/18/2015 12:00:00 AM | Dimmable | Continuous Below 10 | Yes |  |  | 5094.81 | 127.69 | 39.9 | 8.07 | 0.96 | 5000 | 80
PEHD9N9K | Acuity Brands Lighting | Lithonia Lighting | DMW2 4000LM MD ACL XXXXX 40K 80CRI | Outdoor Luminaires | Mid Output | Fuel Pump Canopy Luminaires | Standard | FALSE | [9 empty] | 11/18/2015 12:00:00 AM | Dimmable | Continuous Below 10 | Yes |  |  | 5001.46 | 125.35 | 39.9 | 8.07 | 0.96 | 4000 | 80
P398Q9EM | Acuity Brands Lighting | Lithonia Lighting | DMW2 3000LM WD AFL XXXXX 30K 90CRI | Outdoor Luminaires | Low Output | Fuel Pump Canopy Luminaires | Standard | FALSE | [9 empty] | 11/18/2015 12:00:00 AM | Dimmable | Continuous Below 10 | Yes |  |  | 2483.99 | 89.19 | 27.85 | 16.73 | 0.93 | 3000 | 90
P9Q4WJ5B | Acuity Brands Lighting | Lithonia Lighting | DMW2 3000LM MD AFL XXXXX 30K 90CRI | Outdoor Luminaires | Low Output | Fuel Pump Canopy Luminaires | Standard | FALSE | [9 empty] | 11/18/2015 12:00:00 AM | Dimmable | Continuous Below 10 | Yes |  |  | 2861.51 | 102.75 | 27.85 | 16.73 | 0.93 | 3000 | 90
PQW182ZK | Acuity Brands Lighting | Lithonia Lighting | DMW2 4000LM MD PFL XXXXX 35K 90CRI | Outdoor Luminaires | Low Output | Fuel Pump Canopy Luminaires | Standard | FALSE | [9 empty] | 11/18/2015 12:00:00 AM | Dimmable | Continuous Below 10 | Yes |  |  | 3414.32 | 85.57 | 39.9 | 8.07 | 0.96 | 3500 | 90
PESXBFYA | Acuity Brands Lighting | Lithonia Lighting | DMW2 4000LM WD PFL XXXXX 35K 80CRI | Outdoor Luminaires | Low Output | Fuel Pump Canopy Luminaires | Standard | FALSE | [9 empty] | 11/18/2015 12:00:00 AM | Dimmable | Continuous Below 10 | Yes |  |  | 3584.64 | 89.84 | 39.9 | 8.07 | 0.96 | 3500 | 80
PPBEQYZN | Acuity Brands Lighting | Lithonia Lighting | DMW2 4000LM MD AFL XXXXX 35K 90CRI | Outdoor Luminaires | Low Output | Fuel Pump Canopy Luminaires | Standard | FALSE | [9 empty] | 11/18/2015 12:00:00 AM | Dimmable | Continuous Below 10 | Yes |  |  | 3903.27 | 97.83 | 39.9 | 8.07 | 0.96 | 3500 | 90
PJQF2XJV | Acuity Brands Lighting | Lithonia Lighting | DMW2 3000LM WD PFL XXXXX 40K 90CRI | Outdoor Luminaires | Low Output | Fuel Pump Canopy Luminaires | Standard | FALSE | [9 empty] | 11/18/2015 12:00:00 AM | Dimmable | Continuous Below 10 | Yes |  |  | 2263.4 | 81.27 | 27.85 | 16.73 | 0.93 | 4000 | 90
PR871TJH | Acuity Brands Lighting | Lithonia Lighting | DMW2 2000LM MD PCL XXXXX 35K 80CRI | Outdoor Luminaires | Low Output | Fuel Pump Canopy Luminaires | Standard | FALSE | [9 empty] | 11/18/2015 12:00:00 AM | Dimmable | Continuous Below 10 | Yes |  |  | 2488.23 | 132.49 | 18.78 | 16.73 | 0.93 | 3500 | 80
PYX3TX5Y | Acuity Brands Lighting | Lithonia Lighting | DMW2 4000LM WD AFL XXXXX 50K 90CRI | Outdoor Luminaires | Low Output | Fuel Pump Canopy Luminaires | Standard | FALSE | [9 empty] | 11/18/2015 12:00:00 AM | Dimmable | Continuous Below 10 | Yes |  |  | 3633.38 | 91.06 | 39.9 | 8.07 | 0.96 | 5000 | 90
PGPY88N2 | Acuity Brands Lighting | Lithonia Lighting | DMW2 3000LM MD AFL XXXXX 40K 80CRI | Outdoor Luminaires | Low Output | Fuel Pump Canopy Luminaires | Standard | FALSE | [9 empty] | 11/18/2015 12:00:00 AM | Dimmable | Continuous Below 10 | Yes |  |  | 3651.64 | 131.12 | 27.85 | 16.73 | 0.93 | 4000 | 80
PK9D7QXP | Acuity Brands Lighting | Lithonia Lighting | DMW2 3000LM MD AFL XXXXX 50K 80CRI | Outdoor Luminaires | Low Output | Fuel Pump Canopy Luminaires | Standard | FALSE | [9 empty] | 11/18/2015 12:00:00 AM | Dimmable | Continuous Below 10 | Yes |  |  | 3831.42 | 137.57 | 27.85 | 16.73 | 0.93 | 5000 | 80
P7UH5V5Z | Acuity Brands Lighting | Lithonia Lighting | DMW2 4000LM MD PCL XXXXX 30K 80CRI | Outdoor Luminaires | Low Output | Fuel Pump Canopy Luminaires | Standard | FALSE | [9 empty] | 11/18/2015 12:00:00 AM | Dimmable | Continuous Below 10 | Yes |  |  | 4644.07 | 116.39 | 39.9 | 8.07 | 0.96 | 3000 | 80
PR3AVSZA | Acuity Brands Lighting | Lithonia Lighting | DMW2 2000LM WD PFL XXXXX 50K 80CRI | Outdoor Luminaires | Low Output | Fuel Pump Canopy Luminaires | Standard | FALSE | [9 empty] | 11/18/2015 12:00:00 AM | Dimmable | Continuous Below 10 | Yes |  |  | 2007.7 | 106.91 | 18.78 | 16.73 | 0.93 | 5000 | 80
PT64UTCK | Acuity Brands Lighting | Lithonia Lighting | DMW2 2000LM WD AFL XXXXX 40K 80CRI | Outdoor Luminaires | Low Output | Fuel Pump Canopy Luminaires | Standard | FALSE | [9 empty] | 11/18/2015 12:00:00 AM | Dimmable | Continuous Below 10 | Yes |  |  | 2201.6 | 117.23 | 18.78 | 16.73 | 0.93 | 4000 | 80
PV9VYF94 | Acuity Brands Lighting | Lithonia Lighting | DMW2 2000LM MD PCL XXXXX 30K 80CRI | Outdoor Luminaires | Low Output | Fuel Pump Canopy Luminaires | Standard | FALSE | [9 empty] | 11/18/2015 12:00:00 AM | Dimmable | Continuous Below 10 | Yes |  |  | 2425.63 | 129.16 | 18.78 | 16.73 | 0.93 | 3000 | 80
P7B9JENX | Acuity Brands Lighting | Lithonia Lighting | DMW2 2000LM MD ACL XXXXX 50K 80CRI | Outdoor Luminaires | Low Output | Fuel Pump Canopy Luminaires | Standard | FALSE | [9 empty] | 11/18/2015 12:00:00 AM | Dimmable | Continuous Below 10 | Yes |  |  | 2740.91 | 145.95 | 18.78 | 16.73 | 0.93 | 5000 | 80
P8VZ2J9X | Acuity Brands Lighting | Lithonia Lighting | DMW2 3000LM MD PFL XXXXX 35K 80CRI | Outdoor Luminaires | Low Output | Fuel Pump Canopy Luminaires | Standard | FALSE | [9 empty] | 11/18/2015 12:00:00 AM | Dimmable | Continuous Below 10 | Yes |  |  | 3125.42 | 112.22 | 27.85 | 16.73 | 0.93 | 3500 | 80
PRBJM1AC | Acuity Brands Lighting | Lithonia Lighting | DMW2 3000LM MD AFL XXXXX 50K 90CRI | Outdoor Luminaires | Low Output | Fuel Pump Canopy Luminaires | Standard | FALSE | [9 empty] | 11/18/2015 12:00:00 AM | Dimmable | Continuous Below 10 | Yes |  |  | 3147.66 | 113.02 | 27.85 | 16.73 | 0.93 | 5000 | 90
P9KR6YEW | Acuity Brands Lighting | Lithonia Lighting | DMW2 3000LM WD AFL XXXXX 40K 80CRI | Outdoor Luminaires | Low Output | Fuel Pump Canopy Luminaires | Standard | FALSE | [9 empty] | 11/18/2015 12:00:00 AM | Dimmable | Continuous Below 10 | Yes |  |  | 3169.88 | 113.82 | 27.85 | 16.73 | 0.93 | 4000 | 80
PUN15JH6 | Acuity Brands Lighting | Lithonia Lighting | DMW2 3000LM MD AFL XXXXX 30K 80CRI | Outdoor Luminaires | Low Output | Fuel Pump Canopy Luminaires | Standard | FALSE | [9 empty] | 11/18/2015 12:00:00 AM | Dimmable | Continuous Below 10 | Yes |  |  | 3483.11 | 125.07 | 27.85 | 16.73 | 0.93 | 3000 | 80
PJJ5X3UJ | Acuity Brands Lighting | Lithonia Lighting | DMW2 3000LM MD AFL XXXXX 35K 80CRI | Outdoor Luminaires | Low Output | Fuel Pump Canopy Luminaires | Standard | FALSE | [9 empty] | 11/18/2015 12:00:00 AM | Dimmable | Continuous Below 10 | Yes |  |  | 3572.99 | 128.29 | 27.85 | 16.73 | 0.93 | 3500 | 80
P3F7HWYS | Acuity Brands Lighting | Lithonia Lighting | DMW2 3000LM MD PCL XXXXX 35K 80CRI | Outdoor Luminaires | Low Output | Fuel Pump Canopy Luminaires | Standard | FALSE | [9 empty] | 11/18/2015 12:00:00 AM | Dimmable | Continuous Below 10 | Yes |  |  | 3582.57 | 128.64 | 27.85 | 16.73 | 0.93 | 3500 | 80
P7NKSCFE | Acuity Brands Lighting | Lithonia Lighting | DMW2 3000LM MD PCL XXXXX 50K 80CRI | Outdoor Luminaires | Low Output | Fuel Pump Canopy Luminaires | Standard | FALSE | [9 empty] | 11/18/2015 12:00:00 AM | Dimmable | Continuous Below 10 | Yes |  |  | 3841.69 | 137.94 | 27.85 | 16.73 | 0.93 | 5000 | 80
PY85WQZT | Acuity Brands Lighting | Lithonia Lighting | DMW2 4000LM MD PFL XXXXX 30K 80CRI | Outdoor Luminaires | Low Output | Fuel Pump Canopy Luminaires | Standard | FALSE | [9 empty] | 11/18/2015 12:00:00 AM | Dimmable | Continuous Below 10 | Yes |  |  | 4051.46 | 101.54 | 39.9 | 8.07 | 0.96 | 3000 | 80
PSJYFG38 | Acuity Brands Lighting | Lithonia Lighting | DMW2 2000LM MD AFL XXXXX 30K 90CRI | Outdoor Luminaires | Low Output | Fuel Pump Canopy Luminaires | Standard | FALSE | [9 empty] | 11/18/2015 12:00:00 AM | Dimmable | Continuous Below 10 | Yes |  |  | 1987.42 | 105.83 | 18.78 | 16.73 | 0.93 | 3000 | 90
PKSJ7HJ8 | Acuity Brands Lighting | Lithonia Lighting | DMW2 2000LM MD PFL XXXXX 50K 90CRI | Outdoor Luminaires | Low Output | Fuel Pump Canopy Luminaires | Standard | FALSE | [9 empty] | 11/18/2015 12:00:00 AM | Dimmable | Continuous Below 10 | Yes |  |  | 1912.31 | 101.83 | 18.78 | 16.73 | 0.93 | 5000 | 90
PPAMB8F4 | Acuity Brands Lighting | Lithonia Lighting | DMW2 2000LM MD PCL XXXXX 30K 90CRI | Outdoor Luminaires | Low Output | Fuel Pump Canopy Luminaires | Standard | FALSE | [9 empty] | 11/18/2015 12:00:00 AM | Dimmable | Continuous Below 10 | Yes |  |  | 1992.75 | 106.11 | 18.78 | 16.73 | 0.93 | 3000 | 90
PMW4F479 | Acuity Brands Lighting | Lithonia Lighting | DMW2 2000LM MD AFL XXXXX 35K 90CRI | Outdoor Luminaires | Low Output | Fuel Pump Canopy Luminaires | Standard | FALSE | [9 empty] | 11/18/2015 12:00:00 AM | Dimmable | Continuous Below 10 | Yes |  |  | 2038.71 | 108.56 | 18.78 | 16.73 | 0.93 | 3500 | 90
PVB4B252 | Acuity Brands Lighting | Lithonia Lighting | DMW2 4000LM MD PCL XXXXX 50K 80CRI | Outdoor Luminaires | Mid Output | Fuel Pump Canopy Luminaires | Standard | FALSE | [9 empty] | 11/18/2015 12:00:00 AM | Dimmable | Continuous Below 10 | Yes |  |  | 5108.47 | 128.03 | 39.9 | 8.07 | 0.96 | 5000 | 80
PGF6ZQF8 | Acuity Brands Lighting | Lithonia Lighting | DMW2 4000LM MD ACL XXXXX 50K 80CRI | Outdoor Luminaires | Mid Output | Fuel Pump Canopy Luminaires | Standard | FALSE | [9 empty] | 11/18/2015 12:00:00 AM | Dimmable | Continuous Below 10 | Yes |  |  | 5247.69 | 131.52 | 39.9 | 8.07 | 0.96 | 5000 | 80
PKS6SVV4 | Acuity Brands Lighting | Lithonia Lighting | DMW2 4000LM MD ACL XXXXX 50K 90CRI | Outdoor Luminaires | Low Output | Fuel Pump Canopy Luminaires | Standard | FALSE | [9 empty] | 11/18/2015 12:00:00 AM | Dimmable | Continuous Below 10 | Yes |  |  | 4311.18 | 108.05 | 39.9 | 8.07 | 0.96 | 5000 | 90
PE8F4UTJ | Acuity Brands Lighting | Lithonia Lighting | DMW2 4000LM MD PFL XXXXX 50K 80CRI | Outdoor Luminaires | Low Output | Fuel Pump Canopy Luminaires | Standard | FALSE | [9 empty] | 11/18/2015 12:00:00 AM | Dimmable | Continuous Below 10 | Yes |  |  | 4456.61 | 111.69 | 39.9 | 8.07 | 0.96 | 5000 | 80
PFKA2SRS | Acuity Brands Lighting | Lithonia Lighting | DMW2 4000LM MD AFL XXXXX 35K 80CRI | Outdoor Luminaires | Low Output | Fuel Pump Canopy Luminaires | Standard | FALSE | [9 empty] | 11/18/2015 12:00:00 AM | Dimmable | Continuous Below 10 | Yes |  |  | 4751.17 | 119.08 | 39.9 | 8.07 | 0.96 | 3500 | 80
P9C8PY2E | Acuity Brands Lighting | Lithonia Lighting | DMW2 4000LM MD PCL XXXXX 35K 80CRI | Outdoor Luminaires | Low Output | Fuel Pump Canopy Luminaires | Standard | FALSE | [9 empty] | 11/18/2015 12:00:00 AM | Dimmable | Continuous Below 10 | Yes |  |  | 4763.91 | 119.4 | 39.9 | 8.07 | 0.96 | 3500 | 80
PJ197RYX | Acuity Brands Lighting | Lithonia Lighting | DMW2 4000LM MD AFL XXXXX 40K 80CRI | Outdoor Luminaires | Low Output | Fuel Pump Canopy Luminaires | Standard | FALSE | [9 empty] | 11/18/2015 12:00:00 AM | Dimmable | Continuous Below 10 | Yes |  |  | 4855.76 | 121.7 | 39.9 | 8.07 | 0.96 | 4000 | 80
PS75JDDQ | Acuity Brands Lighting | Lithonia Lighting | DMW2 2000LM MD AFL XXXXX 40K 90CRI | Outdoor Luminaires | Low Output | Fuel Pump Canopy Luminaires | Standard | FALSE | [9 empty] | 11/18/2015 12:00:00 AM | Dimmable | Continuous Below 10 | Yes |  |  | 2083.59 | 110.95 | 18.78 | 16.73 | 0.93 | 4000 | 90
PXWDPUD5 | Acuity Brands Lighting | Lithonia Lighting | DMW2 2000LM MD PFL XXXXX 30K 80CRI | Outdoor Luminaires | Low Output | Fuel Pump Canopy Luminaires | Standard | FALSE | [9 empty] | 11/18/2015 12:00:00 AM | Dimmable | Continuous Below 10 | Yes |  |  | 2116.11 | 112.68 | 18.78 | 16.73 | 0.93 | 3000 | 80
PSD6CQK9 | Acuity Brands Lighting | Lithonia Lighting | DMW2 2000LM MD AFL XXXXX 50K 90CRI | Outdoor Luminaires | Low Output | Fuel Pump Canopy Luminaires | Standard | FALSE | [9 empty] | 11/18/2015 12:00:00 AM | Dimmable | Continuous Below 10 | Yes |  |  | 2186.16 | 116.41 | 18.78 | 16.73 | 0.93 | 5000 | 90
PFUZDKPT | Acuity Brands Lighting | Lithonia Lighting | DMW2 2000LM MD ACL XXXXX 50K 90CRI | Outdoor Luminaires | Low Output | Fuel Pump Canopy Luminaires | Standard | FALSE | [9 empty] | 11/18/2015 12:00:00 AM | Dimmable | Continuous Below 10 | Yes |  |  | 2251.76 | 119.9 | 18.78 | 16.73 | 0.93 | 5000 | 90
PW6SS7PJ | Acuity Brands Lighting | Lithonia Lighting | DMW2 2000LM WD AFL XXXXX 50K 80CRI | Outdoor Luminaires | Low Output | Fuel Pump Canopy Luminaires | Standard | FALSE | [9 empty] | 11/18/2015 12:00:00 AM | Dimmable | Continuous Below 10 | Yes |  |  | 2309.99 | 123 | 18.78 | 16.73 | 0.93 | 5000 | 80
P89H462M | Acuity Brands Lighting | Lithonia Lighting | DMW2 3000LM WD PFL XXXXX 50K 90CRI | Outdoor Luminaires | Low Output | Fuel Pump Canopy Luminaires | Standard | FALSE | [9 empty] | 11/18/2015 12:00:00 AM | Dimmable | Continuous Below 10 | Yes |  |  | 2374.83 | 85.27 | 27.85 | 16.73 | 0.93 | 5000 | 90
P35G9XJV | Acuity Brands Lighting | Lithonia Lighting | DMW2 2000LM MD AFL XXXXX 40K 80CRI | Outdoor Luminaires | Low Output | Fuel Pump Canopy Luminaires | Standard | FALSE | [9 empty] | 11/18/2015 12:00:00 AM | Dimmable | Continuous Below 10 | Yes |  |  | 2536.2 | 135.05 | 18.78 | 16.73 | 0.93 | 4000 | 80
PD1259YW | Acuity Brands Lighting | Lithonia Lighting | DMW2 3000LM WD AFL XXXXX 40K 90CRI | Outdoor Luminaires | Low Output | Fuel Pump Canopy Luminaires | Standard | FALSE | [9 empty] | 11/18/2015 12:00:00 AM | Dimmable | Continuous Below 10 | Yes |  |  | 2604.18 | 93.51 | 27.85 | 16.73 | 0.93 | 4000 | 90
P13Z51UJ | Acuity Brands Lighting | Lithonia Lighting | DMW2 3000LM WD PFL XXXXX 30K 80CRI | Outdoor Luminaires | Low Output | Fuel Pump Canopy Luminaires | Standard | FALSE | [9 empty] | 11/18/2015 12:00:00 AM | Dimmable | Continuous Below 10 | Yes |  |  | 2627.92 | 94.36 | 27.85 | 16.73 | 0.93 | 3000 | 80
P7Y7XW8N | Acuity Brands Lighting | Lithonia Lighting | DMW2 3000LM WD AFL XXXXX 50K 90CRI | Outdoor Luminaires | Low Output | Fuel Pump Canopy Luminaires | Standard | FALSE | [9 empty] | 11/18/2015 12:00:00 AM | Dimmable | Continuous Below 10 | Yes |  |  | 2732.39 | 98.11 | 27.85 | 16.73 | 0.93 | 5000 | 90
PKS8475U | Acuity Brands Lighting | Lithonia Lighting | DMW2 3000LM MD PFL XXXXX 50K 90CRI | Outdoor Luminaires | Low Output | Fuel Pump Canopy Luminaires | Standard | FALSE | [9 empty] | 11/18/2015 12:00:00 AM | Dimmable | Continuous Below 10 | Yes |  |  | 2753.36 | 98.86 | 27.85 | 16.73 | 0.93 | 5000 | 90
PRFPKUU9 | Acuity Brands Lighting | Lithonia Lighting | DMW2 3000LM MD PCL XXXXX 30K 90CRI | Outdoor Luminaires | Low Output | Fuel Pump Canopy Luminaires | Standard | FALSE | [9 empty] | 11/18/2015 12:00:00 AM | Dimmable | Continuous Below 10 | Yes |  |  | 2869.18 | 103.02 | 27.85 | 16.73 | 0.93 | 3000 | 90
PKVUPKVJ | Acuity Brands Lighting | Lithonia Lighting | DMW2 4000LM WD PFL XXXXX 35K 90CRI | Outdoor Luminaires | Low Output | Fuel Pump Canopy Luminaires | Standard | FALSE | [9 empty] | 11/18/2015 12:00:00 AM | Dimmable | Continuous Below 10 | Yes |  |  | 2944.92 | 73.81 | 39.9 | 8.07 | 0.96 | 3500 | 90
PQRJWKUX | Acuity Brands Lighting | Lithonia Lighting | DMW2 3000LM MD ACL XXXXX 30K 90CRI | Outdoor Luminaires | Low Output | Fuel Pump Canopy Luminaires | Standard | FALSE | [9 empty] | 11/18/2015 12:00:00 AM | Dimmable | Continuous Below 10 | Yes |  |  | 2947.37 | 105.83 | 27.85 | 16.73 | 0.93 | 3000 | 90
PF351FBT | Acuity Brands Lighting | Lithonia Lighting | DMW2 3000LM MD PCL XXXXX 40K 90CRI | Outdoor Luminaires | Low Output | Fuel Pump Canopy Luminaires | Standard | FALSE | [9 empty] | 11/18/2015 12:00:00 AM | Dimmable | Continuous Below 10 | Yes |  |  | 3008.01 | 108.01 | 27.85 | 16.73 | 0.93 | 4000 | 90
PX47CJWA | Acuity Brands Lighting | Lithonia Lighting | DMW2 4000LM WD PFL XXXXX 40K 90CRI | Outdoor Luminaires | Low Output | Fuel Pump Canopy Luminaires | Standard | FALSE | [9 empty] | 11/18/2015 12:00:00 AM | Dimmable | Continuous Below 10 | Yes |  |  | 3009.75 | 75.43 | 39.9 | 8.07 | 0.96 | 4000 | 90
P2Y4DJJA | Acuity Brands Lighting | Lithonia Lighting | DMW2 3000LM MD ACL XXXXX 35K 90CRI | Outdoor Luminaires | Low Output | Fuel Pump Canopy Luminaires | Standard | FALSE | [9 empty] | 11/18/2015 12:00:00 AM | Dimmable | Continuous Below 10 | Yes |  |  | 3023.43 | 108.56 | 27.85 | 16.73 | 0.93 | 3500 | 90
PUM4S4KT | Acuity Brands Lighting | Lithonia Lighting | DMW2 3000LM WD AFL XXXXX 30K 80CRI | Outdoor Luminaires | Low Output | Fuel Pump Canopy Luminaires | Standard | FALSE | [9 empty] | 11/18/2015 12:00:00 AM | Dimmable | Continuous Below 10 | Yes |  |  | 3023.58 | 108.57 | 27.85 | 16.73 | 0.93 | 3000 | 80
PU6XG269 | Acuity Brands Lighting | Lithonia Lighting | DMW2 3000LM MD PCL XXXXX 50K 90CRI | Outdoor Luminaires | Low Output | Fuel Pump Canopy Luminaires | Standard | FALSE | [9 empty] | 11/18/2015 12:00:00 AM | Dimmable | Continuous Below 10 | Yes |  |  | 3156.1 | 113.32 | 27.85 | 16.73 | 0.93 | 5000 | 90
PZKZ45SM | Acuity Brands Lighting | Lithonia Lighting | DMW2 3000LM MD PFL XXXXX 40K 80CRI | Outdoor Luminaires | Low Output | Fuel Pump Canopy Luminaires | Standard | FALSE | [9 empty] | 11/18/2015 12:00:00 AM | Dimmable | Continuous Below 10 | Yes |  |  | 3194.22 | 114.69 | 27.85 | 16.73 | 0.93 | 4000 | 80
PR64F1N7 | Acuity Brands Lighting | Lithonia Lighting | DMW2 4000LM WD AFL XXXXX 30K 90CRI | Outdoor Luminaires | Low Output | Fuel Pump Canopy Luminaires | Standard | FALSE | [9 empty] | 11/18/2015 12:00:00 AM | Dimmable | Continuous Below 10 | Yes |  |  | 3303.07 | 82.78 | 39.9 | 8.07 | 0.96 | 3000 | 90
PQ1A13ZR | Acuity Brands Lighting | Lithonia Lighting | DMW2 3000LM WD AFL XXXXX 50K 80CRI | Outdoor Luminaires | Low Output | Fuel Pump Canopy Luminaires | Standard | FALSE | [9 empty] | 11/18/2015 12:00:00 AM | Dimmable | Continuous Below 10 | Yes |  |  | 3325.94 | 119.42 | 27.85 | 16.73 | 0.93 | 5000 | 80
PV8N7QXP | Acuity Brands Lighting | Lithonia Lighting | DMW2 3000LM MD PFL XXXXX 50K 80CRI | Outdoor Luminaires | Low Output | Fuel Pump Canopy Luminaires | Standard | FALSE | [9 empty] | 11/18/2015 12:00:00 AM | Dimmable | Continuous Below 10 | Yes |  |  | 3351.47 | 120.34 | 27.85 | 16.73 | 0.93 | 5000 | 80
P3F72S4U | Acuity Brands Lighting | Lithonia Lighting | DMW2 4000LM WD AFL XXXXX 35K 90CRI | Outdoor Luminaires | Low Output | Fuel Pump Canopy Luminaires | Standard | FALSE | [9 empty] | 11/18/2015 12:00:00 AM | Dimmable | Continuous Below 10 | Yes |  |  | 3388.32 | 84.92 | 39.9 | 8.07 | 0.96 | 3500 | 90
P8SHK1TW | Acuity Brands Lighting | Lithonia Lighting | DMW2 4000LM MD PFL XXXXX 40K 90CRI | Outdoor Luminaires | Low Output | Fuel Pump Canopy Luminaires | Standard | FALSE | [9 empty] | 11/18/2015 12:00:00 AM | Dimmable | Continuous Below 10 | Yes |  |  | 3489.48 | 87.46 | 39.9 | 8.07 | 0.96 | 4000 | 90
PVD8K57N | Acuity Brands Lighting | Lithonia Lighting | DMW2 3000LM MD PCL XXXXX 30K 80CRI | Outdoor Luminaires | Low Output | Fuel Pump Canopy Luminaires | Standard | FALSE | [9 empty] | 11/18/2015 12:00:00 AM | Dimmable | Continuous Below 10 | Yes |  |  | 3492.45 | 125.4 | 27.85 | 16.73 | 0.93 | 3000 | 80
PHRAV691 | Acuity Brands Lighting | Lithonia Lighting | DMW2 3000LM MD PCL XXXXX 40K 80CRI | Outdoor Luminaires | Low Output | Fuel Pump Canopy Luminaires | Standard | FALSE | [9 empty] | 11/18/2015 12:00:00 AM | Dimmable | Continuous Below 10 | Yes |  |  | 3661.44 | 131.47 | 27.85 | 16.73 | 0.93 | 4000 | 80
PEDZ4B7E | Acuity Brands Lighting | Lithonia Lighting | DMW2 4000LM WD PFL XXXXX 40K 80CRI | Outdoor Luminaires | Low Output | Fuel Pump Canopy Luminaires | Standard | FALSE | [9 empty] | 11/18/2015 12:00:00 AM | Dimmable | Continuous Below 10 | Yes |  |  | 3663.55 | 91.82 | 39.9 | 8.07 | 0.96 | 4000 | 80
PUD18337 | Acuity Brands Lighting | Lithonia Lighting | DMW2 3000LM MD ACL XXXXX 35K 80CRI | Outdoor Luminaires | Low Output | Fuel Pump Canopy Luminaires | Standard | FALSE | [9 empty] | 11/18/2015 12:00:00 AM | Dimmable | Continuous Below 10 | Yes |  |  | 3680.2 | 132.14 | 27.85 | 16.73 | 0.93 | 3500 | 80
PC8DGMHW | Acuity Brands Lighting | Lithonia Lighting | DMW2 3000LM MD ACL XXXXX 40K 80CRI | Outdoor Luminaires | Low Output | Fuel Pump Canopy Luminaires | Standard | FALSE | [9 empty] | 11/18/2015 12:00:00 AM | Dimmable | Continuous Below 10 | Yes |  |  | 3761.21 | 135.05 | 27.85 | 16.73 | 0.93 | 4000 | 80
PT7PV1DB | Acuity Brands Lighting | Lithonia Lighting | DMW2 4000LM WD PFL XXXXX 50K 80CRI | Outdoor Luminaires | Low Output | Fuel Pump Canopy Luminaires | Standard | FALSE | [9 empty] | 11/18/2015 12:00:00 AM | Dimmable | Continuous Below 10 | Yes |  |  | 3843.91 | 96.34 | 39.9 | 8.07 | 0.96 | 5000 | 80
P5UFE4B6 | Acuity Brands Lighting | Lithonia Lighting | DMW2 4000LM MD AFL XXXXX 40K 90CRI | Outdoor Luminaires | Low Output | Fuel Pump Canopy Luminaires | Standard | FALSE | [9 empty] | 11/18/2015 12:00:00 AM | Dimmable | Continuous Below 10 | Yes |  |  | 3989.19 | 99.98 | 39.9 | 8.07 | 0.96 | 4000 | 90
P6CZE66B | Acuity Brands Lighting | Lithonia Lighting | DMW2 4000LM WD AFL XXXXX 30K 80CRI | Outdoor Luminaires | Low Output | Fuel Pump Canopy Luminaires | Standard | FALSE | [9 empty] | 11/18/2015 12:00:00 AM | Dimmable | Continuous Below 10 | Yes |  |  | 4020.6 | 100.77 | 39.9 | 8.07 | 0.96 | 3000 | 80
PJB3B36B | Acuity Brands Lighting | Lithonia Lighting | DMW2 4000LM MD ACL XXXXX 40K 90CRI | Outdoor Luminaires | Low Output | Fuel Pump Canopy Luminaires | Standard | FALSE | [9 empty] | 11/18/2015 12:00:00 AM | Dimmable | Continuous Below 10 | Yes |  |  | 4108.89 | 102.98 | 39.9 | 8.07 | 0.96 | 4000 | 90
PC3DZFW3 | Acuity Brands Lighting | Lithonia Lighting | DMW2 4000LM WD AFL XXXXX 35K 80CRI | Outdoor Luminaires | Low Output | Fuel Pump Canopy Luminaires | Standard | FALSE | [9 empty] | 11/18/2015 12:00:00 AM | Dimmable | Continuous Below 10 | Yes |  |  | 4124.35 | 103.37 | 39.9 | 8.07 | 0.96 | 3500 | 80
PAXFTMBJ | Acuity Brands Lighting | Lithonia Lighting | DMW2 4000LM MD PCL XXXXX 50K 90CRI | Outdoor Luminaires | Low Output | Fuel Pump Canopy Luminaires | Standard | FALSE | [9 empty] | 11/18/2015 12:00:00 AM | Dimmable | Continuous Below 10 | Yes |  |  | 4196.81 | 105.18 | 39.9 | 8.07 | 0.96 | 5000 | 90
PB2FVRS4 | Acuity Brands Lighting | Lithonia Lighting | DMW2 4000LM WD AFL XXXXX 40K 80CRI | Outdoor Luminaires | Low Output | Fuel Pump Canopy Luminaires | Standard | FALSE | [9 empty] | 11/18/2015 12:00:00 AM | Dimmable | Continuous Below 10 | Yes |  |  | 4215.14 | 105.64 | 39.9 | 8.07 | 0.96 | 4000 | 80
PKVRZKJP | Acuity Brands Lighting | Lithonia Lighting | DMW2 4000LM MD PFL XXXXX 40K 80CRI | Outdoor Luminaires | Low Output | Fuel Pump Canopy Luminaires | Standard | FALSE | [9 empty] | 11/18/2015 12:00:00 AM | Dimmable | Continuous Below 10 | Yes |  |  | 4247.5 | 106.45 | 39.9 | 8.07 | 0.96 | 4000 | 80
PX4AP58D | Acuity Brands Lighting | Lithonia Lighting | DMW2 2000LM MD ACL XXXXX 35K 90CRI | Outdoor Luminaires | Low Output | Fuel Pump Canopy Luminaires | Standard | FALSE | [9 empty] | 11/18/2015 12:00:00 AM | Dimmable | Continuous Below 10 | Yes |  |  | 2099.88 | 111.81 | 18.78 | 16.73 | 0.93 | 3500 | 90
PGAFNKQV | Acuity Brands Lighting | Lithonia Lighting | DMW2 3000LM WD PFL XXXXX 35K 90CRI | Outdoor Luminaires | Low Output | Fuel Pump Canopy Luminaires | Standard | FALSE | [9 empty] | 11/18/2015 12:00:00 AM | Dimmable | Continuous Below 10 | Yes |  |  | 2214.65 | 79.52 | 27.85 | 16.73 | 0.93 | 3500 | 90
P2DSZQUX | Acuity Brands Lighting | Lithonia Lighting | DMW2 3000LM MD PFL XXXXX 30K 90CRI | Outdoor Luminaires | Low Output | Fuel Pump Canopy Luminaires | Standard | FALSE | [9 empty] | 11/18/2015 12:00:00 AM | Dimmable | Continuous Below 10 | Yes |  |  | 2503.06 | 89.88 | 27.85 | 16.73 | 0.93 | 3000 | 90
PWPV91Q2 | Acuity Brands Lighting | Lithonia Lighting | DMW2 2000LM MD ACL XXXXX 40K 80CRI | Outdoor Luminaires | Low Output | Fuel Pump Canopy Luminaires | Standard | FALSE | [9 empty] | 11/18/2015 12:00:00 AM | Dimmable | Continuous Below 10 | Yes |  |  | 2612.3 | 139.1 | 18.78 | 16.73 | 0.93 | 4000 | 80
P14KBEJP | Acuity Brands Lighting | Lithonia Lighting | DMW2 3000LM WD PFL XXXXX 35K 80CRI | Outdoor Luminaires | Low Output | Fuel Pump Canopy Luminaires | Standard | FALSE | [9 empty] | 11/18/2015 12:00:00 AM | Dimmable | Continuous Below 10 | Yes |  |  | 2695.74 | 96.79 | 27.85 | 16.73 | 0.93 | 3500 | 80
PDWP4ATA | Acuity Brands Lighting | Lithonia Lighting | DMW2 3000LM MD AFL XXXXX 40K 90CRI | Outdoor Luminaires | Low Output | Fuel Pump Canopy Luminaires | Standard | FALSE | [9 empty] | 11/18/2015 12:00:00 AM | Dimmable | Continuous Below 10 | Yes |  |  | 2999.97 | 107.72 | 27.85 | 16.73 | 0.93 | 4000 | 90
P7BCJJ6C | Acuity Brands Lighting | Lithonia Lighting | DMW2 4000LM MD PFL XXXXX 50K 90CRI | Outdoor Luminaires | Low Output | Fuel Pump Canopy Luminaires | Standard | FALSE | [9 empty] | 11/18/2015 12:00:00 AM | Dimmable | Continuous Below 10 | Yes |  |  | 3661.27 | 91.76 | 39.9 | 8.07 | 0.96 | 5000 | 90
P9AK6WGF | Acuity Brands Lighting | Lithonia Lighting | DMW2 4000LM MD ACL XXXXX 30K 90CRI | Outdoor Luminaires | Low Output | Fuel Pump Canopy Luminaires | Standard | FALSE | [9 empty] | 11/18/2015 12:00:00 AM | Dimmable | Continuous Below 10 | Yes |  |  | 3919.25 | 98.23 | 39.9 | 8.07 | 0.96 | 3000 | 90
PMNGVCKY | Acuity Brands Lighting | Lithonia Lighting | DMW2 3000LM MD ACL XXXXX 50K 80CRI | Outdoor Luminaires | Low Output | Fuel Pump Canopy Luminaires | Standard | FALSE | [9 empty] | 11/18/2015 12:00:00 AM | Dimmable | Continuous Below 10 | Yes |  |  | 3946.38 | 141.7 | 27.85 | 16.73 | 0.93 | 5000 | 80
P78S27BV | Acuity Brands Lighting | Lithonia Lighting | DMW2 4000LM MD PCL XXXXX 40K 90CRI | Outdoor Luminaires | Low Output | Fuel Pump Canopy Luminaires | Standard | FALSE | [9 empty] | 11/18/2015 12:00:00 AM | Dimmable | Continuous Below 10 | Yes |  |  | 3999.89 | 100.25 | 39.9 | 8.07 | 0.96 | 4000 | 90
PKXN18D8 | Acuity Brands Lighting | Lithonia Lighting | DMW2 4000LM MD PFL XXXXX 35K 80CRI | Outdoor Luminaires | Low Output | Fuel Pump Canopy Luminaires | Standard | FALSE | [9 empty] | 11/18/2015 12:00:00 AM | Dimmable | Continuous Below 10 | Yes |  |  | 4156.01 | 104.16 | 39.9 | 8.07 | 0.96 | 3500 | 80
PWJ512EQ | Acuity Brands Lighting | Lithonia Lighting | DMW2 4000LM MD ACL XXXXX 30K 80CRI | Outdoor Luminaires | Low Output | Fuel Pump Canopy Luminaires | Standard | FALSE | [9 empty] | 11/18/2015 12:00:00 AM | Dimmable | Continuous Below 10 | Yes |  |  | 4770.62 | 119.56 | 39.9 | 8.07 | 0.96 | 3000 | 80
PJ8TZPC1 | Acuity Brands Lighting | Lithonia Lighting | DMW2 2000LM MD PCL XXXXX 35K 90CRI | Outdoor Luminaires | Low Output | Fuel Pump Canopy Luminaires | Standard | FALSE | [9 empty] | 11/18/2015 12:00:00 AM | Dimmable | Continuous Below 10 | Yes |  |  | 2044.17 | 108.85 | 18.78 | 16.73 | 0.93 | 3500 | 90
PUJARC4E | Acuity Brands Lighting | Lithonia Lighting | DMW2 3000LM MD PFL XXXXX 30K 80CRI | Outdoor Luminaires | Low Output | Fuel Pump Canopy Luminaires | Standard | FALSE | [9 empty] | 11/18/2015 12:00:00 AM | Dimmable | Continuous Below 10 | Yes |  |  | 3046.79 | 109.4 | 27.85 | 16.73 | 0.93 | 3000 | 80
P24QB5R5 | Acuity Brands Lighting | Lithonia Lighting | DMW2 4000LM MD PFL XXXXX 30K 90CRI | Outdoor Luminaires | Low Output | Fuel Pump Canopy Luminaires | Standard | FALSE | [9 empty] | 11/18/2015 12:00:00 AM | Dimmable | Continuous Below 10 | Yes |  |  | 3328.43 | 83.42 | 39.9 | 8.07 | 0.96 | 3000 | 90
PUCUGNNU | Acuity Brands Lighting | Lithonia Lighting | DMW2 4000LM MD ACL XXXXX 35K 90CRI | Outdoor Luminaires | Low Output | Fuel Pump Canopy Luminaires | Standard | FALSE | [9 empty] | 11/18/2015 12:00:00 AM | Dimmable | Continuous Below 10 | Yes |  |  | 4020.39 | 100.76 | 39.9 | 8.07 | 0.96 | 3500 | 90
P000003ZY | Acuity Brands Lighting | Holophane | HXPL 3L 2 2T XX | Outdoor Luminaires | Low Output | Fuel Pump Canopy Luminaires | Standard | TRUE | 2783 | 104 | 26.6 | 21.9 | 0.918 | 3965 | 84 | 5 | 50000 | 7/16/2014 12:00:00 AM | Not Yet Verified | Not Yet Verified | Not Yet Verified |  | 2.1 | 2783 | 104 | 26.6 | 21.9 | 0.918 | 4000 | 84
P000003ZZ | Acuity Brands Lighting | Holophane | HXPL 4L 2 3T XX | Outdoor Luminaires | Low Output | Fuel Pump Canopy Luminaires | Standard | FALSE | [9 empty] | 7/16/2014 12:00:00 AM | Not Yet Verified | Not Yet Verified | Not Yet Verified |  |  | 4110 | 111 | 36.8 | 18.8 | 0.94 | 4122 | 84
PB2VK7FK | AEL Company | AEL Company | LSGM50SM[BZ, WH][SF, DF, SP] | Outdoor Luminaires | Mid Output | Fuel Pump Canopy Luminaires | Standard | TRUE | 5412 | 104.68 | 51.7 | 7.82 | 0.956 | 5404 | 85.5 | 5 | 50000 | 12/2/2015 12:00:00 AM | Dimmable | Continuous Below 10 | Not Yet Verified |  | 2.1 | 5412 | 104.68 | 51.7 | 7.82 | 0.956 | 5404 | 85.51
PWTUPPHF | Aimlite Lighting Products | Aimlite Lighting Products | I6D-LA1-[120V ONLY]/50K | Outdoor Luminaires | Low Output | Fuel Pump Canopy Luminaires | Standard | TRUE | 2976 | 88.4 | 33.7 | 14.5 | 0.971 | 4980 | 72 | 5 | 50000 | 2/12/2015 12:00:00 AM | Not Yet Verified | Not Yet Verified | Not Yet Verified |  | 2.1 | 3000 | 88 | 34 |  |  | 5000 | 70
P72QSJRR | Aimlite Lighting Products | Aimlite | I6D-LA2-2/50K | Outdoor Luminaires | Mid Output | Fuel Pump Canopy Luminaires | Standard | TRUE | 5524 | 95.91 | 57.6 | 17.68 | 0.931 | 5116 | 73.1 | 5 | 50000 | 8/5/2015 12:00:00 AM | Not Dimmable | Not Dimmable | Not Yet Verified |  | 2.1 | 5524 | 95.24 | 58 |  |  | 5000 | 70
P000004JI | Albeo Technologies | HX-Series | HX-1ST50-xx10-xxx-xxx | Outdoor Luminaires | Mid Output | Fuel Pump Canopy Luminaires | Standard | TRUE | 6917 | 90.1 | 76.8 | 19.38 | 0.89 | 4934 | 68 | 5 | 60300 | 9/24/2012 12:00:00 AM | Not Yet Verified | Not Yet Verified | Not Yet Verified |  | 1.7 | 6770 | 83 | 82 |  |  | 5000 | 74
PNBPW7RY | Aleddra Inc. | Aleddra | AL-CNP-100W-57K | Outdoor Luminaires | Mid Output | Fuel Pump Canopy Luminaires | Standard | TRUE | 8298.7 | 83.15 | 99.8 | 14.3 | 0.9154 | 5977 | 71.6 | 5 | 50000 | 4/4/2016 12:00:00 AM | Not Yet Verified | Not Yet Verified | Not Yet Verified |  | 2.1 | 8000 | 80 | 100 |  | 0.9 | 5700 | 70
P1WP6ZFA | Aleddra Inc. | Aleddra | AL-CNP-130W-57K | Outdoor Luminaires | High Output | Fuel Pump Canopy Luminaires | Standard | TRUE | 10853 | 83.87 | 129.4 | 15.01 | 0.9207 | 5992 | 72.1 | 5 | 50000 | 4/4/2016 12:00:00 AM | Not Yet Verified | Not Yet Verified | Not Yet Verified |  | 2.1 | 10000 | 83 | 130 |  | 0.9 | 5700 | 70
PNXBWFYB | Aleddra Inc. | Aleddra | AL-CN-40W-A-27K | Outdoor Luminaires | Low Output | Fuel Pump Canopy Luminaires | Standard | TRUE | 3861.7 | 96.28 | 40.11 | 15.79 | 0.9069 | 2779 | 67.9 | 5 | 50000 | 4/7/2016 12:00:00 AM | Not Dimmable | Not Dimmable | No |  | 3.1 | 3899.9 | 96.29 | 40.5 | 15.79 | 0.9069 | 2700 | 67.9
PNECSDAG | Aleddra Inc. | Aleddra | AL-CN-40W-A-50K | Outdoor Luminaires | Low Output | Fuel Pump Canopy Luminaires | Standard | FALSE | [9 empty] | 4/7/2016 12:00:00 AM | Not Dimmable | Not Dimmable | No |  |  | 3899.9 | 96.29 | 40.5 | 15.79 | 0.9069 | 5000 | 67.9
PNBB5YBU | Aleddra Inc. | Aleddra | AL-CN-40W-A-57K | Outdoor Luminaires | Low Output | Fuel Pump Canopy Luminaires | Standard | FALSE | [9 empty] | 4/7/2016 12:00:00 AM | Not Dimmable | Not Dimmable | No |  |  | 4094 | 100.81 | 40.61 | 15.93 | 0.9094 | 5700 | 75.4
P3B48Y47 | Aleddra Inc. | Aleddra | AL-CNP-130W-50K | Outdoor Luminaires | High Output | Fuel Pump Canopy Luminaires | Standard | TRUE | 13839 | 107.86 | 128.3 | 15.34 | 0.9158 | 5164 | 71.7 | 5 |  | 2/26/2016 12:00:00 AM | Not Dimmable | Not Dimmable | No |  | 3 | 13839 | 107.86 | 128.3 | 15.34 | 0.9158 | 5000 | 71.7
PRYPZE7B | Aleddra Inc. | Aleddra | AL-CNP-100W-50K | Outdoor Luminaires | High Output | Fuel Pump Canopy Luminaires | Standard | TRUE | 11369 | 110.92 | 102.5 | 14.96 | 0.9213 | 5171 | 71.6 | 5 |  | 2/26/2016 12:00:00 AM | Not Dimmable | Not Dimmable | No |  | 3 | 31000 | 96 | 323 | 10 | 0.94 | 5000 | 84
PXGFK37W | Aleddra Inc. | Aleddra | AL-CNP-60W-57K | Outdoor Luminaires | Mid Output | Fuel Pump Canopy Luminaires | Standard | TRUE | 5443.2 | 90.63 | 60.06 | 15.68 | 0.9135 | 5986 | 71.1 | 5 |  | 2/26/2016 12:00:00 AM | Not Dimmable | Not Dimmable | No |  | 3 | 5443.2 | 90.63 | 60.06 | 15.68 | 0.9135 | 5700 | 71.1
P37E94GG | Aleddra Inc. | Aleddra | AL-CNP-130W-D-50K | Outdoor Luminaires | High Output | Fuel Pump Canopy Luminaires | Standard | TRUE | 12713 | 107.46 | 118.3 | 15.93 | 0.9149 | 5292 | 71.5 | 5 | 50000 | 2/26/2016 12:00:00 AM | Not Dimmable | Not Dimmable | No |  | 3.1 | 12713 | 107.46 | 118.3 | 15.93 | 0.9149 | 5000 | 71.5
PTHZ2MUE | Aleddra Inc. | Aleddra | AL-CNP-130W-D-57K | Outdoor Luminaires | High Output | Fuel Pump Canopy Luminaires | Standard | FALSE | [9 empty] | 2/26/2016 12:00:00 AM | Not Dimmable | Not Dimmable | No |  |  | 13094 | 109.57 | 119.5 | 14.73 | 0.9173 | 5700 | 76.1
PTYF1PC4 | Aleddra Inc. | Aleddra | AL-CNP-100W-D-50K | Outdoor Luminaires | High Output | Fuel Pump Canopy Luminaires | Premium | TRUE | 10332 | 106.93 | 96.62 | 14.33 | 0.9046 | 5119 | 73.3 | 5 | 50000 | 2/26/2016 12:00:00 AM | Not Dimmable | Not Dimmable | No |  | 3.1 | 10332 | 106.93 | 96.62 | 14.33 | 0.9046 | 5000 | 73.3
P8M4X66U | Aleddra Inc. | Aleddra | AL-CNP-100W-D-57K | Outdoor Luminaires | High Output | Fuel Pump Canopy Luminaires | Premium | FALSE | [9 empty] | 2/26/2016 12:00:00 AM | Not Dimmable | Not Dimmable | No |  |  | 10482 | 107.83 | 97.21 | 13.98 | 0.9088 | 5700 | 73.8
PB5BWHQA | Aleo Lighting, Inc. | Aleo | LSC-100/30K | Outdoor Luminaires | Mid Output | Fuel Pump Canopy Luminaires | Standard | TRUE | 8725.3 | 88.53 | 98.55 | 10.95 | 0.9081 | 3085 | 70.5 | 5 | 50000 | 7/13/2016 12:00:00 AM | Not Dimmable | Not Dimmable | Not Yet Verified |  | 2.1 | 8720 | 88.53 | 100 |  | 0.9 | 3000 | 70
PJKGJUSP | Aleo Lighting, Inc. | Aleo | LSC-100/50K | Outdoor Luminaires | Mid Output | Fuel Pump Canopy Luminaires | Standard | FALSE | [9 empty] | 7/13/2016 12:00:00 AM | Not Dimmable | Not Dimmable | Not Yet Verified |  |  | 8720 | 88.53 | 100 |  | 0.9 | 5000 | 70
PCZWK3V2 | Aleo Lighting, Inc. | Aleo | LSC-100/45K | Outdoor Luminaires | Mid Output | Fuel Pump Canopy Luminaires | Standard | FALSE | [9 empty] | 7/13/2016 12:00:00 AM | Not Dimmable | Not Dimmable | Not Yet Verified |  |  | 8720 | 88.53 | 100 |  | 0.9 | 4500 | 70
PHQJEF1F | Aleo Lighting, Inc. | Aleo | LSC-100/40K | Outdoor Luminaires | Mid Output | Fuel Pump Canopy Luminaires | Standard | FALSE | [9 empty] | 7/13/2016 12:00:00 AM | Not Dimmable | Not Dimmable | Not Yet Verified |  |  | 8720 | 88.53 | 100 |  | 0.9 | 4000 | 70
PT5VX34Y | Aleo Lighting, Inc. | Aleo | LSC-100/35K | Outdoor Luminaires | Mid Output | Fuel Pump Canopy Luminaires | Standard | FALSE | [9 empty] | 7/13/2016 12:00:00 AM | Not Dimmable | Not Dimmable | Not Yet Verified |  |  | 8720 | 88.53 | 100 |  | 0.9 | 3500 | 70
PYDQD758 | Aleo Lighting, Inc. | Aleo | LSC-100/57K | Outdoor Luminaires | Mid Output | Fuel Pump Canopy Luminaires | Standard | FALSE | [9 empty] | 7/13/2016 12:00:00 AM | Not Dimmable | Not Dimmable | Not Yet Verified |  |  | 8720 | 92.84 | 100 |  | 0.9 | 5700 | 70
PKRJ3B7J | Aleo Lighting, Inc. | Aleo | LSC-120/30K | Outdoor Luminaires | High Output | Fuel Pump Canopy Luminaires | Standard | TRUE | 10819 | 88.3 | 122.5 | 18.91 | 0.9356 | 3075 | 70.5 | 5 | 50000 | 7/13/2016 12:00:00 AM | Not Dimmable | Not Dimmable | Not Yet Verified |  | 2.1 | 10819 | 88.3 | 122.5 | 18.91 | 0.9356 | 3000 | 70.5
PRUD6YT9 | Aleo Lighting, Inc. | Aleo | LSC-120/35K | Outdoor Luminaires | High Output | Fuel Pump Canopy Luminaires | Standard | FALSE | [9 empty] | 7/13/2016 12:00:00 AM | Not Dimmable | Not Dimmable | Not Yet Verified |  |  | 10819 | 88.3 | 122.5 | 18.91 | 0.9356 | 3500 | 70.5
PEQMQ4JH | Aleo Lighting, Inc. | Aleo | LSC-120/40K | Outdoor Luminaires | High Output | Fuel Pump Canopy Luminaires | Standard | FALSE | [9 empty] | 7/13/2016 12:00:00 AM | Not Dimmable | Not Dimmable | Not Yet Verified |  |  | 10819 | 88.3 | 122.5 | 18.91 | 0.9356 | 4000 | 70.5
PJNT1XS3 | Aleo Lighting, Inc. | Aleo | LSC-120/57K | Outdoor Luminaires | High Output | Fuel Pump Canopy Luminaires | Standard | FALSE | [9 empty] | 7/13/2016 12:00:00 AM | Not Dimmable | Not Dimmable | Not Yet Verified |  |  | 11289 | 95.83 | 117.8 | 18.79 | 0.9294 | 5700 | 74.1
PUPPHNKU | Aleo Lighting, Inc. | Aleo | LSC-120/45K | Outdoor Luminaires | High Output | Fuel Pump Canopy Luminaires | Standard | FALSE | [9 empty] | 7/13/2016 12:00:00 AM | Not Dimmable | Not Dimmable | Not Yet Verified |  |  | 10819 | 88.3 | 122.5 | 18.91 | 0.9356 | 4500 | 70.5
PK5BJ6H2 | Aleo Lighting, Inc. | Aleo | LSC-120/50K | Outdoor Luminaires | High Output | Fuel Pump Canopy Luminaires | Standard | FALSE | [9 empty] | 7/13/2016 12:00:00 AM | Not Dimmable | Not Dimmable | Not Yet Verified |  |  | 10819 | 88.3 | 122.5 | 18.91 | 0.9356 | 5000 | 70.5
P2DN68QT | Aleo Lighting, Inc. | Aleo | LSC-40/40K | Outdoor Luminaires | Low Output | Fuel Pump Canopy Luminaires | Standard | TRUE | 3473.6 | 84.24 | 41.23 | 18.31 | 0.9531 | 3956 | 72 | 5 | 50000 | 7/13/2016 12:00:00 AM | Dimmable | Continuous Below 10 | Not Yet Verified |  | 2.1 | 3473.6 | 84.24 | 41.23 | 18.31 | 0.9531 | 4000 | 72
PZCYCWZ2 | Aleo Lighting, Inc. | Aleo | LSC-40/45K | Outdoor Luminaires | Low Output | Fuel Pump Canopy Luminaires | Standard | FALSE | [9 empty] | 7/13/2016 12:00:00 AM | Dimmable | Continuous Below 10 | Not Yet Verified |  |  | 3473.6 | 84.24 | 41.23 | 16.31 | 0.9531 | 4500 | 72
PYBX2KG6 | Aleo Lighting, Inc. | Aleo | LSC-40/57K | Outdoor Luminaires | Low Output | Fuel Pump Canopy Luminaires | Standard | FALSE | [9 empty] | 7/13/2016 12:00:00 AM | Dimmable | Continuous Below 10 | Not Yet Verified |  |  | 3812 | 91.39 | 41.71 | 16.77 | 0.9575 | 5700 | 78.2
PC5UYXZE | Aleo Lighting, Inc. | Aleo | LSC-40/50K | Outdoor Luminaires | Low Output | Fuel Pump Canopy Luminaires | Standard | FALSE | [9 empty] | 7/13/2016 12:00:00 AM | Dimmable | Continuous Below 10 | Not Yet Verified |  |  | 3473.6 | 84.24 | 41.23 | 18.31 | 0.9531 | 5000 | 72
PB3YG3R3 | Aleo Lighting, Inc. | Aleo | LSC-40/30K-D | Outdoor Luminaires | Low Output | Fuel Pump Canopy Luminaires | Standard | TRUE | 4777.4 | 110.43 | 43.26 | 15.74 | 0.9506 | 2999 | 72.9 | 5 | 50000 | 7/13/2016 12:00:00 AM | Not Dimmable | Not Dimmable | No |  | 3.1 | 4805.6 | 111.19 | 43.22 | 15.74 | 0.9506 | 3000 | 72.9
PB1DXGXY | Aleo Lighting, Inc. | Aleo | LSC-40/50K-D | Outdoor Luminaires | Low Output | Fuel Pump Canopy Luminaires | Standard | FALSE | [9 empty] | 7/13/2016 12:00:00 AM | Not Dimmable | Not Dimmable | No |  |  | 5047 | 116.27 | 43.41 | 15.74 | 0.9506 | 5000 | 72.9
PJ964J83 | Aleo Lighting, Inc. | Aleo | LSC-40/57K-D | Outdoor Luminaires | Low Output | Fuel Pump Canopy Luminaires | Standard | FALSE | [9 empty] | 7/13/2016 12:00:00 AM | Not Dimmable | Not Dimmable | No |  |  | 5107 | 117.16 | 43.59 | 15.88 | 0.9513 | 5700 | 73.9
PJBNQ6BV | Aleo Lighting, Inc. | Aleo | LSC-40/35K-D | Outdoor Luminaires | Low Output | Fuel Pump Canopy Luminaires | Standard | FALSE | [9 empty] | 7/13/2016 12:00:00 AM | Not Dimmable | Not Dimmable | No |  |  | 4866 | 112.1 | 43.41 | 15.74 | 0.9506 | 3500 | 72.9
P2PGKTAG | Aleo Lighting, Inc. | Aleo | LSC-40/40K-D | Outdoor Luminaires | Low Output | Fuel Pump Canopy Luminaires | Standard | FALSE | [9 empty] | 7/13/2016 12:00:00 AM | Not Dimmable | Not Dimmable | No |  |  | 4926 | 113.49 | 43.41 | 15.74 | 0.9506 | 4000 | 72.9
PT8CA2XC | Aleo Lighting, Inc. | Aleo | LSC-40/45K-D | Outdoor Luminaires | Low Output | Fuel Pump Canopy Luminaires | Standard | FALSE | [9 empty] | 7/13/2016 12:00:00 AM | Not Dimmable | Not Dimmable | No |  |  | 4986 | 114.88 | 43.41 | 15.74 | 0.9506 | 4500 | 72.9
P4GJ2YU6 | Aleo Lighting, Inc. | Aleo | LSC-85/30K | Outdoor Luminaires | Mid Output | Fuel Pump Canopy Luminaires | Standard | TRUE | 7893.5 | 85.99 | 91.8 | 10.91 | 0.9053 | 3082 | 70.4 | 5 | 50000 | 7/13/2016 12:00:00 AM | Not Dimmable | Not Dimmable | Not Yet Verified |  | 2.1 | 7890 |  | 85 |  | 0.9 | 3000 | 70
P5WFA3ZH | Aleo Lighting, Inc. | Aleo | LSC-85/40K | Outdoor Luminaires | Mid Output | Fuel Pump Canopy Luminaires | Standard | FALSE | [9 empty] | 7/13/2016 12:00:00 AM | Not Yet Verified | Not Yet Verified | Not Yet Verified |  |  | 7890 | 85.99 | 85 |  | 0.9 | 4000 | 70
PMH2YP7S | Aleo Lighting, Inc. | Aleo | LSC-85/45K | Outdoor Luminaires | Mid Output | Fuel Pump Canopy Luminaires | Standard | FALSE | [9 empty] | 7/13/2016 12:00:00 AM | Not Yet Verified | Not Yet Verified | Not Yet Verified |  |  | 7890 | 85.99 | 85 |  | 0.9 | 4500 | 70
PQMRJCQZ | Aleo Lighting, Inc. | Aleo | LSC-85/50K | Outdoor Luminaires | Mid Output | Fuel Pump Canopy Luminaires | Standard | FALSE | [9 empty] | 7/13/2016 12:00:00 AM | Not Dimmable | Not Dimmable | Not Yet Verified |  |  | 7893.5 | 85.99 | 91.8 |  | 0.9 | 5000 | 70
P23JCCFP | Aleo Lighting, Inc. | Aleo | LSC-85/57K | Outdoor Luminaires | Mid Output | Fuel Pump Canopy Luminaires | Standard | FALSE | [9 empty] | 7/13/2016 12:00:00 AM | Not Dimmable | Not Dimmable | Not Yet Verified |  |  | 7994.1 | 88.64 | 90.19 |  | 0.9 | 5700 | 70
PYQS2FYT | Aleo Lighting, Inc. | Aleo | LSC-85/35K | Outdoor Luminaires | Mid Output | Fuel Pump Canopy Luminaires | Standard | FALSE | [9 empty] | 7/13/2016 12:00:00 AM | Not Dimmable | Not Dimmable | Not Yet Verified |  |  | 7890 | 85.99 | 85 |  | 0.9 | 3500 | 70
PCVCFJQY | All Green Lighting, Inc. | All Green Lighting , Inc | LIBRA-60W | Outdoor Luminaires | Mid Output | Fuel Pump Canopy Luminaires | Standard | TRUE | 5724 | 93.13 | 61.46 | 11.36 | 0.9357 | 5055 | 73 | 5 | 50000 | 7/2/2015 12:00:00 AM | Not Yet Verified | Not Yet Verified | Not Yet Verified |  | 1.7 | 5330 | 85 | 60 |  |  | 5000 | 75
PEHB2TUY | All Green Lighting, Inc. | All Green Lighting , Inc | LIBRA-90W | Outdoor Luminaires | Mid Output | Fuel Pump Canopy Luminaires | Standard | TRUE | 8262 | 90.21 | 91.59 | 18.08 | 0.932 | 5110 | 74 | 5 | 50000 | 7/2/2015 12:00:00 AM | Not Yet Verified | Not Yet Verified | Not Yet Verified |  | 2 | 7995 | 85 | 90 |  | 0.96 |  | 75
PZR5UJJS | All Green Lighting, Inc. | All Green Lighting , Inc | LIBRA-180W | Outdoor Luminaires | High Output | Fuel Pump Canopy Luminaires | Standard | FALSE | [9 empty] | 7/2/2015 12:00:00 AM | Not Yet Verified | Not Yet Verified | Not Yet Verified |  |  | 15990 | 85 | 180 |  | 0.96 |  | 75
PE996QBK | All Green Lighting, Inc. | All Green Lighting , Inc | LIBRA-120W | Outdoor Luminaires | High Output | Fuel Pump Canopy Luminaires | Standard | FALSE | [9 empty] | 7/2/2015 12:00:00 AM | Not Yet Verified | Not Yet Verified | Not Yet Verified |  |  | 10660 | 85 | 120 |  | 0.96 |  | 75
PPKQKZPE | All Green Lighting, Inc. | All Green Lighting , Inc | LIBRA-240W | Outdoor Luminaires | High Output | Fuel Pump Canopy Luminaires | Standard | FALSE | [9 empty] | 7/2/2015 12:00:00 AM | Not Yet Verified | Not Yet Verified | Not Yet Verified |  |  | 21320 | 85 | 240 |  | 0.96 |  | 75
PNVBA2FM | All Green Lighting, Inc. | All Green Lighting, Inc | CORONA-60W-27K-ND | Outdoor Luminaires | Mid Output | Fuel Pump Canopy Luminaires | Standard | TRUE | 5621.49 | 92.46 | 60.8 | 11.9 | 0.972 | 2682 | 82.1 | 5 | 50000 | 11/28/2015 12:00:00 AM | Not Dimmable | Not Dimmable | Not Yet Verified |  | 2.1 | 5621.49 | 92.46 | 60.8 | 3.8 | 0.997 | 2682 | 82.1
PFNG57ET | All Green Lighting, Inc. | All Green Lighting, Inc | CORONA-60W-27K-D | Outdoor Luminaires | Mid Output | Fuel Pump Canopy Luminaires | Standard | FALSE | [9 empty] | 11/28/2015 12:00:00 AM | Dimmable | Continuous Above 10 | Not Yet Verified |  |  | 5500 | 91.7 | 60 | 3.8 | 0.997 | 2700 | 82.1
PP8P9CAP | All Green Lighting, Inc. | All Green Lighting, Inc | CORONA-60W-30K-ND | Outdoor Luminaires | Mid Output | Fuel Pump Canopy Luminaires | Standard | FALSE | [9 empty] | 11/28/2015 12:00:00 AM | Not Dimmable | Not Dimmable | Not Yet Verified |  |  | 5500 | 91.7 | 60 | 3.8 | 0.997 | 3000 | 82.1
PDQT324C | All Green Lighting, Inc. | All Green Lighting, Inc | CORONA-60W-45K-ND | Outdoor Luminaires | Mid Output | Fuel Pump Canopy Luminaires | Standard | FALSE | [9 empty] | 11/28/2015 12:00:00 AM | Not Dimmable | Not Dimmable | Not Yet Verified |  |  | 5500 | 91.7 | 60 | 3.8 | 0.997 | 4500 | 82.1
PCD3PJB2 | All Green Lighting, Inc. | All Green Lighting, Inc | CORONA-60W-50K-ND | Outdoor Luminaires | Mid Output | Fuel Pump Canopy Luminaires | Standard | FALSE | [9 empty] | 11/28/2015 12:00:00 AM | Not Dimmable | Not Dimmable | Not Yet Verified |  |  | 5500 | 91.7 | 60 | 3.8 | 0.997 | 5000 | 82.1
P92PUCU7 | All Green Lighting, Inc. | All Green Lighting, Inc | CORONA-60W-45K-D | Outdoor Luminaires | Mid Output | Fuel Pump Canopy Luminaires | Standard | FALSE | [9 empty] | 11/28/2015 12:00:00 AM | Dimmable | Continuous Above 10 | Not Yet Verified |  |  | 5500 | 91.7 | 60 | 3.8 | 0.997 | 4500 | 82.1
P4XVX466 | All Green Lighting, Inc. | All Green Lighting, Inc | CORONA-60W-27K-MS | Outdoor Luminaires | Mid Output | Fuel Pump Canopy Luminaires | Standard | FALSE | [9 empty] | 11/28/2015 12:00:00 AM | Dimmable | Stepped | Not Yet Verified |  |  | 5500 | 91.7 | 60 | 3.8 | 0.997 | 2700 | 82.1
PCK85YVH | All Green Lighting, Inc. | All Green Lighting, Inc | CORONA-60W-50K-D | Outdoor Luminaires | Mid Output | Fuel Pump Canopy Luminaires | Standard | FALSE | [9 empty] | 11/28/2015 12:00:00 AM | Dimmable | Continuous Above 10 | Not Yet Verified |  |  | 5500 | 91.7 | 60 | 3.8 | 0.997 | 5000 | 82.1
PD47HYAV | All Green Lighting, Inc. | All Green Lighting, Inc | CORONA-60W-50K-MS | Outdoor Luminaires | Mid Output | Fuel Pump Canopy Luminaires | Standard | FALSE | [9 empty] | 11/28/2015 12:00:00 AM | Dimmable | Stepped | Not Yet Verified |  |  | 5500 | 91.7 | 60 | 3.8 | 0.997 | 5000 | 82.1
P4ZWJPH7 | All Green Lighting, Inc. | All Green Lighting, Inc | CORONA-60W-40K-ND | Outdoor Luminaires | Mid Output | Fuel Pump Canopy Luminaires | Standard | FALSE | [9 empty] | 11/28/2015 12:00:00 AM | Not Dimmable | Not Dimmable | Not Yet Verified |  |  | 5500 | 91.7 | 60 | 3.8 | 0.997 | 4000 | 82.1
P5Q2P7QJ | All Green Lighting, Inc. | All Green Lighting, Inc | CORONA-60W-30K-D | Outdoor Luminaires | Mid Output | Fuel Pump Canopy Luminaires | Standard | FALSE | [9 empty] | 11/28/2015 12:00:00 AM | Dimmable | Continuous Above 10 | Not Yet Verified |  |  | 5500 | 91.7 | 60 | 3.8 | 0.997 | 3000 | 82.1
PU6GKGKS | All Green Lighting, Inc. | All Green Lighting, Inc | CORONA-60W-35K-D | Outdoor Luminaires | Mid Output | Fuel Pump Canopy Luminaires | Standard | FALSE | [9 empty] | 11/28/2015 12:00:00 AM | Dimmable | Continuous Above 10 | Not Yet Verified |  |  | 5500 | 91.7 | 60 | 3.8 | 0.997 | 3500 | 82.1
PK59B4K9 | All Green Lighting, Inc. | All Green Lighting, Inc | CORONA-60W-40K-D | Outdoor Luminaires | Mid Output | Fuel Pump Canopy Luminaires | Standard | FALSE | [9 empty] | 11/28/2015 12:00:00 AM | Dimmable | Continuous Above 10 | Not Yet Verified |  |  | 5500 | 91.7 | 60 | 3.8 | 0.997 | 4000 | 82.1
PZB9MXSK | All Green Lighting, Inc. | All Green Lighting, Inc | CORONA-60W-57K-D | Outdoor Luminaires | Mid Output | Fuel Pump Canopy Luminaires | Standard | FALSE | [9 empty] | 11/28/2015 12:00:00 AM | Dimmable | Continuous Above 10 | Not Yet Verified |  |  | 5500 | 91.7 | 60 | 3.8 | 0.997 | 5700 | 82.1
PSG3C4T6 | All Green Lighting, Inc. | All Green Lighting, Inc | CORONA-60W-30K-MS | Outdoor Luminaires | Mid Output | Fuel Pump Canopy Luminaires | Standard | FALSE | [9 empty] | 11/28/2015 12:00:00 AM | Dimmable | Stepped | Not Yet Verified |  |  | 5500 | 91.7 | 60 | 3.8 | 0.997 | 3000 | 82.1
PWJQT1HV | All Green Lighting, Inc. | All Green Lighting, Inc | CORONA-60W-40K-MS | Outdoor Luminaires | Mid Output | Fuel Pump Canopy Luminaires | Standard | FALSE | [9 empty] | 11/28/2015 12:00:00 AM | Dimmable | Stepped | Not Yet Verified |  |  | 5500 | 91.7 | 60 | 3.8 | 0.997 | 4000 | 82.1
P49ZG4ZE | All Green Lighting, Inc. | All Green Lighting, Inc | CORONA-60W-45K-MS | Outdoor Luminaires | Mid Output | Fuel Pump Canopy Luminaires | Standard | FALSE | [9 empty] | 11/28/2015 12:00:00 AM | Dimmable | Stepped | Not Yet Verified |  |  | 5500 | 91.7 | 60 | 3.8 | 0.997 | 4500 | 82.1
P41564EN | All Green Lighting, Inc. | All Green Lighting, Inc | CORONA-60W-57K-ND | Outdoor Luminaires | Mid Output | Fuel Pump Canopy Luminaires | Standard | FALSE | [9 empty] | 11/28/2015 12:00:00 AM | Not Dimmable | Not Dimmable | Not Yet Verified |  |  | 5500 | 91.7 | 60 | 3.8 | 0.997 | 5700 | 82.1
PXN445NS | All Green Lighting, Inc. | All Green Lighting, Inc | CORONA-60W-35K-MS | Outdoor Luminaires | Mid Output | Fuel Pump Canopy Luminaires | Standard | FALSE | [9 empty] | 11/28/2015 12:00:00 AM | Dimmable | Stepped | Not Yet Verified |  |  | 5500 | 91.7 | 60 | 3.8 | 0.997 | 3500 | 82.1
PUQXPM6B | All Green Lighting, Inc. | All Green Lighting, Inc | CORONA-60W-35K-ND | Outdoor Luminaires | Mid Output | Fuel Pump Canopy Luminaires | Standard | FALSE | [9 empty] | 11/28/2015 12:00:00 AM | Not Dimmable | Not Dimmable | Not Yet Verified |  |  | 5500 | 91.7 | 60 | 3.8 | 0.997 | 3500 | 82.1
PCE35BNC | All Green Lighting, Inc. | All Green Lighting, Inc | CORONA-60W-57K-MS | Outdoor Luminaires | Mid Output | Fuel Pump Canopy Luminaires | Standard | FALSE | [9 empty] | 11/28/2015 12:00:00 AM | Dimmable | Stepped | Not Yet Verified |  |  | 5500 | 91.7 | 60 | 3.8 | 0.997 | 5700 | 82.1
PYES2E4H | All Green Lighting, Inc. | All Green Lighting, Inc | CORONA-80W-27K-ND | Outdoor Luminaires | Mid Output | Fuel Pump Canopy Luminaires | Standard | TRUE | 6992.26 | 84.81 | 82.45 | 15.4 | 0.963 | 2674 | 81.8 | 5 | 50000 | 11/28/2015 12:00:00 AM | Not Dimmable | Not Dimmable | Not Yet Verified |  | 2.1 | 6992.26 | 84.81 | 82.45 | 9.6 | 0.992 | 2674 | 81.8
PDXXY6TE | All Green Lighting, Inc. | All Green Lighting, Inc | CORONA-80W-45K-ND | Outdoor Luminaires | Mid Output | Fuel Pump Canopy Luminaires | Standard | FALSE | [9 empty] | 11/28/2015 12:00:00 AM | Not Dimmable | Not Dimmable | Not Yet Verified |  |  | 7200 | 90 | 80 | 9.6 | 0.992 | 4500 | 81.8
PY3DA165 | All Green Lighting, Inc. | All Green Lighting, Inc | CORONA-80W-57K-ND | Outdoor Luminaires | Mid Output | Fuel Pump Canopy Luminaires | Standard | FALSE | [9 empty] | 11/28/2015 12:00:00 AM | Not Dimmable | Not Dimmable | Not Yet Verified |  |  | 7200 | 90 | 80 | 9.6 | 0.992 | 5700 | 81.8
P13RK99W | All Green Lighting, Inc. | All Green Lighting, Inc | CORONA-80W-50K-D | Outdoor Luminaires | Mid Output | Fuel Pump Canopy Luminaires | Standard | FALSE | [9 empty] | 11/28/2015 12:00:00 AM | Dimmable | Continuous Below 10 | Not Yet Verified |  |  | 7200 | 90 | 80 | 9.6 | 0.992 | 5000 | 81.8
PWQBYKZ3 | All Green Lighting, Inc. | All Green Lighting, Inc | CORONA-80W-45K-MS | Outdoor Luminaires | Mid Output | Fuel Pump Canopy Luminaires | Standard | FALSE | [9 empty] | 11/28/2015 12:00:00 AM | Dimmable | Stepped | Not Yet Verified |  |  | 7200 | 90 | 80 | 9.6 | 0.992 | 4500 | 81.8
PGC6A42T | All Green Lighting, Inc. | All Green Lighting, Inc | CORONA-80W-35K-ND | Outdoor Luminaires | Mid Output | Fuel Pump Canopy Luminaires | Standard | FALSE | [9 empty] | 11/28/2015 12:00:00 AM | Not Dimmable | Not Dimmable | Not Yet Verified |  |  | 7200 | 90 | 80 | 9.6 | 0.992 | 3500 | 81.8
PKGUGZS6 | All Green Lighting, Inc. | All Green Lighting, Inc | CORONA-80W-57K-MS | Outdoor Luminaires | Mid Output | Fuel Pump Canopy Luminaires | Standard | FALSE | [9 empty] | 11/28/2015 12:00:00 AM | Dimmable | Stepped | Not Yet Verified |  |  | 7200 | 90 | 80 | 9.6 | 0.992 | 5700 | 81.8
PU7WGM6T | All Green Lighting, Inc. | All Green Lighting, Inc | CORONA-80W-40K-ND | Outdoor Luminaires | Mid Output | Fuel Pump Canopy Luminaires | Standard | FALSE | [9 empty] | 11/28/2015 12:00:00 AM | Not Dimmable | Not Dimmable | Not Yet Verified |  |  | 7200 | 90 | 80 | 9.6 | 0.992 | 4000 | 81.8
P5RM9525 | All Green Lighting, Inc. | All Green Lighting, Inc | CORONA-80W-40K-D | Outdoor Luminaires | Mid Output | Fuel Pump Canopy Luminaires | Standard | FALSE | [9 empty] | 11/28/2015 12:00:00 AM | Dimmable | Continuous Below 10 | Not Yet Verified |  |  | 7200 | 90 | 80 | 9.6 | 0.992 | 4000 | 81.8
PMYJ8NTG | All Green Lighting, Inc. | All Green Lighting, Inc | CORONA-80W-27K-MS | Outdoor Luminaires | Mid Output | Fuel Pump Canopy Luminaires | Standard | FALSE | [9 empty] | 11/28/2015 12:00:00 AM | Dimmable | Stepped | Not Yet Verified |  |  | 7200 | 90 | 80 | 9.6 | 0.992 | 2700 | 81.8
PQPG8BG3 | All Green Lighting, Inc. | All Green Lighting, Inc | CORONA-80W-35K-MS | Outdoor Luminaires | Mid Output | Fuel Pump Canopy Luminaires | Standard | FALSE | [9 empty] | 11/28/2015 12:00:00 AM | Dimmable | Stepped | Not Yet Verified |  |  | 7200 | 90 | 80 | 9.6 | 0.992 | 3500 | 81.8
PH6V37ZJ | All Green Lighting, Inc. | All Green Lighting, Inc | CORONA-80W-30K-D | Outdoor Luminaires | Mid Output | Fuel Pump Canopy Luminaires | Standard | FALSE | [9 empty] | 11/28/2015 12:00:00 AM | Dimmable | Continuous Below 10 | Not Yet Verified |  |  | 7200 | 90 | 80 | 9.6 | 0.992 | 3000 | 81.8
PPEEDXKY | All Green Lighting, Inc. | All Green Lighting, Inc | CORONA-80W-30K-ND | Outdoor Luminaires | Mid Output | Fuel Pump Canopy Luminaires | Standard | FALSE | [9 empty] | 11/28/2015 12:00:00 AM | Not Dimmable | Not Dimmable | Not Yet Verified |  |  | 7200 | 90 | 80 | 9.6 | 0.992 | 3000 | 81.8
P5GQZ561 | All Green Lighting, Inc. | All Green Lighting, Inc | CORONA-80W-50K-ND | Outdoor Luminaires | Mid Output | Fuel Pump Canopy Luminaires | Standard | FALSE | [9 empty] | 11/28/2015 12:00:00 AM | Not Dimmable | Not Dimmable | Not Yet Verified |  |  | 7200 | 90 | 80 | 9.6 | 0.992 | 5000 | 81.8
PB74GWUE | All Green Lighting, Inc. | All Green Lighting, Inc | CORONA-80W-27K-D | Outdoor Luminaires | Mid Output | Fuel Pump Canopy Luminaires | Standard | FALSE | [9 empty] | 11/28/2015 12:00:00 AM | Dimmable | Continuous Below 10 | Not Yet Verified |  |  | 7200 | 90 | 80 | 9.6 | 0.992 | 2700 | 81.8
PTSR22UN | All Green Lighting, Inc. | All Green Lighting, Inc | CORONA-80W-35K-D | Outdoor Luminaires | Mid Output | Fuel Pump Canopy Luminaires | Standard | FALSE | [9 empty] | 11/28/2015 12:00:00 AM | Dimmable | Continuous Below 10 | Not Yet Verified |  |  | 7200 | 90 | 80 | 9.6 | 0.992 | 3500 | 81.8
PDSFW9YB | All Green Lighting, Inc. | All Green Lighting, Inc | CORONA-80W-45K-D | Outdoor Luminaires | Mid Output | Fuel Pump Canopy Luminaires | Standard | FALSE | [9 empty] | 11/28/2015 12:00:00 AM | Dimmable | Continuous Below 10 | Not Yet Verified |  |  | 7200 | 90 | 80 | 9.6 | 0.992 | 4500 | 81.8
PM467GSF | All Green Lighting, Inc. | All Green Lighting, Inc | CORONA-80W-57K-D | Outdoor Luminaires | Mid Output | Fuel Pump Canopy Luminaires | Standard | FALSE | [9 empty] | 11/28/2015 12:00:00 AM | Dimmable | Continuous Below 10 | Not Yet Verified |  |  | 7200 | 90 | 80 | 9.6 | 0.992 | 5700 | 81.8
PRTH12KE | All Green Lighting, Inc. | All Green Lighting, Inc | CORONA-80W-30K-MS | Outdoor Luminaires | Mid Output | Fuel Pump Canopy Luminaires | Standard | FALSE | [9 empty] | 11/28/2015 12:00:00 AM | Dimmable | Stepped | Not Yet Verified |  |  | 7200 | 90 | 80 | 9.6 | 0.992 | 3000 | 81.8
PY9R3U2U | All Green Lighting, Inc. | All Green Lighting, Inc | CORONA-80W-40K-MS | Outdoor Luminaires | Mid Output | Fuel Pump Canopy Luminaires | Standard | FALSE | [9 empty] | 11/28/2015 12:00:00 AM | Dimmable | Stepped | Not Yet Verified |  |  | 7200 | 90 | 80 | 9.6 | 0.992 | 4000 | 81.8
P37XXE5J | All Green Lighting, Inc. | All Green Lighting, Inc | CORONA-80W-50K-MS | Outdoor Luminaires | Mid Output | Fuel Pump Canopy Luminaires | Standard | FALSE | [9 empty] | 11/28/2015 12:00:00 AM | Dimmable | Stepped | Not Yet Verified |  |  | 7200 | 90 | 80 | 9.6 | 0.992 | 5000 | 81.8
P37WJ29X | Alphalite, Inc. | Alphalite | SCL-40/40K | Outdoor Luminaires | Low Output | Fuel Pump Canopy Luminaires | Standard | TRUE | 3473.6 | 84.24 | 41.23 | 18.31 | 0.9531 | 3956 | 72 | 5 | 50000 | 9/14/2015 12:00:00 AM | Dimmable | Continuous Below 10 | Not Yet Verified |  | 2.1 | 3473.6 | 84.24 | 41.23 | 18.31 | 0.9531 | 4000 | 72
PHZYU7C1 | Alphalite, Inc. | Alphalite | SCL-40/57K | Outdoor Luminaires | Low Output | Fuel Pump Canopy Luminaires | Standard | FALSE | [9 empty] | 9/14/2015 12:00:00 AM | Dimmable | Continuous Below 10 | Not Yet Verified |  |  | 3812 | 91.39 | 41.71 | 16.77 | 0.9575 | 5700 | 78.2
P8UCXUE2 | Alphalite, Inc. | Alphalite | SCL-40/50K | Outdoor Luminaires | Low Output | Fuel Pump Canopy Luminaires | Standard | FALSE | [9 empty] | 9/14/2015 12:00:00 AM | Dimmable | Continuous Below 10 | Not Yet Verified |  |  | 3473.6 | 84.24 | 41.23 | 18.31 | 0.9531 | 5000 | 72
PG4213JH | Alphalite, Inc. | Alphalite | SCL-40/45K | Outdoor Luminaires | Low Output | Fuel Pump Canopy Luminaires | Standard | FALSE | [9 empty] | 9/14/2015 12:00:00 AM | Dimmable | Continuous Below 10 | Not Yet Verified |  |  | 3473.6 | 84.24 | 41.23 | 16.31 | 0.9531 | 4500 | 72
PN647UF1 | AMAX INDUSTRIAL LTD | Amax | ACL001-30W-X(4000K) | Outdoor Luminaires | Low Output | Fuel Pump Canopy Luminaires | Standard | TRUE | 2089.9 | 78.69 | 26.47 | 8.59 | 0.9262 | 3971 | 73 | 5 | 50000 | 3/10/2015 12:00:00 AM | Dimmable | Continuous Below 10 | Not Yet Verified |  | 2.1 | 2000 | 75 | 30 | 8.59 | 0.9907 | 4000 | 75
PXD4E9GK | AMAX INDUSTRIAL LTD | Amax | ACL001-30W-X(5000K) | Outdoor Luminaires | Low Output | Fuel Pump Canopy Luminaires | Standard | FALSE | [9 empty] | 3/10/2015 12:00:00 AM | Dimmable | Continuous Below 10 | Not Yet Verified |  |  | 2200 | 85 | 30 | 9.01 | 0.9192 | 5000 | 85
P37XDEQV | AMAX INDUSTRIAL LTD | Amax | ACL001-30W-X(4500K) | Outdoor Luminaires | Low Output | Fuel Pump Canopy Luminaires | Standard | FALSE | [9 empty] | 3/10/2015 12:00:00 AM | Dimmable | Continuous Below 10 | Not Yet Verified |  |  | 2000 | 75 | 30 | 8.59 | 0.9907 | 4500 | 75
P4VZ35SP | AMAX INDUSTRIAL LTD | Amax | ACL002-60W-X(4000K) | Outdoor Luminaires | Low Output | Fuel Pump Canopy Luminaires | Standard | TRUE | 4207.2 | 80.31 | 51.89 | 11.92 | 0.9168 | 4053 | 72.7 | 5 | 50000 | 3/10/2015 12:00:00 AM | Dimmable | Continuous Below 10 | Not Yet Verified |  | 2.1 | 4200 | 70 | 60 | 11.92 | 0.9168 | 4000 | 70
PFH2PJK9 | AMAX INDUSTRIAL LTD | Amax | ACL002-60W-X(4500K) | Outdoor Luminaires | Low Output | Fuel Pump Canopy Luminaires | Standard | FALSE | [9 empty] | 3/10/2015 12:00:00 AM | Dimmable | Continuous Below 10 | Not Yet Verified |  |  | 4200 | 70 | 60 | 11.92 | 0.9168 | 4500 | 70
P2KHR5P3 | AMAX INDUSTRIAL LTD | Amax | ACL002-60W-X(5000K) | Outdoor Luminaires | Low Output | Fuel Pump Canopy Luminaires | Standard | FALSE | [9 empty] | 3/10/2015 12:00:00 AM | Dimmable | Continuous Below 10 | Not Yet Verified |  |  | 4600 | 77 | 60 | 12.34 | 0.9147 | 5000 | 70
PMDNX6MC | AMAX INDUSTRIAL LTD | Amax | ACL003-90W-X(4000K) | Outdoor Luminaires | Mid Output | Fuel Pump Canopy Luminaires | Standard | TRUE | 6082.9 | 80.83 | 75.26 | 9.86 | 0.9118 | 4105 | 72.7 | 5 | 50000 | 3/10/2015 12:00:00 AM | Dimmable | Continuous Below 10 | Not Yet Verified |  | 2.1 | 6000 | 67 | 90 | 9.86 | 0.9118 | 4000 | 70
PMDDZZMX | AMAX INDUSTRIAL LTD | Amax | ACL003-90W-X(5000K) | Outdoor Luminaires | Mid Output | Fuel Pump Canopy Luminaires | Standard | FALSE | [9 empty] | 3/10/2015 12:00:00 AM | Dimmable | Continuous Below 10 | Not Yet Verified |  |  | 6400 | 71 | 90 | 10.64 | 0.9132 | 5000 | 70
P000004MS | American Green Lights, LLC | PerformaLUX | SL-4L-GAM-24-24-60-R-X-X | Outdoor Luminaires | Low Output | Fuel Pump Canopy Luminaires | Standard | TRUE | 2152.3 | 86.3 | 24.95 | 13.09 | 0.902 | 5766 | 75.4 | 5 | 50000 | 1/3/2012 12:00:00 AM | Not Yet Verified | Not Yet Verified | Not Yet Verified |  | 1.6 | 2200 | 87 | 25.1 |  |  | 6000
P000004MT | American Green Lights, LLC | PerformaLUX | SL-4L-GAM-48-48-60-WP | Outdoor Luminaires | Low Output | Fuel Pump Canopy Luminaires | Standard | TRUE | 4631.1 | 93.2 | 49.68 | 13.9 | 0.993 | 5766 | 75 | 5 | 64930 | 9/26/2012 12:00:00 AM | Not Yet Verified | Not Yet Verified | Not Yet Verified |  | 1.7 | 4400 | 92 | 48 |  |  | 6000
P000004MU | American Green Lights, LLC | PerformaLUX | SL-4L-GAM-24-24-60-WP | Outdoor Luminaires | Low Output | Fuel Pump Canopy Luminaires | Standard | TRUE | 2362 | 93.3 | 25.1 | 13.09 | 0.902 | 5766 | 75.4 | 5 | 64930 | 10/24/2012 12:00:00 AM | Not Yet Verified | Not Yet Verified | Not Yet Verified |  | 1.7 | 2200 | 92 | 24 |  |  | 6000
P637E3CB | American Lighting Inc | American Lighting | GC-C1-40-DB | Outdoor Luminaires | Low Output | Fuel Pump Canopy Luminaires | Standard | TRUE | 2662.48 | 68.57 | 38.83 | 23.7 | 0.91 | 4027 | 84.4 | 5 | 50000 | 12/17/2015 12:00:00 AM | Not Dimmable | Not Dimmable | No |  | 3 | 2662 | 68.26 | 39 | 19.9 | 0.98 | 4000 | 84
PAMRZQAZ | Amerlight, LLC | Amerlight, LLC | CNP060 | Outdoor Luminaires | Mid Output | Fuel Pump Canopy Luminaires | Standard | TRUE | 5373.3 | 89.63 | 59.95 | 15.78 | 0.9156 | 5982 | 71.2 | 5 | 50000 | 7/8/2015 12:00:00 AM | Not Yet Verified | Not Yet Verified | Not Yet Verified |  | 2.1 | 5000 |  | 60 |  | 0.9 | 5700 | 70
PWZR8CUA | Amerlight, LLC | Amerlight, LLC | CNP100 | Outdoor Luminaires | Mid Output | Fuel Pump Canopy Luminaires | Standard | TRUE | 8298.7 | 83.15 | 99.8 | 14.3 | 0.9154 | 5977 | 71.6 | 5 | 50000 | 7/8/2015 12:00:00 AM | Not Yet Verified | Not Yet Verified | Not Yet Verified |  | 2.1 | 8000 |  | 100 |  | 0.9 | 5700 | 70
PXD8TCMZ | Amerlight, LLC | Amerlight, LLC | CNP130 | Outdoor Luminaires | High Output | Fuel Pump Canopy Luminaires | Standard | TRUE | 10853 | 83.87 | 129.4 | 15.01 | 0.9207 | 5992 | 72.1 | 5 | 50000 | 7/8/2015 12:00:00 AM | Not Yet Verified | Not Yet Verified | Not Yet Verified |  | 2.1 | 10000 |  | 130 |  | 0.9 | 5700 | 70
PD8H8QTA | Amerlight, LLC | Amerlight, LLC | CNPG100 | Outdoor Luminaires | Mid Output | Fuel Pump Canopy Luminaires | Standard | TRUE | 7463 | 84.78 | 87.79 | 19.7 | 0.911 | 5841 | 70 | 5 |  | 7/8/2015 12:00:00 AM | Not Yet Verified | Not Yet Verified | Not Yet Verified |  | 2 |  |  | 100 |  | 0.9 | 5700 | 70
P5XNWCWW | Amerlight, LLC | Amerlight, LLC | CNPG150 | Outdoor Luminaires | High Output | Fuel Pump Canopy Luminaires | Standard | TRUE | 11242 | 80.01 | 140.5 | 12.2 | 0.9392 | 5868 | 71.3 | 5 |  | 7/8/2015 12:00:00 AM | Not Yet Verified | Not Yet Verified | Not Yet Verified |  | 2 | 12000 | 95 | 150 |  | 0.989 | 5700 | 75
PC5EVUS1 | Amled Technologies Inc | AMLED TECHNOLOGIES | R2T125FCP40XN-C | Outdoor Luminaires | High Output | Fuel Pump Canopy Luminaires | Standard | TRUE | 15200 | 124.5 | 122.1 | 12.4 | 0.963 | 4029 | 83.3 | 5 | 50000 | 6/3/2016 12:00:00 AM | Not Dimmable | Not Dimmable | No |  | 3.1 | 15200 | 124.5 | 122.1 | 5.48 | 0.997 | 4029 | 83.3
PNC5XGBN | Amled Technologies Inc | AMLED TECHNOLOGIES | R2T150FCP40[W,R,G,B]N-C | Outdoor Luminaires | High Output | Fuel Pump Canopy Luminaires | Standard | TRUE | 18075 | 122 | 148.2 | 8.77 | 0.968 | 4008 | 83.5 | 5 | 100000 | 3/24/2016 12:00:00 AM | Not Dimmable | Not Dimmable | No |  | 3.1 | 18590 | 125.7 | 145.3 | 8.77 | 0.968 | 4008 | 83.5
PAJFDV53 | Ampco Lighting Ltd | Ampco | LGC-1260-5-MVD | Outdoor Luminaires | Mid Output | Fuel Pump Canopy Luminaires | Standard | TRUE | 6254.07 | 105.47 | 59.3 | 6.8 | 0.961 | 5103 | 77.8 | 5 | 50000 | 4/30/2015 12:00:00 AM | Not Dimmable | Not Dimmable | Not Yet Verified |  |  | 6200 | 103 | 60 | 5 | 0.9 | 5000 | 78
PKDFTNC8 | Ampco Lighting Ltd | Ampco | LGC-0840-5-MVD | Outdoor Luminaires | Low Output | Fuel Pump Canopy Luminaires | Standard | TRUE | 3799.67 | 99.62 | 38.14 | 13.64 | 0.93 | 5119 | 78.5 | 5 | 50000 | 1/15/2016 12:00:00 AM | Dimmable | Continuous Below 10 | No |  | 3.1 | 4000 | 100 | 40 | 20 | 0.9 | 5000 | 75
PNDDHKNZ | Ampco Lighting Ltd | Ampco | WLF-48-LED/HO | Outdoor Luminaires | Low Output | Fuel Pump Canopy Luminaires | Standard | TRUE | 2883.33 | 83.575 | 34.5 | 13.6 | 0.972 | 5180 | 86.3 | 5 | 50000 | 3/30/2015 12:00:00 AM | Not Dimmable | Not Dimmable | Not Yet Verified |  | 2.1 | 2400 |  | 36 |  | 0.9 | 5000 | 80
P00001KQK | AOK LED Light Co., Ltd | AOK | AOK-160WiR (3000K) | Outdoor Luminaires | High Output | Fuel Pump Canopy Luminaires | Standard | TRUE | 15153.7 | 98.2 | 154.3 | 14.11 | 0.9167 | 3099 | 73.4 | 5 | 50000 | 8/25/2014 12:00:00 AM | Not Yet Verified | Not Yet Verified | Not Yet Verified |  | 2.1 | 15153.7 | 98.2 | 154.3 | 6.8 | 0.9939 | 3099 | 73.4
P00001KQP | AOK LED Light Co., Ltd | AOK | AOK-160WiR (5700K) | Outdoor Luminaires | High Output | Fuel Pump Canopy Luminaires | Standard | FALSE | [9 empty] | 8/25/2014 12:00:00 AM | Not Yet Verified | Not Yet Verified | Not Yet Verified |  |  | 16803.8 | 107.6 | 156.1 | 7.03 | 0.9937 | 5915 | 78.2
P00001KQL | AOK LED Light Co., Ltd | AOK | AOK-160WiR (3500K) | Outdoor Luminaires | High Output | Fuel Pump Canopy Luminaires | Standard | FALSE | [9 empty] | 8/25/2014 12:00:00 AM | Not Yet Verified | Not Yet Verified | Not Yet Verified |  |  | 15603.9 | 99.8 | 156.4 | 20 | 0.95 | 3500 | 74.8
P00001KQM | AOK LED Light Co., Ltd | AOK | AOK-160WiR (4000K) | Outdoor Luminaires | High Output | Fuel Pump Canopy Luminaires | Standard | FALSE | [9 empty] | 8/25/2014 12:00:00 AM | Not Yet Verified | Not Yet Verified | Not Yet Verified |  |  | 16226.2 | 103.5 | 156.9 | 20 | 0.95 | 4000 | 75.4
P00001KQN | AOK LED Light Co., Ltd | AOK | AOK-160WiR (4500K) | Outdoor Luminaires | High Output | Fuel Pump Canopy Luminaires | Standard | FALSE | [9 empty] | 8/25/2014 12:00:00 AM | Not Yet Verified | Not Yet Verified | Not Yet Verified |  |  | 16293.8 | 104.2 | 156.3 | 20 | 0.95 | 4500 | 76.9
P00001KQO | AOK LED Light Co., Ltd | AOK | AOK-160WiR (5000K) | Outdoor Luminaires | High Output | Fuel Pump Canopy Luminaires | Standard | FALSE | [9 empty] | 8/25/2014 12:00:00 AM | Not Yet Verified | Not Yet Verified | Not Yet Verified |  |  | 16755.2 | 107.2 | 156.2 | 20 | 0.95 | 5000 | 77.2
P00001KQQ | AOK LED Light Co., Ltd | AOK | AOK-80WiR (3000K) | Outdoor Luminaires | Mid Output | Fuel Pump Canopy Luminaires | Standard | TRUE | 7349.4 | 97.9 | 75.1 | 19.3 | 0.9082 | 3051 | 72.7 | 5 | 50000 | 8/25/2014 12:00:00 AM | Not Yet Verified | Not Yet Verified | Not Yet Verified |  | 2.1 | 7349.4 | 97.9 | 75.1 | 10.01 | 0.9909 | 3051 | 72.7
P00001KQS | AOK LED Light Co., Ltd | AOK | AOK-80WiR (4000K) | Outdoor Luminaires | Mid Output | Fuel Pump Canopy Luminaires | Standard | FALSE | [9 empty] | 8/25/2014 12:00:00 AM | Not Yet Verified | Not Yet Verified | Not Yet Verified |  |  | 7562.3 | 98.9 | 76.5 | 20 | 0.95 | 4000 | 75.6
P00001KQT | AOK LED Light Co., Ltd | AOK | AOK-80WiR (4500K) | Outdoor Luminaires | Mid Output | Fuel Pump Canopy Luminaires | Standard | FALSE | [9 empty] | 8/25/2014 12:00:00 AM | Not Yet Verified | Not Yet Verified | Not Yet Verified |  |  | 7807.2 | 101.6 | 76.9 | 20 | 0.95 | 4500 | 76.9
P00001KQV | AOK LED Light Co., Ltd | AOK | AOK-80WiR (5700K) | Outdoor Luminaires | Mid Output | Fuel Pump Canopy Luminaires | Standard | FALSE | [9 empty] | 8/25/2014 12:00:00 AM | Not Yet Verified | Not Yet Verified | Not Yet Verified |  |  | 8087.2 | 107.5 | 75.2 | 8.6 | 0.9915 | 5734 | 75.7
P00001KQR | AOK LED Light Co., Ltd | AOK | AOK-80WiR (3500K) | Outdoor Luminaires | Mid Output | Fuel Pump Canopy Luminaires | Standard | FALSE | [9 empty] | 8/25/2014 12:00:00 AM | Not Yet Verified | Not Yet Verified | Not Yet Verified |  |  | 7472.9 | 96.8 | 77.2 | 20 | 0.95 | 3500 | 75.1
P00001KQU | AOK LED Light Co., Ltd | AOK | AOK-80WiR (5000K) | Outdoor Luminaires | Mid Output | Fuel Pump Canopy Luminaires | Standard | FALSE | [9 empty] | 8/25/2014 12:00:00 AM | Not Yet Verified | Not Yet Verified | Not Yet Verified |  |  | 8231.8 | 106.5 | 77.3 | 20 | 0.95 | 5000 | 77.2
P00001KQW | AOK LED Light Co., Ltd | AOK | AOK-120WiR (3000K) | Outdoor Luminaires | High Output | Fuel Pump Canopy Luminaires | Standard | TRUE | 11229.6 | 98.1 | 114.5 | 16.38 | 0.9043 | 3111 | 73.7 | 5 | 50000 | 8/25/2014 12:00:00 AM | Not Yet Verified | Not Yet Verified | Not Yet Verified |  | 2.1 | 11229.6 | 98.1 | 114.5 | 8.37 | 0.9919 | 3111 | 73.7
P00001KR1 | AOK LED Light Co., Ltd | AOK | AOK-120WiR (5700K) | Outdoor Luminaires | High Output | Fuel Pump Canopy Luminaires | Standard | FALSE | [9 empty] | 8/25/2014 12:00:00 AM | Not Yet Verified | Not Yet Verified | Not Yet Verified |  |  | 12493.5 | 107.8 | 115.9 | 8.76 | 0.9918 | 5856 | 78.3
P00001KQZ | AOK LED Light Co., Ltd | AOK | AOK-120WiR (4500K) | Outdoor Luminaires | High Output | Fuel Pump Canopy Luminaires | Standard | FALSE | [9 empty] | 8/25/2014 12:00:00 AM | Not Yet Verified | Not Yet Verified | Not Yet Verified |  |  | 11987.1 | 103.6 | 115.8 | 20 | 0.95 | 4500 | 76.9
P00001KQX | AOK LED Light Co., Ltd | AOK | AOK-120WiR (3500K) | Outdoor Luminaires | High Output | Fuel Pump Canopy Luminaires | Standard | FALSE | [9 empty] | 8/25/2014 12:00:00 AM | Not Yet Verified | Not Yet Verified | Not Yet Verified |  |  | 11464.5 | 98.3 | 116.6 | 20 | 0.95 | 3500 | 73.2
P00001KQY | AOK LED Light Co., Ltd | AOK | AOK-120WiR (4000K) | Outdoor Luminaires | High Output | Fuel Pump Canopy Luminaires | Standard | FALSE | [9 empty] | 8/25/2014 12:00:00 AM | Not Yet Verified | Not Yet Verified | Not Yet Verified |  |  | 11963.4 | 102.4 | 116.8 | 20 | 0.95 | 4000 | 76.3
P00001KR0 | AOK LED Light Co., Ltd | AOK | AOK-120WiR (5000K) | Outdoor Luminaires | High Output | Fuel Pump Canopy Luminaires | Standard | FALSE | [9 empty] | 8/25/2014 12:00:00 AM | Not Yet Verified | Not Yet Verified | Not Yet Verified |  |  | 12609.5 | 107.6 | 117.2 | 20 | 0.95 | 5000 | 77.3
PY4Q38B1 | ATG Electronics Corp. | ATG Electronics | RC150W5K-GS | Outdoor Luminaires | High Output | Fuel Pump Canopy Luminaires | Standard | TRUE | 13981.02 | 92.235 | 151.58 | 6.5 | 0.945 | 5150 | 83.6 | 5 | 100000 | 2/25/2015 12:00:00 AM | Dimmable | Continuous Below 10 | Not Yet Verified |  | 2.1 | 13981.02 | 92.235 | 151.58 | 6.5 | 0.945 | 5150 | 83.6
P6BSJBG4 | ATG Electronics Corp. | ATG Electronics | RC100W5K | Outdoor Luminaires | Mid Output | Fuel Pump Canopy Luminaires | Standard | TRUE | 8585 | 92.76 | 92.55 | 18.83 | 0.926 | 5276 | 78.2 | 5 | 100000 | 12/30/2014 12:00:00 AM | Dimmable | Continuous Below 10 | Not Yet Verified |  | 2.1 | 9000 | 90 | 100 | 20 | 0.92 | 5000 | 70
P1RKG8AE | ATG Electronics Corp. | ATG Electronics | RC150W5K | Outdoor Luminaires | High Output | Fuel Pump Canopy Luminaires | Standard | TRUE | 13947 | 94.27 | 147.95 | 10.89 | 0.94 | 5026 | 71.4 | 5 | 100000 | 12/30/2014 12:00:00 AM | Dimmable | Continuous Below 10 | Not Yet Verified |  | 2.1 | 13500 | 90 | 150 | 20 | 0.92 | 5000 | 70
PR25EZ5P | ATG Electronics Corp. | ATG Electronics | RC100W5K-GS | Outdoor Luminaires | Mid Output | Fuel Pump Canopy Luminaires | Standard | TRUE | 9588 | 95.72 | 100.16 | 19.07 | 0.9158 | 5088 | 84.2 | 5 | 100000 | 2/20/2015 12:00:00 AM | Dimmable | Continuous Below 10 | Not Yet Verified |  | 2.1 | 9600 | 95 | 100 | 20 | 0.92 | 5000 | 80
PDHE9R7Z | ATG Electronics Corp. | ATG Electronics | RC120W5K-GS | Outdoor Luminaires | High Output | Fuel Pump Canopy Luminaires | Standard | TRUE | 11429 | 93.75 | 121.9 | 9.32 | 0.94298 | 5128 | 84.4 | 5 | 100000 | 2/20/2015 12:00:00 AM | Dimmable | Continuous Below 10 | Not Yet Verified |  | 2.1 | 11500 | 95 | 120 | 20 | 0.92 | 5000 | 80
P0000052L | ATG Electronics Corp. | ATG Electronics | CPPG40HU401000 | Outdoor Luminaires | Low Output | Fuel Pump Canopy Luminaires | Standard | TRUE | 3303 | 88.45 | 37.34 | 15.8 | 0.922 | 4110 | 84 | 5 | 68000 | 5/16/2014 12:00:00 AM | Dimmable | Continuous Below 10 | Not Yet Verified |  | 2.1 | 3600 | 90 | 40 |  | 0.9 | 4000 | 85
P0000052M | ATG Electronics Corp. | ATG Electronics | CPPG40HU501000 | Outdoor Luminaires | Low Output | Fuel Pump Canopy Luminaires | Standard | FALSE | [9 empty] | 5/16/2014 12:00:00 AM | Dimmable | Continuous Below 10 | Not Yet Verified |  |  | 3600 | 90 | 40 |  | 0.9 | 5000 | 85
P0000052P | ATG Electronics Corp. | ATG Electronics | CPPG90HU401000 | Outdoor Luminaires | Mid Output | Fuel Pump Canopy Luminaires | Standard | TRUE | 7214 | 85.27 | 84.6 | 20 | 0.897 | 4120 | 85 | 5 | 60000 | 5/16/2014 12:00:00 AM | Dimmable | Continuous Below 10 | Not Yet Verified |  | 2.1 | 7500 | 85 | 90 |  | 0.9 | 4000 | 85
P0000052Q | ATG Electronics Corp. | ATG Electronics | CPPG90HU501000 | Outdoor Luminaires | Mid Output | Fuel Pump Canopy Luminaires | Standard | FALSE | [9 empty] | 5/16/2014 12:00:00 AM | Dimmable | Continuous Below 10 | Not Yet Verified |  |  | 7500 | 85 | 90 |  | 0.9 | 5000 | 85
P0000052N | ATG Electronics Corp. | ATG Electronics | CPPG60HU401000 | Outdoor Luminaires | Low Output | Fuel Pump Canopy Luminaires | Standard | TRUE | 4956 | 88.28 | 56.14 | 15 | 0.885 | 4141 | 85 | 5 | 68000 | 5/16/2014 12:00:00 AM | Dimmable | Continuous Below 10 | Not Yet Verified |  | 2.1 | 5000 | 90 | 60 |  | 0.9 | 4000 | 85
P0000052O | ATG Electronics Corp. | ATG Electronics | CPPG60HU501000 | Outdoor Luminaires | Mid Output | Fuel Pump Canopy Luminaires | Standard | FALSE | [9 empty] | 5/16/2014 12:00:00 AM | Dimmable | Continuous Below 10 | Not Yet Verified |  |  | 5000 | 90 | 60 |  | 0.9 | 5000 | 85
P00000541 | Atlas Lighting Products | Atlas Lighting Products | ILW25LED2XXX | Outdoor Luminaires | Low Output | Fuel Pump Canopy Luminaires | Standard | TRUE | 2252 | 92.3 | 24.39 | 11.7 | 0.894 | 4148 | 87 | 5 | 100000 | 6/16/2014 12:00:00 AM | Not Yet Verified | Not Yet Verified | Not Yet Verified |  | 2.1 | 2252 | 92 | 24.39 |  |  | 4100 | 87
P00000543 | Atlas Lighting Products | Atlas Lighting Products | ILW48LED4XXX | Outdoor Luminaires | Low Output | Fuel Pump Canopy Luminaires | Standard | TRUE | 4640 | 97.1 | 47.81 | 6.52 | 0.976 | 4155 | 87 | 5 | 100000 | 6/16/2014 12:00:00 AM | Not Yet Verified | Not Yet Verified | Not Yet Verified |  | 2.1 | 4640 | 97 | 47.81 |  |  | 4100 | 87
PWM73UBT | Axis Energy Partners, LLC | Axis LED Lighting | AEP130WRCLSS-DS | Outdoor Luminaires | High Output | Fuel Pump Canopy Luminaires | Standard | TRUE | 11429 | 93.75 | 121.9 | 9.32 | 0.94298 | 5128 | 84.4 | 5 | 100000 | 3/23/2015 12:00:00 AM | Dimmable | Continuous Below 10 | Not Yet Verified |  | 2.1 | 11500 | 95 | 120 | 20 | 0.92 | 5000 | 80
P00001IV5 | Axis Energy Partners, LLC | Axis LED Lighting | AEP40WCL4K | Outdoor Luminaires | Low Output | Fuel Pump Canopy Luminaires | Standard | TRUE | 3303 | 88.45 | 37.34 | 15.8 | 0.922 | 4110 | 84 | 5 | 68000 | 6/18/2014 12:00:00 AM | Not Yet Verified | Not Yet Verified | Not Yet Verified |  | 2.1 | 3600 | 90 | 40 |  | 0.9 | 4000 | 85
P00001IV6 | Axis Energy Partners, LLC | Axis LED Lighting | AEP40WCL | Outdoor Luminaires | Low Output | Fuel Pump Canopy Luminaires | Standard | FALSE | [9 empty] | 6/18/2014 12:00:00 AM | Not Yet Verified | Not Yet Verified | Not Yet Verified |  |  | 3600 | 90 | 40 |  | 0.9 | 5000 | 85
P00001IV7 | Axis Energy Partners, LLC | Axis LED Lighting | AEP60WCL4K | Outdoor Luminaires | Low Output | Fuel Pump Canopy Luminaires | Standard | TRUE | 4956 | 88.28 | 56.14 | 15 | 0.885 | 4141 | 85 | 5 | 68000 | 6/18/2014 12:00:00 AM | Not Yet Verified | Not Yet Verified | Not Yet Verified |  | 2.1 | 5000 | 90 | 60 |  | 0.9 | 4000 | 85
P00001IV8 | Axis Energy Partners, LLC | Axis LED Lighting | AEP60WCL | Outdoor Luminaires | Mid Output | Fuel Pump Canopy Luminaires | Standard | FALSE | [9 empty] | 6/18/2014 12:00:00 AM | Not Yet Verified | Not Yet Verified | Not Yet Verified |  |  | 5000 | 90 | 60 |  | 0.9 | 5000 | 85
P00001IV9 | Axis Energy Partners, LLC | Axis LED Lighting | AEP90WCL4K | Outdoor Luminaires | Mid Output | Fuel Pump Canopy Luminaires | Standard | TRUE | 7214 | 85.27 | 84.6 | 20 | 0.897 | 4120 | 85 | 5 | 60000 | 6/18/2014 12:00:00 AM | Not Yet Verified | Not Yet Verified | Not Yet Verified |  | 2.1 | 7500 | 85 | 90 |  | 0.9 | 4000 | 85
P00001IVA | Axis Energy Partners, LLC | Axis LED Lighting | AEP90WCL | Outdoor Luminaires | Mid Output | Fuel Pump Canopy Luminaires | Standard | FALSE | [9 empty] | 6/18/2014 12:00:00 AM | Not Yet Verified | Not Yet Verified | Not Yet Verified |  |  | 7500 | 85 | 90 |  | 0.9 | 5000 | 85
P00001J1M | AZZ Lighting Systems | Rig-A-Lite | XP30L22LUXX | Outdoor Luminaires | Low Output | Fuel Pump Canopy Luminaires | Standard | TRUE | 2783 | 104 | 26.6 | 21.9 | 0.918 | 3965 | 84 | 5 | 50000 | 2/12/2014 12:00:00 AM | Not Yet Verified | Not Yet Verified | Not Yet Verified |  | 2.1 | 2783 | 104 | 26.6 | 21.9 | 0.918 | 4000 | 84
P00001J1N | AZZ Lighting Systems | Rig-A-Lite | XP40L23LUXX | Outdoor Luminaires | Low Output | Fuel Pump Canopy Luminaires | Standard | FALSE | [9 empty] | 2/12/2014 12:00:00 AM | Not Yet Verified | Not Yet Verified | Not Yet Verified |  |  | 4110 | 111 | 36.8 | 18.8 | 0.94 | 4122 | 84
P00001J21 | AZZ Lighting Systems | Rig-a-lite | FPF04L2UXX | Outdoor Luminaires | Low Output | Fuel Pump Canopy Luminaires | Standard | TRUE | 2963.03 | 82 | 36.27 | 21 | 0.91 | 4170 | 84.9 | 5 | 50000 | 7/1/2014 12:00:00 AM | Not Yet Verified | Not Yet Verified | Not Yet Verified |  | 2.1 | 2963 | 82 | 36 | 20 | 0.9 | 4000 | 85
P000005AT | Barron Lighting Group | Barron Lighting Group | TLED-C-24-VS-P-XX | Outdoor Luminaires | Low Output | Fuel Pump Canopy Luminaires | Standard | TRUE | 2870 | 103.13 | 27.83 | 13.9 | 0.9089 | 4608 | 73 | 5 | 100000 | 4/18/2013 12:00:00 AM | Not Yet Verified | Not Yet Verified | Not Yet Verified | Qualified with dimming and non-dimming driver options | 1.7 | 2870 | 103 | 28 |  | 0.9 | 5000 | 70
P000005AU | Barron Lighting Group | Barron Lighting Group | TLED-C-36-VS-P-XX | Outdoor Luminaires | Low Output | Fuel Pump Canopy Luminaires | Standard | TRUE | 4115 | 100.74 | 40.85 | 10 | 0.9591 | 4698 | 73 | 5 | 100000 | 4/18/2013 12:00:00 AM | Not Yet Verified | Not Yet Verified | Not Yet Verified | Qualified with dimming and non-dimming driver options | 1.7 | 4115 | 101 | 41 |  | 0.9 | 5000 | 70
P000005AV | Barron Lighting Group | Barron Lighting Group | TLED-C-48-VS-P-XX | Outdoor Luminaires | Mid Output | Fuel Pump Canopy Luminaires | Standard | TRUE | 5593 | 101.76 | 54.96 | 14.1 | 0.9112 | 4669 | 73 | 5 | 100000 | 4/18/2013 12:00:00 AM | Not Yet Verified | Not Yet Verified | Not Yet Verified | Qualified with dimming and non-dimming driver options | 1.7 | 5593 | 102 | 55 |  | 0.9 | 5000 | 70
PCMZMYJU | Barron Lighting Group | Barron Lighting Group | TLED-SC-24-VS-P | Outdoor Luminaires | Low Output | Fuel Pump Canopy Luminaires | Standard | FALSE | [9 empty] | 1/7/2015 12:00:00 AM | Not Yet Verified | Not Yet Verified | Not Yet Verified | Qualified with dimming and non-dimming driver options |  | 2870 | 103 | 28 |  | 0.9 | 5000 | 70
P4YD82YF | Barron Lighting Group | Barron Lighting Group | TLED-SC-36-VS-P | Outdoor Luminaires | Low Output | Fuel Pump Canopy Luminaires | Standard | FALSE | [9 empty] | 1/7/2015 12:00:00 AM | Not Yet Verified | Not Yet Verified | Not Yet Verified | Qualified with dimming and non-dimming driver options |  | 4115 | 101 | 41 |  | 0.9 | 5000 | 70
PHHM11NB | Barron Lighting Group | Barron Lighting Group | TLED-SC-48-VS-P | Outdoor Luminaires | Mid Output | Fuel Pump Canopy Luminaires | Standard | FALSE | [9 empty] | 1/7/2015 12:00:00 AM | Not Yet Verified | Not Yet Verified | Not Yet Verified | Qualified with dimming and non-dimming driver options |  | 5593 | 102 | 55 |  | 0.9 | 5000 | 70
PK5MBU5S | Barron Lighting Group | Barron Lighting Group | TLED-SC-18-VS-P | Outdoor Luminaires | Low Output | Fuel Pump Canopy Luminaires | Standard | FALSE | [9 empty] | 1/7/2015 12:00:00 AM | Not Yet Verified | Not Yet Verified | Not Yet Verified |  |  | 1964 | 91 | 20 |  |  | 4500
P000005AW | Barron Lighting Group | Barron Lighting Group | TLED-TC-18-VS-P-XX | Outdoor Luminaires | Low Output | Fuel Pump Canopy Luminaires | Standard | TRUE | 1964.03 | 94 | 20.89 | 14 | 0.89 | 4692 | 74 | 5 | 100000 | 10/31/2013 12:00:00 AM | Not Yet Verified | Not Yet Verified | Not Yet Verified |  | 2.1 | 1964 | 100 | 21 |  | 0.9 | 4700 | 70
P000005AX | Barron Lighting Group | Barron Lighting Group | TLED-TC-24-VS-P-XX | Outdoor Luminaires | Low Output | Fuel Pump Canopy Luminaires | Standard | TRUE | 2870 | 103.13 | 27.83 | 13.9 | 0.9089 | 4608 | 73 | 5 | 100000 | 10/31/2013 12:00:00 AM | Not Yet Verified | Not Yet Verified | Not Yet Verified | Qualified with dimming and non-dimming driver options | 2.1 | 2870 | 103 | 28 |  | 0.9 | 4700 | 70
P000005AY | Barron Lighting Group | Barron Lighting Group | TLED-TC-36-VS-P-XX | Outdoor Luminaires | Low Output | Fuel Pump Canopy Luminaires | Standard | TRUE | 4115 | 100.74 | 40.85 | 10 | 0.9591 | 4698 | 73 | 5 | 100000 | 10/31/2013 12:00:00 AM | Not Yet Verified | Not Yet Verified | Not Yet Verified | Qualified with dimming and non-dimming driver options | 2.1 | 4115 | 100 | 41 |  | 0.9 | 4700 | 70
P000005AZ | Barron Lighting Group | Barron Lighting Group | TLED-TC-48-VS-P-XX | Outdoor Luminaires | Mid Output | Fuel Pump Canopy Luminaires | Standard | TRUE | 5593 | 101.76 | 54.96 | 14.1 | 0.9112 | 4669 | 73 | 5 | 100000 | 10/31/2013 12:00:00 AM | Not Yet Verified | Not Yet Verified | Not Yet Verified | Qualified with dimming and non-dimming driver options | 2.1 | 5593 | 102 | 55 |  | 0.9 | 4700 | 70
P000005BP | Barron Lighting Group | Barron Lighting | TLED-TC-64-VS-P-XX | Outdoor Luminaires | Mid Output | Fuel Pump Canopy Luminaires | Standard | FALSE | [9 empty] | 4/11/2014 12:00:00 AM | Not Yet Verified | Not Yet Verified | Not Yet Verified |  |  | 7309 | 101 | 72
P000005B6 | Barron Lighting Group | Barron Lighting Group | TLED-RC-18-VS-P-XX | Outdoor Retrofit Kit | Low Output | Retrofit Kits for Fuel Pump Canopy Luminaires | Standard | TRUE | 2004.83 | 95 | 21.22 | 14 | 0.89 | 4735 | 74 | 5 | 100000 | 10/31/2013 12:00:00 AM | Not Yet Verified | Not Yet Verified | Not Yet Verified |  | 2.1 | 1964 | 100 | 21 |  | 0.9 | 4700 | 70
P000005B8 | Barron Lighting Group | Barron Lighting Group | TLED-RC-36-VS-P-XX | Outdoor Retrofit Kit | Low Output | Retrofit Kits for Fuel Pump Canopy Luminaires | Standard | TRUE | 4210.83 | 102 | 41.34 | 10.9 | 0.9608 | 4648 | 73 | 5 | 100000 | 10/31/2013 12:00:00 AM | Not Yet Verified | Not Yet Verified | Not Yet Verified |  | 2.1 | 4115 | 100 | 41 |  | 0.9 | 4700 | 70
P000005B9 | Barron Lighting Group | Barron Lighting Group | TLED-RC-48-VS-P-XX | Outdoor Retrofit Kit | Mid Output | Retrofit Kits for Fuel Pump Canopy Luminaires | Standard | TRUE | 5391.63 | 99 | 54.61 | 14.2 | 0.9095 | 4619 | 73 | 5 | 100000 | 10/31/2013 12:00:00 AM | Not Yet Verified | Not Yet Verified | Not Yet Verified |  | 2.1 | 5593 | 102 | 55 |  | 0.9 | 4700 | 70
P000005B7 | Barron Lighting Group | Barron Lighting Group | TLED-RC-24-VS-P-XX | Outdoor Retrofit Kit | Low Output | Retrofit Kits for Fuel Pump Canopy Luminaires | Standard | TRUE | 2936.49 | 104.53 | 28.09 | 13.5 | 0.9098 | 4648 | 72.8 | 5 | 100000 | 10/31/2013 12:00:00 AM | Not Yet Verified | Not Yet Verified | Not Yet Verified |  | 2.1 | 2870 | 103 | 28 |  | 0.9 | 4700 | 70
P000005B4 | Barron Lighting Group | Barron Lighting Group | TLED-C-18-VS-P-XX | Outdoor Luminaires | Low Output | Fuel Pump Canopy Luminaires | Standard | TRUE | 1964.03 | 94 | 20.89 | 14 | 0.89 | 4692 | 74 | 5 | 100000 | 10/31/2013 12:00:00 AM | Not Yet Verified | Not Yet Verified | Not Yet Verified |  | 2.1 | 1964 | 100 | 21 |  | 0.9 | 4700 | 70
PTHJC7U7 | Barron Lighting Group | Barron Lighting Group | TLED-SC-64-VS-P | Outdoor Luminaires | Mid Output | Fuel Pump Canopy Luminaires | Standard | FALSE | [9 empty] | 1/7/2015 12:00:00 AM | Not Yet Verified | Not Yet Verified | Not Yet Verified |  |  | 7309 | 101 | 72
PNT4AYH6 | Barron Lighting Group | Trace-Lite | TLED-C-36-VS-LG-XX-4K | Outdoor Luminaires | Low Output | Fuel Pump Canopy Luminaires | Standard | TRUE | 4208.8 | 103 | 41.03 | 10 | 0.95 | 4110 | 73 | 5 | 190000 | 4/25/2016 12:00:00 AM | Dimmable | Continuous Below 10 | Not Yet Verified |  | 2.1 | 4208 | 103 | 41 |  |  | 4000
PARGTGWN | Barron Lighting Group | Trace-Lite | TLED-RC-36-VS-LG-XX-4K | Outdoor Luminaires | Low Output | Fuel Pump Canopy Luminaires | Standard | FALSE | [9 empty] | 4/25/2016 12:00:00 AM | Dimmable | Continuous Below 10 | Not Yet Verified |  |  | 4208 | 103 | 41 |  |  | 4000
PVS25UZG | Barron Lighting Group | Trace-Lite | TLED-RC-36-VS-LG-XX | Outdoor Luminaires | Low Output | Fuel Pump Canopy Luminaires | Standard | FALSE | [9 empty] | 4/25/2016 12:00:00 AM | Dimmable | Continuous Below 10 | Not Yet Verified |  |  | 4208 | 103 | 41 |  |  | 4889 | 71
PR313AC5 | Barron Lighting Group | Trace-Lite | TLED-C-36-VS-LG-XX | Outdoor Luminaires | Low Output | Fuel Pump Canopy Luminaires | Standard | FALSE | [9 empty] | 4/25/2016 12:00:00 AM | Dimmable | Continuous Below 10 | Not Yet Verified |  |  | 4208 | 103 | 41 |  |  | 4889 | 71
PRF69M7C | Barron Lighting Group | Trace-Lite | TLED-C-48-VS-LG-XX-4K | Outdoor Luminaires | Mid Output | Fuel Pump Canopy Luminaires | Standard | TRUE | 5564.22 | 104 | 53.6 | 15 | 0.88 | 4107 | 73 | 5 | 190000 | 4/25/2016 12:00:00 AM | Dimmable | Continuous Above 10 | Not Yet Verified |  | 2.1 | 5564 | 104 | 54 | 12 | 0.93 | 4000 | 73
P1DHXFAV | Barron Lighting Group | Trace-Lite | TLED-C-48-VS-LG-XX | Outdoor Luminaires | Mid Output | Fuel Pump Canopy Luminaires | Standard | FALSE | [9 empty] | 4/25/2016 12:00:00 AM | Dimmable | Continuous Above 10 | Not Yet Verified |  |  | 5564 | 104 | 54 | 12 | 0.93 | 4889 | 71
P52YK8BH | Barron Lighting Group | Trace-Lite | TLED-RC-48-VS-LG-XX | Outdoor Luminaires | Mid Output | Fuel Pump Canopy Luminaires | Standard | FALSE | [9 empty] | 4/25/2016 12:00:00 AM | Dimmable | Continuous Above 10 | Not Yet Verified |  |  | 5564 | 104 | 54 | 12 | 0.93 | 4889 | 71
PATPCB67 | Barron Lighting Group | Trace-Lite | TLED-C-64-VS-LG-XX | Outdoor Luminaires | Mid Output | Fuel Pump Canopy Luminaires | Standard | FALSE | [9 empty] | 4/25/2016 12:00:00 AM | Dimmable | Continuous Above 10 | Not Yet Verified |  |  | 7297 | 102 | 72 | 12 | 0.93 | 4889 | 71
P2KU3WSV | Barron Lighting Group | Trace-Lite | TLED-RC-48-VS-LG-XX-4K | Outdoor Luminaires | Mid Output | Fuel Pump Canopy Luminaires | Standard | FALSE | [9 empty] | 4/25/2016 12:00:00 AM | Dimmable | Continuous Above 10 | Not Yet Verified |  |  | 5564 | 104 | 54 | 12 | 0.93 | 4000 | 73
PKKU6ZKZ | Barron Lighting Group | Trace-Lite | TLED-C-64-VS-LG-XX-4K | Outdoor Luminaires | Mid Output | Fuel Pump Canopy Luminaires | Standard | TRUE | 7297.62 | 102 | 71.47 | 12 | 0.93 | 4121 | 73 | 5 | 190000 | 4/25/2016 12:00:00 AM | Dimmable | Continuous Below 10 | Not Yet Verified |  | 2.1 | 7297 | 102 | 72 | 12 | 0.93 | 4000 | 71
PZCVVY9Y | Barron Lighting Group | Trace-Lite | TLED-RC-64-VS-LG-XX | Outdoor Luminaires | Mid Output | Fuel Pump Canopy Luminaires | Standard | FALSE | [9 empty] | 4/25/2016 12:00:00 AM | Dimmable | Continuous Below 10 | Not Yet Verified |  |  | 7297 | 102 | 72 | 12 | 0.93 | 4889 | 71
PSFAQVKQ | Barron Lighting Group | Trace-Lite | TLED-RC-64-VS-LG-XX-4K | Outdoor Luminaires | Mid Output | Fuel Pump Canopy Luminaires | Standard | FALSE | [9 empty] | 4/25/2016 12:00:00 AM | Dimmable | Continuous Below 10 | Not Yet Verified |  |  | 7297 | 102 | 72 | 12 | 0.93 | 4000 | 73
PXS6JAFE | Barron Lighting Group | Trace-Lite | TLED-C-20-VS-LG-XX-4K | Outdoor Luminaires | Low Output | Fuel Pump Canopy Luminaires | Standard | TRUE | 2391.94 | 103 | 23.13 | 12 | 0.89 | 4134 | 73 |  | 190000 | 4/25/2016 12:00:00 AM | Dimmable | Continuous Below 10 | Not Yet Verified |  | 2.1 | 2392 | 103 | 23 |  |  | 4000
PXRX3AYS | Barron Lighting Group | Trace-Lite | TLED-RC-20-VS-LG-XX-4K | Outdoor Luminaires | Low Output | Fuel Pump Canopy Luminaires | Standard | FALSE | [9 empty] | 4/25/2016 12:00:00 AM | Dimmable | Continuous Below 10 | Not Yet Verified |  |  | 2392 | 103 | 23 |  |  | 4000
PR4SN6HJ | Barron Lighting Group | Trace-Lite | TLED-C-20-VS-LG-XX | Outdoor Luminaires | Low Output | Fuel Pump Canopy Luminaires | Standard | FALSE | [9 empty] | 4/25/2016 12:00:00 AM | Dimmable | Continuous Below 10 | Not Yet Verified |  |  | 2320 | 103 | 23 |  |  | 4889 | 71
P9A66G5M | Barron Lighting Group | Trace-Lite | TLED-RC-20-VS-LG-XX | Outdoor Luminaires | Low Output | Fuel Pump Canopy Luminaires | Standard | FALSE | [9 empty] | 4/25/2016 12:00:00 AM | Dimmable | Continuous Below 10 | Not Yet Verified |  |  | 2320 | 103 | 23 |  |  | 4889 | 71
P000005BI | Barron Lighting Group | Barron Lighting | TLED-RC-64-VS-P-XX | Outdoor Luminaires | Mid Output | Fuel Pump Canopy Luminaires | Standard | TRUE | 7309.31 | 101 | 72.21 | 10 | 0.93 | 4652 | 72 | 5 | 100000 | 4/11/2014 12:00:00 AM | Not Yet Verified | Not Yet Verified | Not Yet Verified |  | 2.1 | 7309 | 101 | 72
P000005BN | Barron Lighting Group | Barron Lighting | TLED-C-64-VS-P-XX | Outdoor Luminaires | Mid Output | Fuel Pump Canopy Luminaires | Standard | TRUE | 7309.31 | 101 | 72.21 | 10 | 0.93 | 4652 | 72 | 5 | 100000 | 4/11/2014 12:00:00 AM | Not Yet Verified | Not Yet Verified | Not Yet Verified |  | 2.1 | 7309 | 101 | 72
PBSG434P | Best Lighting Products | BEST LIGHTING | LEDCPYSM120W-3K | Outdoor Luminaires | High Output | Fuel Pump Canopy Luminaires | Standard | TRUE | 11963 | 100.04 | 119.6 | 12.71 | 0.933 | 3012 | 83.6 | 5 | 50000 | 9/6/2016 12:00:00 AM | Not Dimmable | Not Dimmable | Not Yet Verified |  | 2.1 | 11963 | 100.04 | 119.6 | 12.71 | 0.933 | 3000 | 83.6
PW8983XX | Best Lighting Products | BEST LIGHTING | LEDCPYSM120W-5K | Outdoor Luminaires | High Output | Fuel Pump Canopy Luminaires | Standard | FALSE | [9 empty] | 9/6/2016 12:00:00 AM | Not Dimmable | Not Dimmable | Not Yet Verified |  |  | 11963 | 100.04 | 119.6 | 12.71 | 0.933 | 5000 | 83.6
P7NCCS21 | Beyond LED Technology | Beyond | 70060 | Outdoor Luminaires | High Output | Fuel Pump Canopy Luminaires | Standard | TRUE | 16883 | 113.08 | 149.3 | 6.55 | 0.9273 | 3985 | 74.2 | 5 | 50000 | 9/26/2016 12:00:00 AM | Not Dimmable | Not Dimmable | No |  | 3.1 | 16883 | 113.08 | 149.3 | 6.55 | 0.927 | 4000 | 74.2
PH9HHZAQ | Beyond LED Technology | Beyond | 70061 | Outdoor Luminaires | High Output | Fuel Pump Canopy Luminaires | Standard | TRUE | 16883 | 113.08 | 149.3 | 6.55 | 0.9273 | 3985 | 74.2 | 5 | 50000 | 9/26/2016 12:00:00 AM | Not Dimmable | Not Dimmable | No |  | 3.1 | 16883 | 113.08 | 149.3 | 6.55 | 0.927 | 4000 | 74.2
P4RT2NGX | Beyond LED Technology | Beyond | 70062 | Outdoor Luminaires | High Output | Fuel Pump Canopy Luminaires | Standard | FALSE | [9 empty] | 9/26/2016 12:00:00 AM | Not Dimmable | Not Dimmable | No |  |  | 17063 | 113.94 | 149.8 | 6.55 | 0.927 | 5000 | 74.2
PTX6RB89 | Beyond LED Technology | Beyond | 700055 | Outdoor Luminaires | High Output | Fuel Pump Canopy Luminaires | Standard | FALSE | [9 empty] | 9/26/2016 12:00:00 AM | Not Dimmable | Not Dimmable | No |  |  | 17242 | 114.79 | 150.2 | 6.41 | 0.928 | 5700 | 76
PKM91A43 | Beyond LED Technology | Beyond | 70063 | Outdoor Luminaires | High Output | Fuel Pump Canopy Luminaires | Standard | FALSE | [9 empty] | 9/26/2016 12:00:00 AM | Not Dimmable | Not Dimmable | No |  |  | 17063 | 113.94 | 149.8 | 6.55 | 0.927 | 5000 | 74.2
PH785ANN | Beyond LED Technology | Beyond | 100826 | Outdoor Luminaires | High Output | Fuel Pump Canopy Luminaires | Standard | FALSE | [9 empty] | 9/26/2016 12:00:00 AM | Not Dimmable | Not Dimmable | No |  |  | 17242 | 114.79 | 150.2 | 6.41 | 0.928 | 5700 | 76
PYCS5VXN | Blue Arrow Contract Manufacturing Corporation | BA-WISDOM | BAWDGS120WH50K2000 | Outdoor Luminaires | High Output | Fuel Pump Canopy Luminaires | Standard | TRUE | 13956.15 | 109.94 | 126.94 | 6.73 | 0.9118 | 5026 | 83 | 5 | 50000 | 7/15/2015 12:00:00 AM | Not Dimmable | Not Dimmable | Not Yet Verified |  | 2.1 | 14700 | 115 | 120 |  | 0.98
PSDRCGB2 | Blue Arrow Contract Manufacturing Corporation | BA-WISDOM | BAWDGS120WH50K2000 | Outdoor Luminaires | High Output | Fuel Pump Canopy Luminaires | Standard | TRUE | 13956.15 | 109.94 | 126.94 | 6.73 | 0.9118 | 5026 | 83 | 5 | 50000 | 7/15/2015 12:00:00 AM | Not Dimmable | Not Dimmable | Not Yet Verified |  | 2.1 | 14700 | 115 | 120 |  | 0.98
P3PT46K9 | Blue Arrow Contract Manufacturing Corporation | BA-WISDOM | BAWDGS200WH50K2000 | Outdoor Luminaires | High Output | Fuel Pump Canopy Luminaires | Standard | TRUE | 22913.46 | 112.178 | 204.26 | 10.06 | 0.9221 | 5016 | 82.1 | 5 | 50000 | 7/15/2015 12:00:00 AM | Not Dimmable | Not Dimmable | Not Yet Verified |  | 2.1 | 23300 | 115 | 200 |  | 0.98 | 5000 | 80
PX9AEHKS | Blue Arrow Contract Manufacturing Corporation | BA-WISDOM | BAWDGS200WH50K2000 | Outdoor Luminaires | High Output | Fuel Pump Canopy Luminaires | Standard | TRUE | 22913.46 | 112.178 | 204.26 | 10.06 | 0.9221 | 5016 | 82.1 | 5 | 50000 | 7/15/2015 12:00:00 AM | Not Dimmable | Not Dimmable | Not Yet Verified |  | 2.1 | 23300 | 115 | 200 |  | 0.98 | 5000 | 80
PH8QJD22 | Blue Arrow Contract Manufacturing Corporation | BA-WISDOM | BAWDGS150WH50K3000 | Outdoor Luminaires | High Output | Fuel Pump Canopy Luminaires | Standard | TRUE | 18052.623 | 113.204 | 159.47 | 10.45 | 0.946 | 5036 | 82.4 | 5 | 50000 | 7/15/2015 12:00:00 AM | Not Dimmable | Not Dimmable | Not Yet Verified |  | 2.1
PY6HSQYD | Canada GL lighting technology Inc | GL | GLCPR-40W-30 | Outdoor Luminaires | Low Output | Fuel Pump Canopy Luminaires | Standard | TRUE | 3679 | 92.86 | 39.62 | 17.76 | 0.948 | 2921 | 84 | 5 | 50000 | 6/1/2015 12:00:00 AM | Not Dimmable | Not Dimmable | Not Yet Verified |  | 2.1 | 3500 | 90 | 40 | 20 | 0.95 | 3000 | 80
PJ9SYS65 | Canada GL lighting technology Inc | GL | GLCPR-40W-35 | Outdoor Luminaires | Low Output | Fuel Pump Canopy Luminaires | Standard | FALSE | [9 empty] | 6/1/2015 12:00:00 AM | Not Dimmable | Not Dimmable | Not Yet Verified |  |  | 3500 | 90 | 40 | 20 | 0.95 | 3500 | 80
P3M2VVUQ | Canada GL lighting technology Inc | GL | GLCPR-40W-40 | Outdoor Luminaires | Low Output | Fuel Pump Canopy Luminaires | Standard | FALSE | [9 empty] | 6/1/2015 12:00:00 AM | Not Dimmable | Not Dimmable | Not Yet Verified |  |  | 3500 | 90 | 40 | 20 | 0.95 | 4000 | 80
PGGZCRNC | Canada GL lighting technology Inc | GL | GLCPR-40W-45 | Outdoor Luminaires | Low Output | Fuel Pump Canopy Luminaires | Standard | FALSE | [9 empty] | 6/1/2015 12:00:00 AM | Not Dimmable | Not Dimmable | Not Yet Verified |  |  | 3500 | 90 | 40 | 20 | 0.95 | 4500 | 80
P692KTD5 | Canada GL lighting technology Inc | GL | GLCPR-40W-50 | Outdoor Luminaires | Low Output | Fuel Pump Canopy Luminaires | Standard | FALSE | [9 empty] | 6/1/2015 12:00:00 AM | Not Dimmable | Not Dimmable | Not Yet Verified |  |  | 3500 | 90 | 40 | 20 | 0.95 | 5000 | 80
PMPNVMRB | Canada GL lighting technology Inc | GL | GLCPR-60W-30 | Outdoor Luminaires | Low Output | Fuel Pump Canopy Luminaires | Standard | TRUE | 4599 | 78.18 | 59.09 | 14.32 | 0.946 | 2938 | 85 | 5 | 50000 | 6/1/2015 12:00:00 AM | Not Dimmable | Not Dimmable | Not Yet Verified |  | 2.1 | 5000 | 85 | 60 | 20 | 0.95 | 3000 | 80
P64HR96S | Canada GL lighting technology Inc | GL | GLCPR-60W-40 | Outdoor Luminaires | Mid Output | Fuel Pump Canopy Luminaires | Standard | FALSE | [9 empty] | 6/1/2015 12:00:00 AM | Not Dimmable | Not Dimmable | Not Yet Verified |  |  | 5000 | 85 | 60 | 20 | 0.95 | 4000 | 80
P91P83AS | Canada GL lighting technology Inc | GL | GLCPR-60W-50 | Outdoor Luminaires | Mid Output | Fuel Pump Canopy Luminaires | Standard | FALSE | [9 empty] | 6/1/2015 12:00:00 AM | Not Dimmable | Not Dimmable | Not Yet Verified |  |  | 5000 | 85 | 60 | 20 | 0.95 | 5000 | 80
P83JY95K | Canada GL lighting technology Inc | GL | GLCPR-60W-35 | Outdoor Luminaires | Mid Output | Fuel Pump Canopy Luminaires | Standard | FALSE | [9 empty] | 6/1/2015 12:00:00 AM | Not Dimmable | Not Dimmable | Not Yet Verified |  |  | 5000 | 85 | 60 | 20 | 0.95 | 3500 | 80
PZTQ8KBN | Canada GL lighting technology Inc | GL | GLCPR-60W-45 | Outdoor Luminaires | Mid Output | Fuel Pump Canopy Luminaires | Standard | FALSE | [9 empty] | 6/1/2015 12:00:00 AM | Not Dimmable | Not Dimmable | Not Yet Verified |  |  | 5000 | 85 | 60 | 20 | 0.95 | 4500 | 80
P8PAHCNH | Canada GL lighting technology Inc | GL | GLCPR-90W-30 | Outdoor Luminaires | Mid Output | Fuel Pump Canopy Luminaires | Standard | TRUE | 7480 | 82.62 | 90.53 | 14.44 | 0.915 | 2932 | 85 | 5 | 50000 | 6/1/2015 12:00:00 AM | Not Dimmable | Not Dimmable | Not Yet Verified |  | 2.1 | 7000 | 80 | 90 | 20 | 0.95 | 3000 | 80
P58WBQZ9 | Canada GL lighting technology Inc | GL | GLCPR-90W-45 | Outdoor Luminaires | Mid Output | Fuel Pump Canopy Luminaires | Standard | FALSE | [9 empty] | 6/1/2015 12:00:00 AM | Not Dimmable | Not Dimmable | Not Yet Verified |  |  | 7000 | 80 | 90 | 20 | 0.95 | 4500 | 80
PQQPST39 | Canada GL lighting technology Inc | GL | GL-PR-90W-35 | Outdoor Luminaires | Mid Output | Fuel Pump Canopy Luminaires | Standard | FALSE | [9 empty] | 6/1/2015 12:00:00 AM | Not Dimmable | Not Dimmable | Not Yet Verified |  |  | 7000 | 80 | 90 | 20 | 0.95 | 3500 | 80
PC6ZF438 | Canada GL lighting technology Inc | GL | GLCPR-90W-50 | Outdoor Luminaires | Mid Output | Fuel Pump Canopy Luminaires | Standard | FALSE | [9 empty] | 6/1/2015 12:00:00 AM | Not Dimmable | Not Dimmable | Not Yet Verified |  |  | 7000 | 80 | 90 | 20 | 0.95 | 5000 | 80
PEU4THPX | Canada GL lighting technology Inc | GL | GLCPR-90W-40 | Outdoor Luminaires | Mid Output | Fuel Pump Canopy Luminaires | Standard | FALSE | [9 empty] | 6/1/2015 12:00:00 AM | Not Dimmable | Not Dimmable | Not Yet Verified |  |  | 7000 | 80 | 90 | 20 | 0.95 | 4000 | 80
PWE8T352 | Carolina Product Solutions, LLC | CPS | CPS-CL-RM-60W-UL-W-50 | Outdoor Luminaires | Mid Output | Fuel Pump Canopy Luminaires | Premium | TRUE | 6883.5 | 112.79 | 61.03 | 14.96 | 0.904 | 5164 | 71.5 | 5 | 60600 | 6/17/2016 12:00:00 AM | Not Dimmable | Not Dimmable | No |  | 3 | 6883.5 | 112.79 | 61.03 | 14.96 | 0.904 | 5000 | 71.5
PCKCVSDY | Carolina Product Solutions, LLC | CPS | CPS-CL-RM-100W-UL-W-50 | Outdoor Luminaires | High Output | Fuel Pump Canopy Luminaires | Premium | TRUE | 11223 | 110.35 | 101.7 | 15.38 | 0.9224 | 5176 | 71.7 | 5 | 50000 | 6/17/2016 12:00:00 AM | Not Dimmable | Not Dimmable | No |  | 3.1 | 12546 | 107.05 | 117.2 | 16.08 | 0.9137 | 5000 | 71.5
PZUCSS27 | Carolina Product Solutions, LLC | CPS | CPS-CL-RM-130W-UL-W-50 | Outdoor Luminaires | High Output | Fuel Pump Canopy Luminaires | Premium | TRUE | 13661 | 107.23 | 127.4 | 15.95 | 0.914 | 5159 | 71.6 | 5 | 60600 | 6/17/2016 12:00:00 AM | Not Dimmable | Not Dimmable | No |  | 3.1 | 13661 | 107.23 | 127.4 | 15.95 | 0.9141 | 5000 | 71.6
P000005X6 | Carolina Product Solutions, LLC. | CPS | CPS-CL-LP-100W | Outdoor Luminaires | Mid Output | Fuel Pump Canopy Luminaires | Standard | TRUE | 7463 | 84.78 | 87.79 | 19.7 | 0.911 | 5841 | 70 | 5 |  | 5/16/2014 12:00:00 AM | Not Yet Verified | Not Yet Verified | Not Yet Verified |  | 2 |  |  | 100 |  | 0.9 | 5700 | 70
P000005X7 | Carolina Product Solutions, LLC. | CPS | CPS-CL-LP-150W | Outdoor Luminaires | High Output | Fuel Pump Canopy Luminaires | Standard | TRUE | 11242 | 80.01 | 140.5 | 12.2 | 0.9392 | 5868 | 71.3 | 5 |  | 5/16/2014 12:00:00 AM | Not Yet Verified | Not Yet Verified | Not Yet Verified |  | 2 | 12000 | 95 | 150 |  | 0.989 | 5700 | 75
PVHU2VG9 | Caster Lighting Inc. | Caster | CM07(5000K) | Outdoor Luminaires | Low Output | Fuel Pump Canopy Luminaires | Standard | TRUE | 3035.861 | 78.497 | 38.675 | 24.53 | 0.9113 | 4849 | 71.1 | 5 | 50000 | 4/28/2015 12:00:00 AM | Not Dimmable | Not Dimmable | Not Yet Verified |  | 2.1 | 3100 | 77.5 | 40 |  |  | 5000
PU4R3ABZ | CCR INC | CCR | CCR-CP-45WA1 4000K | Outdoor Luminaires | Low Output | Fuel Pump Canopy Luminaires | Standard | TRUE | 3918.5 | 84.98 | 46.11 | 6.9 | 0.8902 | 4041 | 73 | 5 | 50000 | 1/25/2016 12:00:00 AM | Not Dimmable | Not Dimmable | Not Yet Verified |  | 2.1 | 4006.5 | 86.16 | 46.5 | 6.9 | 0.8902 | 4000 | 73
PCYQNK3X | CCR INC | CCR | CCR-CP-45WA1 5000K | Outdoor Luminaires | Low Output | Fuel Pump Canopy Luminaires | Standard | FALSE | [9 empty] | 1/25/2016 12:00:00 AM | Not Dimmable | Not Dimmable | Not Yet Verified |  |  | 4006.5 | 86.16 | 46.5 | 6.9 | 0.8902 | 5000 | 73
P2MTS46H | CCR INC | CCR | CCR-CP-45WA1 5700K | Outdoor Luminaires | Low Output | Fuel Pump Canopy Luminaires | Standard | FALSE | [9 empty] | 1/25/2016 12:00:00 AM | Not Dimmable | Not Dimmable | Not Yet Verified |  |  | 4082 | 86.2 | 47.41 | 6.5 | 0.9021 | 5700 | 72.6
P8FXRK6M | CCR INC | CCR | CCR-CP-45WA1 4500K | Outdoor Luminaires | Low Output | Fuel Pump Canopy Luminaires | Standard | FALSE | [9 empty] | 1/25/2016 12:00:00 AM | Not Dimmable | Not Dimmable | Not Yet Verified |  |  | 4006.5 | 86.16 | 46.5 | 6.9 | 0.8902 | 4500 | 73
PK58DMXQ | CCR INC | CCR | CCR-CP-80WA1 4000K | Outdoor Luminaires | Mid Output | Fuel Pump Canopy Luminaires | Standard | TRUE | 8211.2 | 97.2 | 84.53 | 15.17 | 0.9241 | 4038 | 72.9 | 5 | 50000 | 1/25/2016 12:00:00 AM | Not Dimmable | Not Dimmable | Not Yet Verified |  | 2.1 | 8211.2 | 97.2 | 84.48 | 15.17 | 0.9241 | 4000 | 72.9
P68JXCYX | CCR INC | CCR | CCR-CP-80WA1 4500K | Outdoor Luminaires | Mid Output | Fuel Pump Canopy Luminaires | Standard | FALSE | [9 empty] | 1/25/2016 12:00:00 AM | Not Dimmable | Not Dimmable | Not Yet Verified |  |  | 8211.2 | 97.2 | 84.48 | 15.17 | 0.9241 | 4500 | 72.9
PBM29WD2 | CCR INC | CCR | CCR-CP-80WA1 5700K | Outdoor Luminaires | Mid Output | Fuel Pump Canopy Luminaires | Standard | FALSE | [9 empty] | 1/25/2016 12:00:00 AM | Not Dimmable | Not Dimmable | Not Yet Verified |  |  | 8453 | 99.11 | 85.43 | 15.68 | 0.9236 | 5700 | 73.2
PYY554GG | CCR INC | CCR | CCR-CP-80WA1 5000K | Outdoor Luminaires | Mid Output | Fuel Pump Canopy Luminaires | Standard | FALSE | [9 empty] | 1/25/2016 12:00:00 AM | Not Dimmable | Not Dimmable | Not Yet Verified |  |  | 8211.2 | 97.2 | 84.48 | 15.17 | 0.9241 | 5000 | 72.9
PS7KGESY | CCR INC | CCR | CCR-CP-80WA1-HV 4000K | Outdoor Luminaires | Mid Output | Fuel Pump Canopy Luminaires | Standard | TRUE | 8074.7 | 99.8 | 80.91 | 11.53 | 0.953 | 4033 | 72.9 | 5 | 50000 | 1/25/2016 12:00:00 AM | Not Dimmable | Not Dimmable | Not Yet Verified |  | 2.1 | 8074.6 | 99.8 | 80.91 | 11.53 | 0.9532 | 4000 | 72.9
PMZM8H7G | CCR INC | CCR | CCR-CP-80WA1-HV 4500K | Outdoor Luminaires | Mid Output | Fuel Pump Canopy Luminaires | Standard | FALSE | [9 empty] | 1/25/2016 12:00:00 AM | Not Dimmable | Not Dimmable | Not Yet Verified |  |  | 8074.6 | 99.8 | 80.91 | 11.53 | 0.9532 | 4500 | 72.9
P1F1GEAD | CCR INC | CCR | CCR-CP-80WA1-HV 5000K | Outdoor Luminaires | Mid Output | Fuel Pump Canopy Luminaires | Standard | FALSE | [9 empty] | 1/25/2016 12:00:00 AM | Not Dimmable | Not Dimmable | Not Yet Verified |  |  | 8074.6 | 99.8 | 80.91 | 11.53 | 0.9532 | 5000 | 72.9
PXYW9ZAH | CCR INC | CCR | CCR-CP-80WA1-HV 5700K | Outdoor Luminaires | Mid Output | Fuel Pump Canopy Luminaires | Standard | FALSE | [9 empty] | 1/25/2016 12:00:00 AM | Not Dimmable | Not Dimmable | Not Yet Verified |  |  | 8108 | 100.19 | 80.93 | 11.69 | 0.9521 | 5700 | 73.4
PTFE1TXP | CCR INC | CCR | CCR-CP-120WA1 4000K | Outdoor Luminaires | High Output | Fuel Pump Canopy Luminaires | Standard | TRUE | 11754 | 96.69 | 122.3 | 15.91 | 0.903 | 4033 | 73 | 5 | 50000 | 1/25/2016 12:00:00 AM | Not Dimmable | Not Dimmable | Not Yet Verified |  | 2.1 | 11754 | 96.69 | 122.3 | 15.91 | 0.903 | 4000 | 73
PFB2SDY5 | CCR INC | CCR | CCR-CP-120WA1 5700K | Outdoor Luminaires | High Output | Fuel Pump Canopy Luminaires | Standard | FALSE | [9 empty] | 1/25/2016 12:00:00 AM | Not Dimmable | Not Dimmable | Not Yet Verified |  |  | 12103 | 99.56 | 122.4 | 14.85 | 0.904 | 5700 | 73.3
PB8R7F8N | CCR INC | CCR | CCR-CP-120WA1 4500K | Outdoor Luminaires | High Output | Fuel Pump Canopy Luminaires | Standard | FALSE | [9 empty] | 1/25/2016 12:00:00 AM | Not Dimmable | Not Dimmable | Not Yet Verified |  |  | 11754 | 96.69 | 122.3 | 15.91 | 0.903 | 4500 | 73
P9U7VKAM | CCR INC | CCR | CCR-CP-120WA1 5000K | Outdoor Luminaires | High Output | Fuel Pump Canopy Luminaires | Standard | FALSE | [9 empty] | 1/25/2016 12:00:00 AM | Not Dimmable | Not Dimmable | Not Yet Verified |  |  | 11754 | 96.69 | 122.3 | 15.91 | 0.903 | 5000 | 73
PJYGRRQ3 | CCR INC | CCR | CCR-CP-120WA1-HV 4000K | Outdoor Luminaires | High Output | Fuel Pump Canopy Luminaires | Standard | TRUE | 11215 | 95.65 | 117.3 | 11.12 | 0.956 | 4026 | 73.1 | 5 | 50000 | 1/25/2016 12:00:00 AM | Not Dimmable | Not Dimmable | Not Yet Verified |  | 2.1 | 11215 | 95.65 | 117.3 | 11.12 | 0.956 | 4000 | 73.1
PHJJ8B1X | CCR INC | CCR | CCR-CP-120WA1-HV 5000K | Outdoor Luminaires | High Output | Fuel Pump Canopy Luminaires | Standard | FALSE | [9 empty] | 1/25/2016 12:00:00 AM | Not Dimmable | Not Dimmable | Not Yet Verified |  |  | 11215 | 95.65 | 117.3 | 11.12 | 0.956 | 5000 | 73.1
PUFH1J3Y | CCR INC | CCR | CCR-CP-120WA1-HV 4500K | Outdoor Luminaires | High Output | Fuel Pump Canopy Luminaires | Standard | FALSE | [9 empty] | 1/25/2016 12:00:00 AM | Not Dimmable | Not Dimmable | Not Yet Verified |  |  | 11215 | 95.65 | 117.3 | 11.12 | 0.956 | 4500 | 73.1
PDZQQA7N | CCR INC | CCR | CCR-CP-120WA1-HV 5700K | Outdoor Luminaires | High Output | Fuel Pump Canopy Luminaires | Standard | FALSE | [9 empty] | 1/25/2016 12:00:00 AM | Not Dimmable | Not Dimmable | Not Yet Verified |  |  | 11430 | 96.29 | 119.5 | 11.96 | 0.95 | 5700 | 73.3
PUYGF8XG | CEA GROUP INTERNATIONAL CO.,LTD | CEA/EAEC | CNL1-30(2700K) | Outdoor Luminaires | Low Output | Fuel Pump Canopy Luminaires | Standard | TRUE | 2422.3 | 76.9 | 31.5 | 14.52 | 0.9142 | 2797 | 70.3 | 5 | 50000 | 2/9/2016 12:00:00 AM | Not Dimmable | Not Dimmable | No |  | 3.1 | 2422.3 | 76.9 | 31.5 | 14.52 | 0.9142 | 2700 | 70.3
PHY3SB9K | CEA GROUP INTERNATIONAL CO.,LTD | CEA/EAEC | CNL1-30(3000K) | Outdoor Luminaires | Low Output | Fuel Pump Canopy Luminaires | Standard | FALSE | [9 empty] | 2/9/2016 12:00:00 AM | Not Dimmable | Not Dimmable | No |  |  | 2422.3 | 76.9 | 31.5 | 14.52 | 0.9142 | 3000 | 70.3
PUNZ2F3F | CEA GROUP INTERNATIONAL CO.,LTD | CEA/EAEC | CNL1-30(5700K) | Outdoor Luminaires | Low Output | Fuel Pump Canopy Luminaires | Standard | FALSE | [9 empty] | 2/9/2016 12:00:00 AM | Not Dimmable | Not Dimmable | No |  |  | 2533 | 80.87 | 31.32 | 14.68 | 0.9116 | 5700 | 75.1
PG6UMST7 | CEA GROUP INTERNATIONAL CO.,LTD | CEA/EAEC | CNL1-30(4500K) | Outdoor Luminaires | Low Output | Fuel Pump Canopy Luminaires | Standard | FALSE | [9 empty] | 2/9/2016 12:00:00 AM | Not Dimmable | Not Dimmable | No |  |  | 2422.3 | 76.9 | 31.5 | 14.52 | 0.9142 | 4500 | 70.3
P68W8JZR | CEA GROUP INTERNATIONAL CO.,LTD | CEA/EAEC | CNL1-30(3500K) | Outdoor Luminaires | Low Output | Fuel Pump Canopy Luminaires | Standard | FALSE | [9 empty] | 2/9/2016 12:00:00 AM | Not Dimmable | Not Dimmable | No |  |  | 2422.3 | 76.9 | 31.5 | 14.52 | 0.9142 | 3500 | 70.3
P42T8M18 | CEA GROUP INTERNATIONAL CO.,LTD | CEA/EAEC | CNL1-30(4000K) | Outdoor Luminaires | Low Output | Fuel Pump Canopy Luminaires | Standard | FALSE | [9 empty] | 2/9/2016 12:00:00 AM | Not Dimmable | Not Dimmable | No |  |  | 2422.3 | 76.9 | 31.5 | 14.52 | 0.9142 | 4000 | 70.3
PESMG6KQ | CEA GROUP INTERNATIONAL CO.,LTD | CEA/EAEC | CNL1-30(5000K) | Outdoor Luminaires | Low Output | Fuel Pump Canopy Luminaires | Standard | FALSE | [9 empty] | 2/9/2016 12:00:00 AM | Not Dimmable | Not Dimmable | No |  |  | 2422.3 | 76.9 | 31.5 | 14.52 | 0.9142 | 5000 | 70.3
PAP3DUGZ | CEA GROUP INTERNATIONAL CO.,LTD | CEA/EAEC | CNL1-50(2700K) | Outdoor Luminaires | Low Output | Fuel Pump Canopy Luminaires | Standard | TRUE | 3726 | 70.14 | 53.12 | 14.65 | 0.9041 | 2790 | 70.2 | 5 | 50000 | 2/9/2016 12:00:00 AM | Not Dimmable | Not Dimmable | No |  | 3.1 | 3726 | 70.14 | 53.12 | 14.24 | 0.9034 | 2700 | 70.2
P2RT6BS8 | CEA GROUP INTERNATIONAL CO.,LTD | CEA/EAEC | CNL1-50(3500K) | Outdoor Luminaires | Low Output | Fuel Pump Canopy Luminaires | Standard | FALSE | [9 empty] | 2/9/2016 12:00:00 AM | Not Dimmable | Not Dimmable | No |  |  | 3726 | 70.14 | 53.12 | 14.24 | 0.9034 | 3500 | 70.2
PTMTGVC1 | CEA GROUP INTERNATIONAL CO.,LTD | CEA/EAEC | CNL1-50(4000K) | Outdoor Luminaires | Low Output | Fuel Pump Canopy Luminaires | Standard | FALSE | [9 empty] | 2/9/2016 12:00:00 AM | Not Dimmable | Not Dimmable | No |  |  | 3726 | 70.14 | 53.12 | 14.24 | 0.9034 | 4000 | 70.2
PGUYHFNP | CEA GROUP INTERNATIONAL CO.,LTD | CEA/EAEC | CNL1-50(4500K) | Outdoor Luminaires | Low Output | Fuel Pump Canopy Luminaires | Standard | FALSE | [9 empty] | 2/9/2016 12:00:00 AM | Not Dimmable | Not Dimmable | No |  |  | 3726 | 70.14 | 53.12 | 14.24 | 0.9034 | 4500 | 70.2
PXSJH9QT | CEA GROUP INTERNATIONAL CO.,LTD | CEA/EAEC | CNL1-50(5000K) | Outdoor Luminaires | Low Output | Fuel Pump Canopy Luminaires | Standard | FALSE | [9 empty] | 2/9/2016 12:00:00 AM | Not Dimmable | Not Dimmable | No |  |  | 3726 | 70.14 | 53.12 | 14.24 | 0.9034 | 5000 | 70.2
PMY6NG79 | CEA GROUP INTERNATIONAL CO.,LTD | CEA/EAEC | CNL1-50(5700K) | Outdoor Luminaires | Low Output | Fuel Pump Canopy Luminaires | Standard | FALSE | [9 empty] | 2/9/2016 12:00:00 AM | Not Dimmable | Not Dimmable | No |  |  | 3964 | 74.4 | 53.28 | 14.65 | 0.9041 | 5700 | 75.5
PQQAN1NV | CEA GROUP INTERNATIONAL CO.,LTD | CEA/EAEC | CNL1-50(3000K) | Outdoor Luminaires | Low Output | Fuel Pump Canopy Luminaires | Standard | FALSE | [9 empty] | 2/9/2016 12:00:00 AM | Not Dimmable | Not Dimmable | No |  |  | 3726 | 70.14 | 53.12 | 14.24 | 0.9034 | 3000 | 70.2
PUR47UMA | CEA GROUP INTERNATIONAL CO.,LTD | CEA/EAEC | CNL5-100(2700K) | Outdoor Luminaires | High Output | Fuel Pump Canopy Luminaires | Standard | TRUE | 10931 | 115.03 | 95.03 | 13.22 | 0.9028 | 2718 | 80 | 5 | 50000 | 8/22/2016 12:00:00 AM | Not Dimmable | Not Dimmable | No |  | 4 | 10931 | 115.03 | 95.03 | 13.22 | 0.9 | 2700 | 80
P554SGN2 | CEA GROUP INTERNATIONAL CO.,LTD | CEA/EAEC | CNL5-100(4000K) | Outdoor Luminaires | High Output | Fuel Pump Canopy Luminaires | Standard | FALSE | [9 empty] | 8/22/2016 12:00:00 AM | Not Dimmable | Not Dimmable | No |  |  | 10931 | 115.03 | 95.03 | 13.22 | 0.9 | 4000 | 80
PNVTM3WZ | CEA GROUP INTERNATIONAL CO.,LTD | CEA/EAEC | CNL5-100(3500K) | Outdoor Luminaires | High Output | Fuel Pump Canopy Luminaires | Standard | FALSE | [9 empty] | 8/22/2016 12:00:00 AM | Not Dimmable | Not Dimmable | No |  |  | 10931 | 115.03 | 95.03 | 13.22 | 0.9 | 3500 | 80
PJS1NYUT | CEA GROUP INTERNATIONAL CO.,LTD | CEA/EAEC | CNL5-100(4500K) | Outdoor Luminaires | High Output | Fuel Pump Canopy Luminaires | Standard | FALSE | [9 empty] | 8/22/2016 12:00:00 AM | Not Dimmable | Not Dimmable | No |  |  | 10931 | 115.03 | 95.03 | 13.22 | 0.9 | 4500 | 80
P52YPSFU | CEA GROUP INTERNATIONAL CO.,LTD | CEA/EAEC | CNL5-100(5700K) | Outdoor Luminaires | High Output | Fuel Pump Canopy Luminaires | Standard | FALSE | [9 empty] | 8/22/2016 12:00:00 AM | Not Dimmable | Not Dimmable | No |  |  | 11204 | 116.98 | 95.78 | 13.16 | 0.9 | 5700 | 85.6
PXDZ3SQ5 | CEA GROUP INTERNATIONAL CO.,LTD | CEA/EAEC | CNL5-100(3000K) | Outdoor Luminaires | High Output | Fuel Pump Canopy Luminaires | Standard | FALSE | [9 empty] | 8/22/2016 12:00:00 AM | Not Dimmable | Not Dimmable | No |  |  | 10931 | 115.03 | 95.03 | 13.22 | 0.9 | 3000 | 80
PBY18E3F | CEA GROUP INTERNATIONAL CO.,LTD | CEA/EAEC | CNL5-100(5000K) | Outdoor Luminaires | High Output | Fuel Pump Canopy Luminaires | Standard | FALSE | [9 empty] | 8/22/2016 12:00:00 AM | Not Dimmable | Not Dimmable | No |  |  | 10931 | 115.03 | 95.03 | 13.22 | 0.9 | 5000 | 80
PC9926ZZ | CEA GROUP INTERNATIONAL CO.,LTD | CEA/EAEC | CNL5-30(2700K) | Outdoor Luminaires | Low Output | Fuel Pump Canopy Luminaires | Standard | TRUE | 3195 | 110.13 | 29.01 | 12.64 | 0.9078 | 2716 | 80 | 5 | 50000 | 8/22/2016 12:00:00 AM | Not Dimmable | Not Dimmable | No |  | 4 | 3195 | 110.13 | 29.01 | 12.64 | 0.91 | 2700 | 80
PS2W343Q | CEA GROUP INTERNATIONAL CO.,LTD | CEA/EAEC | CNL5-30(5000K) | Outdoor Luminaires | Low Output | Fuel Pump Canopy Luminaires | Standard | FALSE | [9 empty] | 8/22/2016 12:00:00 AM | Not Dimmable | Not Dimmable | No |  |  | 3195 | 110.13 | 29.01 | 12.64 | 0.91 | 5000 | 80
PWARM9JN | CEA GROUP INTERNATIONAL CO.,LTD | CEA/EAEC | CNL5-30(3000K) | Outdoor Luminaires | Low Output | Fuel Pump Canopy Luminaires | Standard | FALSE | [9 empty] | 8/22/2016 12:00:00 AM | Not Dimmable | Not Dimmable | No |  |  | 3195 | 110.13 | 29.01 | 12.64 | 0.91 | 3000 | 80
PCED1FHF | CEA GROUP INTERNATIONAL CO.,LTD | CEA/EAEC | CNL5-30(4500K) | Outdoor Luminaires | Low Output | Fuel Pump Canopy Luminaires | Standard | FALSE | [9 empty] | 8/22/2016 12:00:00 AM | Not Dimmable | Not Dimmable | No |  |  | 3195 | 110.13 | 29.01 | 12.64 | 0.91 | 4500 | 80
P62PY4UA | CEA GROUP INTERNATIONAL CO.,LTD | CEA/EAEC | CNL5-30(4000K) | Outdoor Luminaires | Low Output | Fuel Pump Canopy Luminaires | Standard | FALSE | [9 empty] | 8/22/2016 12:00:00 AM | Not Dimmable | Not Dimmable | No |  |  | 3195 | 110.13 | 29.01 | 12.64 | 0.91 | 4000 | 80
PYKWFT3G | CEA GROUP INTERNATIONAL CO.,LTD | CEA/EAEC | CNL5-30(5700K) | Outdoor Luminaires | Low Output | Fuel Pump Canopy Luminaires | Standard | FALSE | [9 empty] | 8/22/2016 12:00:00 AM | Not Dimmable | Not Dimmable | No |  |  | 3275 | 111.32 | 29.42 | 12.67 | 0.91 | 5700 | 85.7
PX8R46NM | CEA GROUP INTERNATIONAL CO.,LTD | CEA/EAEC | CNL5-30(3500K) | Outdoor Luminaires | Low Output | Fuel Pump Canopy Luminaires | Standard | FALSE | [9 empty] | 8/22/2016 12:00:00 AM | Not Dimmable | Not Dimmable | No |  |  | 3195 | 110.13 | 29.01 | 12.64 | 0.91 | 3500 | 80
P3HVV4GG | CEA GROUP INTERNATIONAL CO.,LTD | CEA/EAEC | CNL5-75(2700K) | Outdoor Luminaires | Mid Output | Fuel Pump Canopy Luminaires | Standard | TRUE | 7941.9 | 115.07 | 69.02 | 14.39 | 0.9082 | 2725 | 80 | 5 | 50000 | 8/22/2016 12:00:00 AM | Not Dimmable | Not Dimmable | No |  | 4 | 7941.9 | 115.07 | 69.02 | 14.39 | 0.91 | 2700 | 80
P7TENA9K | CEA GROUP INTERNATIONAL CO.,LTD | CEA/EAEC | CNL5-75(5000K) | Outdoor Luminaires | Mid Output | Fuel Pump Canopy Luminaires | Standard | FALSE | [9 empty] | 8/22/2016 12:00:00 AM | Not Dimmable | Not Dimmable | No |  |  | 7941.9 | 115.07 | 69.02 | 14.39 | 0.91 | 5000 | 80
PG4ABU6H | CEA GROUP INTERNATIONAL CO.,LTD | CEA/EAEC | CNL5-75(4000K) | Outdoor Luminaires | Mid Output | Fuel Pump Canopy Luminaires | Standard | FALSE | [9 empty] | 8/22/2016 12:00:00 AM | Not Dimmable | Not Dimmable | No |  |  | 7941.9 | 115.07 | 69.02 | 14.39 | 0.91 | 4000 | 80
PS2TK13K | CEA GROUP INTERNATIONAL CO.,LTD | CEA/EAEC | CNL5-75(4500K) | Outdoor Luminaires | Mid Output | Fuel Pump Canopy Luminaires | Standard | FALSE | [9 empty] | 8/22/2016 12:00:00 AM | Not Dimmable | Not Dimmable | No |  |  | 7941.9 | 115.07 | 69.02 | 14.39 | 0.91 | 4500 | 80
P6MW3AFE | CEA GROUP INTERNATIONAL CO.,LTD | CEA/EAEC | CNL5-75(3500K) | Outdoor Luminaires | Mid Output | Fuel Pump Canopy Luminaires | Standard | FALSE | [9 empty] | 8/22/2016 12:00:00 AM | Not Dimmable | Not Dimmable | No |  |  | 7941.9 | 115.07 | 69.02 | 14.39 | 0.91 | 3500 | 80
PFT1YE73 | CEA GROUP INTERNATIONAL CO.,LTD | CEA/EAEC | CNL5-75(5700K) | Outdoor Luminaires | Mid Output | Fuel Pump Canopy Luminaires | Standard | FALSE | [9 empty] | 8/22/2016 12:00:00 AM | Not Dimmable | Not Dimmable | No |  |  | 8134 | 116.12 | 70.05 | 14.24 | 0.92 | 5700 | 85.6
PGWCCFYT | CEA GROUP INTERNATIONAL CO.,LTD | CEA/EAEC | CNL5-75(3000K) | Outdoor Luminaires | Mid Output | Fuel Pump Canopy Luminaires | Standard | FALSE | [9 empty] | 8/22/2016 12:00:00 AM | Not Dimmable | Not Dimmable | No |  |  | 7941.9 | 115.07 | 69.02 | 14.39 | 0.91 | 3000 | 80
PRGNQPKT | CEA GROUP INTERNATIONAL CO.,LTD | CEA/EAEC | CNL5-50(2700K) | Outdoor Luminaires | Mid Output | Fuel Pump Canopy Luminaires | Standard | TRUE | 5057 | 105.08 | 48.13 | 14.96 | 0.9043 | 2719 | 80 | 5 | 50000 | 8/22/2016 12:00:00 AM | Not Dimmable | Not Dimmable | No |  | 4 | 5057.6 | 105.08 | 48.13 | 14.96 | 0.9 | 2700 | 80
PB1D733H | CEA GROUP INTERNATIONAL CO.,LTD | CEA/EAEC | CNL5-50(4000K) | Outdoor Luminaires | Mid Output | Fuel Pump Canopy Luminaires | Standard | FALSE | [9 empty] | 8/22/2016 12:00:00 AM | Not Dimmable | Not Dimmable | No |  |  | 5057.6 | 105.08 | 48.13 | 14.96 | 0.9 | 4000 | 80
PA8DHNMZ | CEA GROUP INTERNATIONAL CO.,LTD | CEA/EAEC | CNL5-50(3000K) | Outdoor Luminaires | Mid Output | Fuel Pump Canopy Luminaires | Standard | FALSE | [9 empty] | 8/22/2016 12:00:00 AM | Not Dimmable | Not Dimmable | No |  |  | 5057.6 | 105.08 | 48.13 | 14.96 | 0.9 | 3000 | 80
PE835Q5M | CEA GROUP INTERNATIONAL CO.,LTD | CEA/EAEC | CNL5-50(5000K) | Outdoor Luminaires | Mid Output | Fuel Pump Canopy Luminaires | Standard | FALSE | [9 empty] | 8/22/2016 12:00:00 AM | Not Dimmable | Not Dimmable | No |  |  | 5057.6 | 105.08 | 48.13 | 14.96 | 0.9 | 5000 | 80
PYVXMACP | CEA GROUP INTERNATIONAL CO.,LTD | CEA/EAEC | CNL5-50(4500K) | Outdoor Luminaires | Mid Output | Fuel Pump Canopy Luminaires | Standard | FALSE | [9 empty] | 8/22/2016 12:00:00 AM | Not Dimmable | Not Dimmable | No |  |  | 5057.6 | 105.08 | 48.13 | 14.96 | 0.9 | 4500 | 80
PFBAJBUW | CEA GROUP INTERNATIONAL CO.,LTD | CEA/EAEC | CNL5-50(5700K) | Outdoor Luminaires | Mid Output | Fuel Pump Canopy Luminaires | Standard | FALSE | [9 empty] | 8/22/2016 12:00:00 AM | Not Dimmable | Not Dimmable | No |  |  | 5186 | 106.64 | 48.63 | 14.77 | 0.9 | 5700 | 85.7
PWGF84Z6 | CEA GROUP INTERNATIONAL CO.,LTD | CEA/EAEC | CNL5-50(3500K) | Outdoor Luminaires | Mid Output | Fuel Pump Canopy Luminaires | Standard | FALSE | [9 empty] | 8/22/2016 12:00:00 AM | Not Dimmable | Not Dimmable | No |  |  | 5057.6 | 105.08 | 48.13 | 14.96 | 0.9 | 3500 | 80
P00001H0U | Cefco | Deluce Lighting | DLC40LED | Outdoor Luminaires | Low Output | Fuel Pump Canopy Luminaires | Standard | TRUE | 3112 | 79.09 | 39.35 | 9.5 | 0.968 | 4993 | 67 | 5 | 50000 | 2/26/2014 12:00:00 AM | Not Yet Verified | Not Yet Verified | Not Yet Verified |  | 2.1 | 3100 | 79.09 | 42 |  | 0.989 | 5000 | 67.1
P00001H0V | Cefco | Deluce Lighting | DLC80LED | Outdoor Luminaires | Mid Output | Fuel Pump Canopy Luminaires | Standard | TRUE | 7274 | 87.92 | 82.74 | 19.48 | 0.875 | 5070 | 67 | 5 | 50000 | 2/26/2014 12:00:00 AM | Not Yet Verified | Not Yet Verified | Not Yet Verified |  | 2.1 | 7200 | 87.92 | 85 |  | 0.995 | 5000 | 67
PGG8J3S5 | CGF Design Inc | CGF DESIGN INC. | E74-CL-LF-LED80-CT5-UNV-(2)EBX-DIM-WHT | Outdoor Luminaires | Mid Output | Fuel Pump Canopy Luminaires | Standard | TRUE | 6772 | 88.8 | 76.3 | 8.52 | 0.938 | 5210 | 85 | 5 | 50000 | 6/2/2015 12:00:00 AM | Dimmable | Continuous Below 10 | Not Yet Verified |  | 2.1 | [5 empty] | 5000
P6NY41S4 | Changzhi Lighting Technology Limited | Changzhi | CH-YZ-150W-LV-55K | Outdoor Luminaires | High Output | Fuel Pump Canopy Luminaires | Standard | TRUE | 13953.39 | 89.73 | 155.5 | 8.7 | 0.946 | 5424 | 85.6 | 5 | 50000 | 11/13/2014 12:00:00 AM | Not Yet Verified | Not Yet Verified | Not Yet Verified |  | 2.1 | 14000 |  | 150 |  | 0.95 | 5500 | 75
P00001LMR | CINA LED LIGHTING TECH LIMITED | CINA | CA-CLW10-100W | Outdoor Luminaires | Mid Output | Fuel Pump Canopy Luminaires | Standard | TRUE | 9657.446 | 100.042 | 96.534 | 15.59 | 0.929 | 5912 | 71.2 | 5 | 50000 | 8/28/2014 12:00:00 AM | Not Yet Verified | Not Yet Verified | Not Yet Verified |  | 2.1 | 10000 | 90 | 100 |  | 0.95 | 2700 | 70
P3ADTCDT | CINA LED LIGHTING TECH LIMITED | CINA | CA-CLW8-80W | Outdoor Luminaires | Mid Output | Fuel Pump Canopy Luminaires | Standard | TRUE | 7864.254 | 104.564 | 75.21 | 18.74 | 0.8719 | 5290 | 68.7 | 5 | 50000 | 9/14/2015 12:00:00 AM | Not Dimmable | Not Dimmable | No |  | 3 | 8000 | 100 | 80 | 18 | 0.95 | 5200 | 70
P000005Z5 | Cireon, LLC | Cireon | OL2-048-AG-AH | Outdoor Luminaires | Mid Output | Fuel Pump Canopy Luminaires | Standard | TRUE | 5042 | 98 | 51.6 | 10 | 0.93 | 5608 | 74 | 10 | 50000 | 5/27/2014 12:00:00 AM | Not Yet Verified | Not Yet Verified | Not Yet Verified |  | 2.1 | 5300 | 98 | 55 | 10 | 0.9 | 5700 | 70
P000005Z6 | Cireon, LLC | Cireon | OL3-072-AG-AK | Outdoor Luminaires | High Output | Fuel Pump Canopy Luminaires | Standard | TRUE | 12552 | 83 | 151.72 | 13 | 0.96 | 5600 | 75 | 10 | 50000 | 5/27/2014 12:00:00 AM | Not Yet Verified | Not Yet Verified | Not Yet Verified |  | 2.1 | 13600 | 83 | 150 | 13 | 0.9 | 5700 | 70
P000005Z7 | Cireon, LLC | Cireon | OL2-048-AG-AJ | Outdoor Luminaires | Mid Output | Fuel Pump Canopy Luminaires | Standard | FALSE | [9 empty] | 5/27/2014 12:00:00 AM | Not Yet Verified | Not Yet Verified | Not Yet Verified |  |  | 8100 | 101 | 80 | 13 | 0.9 | 5700 | 70
P000005Z8 | Cireon, LLC | Cireon | OL2-048-AG-AK | Outdoor Luminaires | Mid Output | Fuel Pump Canopy Luminaires | Standard | FALSE | [9 empty] | 5/27/2014 12:00:00 AM | Not Yet Verified | Not Yet Verified | Not Yet Verified |  |  | 9100 | 86.7 | 105 | 13 | 0.9 | 5700 | 70
P000005Z9 | Cireon, LLC | Cireon | OL3-072-AG-AH | Outdoor Luminaires | Mid Output | Fuel Pump Canopy Luminaires | Standard | FALSE | [9 empty] | 5/27/2014 12:00:00 AM | Not Yet Verified | Not Yet Verified | Not Yet Verified |  |  | 8000 | 100 | 80 | 13 | 0.9 | 5700 | 70
P000005ZA | Cireon, LLC | Cireon | OL3-072-AG-AJ | Outdoor Luminaires | High Output | Fuel Pump Canopy Luminaires | Standard | FALSE | [9 empty] | 5/27/2014 12:00:00 AM | Not Yet Verified | Not Yet Verified | Not Yet Verified |  |  | 10300 | 90.3 | 114 | 13 | 0.9 | 5700 | 70
PN6T6KYY | Classy & Neo-Lighting Group Inc | NEOTOP | CP-80WA1(4000K) | Outdoor Luminaires | Mid Output | Fuel Pump Canopy Luminaires | Standard | TRUE | 8211.2 | 97.2 | 84.53 | 15.17 | 0.9241 | 4038 | 72.9 | 5 | 50000 | 9/1/2016 12:00:00 AM | Not Dimmable | Not Dimmable | Not Yet Verified |  | 2.1 | 8211.2 | 97.2 | 84.48 | 15.17 | 0.9241 | 4000 | 72.9
P5EEAUDD | Classy & Neo-Lighting Group Inc | NEOTOP | CP-80WA1(4500K) | Outdoor Luminaires | Mid Output | Fuel Pump Canopy Luminaires | Standard | FALSE | [9 empty] | 9/1/2016 12:00:00 AM | Not Dimmable | Not Dimmable | Not Yet Verified |  |  | 8211.2 | 97.2 | 84.48 | 15.17 | 0.9241 | 4500 | 72.9
PRJBRCTS | Classy & Neo-Lighting Group Inc | NEOTOP | CP-80WA1(5000K) | Outdoor Luminaires | Mid Output | Fuel Pump Canopy Luminaires | Standard | FALSE | [9 empty] | 9/1/2016 12:00:00 AM | Not Dimmable | Not Dimmable | Not Yet Verified |  |  | 8211.2 | 97.2 | 84.48 | 15.17 | 0.9241 | 5000 | 72.9
P4N5HTU8 | Classy & Neo-Lighting Group Inc | NEOTOP | CP-80WA1(5700K) | Outdoor Luminaires | Mid Output | Fuel Pump Canopy Luminaires | Standard | FALSE | [9 empty] | 9/1/2016 12:00:00 AM | Not Dimmable | Not Dimmable | Not Yet Verified |  |  | 8453 | 99.11 | 85.43 | 15.68 | 0.9236 | 5700 | 73.2
P32J9DVA | Classy & Neo-Lighting Group Inc | NEOTOP | CP-120WA1(4000K) | Outdoor Luminaires | High Output | Fuel Pump Canopy Luminaires | Standard | TRUE | 11754 | 96.69 | 122.3 | 15.91 | 0.903 | 4033 | 73 | 5 | 50000 | 9/1/2016 12:00:00 AM | Not Dimmable | Not Dimmable | Not Yet Verified |  | 2.1 | 11754 | 96.69 | 122.3 | 15.91 | 0.903 | 4000 | 73
PZ3CT5HD | Classy & Neo-Lighting Group Inc | NEOTOP | CP-120WA1(4500K) | Outdoor Luminaires | High Output | Fuel Pump Canopy Luminaires | Standard | FALSE | [9 empty] | 9/1/2016 12:00:00 AM | Not Dimmable | Not Dimmable | Not Yet Verified |  |  | 11754 | 96.69 | 122.3 | 15.91 | 0.903 | 4500 | 73
PS9ZQ1AG | Classy & Neo-Lighting Group Inc | NEOTOP | CP-120WA1(5000K) | Outdoor Luminaires | High Output | Fuel Pump Canopy Luminaires | Standard | FALSE | [9 empty] | 9/1/2016 12:00:00 AM | Not Dimmable | Not Dimmable | Not Yet Verified |  |  | 11754 | 96.69 | 122.3 | 15.91 | 0.903 | 5000 | 73
PY7KHXET | Classy & Neo-Lighting Group Inc | NEOTOP | CP-120WA1(5700K) | Outdoor Luminaires | High Output | Fuel Pump Canopy Luminaires | Standard | FALSE | [9 empty] | 9/1/2016 12:00:00 AM | Not Dimmable | Not Dimmable | Not Yet Verified |  |  | 12103 | 99.56 | 122.4 | 14.85 | 0.904 | 5700 | 73.3
PUXY2E1C | Classy & Neo-Lighting Group Inc | NEOTOP | CP-45W-2111-1601 4000K | Outdoor Luminaires | Mid Output | Fuel Pump Canopy Luminaires | Standard | TRUE | 5029.4 | 111.89 | 44.95 | 19.29 | 0.9088 | 3899 | 83.6 | 5 | 50000 | 9/1/2016 12:00:00 AM | Not Dimmable | Not Dimmable | No |  | 3.1 | 5034.2 | 113.13 | 44.5 | 19.29 | 0.9088 | 4000 | 83.6
PS88HKPN | Classy & Neo-Lighting Group Inc | NEOTOP | CP-45W-2111-1601 5700K | Outdoor Luminaires | Mid Output | Fuel Pump Canopy Luminaires | Standard | FALSE | [9 empty] | 9/1/2016 12:00:00 AM | Not Dimmable | Not Dimmable | No |  |  | 5136 | 115.96 | 44.29 | 19.41 | 0.9076 | 5700 | 75.9
PNF33U1D | Classy & Neo-Lighting Group Inc | NEOTOP | CP-45W-2112-1601 4000K | Outdoor Luminaires | Mid Output | Fuel Pump Canopy Luminaires | Standard | FALSE | [9 empty] | 9/1/2016 12:00:00 AM | Not Dimmable | Not Dimmable | No |  |  | 5034.2 | 113.13 | 44.5 | 19.29 | 0.9088 | 4000 | 83.6
P491SRSE | Classy & Neo-Lighting Group Inc | NEOTOP | CP-45W-2112-1601 5000K | Outdoor Luminaires | Mid Output | Fuel Pump Canopy Luminaires | Standard | FALSE | [9 empty] | 9/1/2016 12:00:00 AM | Not Dimmable | Not Dimmable | No |  |  | 5085.1 | 114.54 | 44.4 | 19.29 | 0.9088 | 5000 | 83.6
PEQ1ZSBD | Classy & Neo-Lighting Group Inc | NEOTOP | CP-45W-2112-1601 5700K | Outdoor Luminaires | Mid Output | Fuel Pump Canopy Luminaires | Standard | FALSE | [9 empty] | 9/1/2016 12:00:00 AM | Not Dimmable | Not Dimmable | No |  |  | 5136 | 115.96 | 44.29 | 19.41 | 0.9076 | 5700 | 75.9
PP6BRUD2 | Classy & Neo-Lighting Group Inc | NEOTOP | CP-45W-2111-1601 5000K | Outdoor Luminaires | Mid Output | Fuel Pump Canopy Luminaires | Standard | FALSE | [9 empty] | 9/1/2016 12:00:00 AM | Not Dimmable | Not Dimmable | No |  |  | 5085.1 | 114.54 | 44.4 | 19.29 | 0.9088 | 5000 | 83.6
PDX9G6QG | Classy & Neo-Lighting Group Inc | NEOTOP | CP-75W-2111-1601 4000K | Outdoor Luminaires | Mid Output | Fuel Pump Canopy Luminaires | Standard | TRUE | 8354.8 | 111.65 | 74.83 | 13.09 | 0.9337 | 3983 | 84 | 5 | 50000 | 9/1/2016 12:00:00 AM | Not Dimmable | Not Dimmable | No |  | 3.1 | 8510.4 | 112.11 | 75.91 | 13.09 | 0.9337 | 4000 | 84
P7M8CWWM | Classy & Neo-Lighting Group Inc | NEOTOP | CP-75W-2112-1601 4000K | Outdoor Luminaires | Mid Output | Fuel Pump Canopy Luminaires | Standard | FALSE | [9 empty] | 9/1/2016 12:00:00 AM | Not Dimmable | Not Dimmable | No |  |  | 8510.4 | 112.11 | 75.91 | 13.09 | 0.9337 | 4000 | 84
PR59W98U | Classy & Neo-Lighting Group Inc | NEOTOP | CP-75W-2111-1601 5700K | Outdoor Luminaires | Mid Output | Fuel Pump Canopy Luminaires | Standard | FALSE | [9 empty] | 9/1/2016 12:00:00 AM | Not Dimmable | Not Dimmable | No |  |  | 8791 | 115.47 | 76.13 | 12.94 | 0.9316 | 5700 | 83
P8MAN1FF | Classy & Neo-Lighting Group Inc | NEOTOP | CP-75W-2111-1601 5000K | Outdoor Luminaires | Mid Output | Fuel Pump Canopy Luminaires | Standard | FALSE | [9 empty] | 9/1/2016 12:00:00 AM | Not Dimmable | Not Dimmable | No |  |  | 8650.7 | 113.8 | 76.02 | 13.09 | 0.9337 | 5000 | 84
PUHT3NHJ | Classy & Neo-Lighting Group Inc | NEOTOP | CP-75W-2112-1601 5000K | Outdoor Luminaires | Mid Output | Fuel Pump Canopy Luminaires | Standard | FALSE | [9 empty] | 9/1/2016 12:00:00 AM | Not Dimmable | Not Dimmable | No |  |  | 8650.7 | 113.8 | 76.02 | 13.09 | 0.9337 | 5000 | 84
PU3VXM75 | Classy & Neo-Lighting Group Inc | NEOTOP | CP-75W-2112-1601 5700K | Outdoor Luminaires | Mid Output | Fuel Pump Canopy Luminaires | Standard | FALSE | [9 empty] | 9/1/2016 12:00:00 AM | Not Dimmable | Not Dimmable | No |  |  | 8791 | 115.47 | 76.13 | 12.94 | 0.9316 | 5700 | 83
PX1EZM8Y | Classy & Neo-Lighting Group Inc | NEOTOP | CP-130WF02 4000K | Outdoor Luminaires | High Output | Fuel Pump Canopy Luminaires | Standard | TRUE | 12947 | 98.68 | 131.2 | 11.45 | 0.9126 | 4017 | 83.6 | 5 | 50000 | 9/1/2016 12:00:00 AM | Not Dimmable | Not Dimmable | No |  | 3.1 | 12947 | 98.68 | 131.2 | 11.45 | 0.9126 | 4000 | 83.6
PU1CSCVG | Classy & Neo-Lighting Group Inc | NEOTOP | CP-130WF02 4500K | Outdoor Luminaires | High Output | Fuel Pump Canopy Luminaires | Standard | FALSE | [9 empty] | 9/1/2016 12:00:00 AM | Not Dimmable | Not Dimmable | No |  |  | 13048.3 | 99.38 | 131.3 | 11.45 | 0.9126 | 4500 | 83.6
PDSUP877 | Classy & Neo-Lighting Group Inc | NEOTOP | CP-130WF02 5700K | Outdoor Luminaires | High Output | Fuel Pump Canopy Luminaires | Standard | FALSE | [9 empty] | 9/1/2016 12:00:00 AM | Not Dimmable | Not Dimmable | No |  |  | 13251 | 100.84 | 131.4 | 11.45 | 0.9047 | 5700 | 83.2
PKBDJ35Q | Classy & Neo-Lighting Group Inc | NEOTOP | CP-130WF02 5000K | Outdoor Luminaires | High Output | Fuel Pump Canopy Luminaires | Standard | FALSE | [9 empty] | 9/1/2016 12:00:00 AM | Not Dimmable | Not Dimmable | No |  |  | 13149.7 | 100.15 | 131.3 | 11.45 | 0.9126 | 5000 | 83.6
PCP9YAYJ | Classy & Neo-Lighting Group Inc | NEOTOP | CP-150WF02 4000K | Outdoor Luminaires | High Output | Fuel Pump Canopy Luminaires | Standard | TRUE | 14962 | 99.09 | 151 | 10.43 | 0.9298 | 4005 | 83.6 | 5 | 50000 | 9/1/2016 12:00:00 AM | Not Dimmable | Not Dimmable | No |  | 3.1 | 14962 | 99.09 | 151 | 10.43 | 0.9298 | 4000 | 83.6
PSQMJXBH | Classy & Neo-Lighting Group Inc | NEOTOP | CP-150WF02 5000K | Outdoor Luminaires | High Output | Fuel Pump Canopy Luminaires | Standard | FALSE | [9 empty] | 9/1/2016 12:00:00 AM | Not Dimmable | Not Dimmable | No |  |  | 15238.7 | 100.88 | 151.05 | 10.43 | 0.9298 | 5000 | 83.6
P2SNTCRU | Classy & Neo-Lighting Group Inc | NEOTOP | CP-150WF02 5700K | Outdoor Luminaires | High Output | Fuel Pump Canopy Luminaires | Standard | FALSE | [9 empty] | 9/1/2016 12:00:00 AM | Not Dimmable | Not Dimmable | No |  |  | 15377 | 101.77 | 151.1 | 10.43 | 0.9291 | 5700 | 83.3
PW4PKXYA | Classy & Neo-Lighting Group Inc | NEOTOP | CP-150WF02 4500K | Outdoor Luminaires | High Output | Fuel Pump Canopy Luminaires | Standard | FALSE | [9 empty] | 9/1/2016 12:00:00 AM | Not Dimmable | Not Dimmable | No |  |  | 15100.3 | 99.97 | 151.05 | 10.43 | 0.9298 | 4500 | 83.6
PYT3QJ5X | Cleanlife Energy LLC | CleanLife | CL-LWP80CPY-50-BK | Outdoor Luminaires | Mid Output | Fuel Pump Canopy Luminaires | Standard | TRUE | 7643 | 92.4 | 82.7 | 5.6 | 0.975 | 5204 | 84.3 | 5 | 50000 | 12/15/2015 12:00:00 AM | Not Dimmable | Not Dimmable | No |  | 3 | 7600 | 95 | 80 | 10 | 0.9 | 5000 | 80
P7YNHKA3 | Cledtron Corporation | Cledtron Corporation | CL SPECTRUM 135 - I | Outdoor Luminaires | High Output | Fuel Pump Canopy Luminaires | Standard | TRUE | 14810 | 109.3 | 135.5 | 13.24 | 0.945 | 5770 | 72.3 | 5 | 50000 | 1/21/2015 12:00:00 AM | Not Dimmable | Not Dimmable | Not Yet Verified |  | 2.1 | 16640 | 135 | 135 | 13.24 | 0.945 | 5700 | 70
PGVR8BJK | CNC Lighting Technology Co., Limited | CNC | CNC-CP11-60W | Outdoor Luminaires | Mid Output | Fuel Pump Canopy Luminaires | Standard | TRUE | 5373.3 | 89.63 | 59.95 | 15.78 | 0.9156 | 5982 | 71.2 | 5 | 50000 | 10/2/2014 12:00:00 AM | Not Yet Verified | Not Yet Verified | Not Yet Verified |  | 2.1 | 5000 |  | 60 |  | 0.9 | 5700 | 70
PHMR24VT | CNC Lighting Technology Co., Limited | CNC | CNC-CP11-100W | Outdoor Luminaires | Mid Output | Fuel Pump Canopy Luminaires | Standard | TRUE | 8298.7 | 83.15 | 99.8 | 14.3 | 0.9154 | 5977 | 71.6 | 5 | 50000 | 10/2/2014 12:00:00 AM | Not Yet Verified | Not Yet Verified | Not Yet Verified |  | 2.1 | 8000 |  | 100 |  | 0.9 | 5700 | 70
P8A4BSAP | CNC Lighting Technology Co., Limited | CNC | CNC-CP11-130W | Outdoor Luminaires | High Output | Fuel Pump Canopy Luminaires | Standard | TRUE | 10853 | 83.87 | 129.4 | 15.01 | 0.9207 | 5992 | 72.1 | 5 | 50000 | 10/2/2014 12:00:00 AM | Not Yet Verified | Not Yet Verified | Not Yet Verified |  | 2.1 | 10000 |  | 130 |  | 0.9 | 5700 | 70
PJ2ZZK8B | CNC Lighting Technology Co., Limited | CNC | CNC-CP03-150W | Outdoor Luminaires | High Output | Fuel Pump Canopy Luminaires | Standard | TRUE | 11242 | 80.01 | 140.5 | 12.2 | 0.9392 | 5868 | 71.3 | 5 |  | 10/12/2014 12:00:00 AM | Not Yet Verified | Not Yet Verified | Not Yet Verified |  | 2 | 12000 | 95 | 150 |  | 0.989 | 5700 | 75
PJ7WV5WT | CNC Lighting Technology Co., Limited | CNC | CNC-CP03-100W | Outdoor Luminaires | Mid Output | Fuel Pump Canopy Luminaires | Standard | TRUE | 7463 | 84.78 | 87.79 | 19.7 | 0.911 | 5841 | 70 | 5 | 50000 | 12/12/2014 12:00:00 AM | Not Yet Verified | Not Yet Verified | Not Yet Verified |  | 2 | 7000 |  | 100 |  | 0.986 | 5700 | 70
P00000MMI | Cree, Inc. | 304 Canopy Luminaire | CAN-304-SL-XX-06-D-XX-XX-700-57K-XXXX | Outdoor Luminaires | High Output | Fuel Pump Canopy Luminaires | Standard | TRUE | 13069 | 96.1 | 136 | 10.5 | 0.957 | 5807 | 70 | 5 | 121000 | 7/13/2012 12:00:00 AM | Not Yet Verified | Not Yet Verified | Not Yet Verified | XCP?E06D*?D6 | 1.6 | 10546 | 74.79 | 141 |  | 0.9 | 6000 | 70
P00000N5J | Cree, Inc. | Cree 228 Series Recessed Canopy Luminaires | CAN-228-SL-RM-03-D-XX-XX-525-40K-XXXX | Outdoor Luminaires | Low Output | Fuel Pump Canopy Luminaires | Standard | TRUE | 4710 | 94.6 | 49.8 | 10.1 | 0.885 | 3921 | 73 | 10 | 60000 | 3/8/2013 12:00:00 AM | Not Yet Verified | Not Yet Verified | Not Yet Verified |  | 1.7 | 4388 | 81 | 54 |  | 0.9 | 4000 | 70
P00000N5Z | Cree, Inc. | Cree 228 Series Recessed Canopy Luminaires | CAN-228-PS-RM-06-D-XX-XX-900-57K-XXXX | Outdoor Luminaires | High Output | Fuel Pump Canopy Luminaires | Standard | TRUE | 15463 | 87.3 | 177.1 | 10.1 | 0.932 | 5825 | 71 | 10 | 60000 | 3/8/2013 12:00:00 AM | Not Yet Verified | Not Yet Verified | Not Yet Verified |  | 1.7 | 14747 | 82 | 180 |  | 0.9 | 5700 | 70
P00000N5V | Cree, Inc. | Cree 228 Series Recessed Canopy Luminaires | CAN-228-SL-RM-09-D-XX-XX-700-40K-XXXX | Outdoor Luminaires | High Output | Fuel Pump Canopy Luminaires | Standard | TRUE | 17507 | 87.7 | 199.5 | 9.3 | 0.943 | 4000 | 73 | 10 | 60000 | 3/8/2013 12:00:00 AM | Not Yet Verified | Not Yet Verified | Not Yet Verified |  | 1.7 | 16557 | 82 | 201 |  | 0.9 | 4000 | 70
P00000QNR | Cree, Inc. | E-conolight | E-CP2L03CX | Outdoor Luminaires | Low Output | Fuel Pump Canopy Luminaires | Standard | TRUE | 2870 | 103.13 | 27.83 | 13.9 | 0.9089 | 4608 | 73 | 5 | 100000 | 5/6/2013 12:00:00 AM | Not Yet Verified | Not Yet Verified | Not Yet Verified | Qualified with dimming and non-dimming driver options | 1.7 | 2870 | 103 | 28 |  | 0.9 | 5000 | 70
P00000QNS | Cree, Inc. | E-conolight | E-CP2L04CX | Outdoor Luminaires | Low Output | Fuel Pump Canopy Luminaires | Standard | TRUE | 4115 | 100.74 | 40.85 | 10 | 0.9591 | 4698 | 73 | 5 | 100000 | 5/6/2013 12:00:00 AM | Not Yet Verified | Not Yet Verified | Not Yet Verified | Qualified with dimming and non-dimming driver options | 1.7 | 4115 | 101 | 41 |  | 0.9 | 5000 | 70
P00000NX9 | Cree, Inc. | Cree CPY Series | CPY250-A-XX-D-A-XX-XX-XX | Outdoor Luminaires | Mid Output | Fuel Pump Canopy Luminaires | Standard | TRUE | 8821 | 108.2 | 81.5 | 8.9 | 0.943 | 5934 | 70 | 10 |  | 6/11/2013 12:00:00 AM | Not Yet Verified | Not Yet Verified | Not Yet Verified | XCCA*D08-**-_ | 2 | 8800 | 107 | 82 |  | 0.9 | 5700 | 70
P00000NXA | Cree, Inc. | Cree CPY Series | CPY250-A-XX-F-A-XX-XX-XX | Outdoor Luminaires | Mid Output | Fuel Pump Canopy Luminaires | Standard | FALSE | [9 empty] | 6/11/2013 12:00:00 AM | Not Yet Verified | Not Yet Verified | Not Yet Verified | XCCA*A08-**-_ |  | 8800 | 107 | 82 |  | 0.9 | 5700 | 70
P00000OF5 | Cree, Inc. | Cree CPY Series | CPY250-A-XX-D-A-XX-XX-40K-XX | Outdoor Luminaires | Mid Output | Fuel Pump Canopy Luminaires | Standard | TRUE | 8180 | 99.8 | 82.3 | 10.7 | 0.94 | 3834 | 74 | 10 |  | 10/10/2013 12:00:00 AM | Not Yet Verified | Not Yet Verified | Not Yet Verified | XCCA*D08-**7_ | 2 | 7600 | 90.5 | 84 |  | 0.9 | 4000 | 70
P00000OF6 | Cree, Inc. | Cree CPY Series | CPY250-A-XX-F-A-XX-XX-40K-XX | Outdoor Luminaires | Mid Output | Fuel Pump Canopy Luminaires | Standard | FALSE | [9 empty] | 10/10/2013 12:00:00 AM | Not Yet Verified | Not Yet Verified | Not Yet Verified | XCCA*F08-**7_ |  | 7600 | 91 | 84 |  | 0.9 | 4000 | 70
P00000OGK | Cree, Inc. | Cree 304 Series | CAN-304-SL-xx-04-E-Ux-xx-700-40K-xxxx | Outdoor Luminaires | Mid Output | Fuel Pump Canopy Luminaires | Standard | TRUE | 9314 | 103.8 | 89.7 | 11 | 0.93 | 4013 | 72 | 10 | 50000 | 11/8/2013 12:00:00 AM | Not Yet Verified | Not Yet Verified | Not Yet Verified | XCP*E04E-*D7_ | 2.1 | 8593 | 91.4 | 94 |  | 0.9 | 4000 | 70
P00000OGR | Cree, Inc. | Cree 304 Series | CAN-304-SL-xx-06-E-Ux-xx-700-xxxx | Outdoor Luminaires | High Output | Fuel Pump Canopy Luminaires | Standard | TRUE | 13813 | 100.5 | 137.4 | 8.7 | 0.964 | 5749 | 68 | 10 | 50000 | 11/8/2013 12:00:00 AM | Not Yet Verified | Not Yet Verified | Not Yet Verified | XCP*E06E-*D_ | 2.1 | 13250 | 98.1 | 135 |  | 0.9 | 5700 | 70
P00000OGJ | Cree, Inc. | Cree 304 Series | CAN-304-SL-xx-04-E-Ux-xx-525-40K-xxxx | Outdoor Luminaires | Mid Output | Fuel Pump Canopy Luminaires | Standard | TRUE | 6829 | 108.1 | 63.2 | 12.5 | 0.884 | 4030 | 72 | 10 | 50000 | 11/8/2013 12:00:00 AM | Not Yet Verified | Not Yet Verified | Not Yet Verified | XCP*E04E-*C7_ | 2.1 | 7077 | 99.7 | 71 |  | 0.9 | 4000 | 70
P00000OGM | Cree, Inc. | Cree 304 Series | CAN-304-PS-xx-04-E-Ux-xx-700-40K-xxxx | Outdoor Luminaires | Mid Output | Fuel Pump Canopy Luminaires | Standard | FALSE | [9 empty] | 11/8/2013 12:00:00 AM | Not Yet Verified | Not Yet Verified | Not Yet Verified | XCP*A04E-*D7_ |  | 8883 | 94.5 | 94 |  | 0.9 | 4000 | 70
P00000OGS | Cree, Inc. | Cree 304 Series | CAN-304-PS-xx-04-E-Ux-xx-525-xxxx | Outdoor Luminaires | Mid Output | Fuel Pump Canopy Luminaires | Standard | FALSE | [9 empty] | 11/8/2013 12:00:00 AM | Not Yet Verified | Not Yet Verified | Not Yet Verified | XCP*A04E-*C_ |  | 7597 | 107 | 71 |  | 0.9 | 5700 | 70
P00000OGU | Cree, Inc. | Cree 304 Series | CAN-304-PS-xx-06-E-Ux-xx-525-xxxx | Outdoor Luminaires | High Output | Fuel Pump Canopy Luminaires | Standard | FALSE | [9 empty] | 11/8/2013 12:00:00 AM | Not Yet Verified | Not Yet Verified | Not Yet Verified | XCP*A06E-*C_ |  | 11280 | 111.7 | 101 |  | 0.9 | 5700 | 70
P00000OGV | Cree, Inc. | Cree 304 Series | CAN-304-PS-xx-06-E-Ux-xx-700-xxxx | Outdoor Luminaires | High Output | Fuel Pump Canopy Luminaires | Standard | FALSE | [9 empty] | 11/8/2013 12:00:00 AM | Not Yet Verified | Not Yet Verified | Not Yet Verified | XCP*A06E-*D_ |  | 13697 | 101.5 | 135 |  | 0.9 | 5700 | 70
P00000OGW | Cree, Inc. | Cree 304 Series | CAN-304-SL-xx-04-E-Ux-xx-525-xxxx | Outdoor Luminaires | Mid Output | Fuel Pump Canopy Luminaires | Standard | FALSE | [9 empty] | 11/8/2013 12:00:00 AM | Not Yet Verified | Not Yet Verified | Not Yet Verified | XCP*E04E-*C_ |  | 7349 | 103.5 | 71 |  | 0.9 | 5700 | 70
P00000OGX | Cree, Inc. | Cree 304 Series | CAN-304-SL-xx-04-E-Ux-xx-700-xxxx | Outdoor Luminaires | Mid Output | Fuel Pump Canopy Luminaires | Standard | FALSE | [9 empty] | 11/8/2013 12:00:00 AM | Not Yet Verified | Not Yet Verified | Not Yet Verified | XCP*E04E-*D_ |  | 8924 | 94.9 | 94 |  | 0.9 | 5700 | 70
P00000OGO | Cree, Inc. | Cree 304 Series | CAN-304-PS-xx-06-E-Ux-xx-700-40K-xxxx | Outdoor Luminaires | High Output | Fuel Pump Canopy Luminaires | Standard | FALSE | [9 empty] | 11/8/2013 12:00:00 AM | Not Yet Verified | Not Yet Verified | Not Yet Verified | XCP*A06E-*D7_ |  | 13190 | 97.7 | 135 |  | 0.9 | 4000 | 70
P00000OGN | Cree, Inc. | Cree 304 Series | CAN-304-PS-xx-06-E-Ux-xx-525-40K-xxxx | Outdoor Luminaires | High Output | Fuel Pump Canopy Luminaires | Standard | FALSE | [9 empty] | 11/8/2013 12:00:00 AM | Not Yet Verified | Not Yet Verified | Not Yet Verified | XCP*A06E-*C7_ |  | 10862 | 107.5 | 101 |  | 0.9 | 4000 | 70
P00000OGQ | Cree, Inc. | Cree 304 Series | CAN-304-SL-xx-06-E-Ux-xx-700-40K-xxxx | Outdoor Luminaires | High Output | Fuel Pump Canopy Luminaires | Standard | FALSE | [9 empty] | 11/8/2013 12:00:00 AM | Not Yet Verified | Not Yet Verified | Not Yet Verified | XCP*E06E-*D7_ |  | 12760 | 94.5 | 135 |  | 0.9 | 4000 | 70
P00000OGP | Cree, Inc. | Cree 304 Series | CAN-304-SL-xx-06-E-Ux-xx-525-40K-xxxx | Outdoor Luminaires | High Output | Fuel Pump Canopy Luminaires | Standard | FALSE | [9 empty] | 11/8/2013 12:00:00 AM | Not Yet Verified | Not Yet Verified | Not Yet Verified | XCP*E06E-*C7_ |  | 10508 | 104 | 101 |  | 0.9 | 4000 | 70
P00000OGT | Cree, Inc. | Cree 304 Series | CAN-304-PS-xx-04-E-Ux-xx-700-xxxx | Outdoor Luminaires | Mid Output | Fuel Pump Canopy Luminaires | Standard | FALSE | [9 empty] | 11/8/2013 12:00:00 AM | Not Yet Verified | Not Yet Verified | Not Yet Verified | XCP*A04E-*D_ |  | 9225 | 98.1 | 94 |  | 0.9 | 5700 | 70
P00000OGY | Cree, Inc. | Cree 304 Series | CAN-304-SL-xx-06-E-Ux-xx-525-xxxx | Outdoor Luminaires | High Output | Fuel Pump Canopy Luminaires | Standard | FALSE | [9 empty] | 11/8/2013 12:00:00 AM | Not Yet Verified | Not Yet Verified | Not Yet Verified | XCP*E06E-*C_ |  | 10913 | 108 | 101 |  | 0.9 | 5700 | 70
P00000OGL | Cree, Inc. | Cree 304 Series | CAN-304-PS-xx-04-E-Ux-xx-525-40K-xxxx | Outdoor Luminaires | Mid Output | Fuel Pump Canopy Luminaires | Standard | FALSE | [9 empty] | 11/8/2013 12:00:00 AM | Not Yet Verified | Not Yet Verified | Not Yet Verified | XCP*A04E-*C7_ |  | 7315 | 103 | 71 |  | 0.9 | 4000 | 70
P00000OPN | Cree, Inc. | Cree EDGE Canopy | CAN-EDG-SL-xx-04-E-xx-xx-700-40K-xxxx | Outdoor Luminaires | Mid Output | Fuel Pump Canopy Luminaires | Standard | TRUE | 9038 | 99.5 | 91 | 8.8 | 0.949 | 4033 | 73 | 10 | 50000 | 1/24/2014 12:00:00 AM | Not Yet Verified | Not Yet Verified | Not Yet Verified |  | 2.1 | 8451 | 91.9 | 92 | 20 | 0.9 | 4000 | 70
P00000OPM | Cree, Inc. | Cree EDGE Canopy | CAN-EDG-SL-xx-04-E-xx-xx-350-40K-xxxx | Outdoor Luminaires | Mid Output | Fuel Pump Canopy Luminaires | Standard | TRUE | 5216 | 116.7 | 44.7 | 11.4 | 0.872 | 3995 | 73 | 10 | 50000 | 1/24/2014 12:00:00 AM | Not Yet Verified | Not Yet Verified | Not Yet Verified | XCL*E04E-*H7_ | 2.1 | 4942 | 107 | 46 | 20 | 0.9 | 4000 | 70
P00000OPW | Cree, Inc. | Cree EDGE Canopy | CAN-EDG-PS-xx-06-E-xx-xx-525-40K-xxxx | Outdoor Luminaires | High Output | Fuel Pump Canopy Luminaires | Standard | FALSE | [9 empty] | 1/24/2014 12:00:00 AM | Not Yet Verified | Not Yet Verified | Not Yet Verified | XCL*A06E-*C7_ |  | 10606 | 105.009900990099 | 101 | 20 | 0.9 | 4000 | 70
P00000OPZ | Cree, Inc. | Cree EDGE Canopy | CAN-EDG-PS-xx-06-E-xx-xx-700-xxxx | Outdoor Luminaires | High Output | Fuel Pump Canopy Luminaires | Standard | FALSE | [9 empty] | 1/24/2014 12:00:00 AM | Not Yet Verified | Not Yet Verified | Not Yet Verified | XCL*A06E-*D_ |  | 13452 | 100.388059701493 | 134 | 20 | 0.9 | 5700 | 70
P00000OQ0 | Cree, Inc. | Cree EDGE Canopy | CAN-EDG-PS-xx-08-E-xx-xx-350-40K-xxxx | Outdoor Luminaires | High Output | Fuel Pump Canopy Luminaires | Standard | FALSE | [9 empty] | 1/24/2014 12:00:00 AM | Not Yet Verified | Not Yet Verified | Not Yet Verified | XCL*A08E-*H7_ |  | 10101 | 112.233333333333 | 90 | 20 | 0.9 | 4000 | 70
P00000OQ6 | Cree, Inc. | Cree EDGE Canopy | CAN-EDG-PS-xx-10-E-xx-xx-525-40K-xxxx | Outdoor Luminaires | High Output | Fuel Pump Canopy Luminaires | Standard | FALSE | [9 empty] | 1/24/2014 12:00:00 AM | Not Yet Verified | Not Yet Verified | Not Yet Verified | XCL*A10E-*C7_ |  | 17634 | 103.122807017544 | 171 | 20 | 0.9 | 4000 | 70
P00000OQ8 | Cree, Inc. | Cree EDGE Canopy | CAN-EDG-PS-xx-12-E-xx-xx-350-40K-xxxx | Outdoor Luminaires | High Output | Fuel Pump Canopy Luminaires | Standard | FALSE | [9 empty] | 1/24/2014 12:00:00 AM | Not Yet Verified | Not Yet Verified | Not Yet Verified | XCL*A12E-*H7_ |  | 15115 | 116.269230769231 | 130 | 20 | 0.9 | 4000 | 70
P00000OPR | Cree, Inc. | Cree EDGE Canopy | CAN-EDG-PS-xx-04-E-xx-xx-525-xxxx | Outdoor Luminaires | Mid Output | Fuel Pump Canopy Luminaires | Standard | FALSE | [9 empty] | 1/24/2014 12:00:00 AM | Not Yet Verified | Not Yet Verified | Not Yet Verified | XCL*A04E-*C_ |  | 7427 | 106.1 | 70 | 20 | 0.9 | 5700 | 70
P00000OPU | Cree, Inc. | Cree EDGE Canopy | CAN-EDG-PS-xx-06-E-xx-xx-350-40K-xxxx | Outdoor Luminaires | Mid Output | Fuel Pump Canopy Luminaires | Standard | FALSE | [9 empty] | 1/24/2014 12:00:00 AM | Not Yet Verified | Not Yet Verified | Not Yet Verified | XCL*A06E-*H7_ |  | 7575 | 114.772727272727 | 66 | 20 | 0.9 | 4000 | 70
P00000OQD | Cree, Inc. | Cree EDGE Canopy | CAN-EDG-PS-xx-14-E-xx-xx-350-xxxx | Outdoor Luminaires | High Output | Fuel Pump Canopy Luminaires | Standard | FALSE | [9 empty] | 1/24/2014 12:00:00 AM | Not Yet Verified | Not Yet Verified | Not Yet Verified | XCL*A14E-*H_ |  | 18196 | 115.164556962025 | 158 | 20 | 0.9 | 5700 | 70
P00000OQF | Cree, Inc. | Cree EDGE Canopy | CAN-EDG-PS-xx-14-E-xx-xx-525-xxxx | Outdoor Luminaires | High Output | Fuel Pump Canopy Luminaires | Standard | FALSE | [9 empty] | 1/24/2014 12:00:00 AM | Not Yet Verified | Not Yet Verified | Not Yet Verified | XCL*A14E-*C_ |  | 25474 | 109.801724137931 | 232 | 20 | 0.9 | 5700 | 70
P00000OQH | Cree, Inc. | Cree EDGE Canopy | CAN-EDG-PS-xx-16-E-xx-xx-350-xxxx | Outdoor Luminaires | High Output | Fuel Pump Canopy Luminaires | Standard | FALSE | [9 empty] | 1/24/2014 12:00:00 AM | Not Yet Verified | Not Yet Verified | Not Yet Verified | XCL*A16E-*H_ |  | 20795 | 116.173184357542 | 179 | 20 | 0.9 | 5700 | 70
P00000OQM | Cree, Inc. | Cree EDGE Canopy | CAN-EDG-PS-xx-24-E-xx-xx-350-40K-xxxx | Outdoor Luminaires | High Output | Fuel Pump Canopy Luminaires | Standard | FALSE | [9 empty] | 1/24/2014 12:00:00 AM | Not Yet Verified | Not Yet Verified | Not Yet Verified | XCL*A24E-*H7_ |  | 30038 | 115.088122605364 | 261 | 20 | 0.9 | 4000 | 70
P00000OQN | Cree, Inc. | Cree EDGE Canopy | CAN-EDG-PS-xx-24-E-xx-xx-350-xxxx | Outdoor Luminaires | High Output | Fuel Pump Canopy Luminaires | Standard | FALSE | [9 empty] | 1/24/2014 12:00:00 AM | Not Yet Verified | Not Yet Verified | Not Yet Verified | XCL*A24E-*H_ |  | 31193 | 119.513409961686 | 261 | 20 | 0.9 | 5700 | 70
P00000OR0 | Cree, Inc. | Cree EDGE Canopy | CAN-EDG-SL-xx-08-E-xx-xx-525-40K-xxxx | Outdoor Luminaires | High Output | Fuel Pump Canopy Luminaires | Standard | FALSE | [9 empty] | 1/24/2014 12:00:00 AM | Not Yet Verified | Not Yet Verified | Not Yet Verified | XCL*E08E-*C7_ |  | 13680 | 102.857142857143 | 133 | 20 | 0.9 | 4000 | 70
P00000OR1 | Cree, Inc. | Cree EDGE Canopy | CAN-EDG-SL-xx-08-E-xx-xx-525-xxxx | Outdoor Luminaires | High Output | Fuel Pump Canopy Luminaires | Standard | FALSE | [9 empty] | 1/24/2014 12:00:00 AM | Not Yet Verified | Not Yet Verified | Not Yet Verified | XCL*E08E-*C_ |  | 14206 | 106.812030075188 | 133 | 20 | 0.9 | 5700 | 70
P00000OR3 | Cree, Inc. | Cree EDGE Canopy | CAN-EDG-SL-xx-10-E-xx-xx-350-xxxx | Outdoor Luminaires | High Output | Fuel Pump Canopy Luminaires | Standard | FALSE | [9 empty] | 1/24/2014 12:00:00 AM | Not Yet Verified | Not Yet Verified | Not Yet Verified | XCL*E10E-*H_ |  | 12653 | 115.027272727273 | 110 | 20 | 0.9 | 5700 | 70
P00000OR8 | Cree, Inc. | Cree EDGE Canopy | CAN-EDG-SL-xx-12-E-xx-xx-525-40K-xxxx | Outdoor Luminaires | High Output | Fuel Pump Canopy Luminaires | Standard | FALSE | [9 empty] | 1/24/2014 12:00:00 AM | Not Yet Verified | Not Yet Verified | Not Yet Verified | XCL*E12E-*C7_ |  | 20470 | 101.336633663366 | 202 | 20 | 0.9 | 4000 | 70
P00000ORF | Cree, Inc. | Cree EDGE Canopy | CAN-EDG-SL-xx-16-E-xx-xx-350-xxxx | Outdoor Luminaires | High Output | Fuel Pump Canopy Luminaires | Standard | FALSE | [9 empty] | 1/24/2014 12:00:00 AM | Not Yet Verified | Not Yet Verified | Not Yet Verified | XCL*E16E-*H_ |  | 20117 | 112.385474860335 | 179 | 20 | 0.9 | 5700 | 70
P00000ORJ | Cree, Inc. | Cree EDGE Canopy | CAN-EDG-SL-xx-20-E-xx-xx-350-xxxx | Outdoor Luminaires | High Output | Fuel Pump Canopy Luminaires | Standard | FALSE | [9 empty] | 1/24/2014 12:00:00 AM | Not Yet Verified | Not Yet Verified | Not Yet Verified | XCL*E20E-*H_ |  | 25146 | 114.3 | 220 | 20 | 0.9 | 5700 | 70
P00000ORL | Cree, Inc. | Cree EDGE Canopy | CAN-EDG-SL-xx-24-E-xx-xx-350-xxxx | Outdoor Luminaires | High Output | Fuel Pump Canopy Luminaires | Standard | FALSE | [9 empty] | 1/24/2014 12:00:00 AM | Not Yet Verified | Not Yet Verified | Not Yet Verified | XCL*E24E-*H_ |  | 30176 | 115.616858237548 | 261 | 20 | 0.9 | 5700 | 70
P00000OQR | Cree, Inc. | Cree EDGE Canopy | CAN-EDG-SL-xx-04-E-xx-xx-700-xxxx | Outdoor Luminaires | Mid Output | Fuel Pump Canopy Luminaires | Standard | FALSE | [9 empty] | 1/24/2014 12:00:00 AM | Not Yet Verified | Not Yet Verified | Not Yet Verified | XCL*E04E-*D_ |  | 8776 | 95.3913043478261 | 92 | 20 | 0.9 | 5700 | 70
P00000ORG | Cree, Inc. | Cree EDGE Canopy | CAN-EDG-SL-xx-16-E-xx-xx-525-40K-xxxx | Outdoor Luminaires | High Output | Fuel Pump Canopy Luminaires | Standard | FALSE | [9 empty] | 1/24/2014 12:00:00 AM | Not Yet Verified | Not Yet Verified | Not Yet Verified | XCL*E16E-*C7_ |  | 27121 | 103.121673003802 | 263 | 20 | 0.9 | 4000 | 70
P00000ORI | Cree, Inc. | Cree EDGE Canopy | CAN-EDG-SL-xx-20-E-xx-xx-350-40K-xxxx | Outdoor Luminaires | High Output | Fuel Pump Canopy Luminaires | Standard | FALSE | [9 empty] | 1/24/2014 12:00:00 AM | Not Yet Verified | Not Yet Verified | Not Yet Verified | XCL*E20E-*H7_ |  | 24215 | 110.068181818182 | 220 | 20 | 0.9 | 4000 | 70
P00000OQG | Cree, Inc. | Cree EDGE Canopy | CAN-EDG-PS-xx-16-E-xx-xx-350-40K-xxxx | Outdoor Luminaires | High Output | Fuel Pump Canopy Luminaires | Standard | FALSE | [9 empty] | 1/24/2014 12:00:00 AM | Not Yet Verified | Not Yet Verified | Not Yet Verified | XCL*A16E-*H7_ |  | 20025 | 111.871508379888 | 179 | 20 | 0.9 | 4000 | 70
P00000OQZ | Cree, Inc. | Cree EDGE Canopy | CAN-EDG-SL-xx-08-E-xx-xx-350-xxxx | Outdoor Luminaires | High Output | Fuel Pump Canopy Luminaires | Standard | FALSE | [9 empty] | 1/24/2014 12:00:00 AM | Not Yet Verified | Not Yet Verified | Not Yet Verified | XCL*E08E-*H_ |  | 10147 | 112.744444444444 | 90 | 20 | 0.9 | 5700 | 70
P00000OQ4 | Cree, Inc. | Cree EDGE Canopy | CAN-EDG-PS-xx-10-E-xx-xx-350-40K-xxxx | Outdoor Luminaires | High Output | Fuel Pump Canopy Luminaires | Standard | FALSE | [9 empty] | 1/24/2014 12:00:00 AM | Not Yet Verified | Not Yet Verified | Not Yet Verified | XCL*A10E-*H7_ |  | 12595 | 114.5 | 110 | 20 | 0.9 | 4000 | 70
P00000OQ9 | Cree, Inc. | Cree EDGE Canopy | CAN-EDG-PS-xx-12-E-xx-xx-350-xxxx | Outdoor Luminaires | High Output | Fuel Pump Canopy Luminaires | Standard | FALSE | [9 empty] | 1/24/2014 12:00:00 AM | Not Yet Verified | Not Yet Verified | Not Yet Verified | XCL*A12E-*H_ |  | 15696 | 120.738461538462 | 130 | 20 | 0.9 | 5700 | 70
P00000OQT | Cree, Inc. | Cree EDGE Canopy | CAN-EDG-SL-xx-06-E-xx-xx-350-xxxx | Outdoor Luminaires | Mid Output | Fuel Pump Canopy Luminaires | Standard | FALSE | [9 empty] | 1/24/2014 12:00:00 AM | Not Yet Verified | Not Yet Verified | Not Yet Verified | XCL*E06E-*H_ |  | 7610 | 115.30303030303 | 66 | 20 | 0.9 | 5700 | 70
P00000OQJ | Cree, Inc. | Cree EDGE Canopy | CAN-EDG-PS-xx-16-E-xx-xx-525-xxxx | Outdoor Luminaires | High Output | Fuel Pump Canopy Luminaires | Standard | FALSE | [9 empty] | 1/24/2014 12:00:00 AM | Not Yet Verified | Not Yet Verified | Not Yet Verified | XCL*A16E-*C_ |  | 29113 | 110.695817490494 | 263 | 20 | 0.9 | 5700 | 70
P00000OQU | Cree, Inc. | Cree EDGE Canopy | CAN-EDG-SL-xx-06-E-xx-xx-525-40K-xxxx | Outdoor Luminaires | High Output | Fuel Pump Canopy Luminaires | Standard | FALSE | [9 empty] | 1/24/2014 12:00:00 AM | Not Yet Verified | Not Yet Verified | Not Yet Verified | XCL*E06E-*C7_ |  | 10260 | 101.584158415842 | 101 | 20 | 0.9 | 4000 | 70
P00000OR4 | Cree, Inc. | Cree EDGE Canopy | CAN-EDG-SL-xx-10-E-xx-xx-525-40K-xxxx | Outdoor Luminaires | High Output | Fuel Pump Canopy Luminaires | Standard | FALSE | [9 empty] | 1/24/2014 12:00:00 AM | Not Yet Verified | Not Yet Verified | Not Yet Verified | XCL*E10E-*C7_ |  | 17059 | 99.7602339181286 | 171 | 20 | 0.9 | 4000 | 70
P00000OR7 | Cree, Inc. | Cree EDGE Canopy | CAN-EDG-SL-xx-12-E-xx-xx-350-xxxx | Outdoor Luminaires | High Output | Fuel Pump Canopy Luminaires | Standard | FALSE | [9 empty] | 1/24/2014 12:00:00 AM | Not Yet Verified | Not Yet Verified | Not Yet Verified | XCL*E12E-*H_ |  | 15184 | 116.8 | 130 | 20 | 0.9 | 5700 | 70
P00000ORD | Cree, Inc. | Cree EDGE Canopy | CAN-EDG-SL-xx-14-E-xx-xx-525-xxxx | Outdoor Luminaires | High Output | Fuel Pump Canopy Luminaires | Standard | FALSE | [9 empty] | 1/24/2014 12:00:00 AM | Not Yet Verified | Not Yet Verified | Not Yet Verified | XCL*E14E-*C_ |  | 24644 | 106.224137931034 | 232 | 20 | 0.9 | 5700 | 70
P00000OPX | Cree, Inc. | Cree EDGE Canopy | CAN-EDG-PS-xx-06-E-xx-xx-525-xxxx | Outdoor Luminaires | High Output | Fuel Pump Canopy Luminaires | Standard | FALSE | [9 empty] | 1/24/2014 12:00:00 AM | Not Yet Verified | Not Yet Verified | Not Yet Verified | XCL*A06E-*C_ |  | 11013 | 109.039603960396 | 101 | 20 | 0.9 | 5700 | 70
P00000OQ1 | Cree, Inc. | Cree EDGE Canopy | CAN-EDG-PS-xx-08-E-xx-xx-350-xxxx | Outdoor Luminaires | High Output | Fuel Pump Canopy Luminaires | Standard | FALSE | [9 empty] | 1/24/2014 12:00:00 AM | Not Yet Verified | Not Yet Verified | Not Yet Verified | XCL*A08E-*H_ |  | 10489 | 116.544444444444 | 90 | 20 | 0.9 | 5700 | 70
P00000OQ3 | Cree, Inc. | Cree EDGE Canopy | CAN-EDG-PS-xx-08-E-xx-xx-525-xxxx | Outdoor Luminaires | High Output | Fuel Pump Canopy Luminaires | Standard | FALSE | [9 empty] | 1/24/2014 12:00:00 AM | Not Yet Verified | Not Yet Verified | Not Yet Verified | XCL*A08E-*C_ |  | 14685 | 110.413533834586 | 133 | 20 | 0.9 | 5700 | 70
P00000OQO | Cree, Inc. | Cree EDGE Canopy | CAN-EDG-SL-xx-04-E-xx-xx-350-xxxx | Outdoor Luminaires | Mid Output | Fuel Pump Canopy Luminaires | Standard | FALSE | [9 empty] | 1/24/2014 12:00:00 AM | Not Yet Verified | Not Yet Verified | Not Yet Verified | XCL*E04E-*H_ |  | 5132 | 111.565217391304 | 46 | 20 | 0.9 | 5700 | 70
P00000ORE | Cree, Inc. | Cree EDGE Canopy | CAN-EDG-SL-xx-16-E-xx-xx-350-40K-xxxx | Outdoor Luminaires | High Output | Fuel Pump Canopy Luminaires | Standard | FALSE | [9 empty] | 1/24/2014 12:00:00 AM | Not Yet Verified | Not Yet Verified | Not Yet Verified | XCL*E16E-*H7_ |  | 19372 | 108.223463687151 | 179 | 20 | 0.9 | 4000 | 70
P00000ORH | Cree, Inc. | Cree EDGE Canopy | CAN-EDG-SL-xx-16-E-xx-xx-525-xxxx | Outdoor Luminaires | High Output | Fuel Pump Canopy Luminaires | Standard | FALSE | [9 empty] | 1/24/2014 12:00:00 AM | Not Yet Verified | Not Yet Verified | Not Yet Verified | XCL*E16E-*C_ |  | 28164 | 107.087452471483 | 263 | 20 | 0.9 | 5700 | 70
P00000OQE | Cree, Inc. | Cree EDGE Canopy | CAN-EDG-PS-xx-14-E-xx-xx-525-40K-xxxx | Outdoor Luminaires | High Output | Fuel Pump Canopy Luminaires | Standard | FALSE | [9 empty] | 1/24/2014 12:00:00 AM | Not Yet Verified | Not Yet Verified | Not Yet Verified | XCL*A14E-*C7_ |  | 24531 | 105.737068965517 | 232 | 20 | 0.9 | 4000 | 70
P00000OQK | Cree, Inc. | Cree EDGE Canopy | CAN-EDG-PS-xx-20-E-xx-xx-350-40K-xxxx | Outdoor Luminaires | High Output | Fuel Pump Canopy Luminaires | Standard | FALSE | [9 empty] | 1/24/2014 12:00:00 AM | Not Yet Verified | Not Yet Verified | Not Yet Verified | XCL*A20E-*H7_ |  | 25031 | 113.777272727273 | 220 | 20 | 0.9 | 4000 | 70
P00000OQX | Cree, Inc. | Cree EDGE Canopy | CAN-EDG-SL-xx-06-E-xx-xx-700-xxxx | Outdoor Luminaires | High Output | Fuel Pump Canopy Luminaires | Standard | FALSE | [9 empty] | 1/24/2014 12:00:00 AM | Not Yet Verified | Not Yet Verified | Not Yet Verified | XCL*E06E-*D_ |  | 13014 | 97.1194029850746 | 134 | 20 | 0.9 | 5700 | 70
P00000ORB | Cree, Inc. | Cree EDGE Canopy | CAN-EDG-SL-xx-14-E-xx-xx-350-xxxx | Outdoor Luminaires | High Output | Fuel Pump Canopy Luminaires | Standard | FALSE | [9 empty] | 1/24/2014 12:00:00 AM | Not Yet Verified | Not Yet Verified | Not Yet Verified | XCL*E14E-*H_ |  | 17603 | 111.411392405063 | 158 | 20 | 0.9 | 5700 | 70
P00000OPS | Cree, Inc. | Cree EDGE Canopy | CAN-EDG-PS-xx-04-E-xx-xx-700-40K-xxxx | Outdoor Luminaires | Mid Output | Fuel Pump Canopy Luminaires | Standard | FALSE | [9 empty] | 1/24/2014 12:00:00 AM | Not Yet Verified | Not Yet Verified | Not Yet Verified | XCL*A04E-*D7_ |  | 8736 | 94.9565217391304 | 92 | 20 | 0.9 | 4000 | 70
P00000OR6 | Cree, Inc. | Cree EDGE Canopy | CAN-EDG-SL-xx-12-E-xx-xx-350-40K-xxxx | Outdoor Luminaires | High Output | Fuel Pump Canopy Luminaires | Standard | FALSE | [9 empty] | 1/24/2014 12:00:00 AM | Not Yet Verified | Not Yet Verified | Not Yet Verified | XCL*E12E-*H7_ |  | 14622 | 112.476923076923 | 130 | 20 | 0.9 | 4000 | 70
P00000OQ7 | Cree, Inc. | Cree EDGE Canopy | CAN-EDG-PS-xx-10-E-xx-xx-525-xxxx | Outdoor Luminaires | High Output | Fuel Pump Canopy Luminaires | Standard | FALSE | [9 empty] | 1/24/2014 12:00:00 AM | Not Yet Verified | Not Yet Verified | Not Yet Verified | XCL*A10E-*C_ |  | 18312 | 107.087719298246 | 171 | 20 | 0.9 | 5700 | 70
P00000OQ2 | Cree, Inc. | Cree EDGE Canopy | CAN-EDG-PS-xx-08-E-xx-xx-525-40K-xxxx | Outdoor Luminaires | High Output | Fuel Pump Canopy Luminaires | Standard | FALSE | [9 empty] | 1/24/2014 12:00:00 AM | Not Yet Verified | Not Yet Verified | Not Yet Verified | XCL*A08E-*C7_ |  | 14141 | 106.323308270677 | 133 | 20 | 0.9 | 4000 | 70
P00000OQA | Cree, Inc. | Cree EDGE Canopy | CAN-EDG-PS-xx-12-E-xx-xx-525-40K-xxxx | Outdoor Luminaires | High Output | Fuel Pump Canopy Luminaires | Standard | FALSE | [9 empty] | 1/24/2014 12:00:00 AM | Not Yet Verified | Not Yet Verified | Not Yet Verified | XCL*A12E-*C7_ |  | 21160 | 104.752475247525 | 202 | 20 | 0.9 | 4000 | 70
P00000OQI | Cree, Inc. | Cree EDGE Canopy | CAN-EDG-PS-xx-16-E-xx-xx-525-40K-xxxx | Outdoor Luminaires | High Output | Fuel Pump Canopy Luminaires | Standard | FALSE | [9 empty] | 1/24/2014 12:00:00 AM | Not Yet Verified | Not Yet Verified | Not Yet Verified | XCL*A16E-*C7_ |  | 28035 | 106.596958174905 | 263 | 20 | 0.9 | 4000 | 70
P00000OQL | Cree, Inc. | Cree EDGE Canopy | CAN-EDG-PS-xx-20-E-xx-xx-350-xxxx | Outdoor Luminaires | High Output | Fuel Pump Canopy Luminaires | Standard | FALSE | [9 empty] | 1/24/2014 12:00:00 AM | Not Yet Verified | Not Yet Verified | Not Yet Verified | XCL*A20E-*H_ |  | 25994 | 118.154545454545 | 220 | 20 | 0.9 | 5700 | 70
P00000OPY | Cree, Inc. | Cree EDGE Canopy | CAN-EDG-PS-xx-06-E-xx-xx-700-40K-xxxx | Outdoor Luminaires | High Output | Fuel Pump Canopy Luminaires | Standard | FALSE | [9 empty] | 1/24/2014 12:00:00 AM | Not Yet Verified | Not Yet Verified | Not Yet Verified | XCL*A06E-*D7_ |  | 12954 | 96.6716417910448 | 134 | 20 | 0.9 | 4000 | 70
P00000OQ5 | Cree, Inc. | Cree EDGE Canopy | CAN-EDG-PS-xx-10-E-xx-xx-350-xxxx | Outdoor Luminaires | High Output | Fuel Pump Canopy Luminaires | Standard | FALSE | [9 empty] | 1/24/2014 12:00:00 AM | Not Yet Verified | Not Yet Verified | Not Yet Verified | XCL*A10E-*H_ |  | 13080 | 118.909090909091 | 110 | 20 | 0.9 | 5700 | 70
P00000OQB | Cree, Inc. | Cree EDGE Canopy | CAN-EDG-PS-xx-12-E-xx-xx-525-xxxx | Outdoor Luminaires | High Output | Fuel Pump Canopy Luminaires | Standard | FALSE | [9 empty] | 1/24/2014 12:00:00 AM | Not Yet Verified | Not Yet Verified | Not Yet Verified | XCL*A12E-*C_ |  | 21974 | 108.782178217822 | 202 | 20 | 0.9 | 5700 | 70
P00000OQC | Cree, Inc. | Cree EDGE Canopy | CAN-EDG-PS-xx-14-E-xx-xx-350-40K-xxxx | Outdoor Luminaires | High Output | Fuel Pump Canopy Luminaires | Standard | FALSE | [9 empty] | 1/24/2014 12:00:00 AM | Not Yet Verified | Not Yet Verified | Not Yet Verified | XCL*A14E-*H7_ |  | 17522 | 110.898734177215 | 158 | 20 | 0.9 | 4000 | 70
P00000OPO | Cree, Inc. | Cree EDGE Canopy | CAN-EDG-PS-xx-04-E-xx-xx-350-40K-xxxx | Outdoor Luminaires | Mid Output | Fuel Pump Canopy Luminaires | Standard | FALSE | [9 empty] | 1/24/2014 12:00:00 AM | Not Yet Verified | Not Yet Verified | Not Yet Verified | XCL*A04E-*H7_ |  | 5109 | 111.065217391304 | 46 | 20 | 0.9 | 4000 | 70
P00000OPP | Cree, Inc. | Cree EDGE Canopy | CAN-EDG-PS-xx-04-E-xx-xx-350-xxxx | Outdoor Luminaires | Mid Output | Fuel Pump Canopy Luminaires | Standard | FALSE | [9 empty] | 1/24/2014 12:00:00 AM | Not Yet Verified | Not Yet Verified | Not Yet Verified | XCL*A04E-*H_ |  | 5305 | 115.326086956522 | 46 | 20 | 0.9 | 5700 | 70
P00000OPQ | Cree, Inc. | Cree EDGE Canopy | CAN-EDG-PS-xx-04-E-xx-xx-525-40K-xxxx | Outdoor Luminaires | Mid Output | Fuel Pump Canopy Luminaires | Standard | FALSE | [9 empty] | 1/24/2014 12:00:00 AM | Not Yet Verified | Not Yet Verified | Not Yet Verified | XCL*A04E-*C7_ |  | 7152 | 102.171428571429 | 70 | 20 | 0.9 | 4000 | 70
P00000OPT | Cree, Inc. | Cree EDGE Canopy | CAN-EDG-PS-xx-04-E-xx-xx-700-xxxx | Outdoor Luminaires | Mid Output | Fuel Pump Canopy Luminaires | Standard | FALSE | [9 empty] | 1/24/2014 12:00:00 AM | Not Yet Verified | Not Yet Verified | Not Yet Verified | XCL*A04E-*D_ |  | 9072 | 98.6086956521739 | 92 | 20 | 0.9 | 5700 | 70
P00000OPV | Cree, Inc. | Cree EDGE Canopy | CAN-EDG-PS-xx-06-E-xx-xx-350-xxxx | Outdoor Luminaires | Mid Output | Fuel Pump Canopy Luminaires | Standard | FALSE | [9 empty] | 1/24/2014 12:00:00 AM | Not Yet Verified | Not Yet Verified | Not Yet Verified | XCL*A06E-*H_ |  | 7867 | 119.19696969697 | 66 | 20 | 0.9 | 5700 | 70
P00000OQP | Cree, Inc. | Cree EDGE Canopy | CAN-EDG-SL-xx-04-E-xx-xx-525-40K-xxxx | Outdoor Luminaires | Mid Output | Fuel Pump Canopy Luminaires | Standard | FALSE | [9 empty] | 1/24/2014 12:00:00 AM | Not Yet Verified | Not Yet Verified | Not Yet Verified | XCL*E04E-*C7_ |  | 6919 | 98.8428571428571 | 70 | 20 | 0.9 | 4000 | 70
P00000OQQ | Cree, Inc. | Cree EDGE Canopy | CAN-EDG-SL-xx-04-E-xx-xx-525-xxxx | Outdoor Luminaires | Mid Output | Fuel Pump Canopy Luminaires | Standard | FALSE | [9 empty] | 1/24/2014 12:00:00 AM | Not Yet Verified | Not Yet Verified | Not Yet Verified | XCL*E04E-*C_ |  | 7185 | 102.642857142857 | 70 | 20 | 0.9 | 5700 | 70
P00000ORK | Cree, Inc. | Cree EDGE Canopy | CAN-EDG-SL-xx-24-E-xx-xx-350-40K-xxxx | Outdoor Luminaires | High Output | Fuel Pump Canopy Luminaires | Standard | FALSE | [9 empty] | 1/24/2014 12:00:00 AM | Not Yet Verified | Not Yet Verified | Not Yet Verified | XCL*E24E-*H7_ |  | 29058 | 111.333333333333 | 261 | 20 | 0.9 | 4000 | 70
P00000OQV | Cree, Inc. | Cree EDGE Canopy | CAN-EDG-SL-xx-06-E-xx-xx-525-xxxx | Outdoor Luminaires | High Output | Fuel Pump Canopy Luminaires | Standard | FALSE | [9 empty] | 1/24/2014 12:00:00 AM | Not Yet Verified | Not Yet Verified | Not Yet Verified | XCL*E06E-*C_ |  | 10654 | 105.485148514851 | 101 | 20 | 0.9 | 5700 | 70
P00000OQW | Cree, Inc. | Cree EDGE Canopy | CAN-EDG-SL-xx-06-E-xx-xx-700-40K-xxxx | Outdoor Luminaires | High Output | Fuel Pump Canopy Luminaires | Standard | FALSE | [9 empty] | 1/24/2014 12:00:00 AM | Not Yet Verified | Not Yet Verified | Not Yet Verified | XCL*E06E-*D7_ |  | 12532 | 93.5223880597015 | 134 | 20 | 0.9 | 4000 | 70
P00000OR2 | Cree, Inc. | Cree EDGE Canopy | CAN-EDG-SL-xx-10-E-xx-xx-350-40K-xxxx | Outdoor Luminaires | High Output | Fuel Pump Canopy Luminaires | Standard | FALSE | [9 empty] | 1/24/2014 12:00:00 AM | Not Yet Verified | Not Yet Verified | Not Yet Verified | XCL*E10E-*H7_ |  | 12185 | 110.772727272727 | 110 | 20 | 0.9 | 4000 | 70
P00000OR5 | Cree, Inc. | Cree EDGE Canopy | CAN-EDG-SL-xx-10-E-xx-xx-525-xxxx | Outdoor Luminaires | High Output | Fuel Pump Canopy Luminaires | Standard | FALSE | [9 empty] | 1/24/2014 12:00:00 AM | Not Yet Verified | Not Yet Verified | Not Yet Verified | XCL*E10E-*C_ |  | 17715 | 103.59649122807 | 171 | 20 | 0.9 | 5700 | 70
P00000OR9 | Cree, Inc. | Cree EDGE Canopy | CAN-EDG-SL-xx-12-E-xx-xx-525-xxxx | Outdoor Luminaires | High Output | Fuel Pump Canopy Luminaires | Standard | FALSE | [9 empty] | 1/24/2014 12:00:00 AM | Not Yet Verified | Not Yet Verified | Not Yet Verified | XCL*E12E-*C_ |  | 21258 | 105.237623762376 | 202 | 20 | 0.9 | 5700 | 70
P00000ORA | Cree, Inc. | Cree EDGE Canopy | CAN-EDG-SL-xx-14-E-xx-xx-350-40K-xxxx | Outdoor Luminaires | High Output | Fuel Pump Canopy Luminaires | Standard | FALSE | [9 empty] | 1/24/2014 12:00:00 AM | Not Yet Verified | Not Yet Verified | Not Yet Verified | XCL*E14E-*H7_ |  | 16951 | 107.284810126582 | 158 | 20 | 0.9 | 4000 | 70
P00000ORC | Cree, Inc. | Cree EDGE Canopy | CAN-EDG-SL-xx-14-E-xx-xx-525-40K-xxxx | Outdoor Luminaires | High Output | Fuel Pump Canopy Luminaires | Standard | FALSE | [9 empty] | 1/24/2014 12:00:00 AM | Not Yet Verified | Not Yet Verified | Not Yet Verified | XCL*E14E-*C7_ |  | 23731 | 102.288793103448 | 232 | 20 | 0.9 | 4000 | 70
P00000OQS | Cree, Inc. | Cree EDGE Canopy | CAN-EDG-SL-xx-06-E-xx-xx-350-40K-xxxx | Outdoor Luminaires | Mid Output | Fuel Pump Canopy Luminaires | Standard | FALSE | [9 empty] | 1/24/2014 12:00:00 AM | Not Yet Verified | Not Yet Verified | Not Yet Verified | XCL*E06E-*H7_ |  | 7328 | 111.030303030303 | 66 | 20 | 0.9 | 4000 | 70
P00000OQY | Cree, Inc. | Cree EDGE Canopy | CAN-EDG-SL-xx-08-E-xx-xx-350-40K-xxxx | Outdoor Luminaires | Mid Output | Fuel Pump Canopy Luminaires | Standard | FALSE | [9 empty] | 1/24/2014 12:00:00 AM | Not Yet Verified | Not Yet Verified | Not Yet Verified | XCL*E08E-*H7_ |  | 9771 | 108.566666666667 | 90 | 20 | 0.9 | 4000 | 70
P00000PF4 | Cree, Inc. | Cree CPY Series | CPY250-A-xx-D-C-xx-xx-40K-xx | Outdoor Luminaires | Low Output | Fuel Pump Canopy Luminaires | Standard | TRUE | 4527 | 107.63 | 42.56 | 12.23 | 0.904 | 4033 | 74 | 10 | 50000 | 8/3/2014 12:00:00 AM | Not Yet Verified | Not Yet Verified | Not Yet Verified | XCCA*D04-**7_ | 2.1 | 4400 | 102.3 | 43 |  |  | 4000 | 74
P00000PF7 | Cree, Inc. | Cree CPY Series | CPY250-A-xx-F-C-xx-xx-xx | Outdoor Luminaires | Low Output | Fuel Pump Canopy Luminaires | Standard | FALSE | [9 empty] | 8/3/2014 12:00:00 AM | Not Yet Verified | Not Yet Verified | Not Yet Verified | XCCA*F04-**_ |  | 4620 | 107.441860465116 | 43 | 20 | 0.9 | 5700 | 70
P00000PF5 | Cree, Inc. | Cree CPY Series | CPY250-A-xx-F-C-xx-xx-40K-xx | Outdoor Luminaires | Low Output | Fuel Pump Canopy Luminaires | Standard | FALSE | [9 empty] | 8/3/2014 12:00:00 AM | Not Yet Verified | Not Yet Verified | Not Yet Verified | XCCA*F04-**7_ |  | 4400 | 102.32 | 43 | 20 | 0.9 | 4000 | 70
P00000PF6 | Cree, Inc. | Cree CPY Series | CPY250-A-xx-D-C-xx-xx-xx | Outdoor Luminaires | Low Output | Fuel Pump Canopy Luminaires | Standard | FALSE | [9 empty] | 8/3/2014 12:00:00 AM | Not Yet Verified | Not Yet Verified | Not Yet Verified | XCCA*D04-**_ |  | 4620 | 107.441860465116 | 43 | 20 | 0.9 | 5700 | 70
PDT4RK39 | Cree, Inc. | Cree 228 Series | CAN-228-SL-RTx-06-D-Ux-xx-700-DIM | Outdoor Retrofit Kit | High Output | Retrofit Kits for Fuel Pump Canopy Luminaires | Standard | TRUE | 12030.4 | 91.81 | 131.2 | 12.28 | 0.953 | 5875 | 73 | 10 | 50000 | 10/23/2014 12:00:00 AM | Dimmable | Continuous Below 10 | Not Yet Verified | XCTA_E06*_DY |  | 11956 | 85.4 | 140 | 20 | 0.9 | 5700 | 70
PED1XRHR | Cree, Inc. | Cree 228 Series | CAN-228-SL-RTx-06-D-Ux-xx-525-DIM | Outdoor Retrofit Kit | Mid Output | Retrofit Kits for Fuel Pump Canopy Luminaires | Standard | TRUE | 9742 | 97.39 | 100.38 | 13.12 | 0.932 | 5736 | 72 | 10 | 50000 | 10/23/2014 12:00:00 AM | Dimmable | Continuous Below 10 | Not Yet Verified | XCTA_E06*_CY |  | 9299 | 89.4 | 104 | 20 | 0.9 | 5700 | 70
PYD2ZAHP | Cree, Inc. | Cree 228 Series | CAN-228-SL-RTx-06-D-Ux-xx-525-PML | Outdoor Retrofit Kit | Mid Output | Retrofit Kits for Fuel Pump Canopy Luminaires | Standard | FALSE | [9 empty] | 10/23/2014 12:00:00 AM | Dimmable | Stepped | Not Yet Verified | XCTA_E06*_CE |  | 9299 | 89.4 | 104 | 20 | 0.9 | 5700 | 70
PGXVTZQZ | Cree, Inc. | Cree 228 Series | CAN-228-PS-RTx-06-D-Ux-xx-700-DIM | Outdoor Retrofit Kit | High Output | Retrofit Kits for Fuel Pump Canopy Luminaires | Standard | FALSE | [9 empty] | 10/23/2014 12:00:00 AM | Dimmable | Continuous Below 10 | Not Yet Verified | XCTA_A06*_DY |  | 12359 | 88.3 | 140 | 20 | 0.9 | 5700 | 70
PCXTXZUE | Cree, Inc. | Cree 228 Series | CAN-228-SL-RTx-06-D-Ux-xx-700-PML | Outdoor Retrofit Kit | High Output | Retrofit Kits for Fuel Pump Canopy Luminaires | Standard | FALSE | [9 empty] | 10/23/2014 12:00:00 AM | Dimmable | Stepped | Not Yet Verified | XCTA_E06*_DE |  | 11956 | 85.4 | 140 | 20 | 0.9 | 5700 | 70
P3HZHYTU | Cree, Inc. | Cree 228 Series | CAN-228-SL-RTx-06-D-Ux-xx-700-ML | Outdoor Retrofit Kit | High Output | Retrofit Kits for Fuel Pump Canopy Luminaires | Standard | FALSE | [9 empty] | 10/23/2014 12:00:00 AM | Dimmable | Stepped | Not Yet Verified | XCTA_E06*_D_ |  | 11956 | 85.4 | 140 | 20 | 0.9 | 5700 | 70
PZQF7YDQ | Cree, Inc. | Cree 228 Series | CAN-228-SL-RTx-06-D-Ux-xx-525-ML | Outdoor Retrofit Kit | Mid Output | Retrofit Kits for Fuel Pump Canopy Luminaires | Standard | FALSE | [9 empty] | 10/23/2014 12:00:00 AM | Dimmable | Stepped | Not Yet Verified | XCTA_E06*_C_ |  | 9299 | 89.4 | 104 | 20 | 0.9 | 5700 | 70
PTP1QP28 | Cree, Inc. | Cree 228 Series | CAN-228-PS-RTx-06-D-Ux-xx-700 | Outdoor Retrofit Kit | High Output | Retrofit Kits for Fuel Pump Canopy Luminaires | Standard | FALSE | [9 empty] | 11/7/2014 12:00:00 AM | Not Dimmable | Not Dimmable | Not Yet Verified | XCTA_A06*_D |  | 12359 | 88.3 | 140 | 20 | 0.9 | 5700 | 70
PXWWKZ3N | Cree, Inc. | Cree 228 Series | CAN-228-SL-RTx-06-D-Ux-xx-700 | Outdoor Retrofit Kit | High Output | Retrofit Kits for Fuel Pump Canopy Luminaires | Standard | FALSE | [9 empty] | 11/7/2014 12:00:00 AM | Not Dimmable | Not Dimmable | Not Yet Verified | XCTA_E06*_D |  | 11956 | 85.4 | 140 | 20 | 0.9 | 5700 | 70
PTFGBTC6 | Cree, Inc. | Cree 228 Series | CAN-228-PS-RTx-06-D-Ux-xx-525 | Outdoor Retrofit Kit | Mid Output | Retrofit Kits for Fuel Pump Canopy Luminaires | Standard | FALSE | [9 empty] | 11/7/2014 12:00:00 AM | Not Dimmable | Not Dimmable | Not Yet Verified | XCTA_A06*_C |  | 9612 | 92.4 | 104 | 20 | 0.9 | 5700 | 70
P53GD9WP | Cree, Inc. | Cree 228 Series | CAN-228-SL-RTx-06-D-Ux-xx-525 | Outdoor Retrofit Kit | Mid Output | Retrofit Kits for Fuel Pump Canopy Luminaires | Standard | FALSE | [9 empty] | 11/7/2014 12:00:00 AM | Not Dimmable | Not Dimmable | Not Yet Verified | XCTA_E06*_C |  | 9299 | 89.4 | 104 | 20 | 0.9 | 5700 | 70
PGQX62GG | Cree, Inc. | Cree 228 Series | CAN-228-PS-RTx-06-D-Ux-xx-700-ML | Outdoor Retrofit Kit | High Output | Retrofit Kits for Fuel Pump Canopy Luminaires | Standard | FALSE | [9 empty] | 10/23/2014 12:00:00 AM | Dimmable | Stepped | Not Yet Verified | XCTA_A06*_D_ |  | 12359 | 88.3 | 140 | 20 | 0.9 | 5700 | 70
PPPRK8CH | Cree, Inc. | Cree 228 Series | CAN-228-PS-RTx-06-D-Ux-xx-525-PML | Outdoor Retrofit Kit | Mid Output | Retrofit Kits for Fuel Pump Canopy Luminaires | Standard | FALSE | [9 empty] | 10/23/2014 12:00:00 AM | Dimmable | Stepped | Not Yet Verified | XCTA_A06*_CE |  | 9612 | 92.4 | 104 | 20 | 0.9 | 5700 | 70
PX6G6W1C | Cree, Inc. | Cree 228 Series | CAN-228-PS-RTx-06-D-Ux-xx-525-DIM | Outdoor Retrofit Kit | Mid Output | Retrofit Kits for Fuel Pump Canopy Luminaires | Standard | FALSE | [9 empty] | 10/23/2014 12:00:00 AM | Dimmable | Continuous Below 10 | Not Yet Verified | XCTA_A06*_CY |  | 9612 | 92.4 | 104 | 20 | 0.9 | 5700 | 70
P8XS7C1K | Cree, Inc. | Cree 228 Series | CAN-228-PS-RTx-06-D-Ux-xx-525-ML | Outdoor Retrofit Kit | Mid Output | Retrofit Kits for Fuel Pump Canopy Luminaires | Standard | FALSE | [9 empty] | 10/23/2014 12:00:00 AM | Dimmable | Stepped | Not Yet Verified | XCTA_A06*_C_ |  | 9612 | 92.4 | 104 | 20 | 0.9 | 5700 | 70
P9CVXYP8 | Cree, Inc. | Cree 228 Series | CAN-228-PS-RTx-06-D-Ux-xx-700-PML | Outdoor Retrofit Kit | High Output | Retrofit Kits for Fuel Pump Canopy Luminaires | Standard | FALSE | [9 empty] | 10/23/2014 12:00:00 AM | Dimmable | Stepped | Not Yet Verified | XCTA_A06*_DE |  | 12359 | 88.3 | 140 | 20 | 0.9 | 5700 | 70
PMMBEMG1 | Cree, Inc. | Cree 228 Series | CAN-228-SL-RM-09-E-Ux-xx-700-DIM-40K | Outdoor Luminaires | High Output | Fuel Pump Canopy Luminaires | Standard | TRUE | 21336.8 | 103.59 | 205.98 | 12.97 | 0.953 | 3944 | 75 | 5 | 50000 | 6/7/2016 12:00:00 AM | Dimmable | Continuous Below 10 | Yes |  | 3.1 | 20015 | 99.6 | 201 | 20 | 0.9 | 4000 | 70
PBVR68H6 | Cree, Inc. | Cree 228 Series | CAN-228-SL-RM-09-E-Ux-xx-350-DIM | Outdoor Luminaires | High Output | Fuel Pump Canopy Luminaires | Standard | FALSE | [9 empty] | 6/7/2016 12:00:00 AM | Dimmable | Continuous Below 10 | Yes |  |  | 11547 | 116.6 | 99 | 20 | 0.9 | 5700 | 70
P2FNMCUV | Cree, Inc. | Cree 228 Series | CAN-228-SL-RM-09-E-Ux-xx-525-ML-40K | Outdoor Luminaires | High Output | Fuel Pump Canopy Luminaires | Standard | FALSE | [9 empty] | 6/7/2016 12:00:00 AM | Dimmable | Continuous Below 10 | Yes |  |  | 15567 | 100.4 | 155 | 20 | 0.9 | 4000 | 70
PKV3MZ3U | Cree, Inc. | Cree 228 Series | CAN-228-SL-RM-09-E-Ux-xx-525-ML | Outdoor Luminaires | High Output | Fuel Pump Canopy Luminaires | Standard | FALSE | [9 empty] | 6/7/2016 12:00:00 AM | Dimmable | Continuous Below 10 | Yes |  |  | 16166 | 104.3 | 155 | 20 | 0.9 | 5700 | 70
PM6DAX4S | Cree, Inc. | Cree 228 Series | CAN-228-SL-RM-09-E-Ux-xx-700-PML-40K | Outdoor Luminaires | High Output | Fuel Pump Canopy Luminaires | Standard | FALSE | [9 empty] | 6/7/2016 12:00:00 AM | Dimmable | Continuous Below 10 | Yes |  |  | 20015 | 99.6 | 201 | 20 | 0.9 | 4000 | 70
PWV9N1B8 | Cree, Inc. | Cree 228 Series | CAN-228-SL-RM-09-E-Ux-xx-350-PML | Outdoor Luminaires | High Output | Fuel Pump Canopy Luminaires | Standard | FALSE | [9 empty] | 6/7/2016 12:00:00 AM | Dimmable | Continuous Below 10 | Yes |  |  | 11547 | 116.6 | 99 | 20 | 0.9 | 5700 | 70
P7GNVNYM | Cree, Inc. | Cree 228 Series | CAN-228-SL-RM-09-E-Ux-xx-350-40K | Outdoor Luminaires | High Output | Fuel Pump Canopy Luminaires | Standard | FALSE | [9 empty] | 6/7/2016 12:00:00 AM | Dimmable | Continuous Below 10 | Yes |  |  | 11120 | 112.3 | 99 | 20 | 0.9 | 4000 | 70
PAE8635F | Cree, Inc. | Cree 228 Series | CAN-228-SL-RM-09-E-Ux-xx-525-40K | Outdoor Luminaires | High Output | Fuel Pump Canopy Luminaires | Standard | FALSE | [9 empty] | 6/7/2016 12:00:00 AM | Dimmable | Continuous Below 10 | Yes |  |  | 15567 | 100.4 | 155 | 20 | 0.9 | 4000 | 70
PV7R6VKM | Cree, Inc. | Cree 228 Series | CAN-228-SL-RM-09-E-Ux-xx-700-40K | Outdoor Luminaires | High Output | Fuel Pump Canopy Luminaires | Standard | FALSE | [9 empty] | 6/7/2016 12:00:00 AM | Dimmable | Continuous Below 10 | Yes |  |  | 20015 | 99.6 | 201 | 20 | 0.9 | 4000 | 70
PNW3PNX6 | Cree, Inc. | Cree 228 Series | CAN-228-SL-RM-09-E-Ux-xx-700 | Outdoor Luminaires | High Output | Fuel Pump Canopy Luminaires | Standard | FALSE | [9 empty] | 6/7/2016 12:00:00 AM | Dimmable | Continuous Below 10 | Yes |  |  | 20785 | 103.4 | 201 | 20 | 0.9 | 5700 | 70
P67RBQBM | Cree, Inc. | Cree 228 Series | CAN-228-PS-RM-09-E-Ux-xx-700-DIM | Outdoor Luminaires | High Output | Fuel Pump Canopy Luminaires | Standard | FALSE | [9 empty] | 6/7/2016 12:00:00 AM | Dimmable | Continuous Below 10 | Yes |  |  | 20785 | 103.4 | 201 | 20 | 0.9 | 5700 | 70
P2WM1GA1 | Cree, Inc. | Cree 228 Series | CAN-228-PS-RM-09-E-Ux-xx-525-ML-40K | Outdoor Luminaires | High Output | Fuel Pump Canopy Luminaires | Standard | FALSE | [9 empty] | 6/7/2016 12:00:00 AM | Dimmable | Continuous Below 10 | Yes |  |  | 15567 | 100.4 | 155 | 20 | 0.9 | 4000 | 70
PBFSRR7K | Cree, Inc. | Cree 228 Series | CAN-228-PS-RM-09-E-Ux-xx-350-PML-40K | Outdoor Luminaires | High Output | Fuel Pump Canopy Luminaires | Standard | FALSE | [9 empty] | 6/7/2016 12:00:00 AM | Dimmable | Continuous Below 10 | Yes |  |  | 11120 | 112.3 | 99 | 20 | 0.9 | 4000 | 70
PCYHJP31 | Cree, Inc. | Cree 228 Series | CAN-228-PS-RM-09-E-Ux-xx-525-PML-40K | Outdoor Luminaires | High Output | Fuel Pump Canopy Luminaires | Standard | FALSE | [9 empty] | 6/7/2016 12:00:00 AM | Dimmable | Continuous Below 10 | Yes |  |  | 15567 | 100.4 | 155 | 20 | 0.9 | 4000 | 70
PKXSSZN4 | Cree, Inc. | Cree 228 Series | CAN-228-PS-RM-09-E-Ux-xx-700-PML-40K | Outdoor Luminaires | High Output | Fuel Pump Canopy Luminaires | Standard | FALSE | [9 empty] | 6/7/2016 12:00:00 AM | Dimmable | Continuous Below 10 | Yes |  |  | 20015 | 99.6 | 201 | 20 | 0.9 | 4000 | 70
P6NT3RMT | Cree, Inc. | Cree 228 Series | CAN-228-PS-RM-09-E-Ux-xx-350-PML | Outdoor Luminaires | High Output | Fuel Pump Canopy Luminaires | Standard | FALSE | [9 empty] | 6/7/2016 12:00:00 AM | Dimmable | Continuous Below 10 | Yes |  |  | 11547 | 116.6 | 99 | 20 | 0.9 | 5700 | 70
P2F22HH5 | Cree, Inc. | Cree 228 Series | CAN-228-PS-RM-09-E-Ux-xx-700-PML | Outdoor Luminaires | High Output | Fuel Pump Canopy Luminaires | Standard | FALSE | [9 empty] | 6/7/2016 12:00:00 AM | Dimmable | Continuous Below 10 | Yes |  |  | 20785 | 103.4 | 201 | 20 | 0.9 | 5700 | 70
PVV2YWZW | Cree, Inc. | Cree 228 Series | CAN-228-PS-RM-09-E-Ux-xx-700 | Outdoor Luminaires | High Output | Fuel Pump Canopy Luminaires | Standard | FALSE | [9 empty] | 6/7/2016 12:00:00 AM | Dimmable | Continuous Below 10 | Yes |  |  | 20785 | 103.4 | 201 | 20 | 0.9 | 5700 | 70
PWWD6QFK | Cree, Inc. | Cree 228 Series | CAN-228-SL-RM-09-E-Ux-xx-525-DIM-40K | Outdoor Luminaires | High Output | Fuel Pump Canopy Luminaires | Standard | FALSE | [9 empty] | 6/7/2016 12:00:00 AM | Dimmable | Continuous Below 10 | Yes |  |  | 15567 | 100.4 | 155 | 20 | 0.9 | 4000 | 70
PRTM3C5X | Cree, Inc. | Cree 228 Series | CAN-228-SL-RM-06-E-Ux-xx-525-40K | Outdoor Luminaires | High Output | Fuel Pump Canopy Luminaires | Standard | FALSE | [9 empty] | 6/29/2015 12:00:00 AM | Not Dimmable | Not Dimmable | Not Yet Verified | XCTB_E06*_C7 |  | 10445 | 105.5 | 99 | 20 | 0.9 | 4000 | 70
PHZ5MTJZ | Cree, Inc. | Cree 228 Series | CAN-228-SL-RM-06-E-Ux-xx-525 | Outdoor Luminaires | High Output | Fuel Pump Canopy Luminaires | Standard | FALSE | [9 empty] | 6/29/2015 12:00:00 AM | Not Dimmable | Not Dimmable | Not Yet Verified | XCTB_E06*_C |  | 10847 | 109.6 | 99 | 20 | 0.9 | 5700 | 70
PA4Z744K | Cree, Inc. | Cree 228 Series | CAN-228-SL-RM-06-E-Ux-xx-700 | Outdoor Luminaires | High Output | Fuel Pump Canopy Luminaires | Standard | FALSE | [9 empty] | 6/29/2015 12:00:00 AM | Not Dimmable | Not Dimmable | Not Yet Verified | XCTB_E06*_D |  | 13946 | 105.7 | 132 | 20 | 0.9 | 5700 | 70
PNDPNBGE | Cree, Inc. | Cree 228 Series | CAN-228-PS-RM-06-E-Ux-xx-525-DIM-40K | Outdoor Luminaires | High Output | Fuel Pump Canopy Luminaires | Standard | FALSE | [9 empty] | 6/29/2015 12:00:00 AM | Dimmable | Continuous Below 10 | Not Yet Verified | XCTB_A06*_CY7 |  | 10797 | 109.1 | 99 | 20 | 0.9 | 4000 | 70
P956C41E | Cree, Inc. | Cree 228 Series | CAN-228-PS-RM-06-E-Ux-xx-700-DIM | Outdoor Luminaires | High Output | Fuel Pump Canopy Luminaires | Standard | FALSE | [9 empty] | 6/29/2015 12:00:00 AM | Dimmable | Continuous Below 10 | Not Yet Verified | XCTB_A06*_DY |  | 14416 | 109.2 | 132 | 20 | 0.9 | 5700 | 70
P2F4A2QK | Cree, Inc. | Cree 228 Series | CAN-228-SL-RM-06-E-Ux-xx-700-DIM | Outdoor Luminaires | High Output | Fuel Pump Canopy Luminaires | Standard | FALSE | [9 empty] | 6/29/2015 12:00:00 AM | Dimmable | Continuous Below 10 | Not Yet Verified | XCTB_E06*_DY |  | 13946 | 105.7 | 132 | 20 | 0.9 | 5700 | 70
PB6DESN4 | Cree, Inc. | Cree 228 Series | CAN-228-PS-RM-06-E-Ux-xx-525-ML-40K | Outdoor Luminaires | High Output | Fuel Pump Canopy Luminaires | Standard | FALSE | [9 empty] | 6/29/2015 12:00:00 AM | Dimmable | Stepped | Not Yet Verified | XCTB_A06*_C_7 |  | 10797 | 109.1 | 99 | 20 | 0.9 | 4000 | 70
PFAEEYMW | Cree, Inc. | Cree 228 Series | CAN-228-PS-RM-06-E-Ux-xx-700-ML-40K | Outdoor Luminaires | High Output | Fuel Pump Canopy Luminaires | Standard | FALSE | [9 empty] | 6/29/2015 12:00:00 AM | Dimmable | Stepped | Not Yet Verified | XCTB_A06*_D_7 |  | 13882 | 105.2 | 132 | 20 | 0.9 | 4000 | 70
PSW3XZ4A | Cree, Inc. | Cree 228 Series | CAN-228-SL-RM-06-E-Ux-xx-700-ML-40K | Outdoor Luminaires | High Output | Fuel Pump Canopy Luminaires | Standard | FALSE | [9 empty] | 6/29/2015 12:00:00 AM | Dimmable | Stepped | Not Yet Verified | XCTB_E06*_D_7 |  | 13430 | 101.7 | 132 | 20 | 0.9 | 4000 | 70
PSSV4178 | Cree, Inc. | Cree 228 Series | CAN-228-PS-RM-06-E-Ux-xx-525-ML | Outdoor Luminaires | High Output | Fuel Pump Canopy Luminaires | Standard | FALSE | [9 empty] | 6/29/2015 12:00:00 AM | Dimmable | Stepped | Not Yet Verified | XCTB_A06*_C_ |  | 11213 | 113.3 | 99 | 20 | 0.9 | 5700 | 70
PV2KVYMF | Cree, Inc. | Cree 228 Series | CAN-228-SL-RM-06-E-Ux-xx-525-ML | Outdoor Luminaires | High Output | Fuel Pump Canopy Luminaires | Standard | FALSE | [9 empty] | 6/29/2015 12:00:00 AM | Dimmable | Stepped | Not Yet Verified | XCTB_E06*_C_ |  | 10847 | 109.6 | 99 | 20 | 0.9 | 5700 | 70
P4SBBS4K | Cree, Inc. | Cree 228 Series | CAN-228-SL-RM-06-E-Ux-xx-700-PML-40K | Outdoor Luminaires | High Output | Fuel Pump Canopy Luminaires | Standard | FALSE | [9 empty] | 6/29/2015 12:00:00 AM | Dimmable | Stepped | Not Yet Verified | XCTB_E06*_DE7 |  | 13430 | 101.7 | 132 | 20 | 0.9 | 4000 | 70
PETES9YR | Cree, Inc. | Cree 228 Series | CAN-228-SL-RM-06-E-Ux-xx-700-PML | Outdoor Luminaires | High Output | Fuel Pump Canopy Luminaires | Standard | FALSE | [9 empty] | 6/29/2015 12:00:00 AM | Dimmable | Stepped | Not Yet Verified | XCTB_E06*_DE |  | 13946 | 105.7 | 132 | 20 | 0.9 | 5700 | 70
PG5CEK67 | Cree, Inc. | Cree 228 Series | CAN-228-SL-RM-06-E-Ux-xx-525-PML-40K | Outdoor Luminaires | High Output | Fuel Pump Canopy Luminaires | Standard | FALSE | [9 empty] | 6/29/2015 12:00:00 AM | Dimmable | Stepped | Not Yet Verified | XCTB_E06*_CE7 |  | 10445 | 105.5 | 99 | 20 | 0.9 | 4000 | 70
PW342ANS | Cree, Inc. | Cree 228 Series | CAN-228-SL-RM-09-E-Ux-xx-700-ML-40K | Outdoor Luminaires | High Output | Fuel Pump Canopy Luminaires | Standard | FALSE | [9 empty] | 6/7/2016 12:00:00 AM | Dimmable | Continuous Below 10 | Yes |  |  | 20015 | 99.6 | 201 | 20 | 0.9 | 4000 | 70
PERYFWQZ | Cree, Inc. | Cree 228 Series | CAN-228-SL-RM-09-E-Ux-xx-525 | Outdoor Luminaires | High Output | Fuel Pump Canopy Luminaires | Standard | FALSE | [9 empty] | 6/7/2016 12:00:00 AM | Dimmable | Continuous Below 10 | Yes |  |  | 16166 | 104.3 | 155 | 20 | 0.9 | 5700 | 70
PCQRZWKU | Cree, Inc. | Cree 228 Series | CAN-228-PS-RM-09-E-Ux-xx-700-ML | Outdoor Luminaires | High Output | Fuel Pump Canopy Luminaires | Standard | FALSE | [9 empty] | 6/7/2016 12:00:00 AM | Dimmable | Continuous Below 10 | Yes |  |  | 20785 | 103.4 | 201 | 20 | 0.9 | 5700 | 70
PC28A2Z3 | Cree, Inc. | Cree 228 Series | CAN-228-PS-RM-09-E-Ux-xx-350-40K | Outdoor Luminaires | High Output | Fuel Pump Canopy Luminaires | Standard | FALSE | [9 empty] | 6/7/2016 12:00:00 AM | Dimmable | Continuous Below 10 | Yes |  |  | 11120 | 112.3 | 99 | 20 | 0.9 | 4000 | 70
PXGJZZHH | Cree, Inc. | Cree 228 Series | CAN-228-SL-RM-09-E-Ux-xx-350-DIM-40K | Outdoor Luminaires | High Output | Fuel Pump Canopy Luminaires | Standard | FALSE | [9 empty] | 6/7/2016 12:00:00 AM | Dimmable | Continuous Below 10 | Yes |  |  | 11120 | 112.3 | 99 | 20 | 0.9 | 4000 | 70
PS7UX9ZJ | Cree, Inc. | Cree 228 Series | CAN-228-SL-RM-09-E-Ux-xx-350-ML-40K | Outdoor Luminaires | High Output | Fuel Pump Canopy Luminaires | Standard | FALSE | [9 empty] | 6/7/2016 12:00:00 AM | Dimmable | Continuous Below 10 | Yes |  |  | 11120 | 112.3 | 99 | 20 | 0.9 | 4000 | 70
PWVYT9CR | Cree, Inc. | Cree 228 Series | CAN-228-SL-RM-09-E-Ux-xx-350-ML | Outdoor Luminaires | High Output | Fuel Pump Canopy Luminaires | Standard | FALSE | [9 empty] | 6/7/2016 12:00:00 AM | Dimmable | Continuous Below 10 | Yes |  |  | 11547 | 116.6 | 99 | 20 | 0.9 | 5700 | 70
P2YMVWFG | Cree, Inc. | Cree 228 Series | CAN-228-PS-RM-06-E-Ux-xx-525-DIM | Outdoor Luminaires | High Output | Fuel Pump Canopy Luminaires | Standard | FALSE | [9 empty] | 6/29/2015 12:00:00 AM | Dimmable | Continuous Below 10 | Not Yet Verified | XCTB_A06*_CY |  | 11213 | 113.3 | 99 | 20 | 0.9 | 5700 | 70
PYV6RJA8 | Cree, Inc. | Cree 228 Series | CAN-228-SL-RM-06-E-Ux-xx-525-DIM | Outdoor Luminaires | High Output | Fuel Pump Canopy Luminaires | Standard | FALSE | [9 empty] | 6/29/2015 12:00:00 AM | Dimmable | Continuous Below 10 | Not Yet Verified | XCTB_E06*_CY |  | 10847 | 109.6 | 99 | 20 | 0.9 | 5700 | 70
PW93QSXP | Cree, Inc. | Cree 228 Series | CAN-228-SL-RM-06-E-Ux-xx-525-ML-40K | Outdoor Luminaires | High Output | Fuel Pump Canopy Luminaires | Standard | FALSE | [9 empty] | 6/29/2015 12:00:00 AM | Dimmable | Stepped | Not Yet Verified | XCTB_E06*_C_7 |  | 10445 | 105.5 | 99 | 20 | 0.9 | 4000 | 70
P837NNMT | Cree, Inc. | Cree 228 Series | CAN-228-PS-RM-06-E-Ux-xx-700-ML | Outdoor Luminaires | High Output | Fuel Pump Canopy Luminaires | Standard | FALSE | [9 empty] | 6/29/2015 12:00:00 AM | Dimmable | Stepped | Not Yet Verified | XCTB_A06*_D_ |  | 14416 | 109.2 | 132 | 20 | 0.9 | 5700 | 70
PTUM7QYY | Cree, Inc. | Cree 228 Series | CAN-228-PS-RM-06-E-Ux-xx-700-PML-40K | Outdoor Luminaires | High Output | Fuel Pump Canopy Luminaires | Standard | FALSE | [9 empty] | 6/29/2015 12:00:00 AM | Dimmable | Stepped | Not Yet Verified | XCTB_A06*_DE7 |  | 13882 | 105.2 | 132 | 20 | 0.9 | 4000 | 70
PS9U8ANX | Cree, Inc. | Cree 228 Series | CAN-228-PS-RM-06-E-Ux-xx-525-PML | Outdoor Luminaires | High Output | Fuel Pump Canopy Luminaires | Standard | FALSE | [9 empty] | 6/29/2015 12:00:00 AM | Dimmable | Stepped | Not Yet Verified | XCTB_A06*_CE |  | 11213 | 113.3 | 99 | 20 | 0.9 | 5700 | 70
PSQV4T3B | Cree, Inc. | Cree 228 Series | CAN-228-PS-RM-06-E-Ux-xx-700-PML | Outdoor Luminaires | High Output | Fuel Pump Canopy Luminaires | Standard | FALSE | [9 empty] | 6/29/2015 12:00:00 AM | Dimmable | Stepped | Not Yet Verified | XCTB_A06*_DE |  | 14416 | 109.2 | 132 | 20 | 0.9 | 5700 | 70
PG9YHXT9 | Cree, Inc. | Cree 228 Series | CAN-228-SL-RM-06-E-Ux-xx-525-PML | Outdoor Luminaires | High Output | Fuel Pump Canopy Luminaires | Standard | FALSE | [9 empty] | 6/29/2015 12:00:00 AM | Dimmable | Stepped | Not Yet Verified | XCTB_E06*_CE |  | 10847 | 109.6 | 99 | 20 | 0.9 | 5700 | 70
P3R1B9PB | Cree, Inc. | Cree 228 Series | CAN-228-PS-RM-06-E-Ux-xx-525-40K | Outdoor Luminaires | High Output | Fuel Pump Canopy Luminaires | Standard | FALSE | [9 empty] | 6/29/2015 12:00:00 AM | Not Dimmable | Not Dimmable | Not Yet Verified | XCTB_A06*_C7 |  | 10797 | 109.1 | 99 | 20 | 0.9 | 4000 | 70
PV29PMA1 | Cree, Inc. | Cree 228 Series | CAN-228-PS-RM-06-E-Ux-xx-700-40K | Outdoor Luminaires | High Output | Fuel Pump Canopy Luminaires | Standard | FALSE | [9 empty] | 6/29/2015 12:00:00 AM | Not Dimmable | Not Dimmable | Not Yet Verified | XCTB_A06*_D7 |  | 13882 | 105.2 | 132 | 20 | 0.9 | 4000 | 70
PTP35MKM | Cree, Inc. | Cree 228 Series | CAN-228-SL-RM-06-E-Ux-xx-700-40K | Outdoor Luminaires | High Output | Fuel Pump Canopy Luminaires | Standard | FALSE | [9 empty] | 6/29/2015 12:00:00 AM | Not Dimmable | Not Dimmable | Not Yet Verified | XCTB_E06*_D7 |  | 13430 | 101.7 | 132 | 20 | 0.9 | 4000 | 70
PRQRBZGY | Cree, Inc. | Cree 228 Series | CAN-228-PS-RM-06-E-Ux-xx-525 | Outdoor Luminaires | High Output | Fuel Pump Canopy Luminaires | Standard | FALSE | [9 empty] | 6/29/2015 12:00:00 AM | Not Dimmable | Not Dimmable | Not Yet Verified | XCTB_A06*_C |  | 11213 | 113.3 | 99 | 20 | 0.9 | 5700 | 70
PV534EXT | Cree, Inc. | Cree 228 Series | CAN-228-PS-RM-09-E-Ux-xx-700-ML-40K | Outdoor Luminaires | High Output | Fuel Pump Canopy Luminaires | Standard | FALSE | [9 empty] | 6/7/2016 12:00:00 AM | Dimmable | Continuous Below 10 | Yes |  |  | 20015 | 99.6 | 201 | 20 | 0.9 | 4000 | 70
PT7XHHFU | Cree, Inc. | Cree 228 Series | CAN-228-PS-RM-09-E-Ux-xx-350-ML | Outdoor Luminaires | High Output | Fuel Pump Canopy Luminaires | Standard | FALSE | [9 empty] | 6/7/2016 12:00:00 AM | Dimmable | Continuous Below 10 | Yes |  |  | 11547 | 116.6 | 99 | 20 | 0.9 | 5700 | 70
P48YAW3Y | Cree, Inc. | Cree 228 Series | CAN-228-PS-RM-09-E-Ux-xx-700-40K | Outdoor Luminaires | High Output | Fuel Pump Canopy Luminaires | Standard | FALSE | [9 empty] | 6/7/2016 12:00:00 AM | Dimmable | Continuous Below 10 | Yes |  |  | 20015 | 99.6 | 201 | 20 | 0.9 | 4000 | 70
PMCZA3HT | Cree, Inc. | Cree 228 Series | CAN-228-PS-RM-09-E-Ux-xx-350 | Outdoor Luminaires | High Output | Fuel Pump Canopy Luminaires | Standard | FALSE | [9 empty] | 6/7/2016 12:00:00 AM | Dimmable | Continuous Below 10 | Yes |  |  | 11547 | 116.6 | 99 | 20 | 0.9 | 5700 | 70
P6U4S1E4 | Cree, Inc. | Cree 228 Series | CAN-228-SL-RM-09-E-Ux-xx-525-PML | Outdoor Luminaires | High Output | Fuel Pump Canopy Luminaires | Standard | FALSE | [9 empty] | 6/7/2016 12:00:00 AM | Dimmable | Continuous Below 10 | Yes |  |  | 16166 | 104.3 | 155 | 20 | 0.9 | 5700 | 70
PR2YMRGB | Cree, Inc. | Cree 228 Series | CAN-228-SL-RM-09-E-Ux-xx-700-PML | Outdoor Luminaires | High Output | Fuel Pump Canopy Luminaires | Standard | FALSE | [9 empty] | 6/7/2016 12:00:00 AM | Dimmable | Continuous Below 10 | Yes |  |  | 20785 | 103.4 | 201 | 20 | 0.9 | 5700 | 70
PQ5V8JX5 | Cree, Inc. | Cree 228 Series | CAN-228-PS-RM-09-E-Ux-xx-350-DIM-40K | Outdoor Luminaires | High Output | Fuel Pump Canopy Luminaires | Standard | FALSE | [9 empty] | 6/7/2016 12:00:00 AM | Dimmable | Continuous Below 10 | Yes |  |  | 11120 | 112.3 | 99 | 20 | 0.9 | 4000 | 70
PKYTHYRY | Cree, Inc. | Cree 228 Series | CAN-228-PS-RM-09-E-Ux-xx-525-DIM | Outdoor Luminaires | High Output | Fuel Pump Canopy Luminaires | Standard | FALSE | [9 empty] | 6/7/2016 12:00:00 AM | Dimmable | Continuous Below 10 | Yes |  |  | 16166 | 104.3 | 155 | 20 | 0.9 | 5700 | 70
PHGK1157 | Cree, Inc. | Cree 228 Series | CAN-228-PS-RM-09-E-Ux-xx-350-ML-40K | Outdoor Luminaires | High Output | Fuel Pump Canopy Luminaires | Standard | FALSE | [9 empty] | 6/7/2016 12:00:00 AM | Dimmable | Continuous Below 10 | Yes |  |  | 11120 | 112.3 | 99 | 20 | 0.9 | 4000 | 70
PGAWJ36V | Cree, Inc. | Cree 228 Series | CAN-228-SL-RM-06-E-Ux-xx-700-ML | Outdoor Luminaires | High Output | Fuel Pump Canopy Luminaires | Standard | FALSE | [9 empty] | 6/29/2015 12:00:00 AM | Dimmable | Stepped | Not Yet Verified | XCTB_E06*_D_ |  | 13946 | 105.7 | 132 | 20 | 0.9 | 5700 | 70
PKKT2U4Z | Cree, Inc. | Cree 228 Series | CAN-228-PS-RM-06-E-Ux-xx-525-PML-40K | Outdoor Luminaires | High Output | Fuel Pump Canopy Luminaires | Standard | FALSE | [9 empty] | 6/29/2015 12:00:00 AM | Dimmable | Stepped | Not Yet Verified | XCTB_A06*_CE7 |  | 10797 | 109.1 | 99 | 20 | 0.9 | 4000 | 70
P819GPUQ | Cree, Inc. | Cree 228 Series | CAN-228-PS-RM-09-E-Ux-xx-525-ML | Outdoor Luminaires | High Output | Fuel Pump Canopy Luminaires | Standard | FALSE | [9 empty] | 6/7/2016 12:00:00 AM | Dimmable | Continuous Below 10 | Yes |  |  | 16166 | 104.3 | 155 | 20 | 0.9 | 5700 | 70
PS1ZSD83 | Cree, Inc. | Cree 228 Series | CAN-228-PS-RM-09-E-Ux-xx-525 | Outdoor Luminaires | High Output | Fuel Pump Canopy Luminaires | Standard | FALSE | [9 empty] | 6/7/2016 12:00:00 AM | Dimmable | Continuous Below 10 | Yes |  |  | 16166 | 104.3 | 155 | 20 | 0.9 | 5700 | 70
PYK1FQSG | Cree, Inc. | Cree 228 Series | CAN-228-PS-RM-09-E-Ux-xx-350-DIM | Outdoor Luminaires | High Output | Fuel Pump Canopy Luminaires | Standard | FALSE | [9 empty] | 6/7/2016 12:00:00 AM | Dimmable | Continuous Below 10 | Yes |  |  | 11547 | 116.6 | 99 | 20 | 0.9 | 5700 | 70
P38G671F | Cree, Inc. | Cree 228 Series | CAN-228-PS-RM-09-E-Ux-xx-525-40K | Outdoor Luminaires | High Output | Fuel Pump Canopy Luminaires | Standard | FALSE | [9 empty] | 6/7/2016 12:00:00 AM | Dimmable | Continuous Below 10 | Yes |  |  | 15567 | 100.4 | 155 | 20 | 0.9 | 4000 | 70
PY7J8TWN | Cree, Inc. | Cree 228 Series | CAN-228-SL-RM-09-E-Ux-xx-700-ML | Outdoor Luminaires | High Output | Fuel Pump Canopy Luminaires | Standard | FALSE | [9 empty] | 6/7/2016 12:00:00 AM | Dimmable | Continuous Below 10 | Yes |  |  | 20785 | 103.4 | 201 | 20 | 0.9 | 5700 | 70
P3E64XWJ | Cree, Inc. | Cree 228 Series | CAN-228-SL-RM-09-E-Ux-xx-350-PML-40K | Outdoor Luminaires | High Output | Fuel Pump Canopy Luminaires | Standard | FALSE | [9 empty] | 6/7/2016 12:00:00 AM | Dimmable | Continuous Below 10 | Yes |  |  | 11120 | 112.3 | 99 | 20 | 0.9 | 4000 | 70
PHXV9ER5 | Cree, Inc. | Cree 228 Series | CAN-228-SL-RM-09-E-Ux-xx-525-PML-40K | Outdoor Luminaires | High Output | Fuel Pump Canopy Luminaires | Standard | FALSE | [9 empty] | 6/7/2016 12:00:00 AM | Dimmable | Continuous Below 10 | Yes |  |  | 15567 | 100.4 | 155 | 20 | 0.9 | 4000 | 70
PD2SPMB6 | Cree, Inc. | Cree 228 Series | CAN-228-SL-RM-09-E-Ux-xx-350 | Outdoor Luminaires | High Output | Fuel Pump Canopy Luminaires | Standard | FALSE | [9 empty] | 6/7/2016 12:00:00 AM | Dimmable | Continuous Below 10 | Yes |  |  | 11547 | 116.6 | 99 | 20 | 0.9 | 5700 | 70
PW4MZ24U | Cree, Inc. | Cree 228 Series | CAN-228-PS-RM-06-E-Ux-xx-700-DIM-40K | Outdoor Luminaires | High Output | Fuel Pump Canopy Luminaires | Standard | FALSE | [9 empty] | 6/29/2015 12:00:00 AM | Dimmable | Continuous Below 10 | Not Yet Verified | XCTB_A06*_DY7 |  | 13882 | 105.2 | 132 | 20 | 0.9 | 4000 | 70
P942TQAX | Cree, Inc. | Cree 228 Series | CAN-228-PS-RM-06-E-Ux-xx-700 | Outdoor Luminaires | High Output | Fuel Pump Canopy Luminaires | Standard | FALSE | [9 empty] | 6/29/2015 12:00:00 AM | Not Dimmable | Not Dimmable | Not Yet Verified | XCTB_A06*_D |  | 14416 | 109.2 | 132 | 20 | 0.9 | 5700 | 70
PQMEUN9S | Cree, Inc. | Cree 228 Series | CAN-228-PS-RM-09-E-Ux-xx-525-PML | Outdoor Luminaires | High Output | Fuel Pump Canopy Luminaires | Standard | FALSE | [9 empty] | 6/7/2016 12:00:00 AM | Dimmable | Continuous Below 10 | Yes |  |  | 16166 | 104.3 | 155 | 20 | 0.9 | 5700 | 70
PD9TH7GG | Cree, Inc. | Cree 228 Series | CAN-228-SL-RM-09-E-Ux-xx-525-DIM | Outdoor Luminaires | High Output | Fuel Pump Canopy Luminaires | Standard | FALSE | [9 empty] | 6/7/2016 12:00:00 AM | Dimmable | Continuous Below 10 | Yes |  |  | 16166 | 104.3 | 155 | 20 | 0.9 | 5700 | 70
P6BRN9S7 | Cree, Inc. | Cree 228 Series | CAN-228-SL-RM-09-E-Ux-xx-700-DIM | Outdoor Luminaires | High Output | Fuel Pump Canopy Luminaires | Standard | FALSE | [9 empty] | 6/7/2016 12:00:00 AM | Dimmable | Continuous Below 10 | Yes |  |  | 20785 | 103.4 | 201 | 20 | 0.9 | 5700 | 70
P4GR56Z4 | Cree, Inc. | Cree 228 Series | CAN-228-PS-RM-09-E-Ux-xx-525-DIM-40K | Outdoor Luminaires | High Output | Fuel Pump Canopy Luminaires | Standard | FALSE | [9 empty] | 6/7/2016 12:00:00 AM | Dimmable | Continuous Below 10 | Yes |  |  | 15567 | 100.4 | 155 | 20 | 0.9 | 4000 | 70
PR5FBXQ6 | Cree, Inc. | Cree 228 Series | CAN-228-PS-RM-09-E-Ux-xx-700-DIM-40K | Outdoor Luminaires | High Output | Fuel Pump Canopy Luminaires | Standard | FALSE | [9 empty] | 6/7/2016 12:00:00 AM | Dimmable | Continuous Below 10 | Yes |  |  | 20015 | 99.6 | 201 | 20 | 0.9 | 4000 | 70
P4BMTW13 | Cree, Inc. | Cree 228 Series | CAN-228-SL-RTx-06-E-Ux-xx-525-DIM-40K | Outdoor Retrofit Kit | High Output | Retrofit Kits for Fuel Pump Canopy Luminaires | Standard | TRUE | 10544 | 104.57 | 100.74 | 13.1 | 0.933 | 3924 | 73 | 10 | 50000 | 6/29/2015 12:00:00 AM | Dimmable | Continuous Below 10 | Not Yet Verified | XCTB_E06*_CY7 | 3 | 10307 | 104.1 | 99 | 20 | 0.9 | 4000 | 70
P1E12SC4 | Cree, Inc. | Cree 228 Series | CAN-228-SL-RTx-06-E-Ux-xx-700-DIM-40K | Outdoor Retrofit Kit | High Output | Retrofit Kits for Fuel Pump Canopy Luminaires | Standard | TRUE | 13260.8 | 97.3 | 136.67 | 10.75 | 0.967 | 3987 | 74 | 10 | 50000 | 6/29/2015 12:00:00 AM | Dimmable | Continuous Below 10 | Not Yet Verified | XCTB_E06*_DY7 | 3 | 13251 | 100.4 | 132 | 20 | 0.9 | 4000 | 70
PB8GYDZE | Cree, Inc. | Cree 228 Series | CAN-228-PS-RTx-06-E-Ux-xx-525-DIM-40K | Outdoor Retrofit Kit | High Output | Retrofit Kits for Fuel Pump Canopy Luminaires | Standard | FALSE | [9 empty] | 6/29/2015 12:00:00 AM | Dimmable | Continuous Below 10 | Not Yet Verified | XCTB_A06*_CY7 |  | 10654 | 107.6 | 99 | 20 | 0.9 | 4000 | 70
P6V5KMS6 | Cree, Inc. | Cree 228 Series | CAN-228-PS-RTx-06-E-Ux-xx-700-DIM | Outdoor Retrofit Kit | High Output | Retrofit Kits for Fuel Pump Canopy Luminaires | Standard | FALSE | [9 empty] | 6/29/2015 12:00:00 AM | Dimmable | Continuous Below 10 | Not Yet Verified | XCTB_A06*_DY |  | 14225 | 107.8 | 132 | 20 | 0.9 | 5700 | 70
PM46KA6C | Cree, Inc. | Cree 228 Series | CAN-228-PS-RTx-06-E-Ux-xx-700-PML-40K | Outdoor Retrofit Kit | High Output | Retrofit Kits for Fuel Pump Canopy Luminaires | Standard | FALSE | [9 empty] | 6/29/2015 12:00:00 AM | Dimmable | Stepped | Not Yet Verified | XCTB_A06*_DE7 |  | 13698 | 103.8 | 132 | 20 | 0.9 | 4000 | 70
PRDH2JCF | Cree, Inc. | Cree 228 Series | CAN-228-SL-RTx-06-E-Ux-xx-525-PML-40K | Outdoor Retrofit Kit | High Output | Retrofit Kits for Fuel Pump Canopy Luminaires | Standard | FALSE | [9 empty] | 6/29/2015 12:00:00 AM | Dimmable | Stepped | Not Yet Verified | XCTB_E06*_CE7 |  | 10307 | 104.1 | 99 | 20 | 0.9 | 4000 | 70
PFPHWYHT | Cree, Inc. | Cree 228 Series | CAN-228-SL-RTx-06-E-Ux-xx-525-PML | Outdoor Retrofit Kit | High Output | Retrofit Kits for Fuel Pump Canopy Luminaires | Standard | FALSE | [9 empty] | 6/29/2015 12:00:00 AM | Dimmable | Stepped | Not Yet Verified | XCTB_E06*_CE |  | 10703 | 108.1 | 99 | 20 | 0.9 | 5700 | 70
PD49GCX2 | Cree, Inc. | Cree 228 Series | CAN-228-PS-RTx-06-E-Ux-xx-700 | Outdoor Retrofit Kit | High Output | Retrofit Kits for Fuel Pump Canopy Luminaires | Standard | FALSE | [9 empty] | 6/29/2015 12:00:00 AM | Not Dimmable | Not Dimmable | Not Yet Verified | XCTB_A06*_D |  | 14225 | 107.8 | 132 | 20 | 0.9 | 5700 | 70
P1XKCEMY | Cree, Inc. | Cree 228 Series | CAN-228-SL-RTx-06-E-Ux-xx-525 | Outdoor Retrofit Kit | High Output | Retrofit Kits for Fuel Pump Canopy Luminaires | Standard | FALSE | [9 empty] | 6/29/2015 12:00:00 AM | Not Dimmable | Not Dimmable | Not Yet Verified | XCTB_E06*_C |  | 10703 | 108.1 | 99 | 20 | 0.9 | 5700 | 70
PJ9JUXUM | Cree, Inc. | Cree 228 Series | CAN-228-SL-RTx-06-E-Ux-xx-525-ML | Outdoor Retrofit Kit | High Output | Retrofit Kits for Fuel Pump Canopy Luminaires | Standard | FALSE | [9 empty] | 6/29/2015 12:00:00 AM | Dimmable | Stepped | Not Yet Verified | XCTB_E06*_C_ |  | 10703 | 108.1 | 99 | 20 | 0.9 | 5700 | 70
PR3D4RCK | Cree, Inc. | Cree 228 Series | CAN-228-SL-RTx-06-E-Ux-xx-700-ML-40K | Outdoor Retrofit Kit | High Output | Retrofit Kits for Fuel Pump Canopy Luminaires | Standard | FALSE | [9 empty] | 6/29/2015 12:00:00 AM | Dimmable | Stepped | Not Yet Verified | XCTB_E06*_D_7 |  | 13251 | 100.4 | 132 | 20 | 0.9 | 4000 | 70
P35K3T9P | Cree, Inc. | Cree 228 Series | CAN-228-SL-RTx-06-E-Ux-xx-700-PML-40K | Outdoor Retrofit Kit | High Output | Retrofit Kits for Fuel Pump Canopy Luminaires | Standard | FALSE | [9 empty] | 6/29/2015 12:00:00 AM | Dimmable | Stepped | Not Yet Verified | XCTB_E06*_DE7 |  | 13251 | 100.4 | 132 | 20 | 0.9 | 4000 | 70
P69JJ2EQ | Cree, Inc. | Cree 228 Series | CAN-228-PS-RTx-06-E-Ux-xx-700-ML | Outdoor Retrofit Kit | High Output | Retrofit Kits for Fuel Pump Canopy Luminaires | Standard | FALSE | [9 empty] | 6/29/2015 12:00:00 AM | Dimmable | Stepped | Not Yet Verified | XCTB_A06*_D_ |  | 14225 | 107.8 | 132 | 20 | 0.9 | 5700 | 70
PHAXDYB8 | Cree, Inc. | Cree 228 Series | CAN-228-PS-RTx-06-E-Ux-xx-700-PML | Outdoor Retrofit Kit | High Output | Retrofit Kits for Fuel Pump Canopy Luminaires | Standard | FALSE | [9 empty] | 6/29/2015 12:00:00 AM | Dimmable | Stepped | Not Yet Verified | XCTB_A06*_DE |  | 14225 | 107.8 | 132 | 20 | 0.9 | 5700 | 70
P85SKX5U | Cree, Inc. | Cree 228 Series | CAN-228-SL-RTx-06-E-Ux-xx-700-ML | Outdoor Retrofit Kit | High Output | Retrofit Kits for Fuel Pump Canopy Luminaires | Standard | FALSE | [9 empty] | 6/29/2015 12:00:00 AM | Dimmable | Stepped | Not Yet Verified | XCTB_E06*_D_ |  | 13761 | 104.3 | 132 | 20 | 0.9 | 5700 | 70
PV2E6NP7 | Cree, Inc. | Cree 228 Series | CAN-228-PS-RTx-06-E-Ux-xx-525-DIM | Outdoor Retrofit Kit | High Output | Retrofit Kits for Fuel Pump Canopy Luminaires | Standard | FALSE | [9 empty] | 6/29/2015 12:00:00 AM | Dimmable | Continuous Below 10 | Not Yet Verified | XCTB_A06*_CY |  | 11064 | 111.8 | 99 | 20 | 0.9 | 5700 | 70
P1H1QYV3 | Cree, Inc. | Cree 228 Series | CAN-228-PS-RTx-06-E-Ux-xx-700-ML-40K | Outdoor Retrofit Kit | High Output | Retrofit Kits for Fuel Pump Canopy Luminaires | Standard | FALSE | [9 empty] | 6/29/2015 12:00:00 AM | Dimmable | Stepped | Not Yet Verified | XCTB_A06*_D_7 |  | 13698 | 103.8 | 132 | 20 | 0.9 | 4000 | 70
PAZ5BB12 | Cree, Inc. | Cree 228 Series | CAN-228-PS-RTx-06-E-Ux-xx-525-ML-40K | Outdoor Retrofit Kit | High Output | Retrofit Kits for Fuel Pump Canopy Luminaires | Standard | FALSE | [9 empty] | 6/29/2015 12:00:00 AM | Dimmable | Stepped | Not Yet Verified | XCTB_A06*_C_7 |  | 10654 | 107.6 | 99 | 20 | 0.9 | 4000 | 70
P1HUP2PC | Cree, Inc. | Cree 228 Series | CAN-228-SL-RTx-06-E-Ux-xx-700-PML | Outdoor Retrofit Kit | High Output | Retrofit Kits for Fuel Pump Canopy Luminaires | Standard | FALSE | [9 empty] | 6/29/2015 12:00:00 AM | Dimmable | Stepped | Not Yet Verified | XCTB_E06*_DE |  | 13761 | 104.3 | 132 | 20 | 0.9 | 5700 | 70
P673ES9K | Cree, Inc. | Cree 228 Series | CAN-228-PS-RTx-06-E-Ux-xx-525-40K | Outdoor Retrofit Kit | High Output | Retrofit Kits for Fuel Pump Canopy Luminaires | Standard | FALSE | [9 empty] | 6/29/2015 12:00:00 AM | Not Dimmable | Not Dimmable | Not Yet Verified | XCTB_A06*_C7 |  | 10654 | 107.6 | 99 | 20 | 0.9 | 4000 | 70
PQXVMVDG | Cree, Inc. | Cree 228 Series | CAN-228-PS-RTx-06-E-Ux-xx-700-40K | Outdoor Retrofit Kit | High Output | Retrofit Kits for Fuel Pump Canopy Luminaires | Standard | FALSE | [9 empty] | 6/29/2015 12:00:00 AM | Not Dimmable | Not Dimmable | Not Yet Verified | XCTB_A06*_D7 |  | 13698 | 103.8 | 132 | 20 | 0.9 | 4000 | 70
PCVXVAHX | Cree, Inc. | Cree 228 Series | CAN-228-SL-RTx-06-E-Ux-xx-525-40K | Outdoor Retrofit Kit | High Output | Retrofit Kits for Fuel Pump Canopy Luminaires | Standard | FALSE | [9 empty] | 6/29/2015 12:00:00 AM | Not Dimmable | Not Dimmable | Not Yet Verified | XCTB_E06*_C7 |  | 10307 | 104.1 | 99 | 20 | 0.9 | 4000 | 70
PSCG526K | Cree, Inc. | Cree 228 Series | CAN-228-SL-RTx-06-E-Ux-xx-700-40K | Outdoor Retrofit Kit | High Output | Retrofit Kits for Fuel Pump Canopy Luminaires | Standard | FALSE | [9 empty] | 6/29/2015 12:00:00 AM | Not Dimmable | Not Dimmable | Not Yet Verified | XCTB_E06*_D7 |  | 13251 | 100.4 | 132 | 20 | 0.9 | 4000 | 70
PFZM786N | Cree, Inc. | Cree 228 Series | CAN-228-PS-RTx-06-E-Ux-xx-525 | Outdoor Retrofit Kit | High Output | Retrofit Kits for Fuel Pump Canopy Luminaires | Standard | FALSE | [9 empty] | 6/29/2015 12:00:00 AM | Not Dimmable | Not Dimmable | Not Yet Verified | XCTB_A06*_C |  | 11064 | 111.8 | 99 | 20 | 0.9 | 5700 | 70
PX732FRQ | Cree, Inc. | Cree 228 Series | CAN-228-SL-RTx-06-E-Ux-xx-700 | Outdoor Retrofit Kit | High Output | Retrofit Kits for Fuel Pump Canopy Luminaires | Standard | FALSE | [9 empty] | 6/29/2015 12:00:00 AM | Not Dimmable | Not Dimmable | Not Yet Verified | XCTB_E06*_D |  | 13761 | 104.3 | 132 | 20 | 0.9 | 5700 | 70
PN66UNU6 | Cree, Inc. | Cree 228 Series | CAN-228-PS-RTx-06-E-Ux-xx-525-ML | Outdoor Retrofit Kit | High Output | Retrofit Kits for Fuel Pump Canopy Luminaires | Standard | FALSE | [9 empty] | 6/29/2015 12:00:00 AM | Dimmable | Stepped | Not Yet Verified | XCTB_A06*_C_ |  | 11064 | 111.8 | 99 | 20 | 0.9 | 5700 | 70
PBQJ1ZM9 | Cree, Inc. | Cree 228 Series | CAN-228-PS-RTx-06-E-Ux-xx-525-PML | Outdoor Retrofit Kit | High Output | Retrofit Kits for Fuel Pump Canopy Luminaires | Standard | FALSE | [9 empty] | 6/29/2015 12:00:00 AM | Dimmable | Stepped | Not Yet Verified | XCTB_A06*_CE |  | 11064 | 111.8 | 99 | 20 | 0.9 | 5700 | 70
P61HWXRP | Cree, Inc. | Cree 228 Series | CAN-228-PS-RTx-06-E-Ux-xx-525-PML-40K | Outdoor Retrofit Kit | High Output | Retrofit Kits for Fuel Pump Canopy Luminaires | Standard | FALSE | [9 empty] | 6/29/2015 12:00:00 AM | Dimmable | Stepped | Not Yet Verified | XCTB_A06*_CE7 |  | 10654 | 107.6 | 99 | 20 | 0.9 | 4000 | 70
PMTNW3BS | Cree, Inc. | Cree 228 Series | CAN-228-PS-RTx-06-E-Ux-xx-700-DIM-40K | Outdoor Retrofit Kit | High Output | Retrofit Kits for Fuel Pump Canopy Luminaires | Standard | FALSE | [9 empty] | 6/29/2015 12:00:00 AM | Dimmable | Continuous Below 10 | Not Yet Verified | XCTB_A06*_DY7 |  | 13698 | 103.8 | 132 | 20 | 0.9 | 4000 | 70
PFSZZGGN | Cree, Inc. | Cree 228 Series | CAN-228-SL-RTx-06-E-Ux-xx-525-DIM | Outdoor Retrofit Kit | High Output | Retrofit Kits for Fuel Pump Canopy Luminaires | Standard | FALSE | [9 empty] | 6/29/2015 12:00:00 AM | Dimmable | Continuous Below 10 | Not Yet Verified | XCTB_E06*_CY |  | 10703 | 108.1 | 99 | 20 | 0.9 | 5700 | 70
PKPH94AN | Cree, Inc. | Cree 228 Series | CAN-228-SL-RTx-06-E-Ux-xx-700-DIM | Outdoor Retrofit Kit | High Output | Retrofit Kits for Fuel Pump Canopy Luminaires | Standard | FALSE | [9 empty] | 6/29/2015 12:00:00 AM | Dimmable | Continuous Below 10 | Not Yet Verified | XCTB_E06*_DY |  | 13761 | 104.3 | 132 | 20 | 0.9 | 5700 | 70
P9QNTTPT | Cree, Inc. | Cree 228 Series | CAN-228-SL-RTx-06-E-Ux-xx-525-ML-40K | Outdoor Retrofit Kit | High Output | Retrofit Kits for Fuel Pump Canopy Luminaires | Standard | FALSE | [9 empty] | 6/29/2015 12:00:00 AM | Dimmable | Stepped | Not Yet Verified | XCTB_E06*_C_7 |  | 10307 | 104.1 | 99 | 20 | 0.9 | 4000 | 70
PAGFMVWG | Cree, Inc. | Cree CPY Series | CPY250-A-xx-D-D-xx-xx-40K-xxx | Outdoor Luminaires | High Output | Fuel Pump Canopy Luminaires | Premium | TRUE | 17483 | 116.97 | 149.47 | 9.56 | 0.969 | 3939 | 71 | 5 | 50000 | 1/19/2016 12:00:00 AM | Dimmable | Continuous Below 10 | No | BXCCAxD17-Ux7xxxx | 3.1 | 16403 | 117.2 | 140 | 20 | 0.9 | 4000 | 70
PXX8J2FJ | Cree, Inc. | Cree CPY Series | CPY250-A-xx-F-D-xx-xx-40K-ML | Outdoor Luminaires | High Output | Fuel Pump Canopy Luminaires | Premium | FALSE | [9 empty] | 1/19/2016 12:00:00 AM | Dimmable | Continuous Below 10 | Yes | BXCCAxA17-Ux7xxML |  | 16798 | 120 | 140 | 20 | 0.9 | 4000 | 70
P8CSQVGY | Cree, Inc. | Cree CPY Series | CPY250-A-xx-F-D-xx-xx-ML | Outdoor Luminaires | High Output | Fuel Pump Canopy Luminaires | Premium | FALSE | [9 empty] | 1/19/2016 12:00:00 AM | Dimmable | Continuous Below 10 | Yes | BXCCAxA17-UxxxxML |  | 17470 | 124.8 | 140 | 20 | 0.9 | 5700 | 70
P82Y27QP | Cree, Inc. | Cree CPY Series | CPY250-A-xx-D-D-xx-xx-40K-PML | Outdoor Luminaires | High Output | Fuel Pump Canopy Luminaires | Premium | FALSE | [9 empty] | 1/19/2016 12:00:00 AM | Dimmable | Continuous Below 10 | Yes | BXCCAxD17-Ux7xxPML |  | 16403 | 117.2 | 140 | 20 | 0.9 | 4000 | 70
PNHQY4Z2 | Cree, Inc. | Cree CPY Series | CPY250-A-xx-F-D-xx-xx-xxx | Outdoor Luminaires | High Output | Fuel Pump Canopy Luminaires | Premium | FALSE | [9 empty] | 1/19/2016 12:00:00 AM | Dimmable | Continuous Below 10 | No | BXCCAxA17-Uxxxxxx |  | 17470 | 124.8 | 140 | 20 | 0.9 | 5700 | 70
P5V7DZ55 | Cree, Inc. | Cree CPY Series | CPY250-A-xx-D-D-xx-xx-xxx | Outdoor Luminaires | High Output | Fuel Pump Canopy Luminaires | Premium | FALSE | [9 empty] | 1/19/2016 12:00:00 AM | Dimmable | Continuous Below 10 | No | BXCCAxD17-Uxxxxx |  | 17059 | 121.9 | 140 | 20 | 0.9 | 5700 | 70
P7T33U7C | Cree, Inc. | Cree CPY Series | CPY250-A-xx-D-D-xx-xx-PML | Outdoor Luminaires | High Output | Fuel Pump Canopy Luminaires | Premium | FALSE | [9 empty] | 1/19/2016 12:00:00 AM | Dimmable | Continuous Below 10 | Yes | BXCCAxD17-UxxxPML |  | 17059 | 121.9 | 140 | 20 | 0.9 | 5700 | 70
PSYPK6K7 | Cree, Inc. | Cree CPY Series | CPY250-A-xx-D-D-xx-xx-40K-ML | Outdoor Luminaires | High Output | Fuel Pump Canopy Luminaires | Premium | FALSE | [9 empty] | 1/19/2016 12:00:00 AM | Dimmable | Continuous Below 10 | Yes | BXCCAxD17-Ux7xxML |  | 16403 | 117.2 | 140 | 20 | 0.9 | 4000 | 70
PNUBVY1Y | Cree, Inc. | Cree CPY Series | CPY250-A-xx-D-D-xx-xx-ML | Outdoor Luminaires | High Output | Fuel Pump Canopy Luminaires | Premium | FALSE | [9 empty] | 1/19/2016 12:00:00 AM | Dimmable | Continuous Below 10 | Yes | BXCCAxD17-UxxxML |  | 17059 | 121.9 | 140 | 20 | 0.9 | 5700 | 70
PQ9WWGVZ | Cree, Inc. | Cree CPY Series | CPY250-A-xx-F-D-xx-xx-40K-PML | Outdoor Luminaires | High Output | Fuel Pump Canopy Luminaires | Premium | FALSE | [9 empty] | 1/19/2016 12:00:00 AM | Dimmable | Continuous Below 10 | Yes | BXCCAxA17-Ux7xxPML |  | 16798 | 120 | 140 | 20 | 0.9 | 4000 | 70
PWRPBTTU | Cree, Inc. | Cree CPY Series | CPY250-A-xx-F-D-xx-xx-PML | Outdoor Luminaires | High Output | Fuel Pump Canopy Luminaires | Premium | FALSE | [9 empty] | 1/19/2016 12:00:00 AM | Dimmable | Continuous Below 10 | Yes | BXCCAxA17-UxxxxPML |  | 17470 | 124.8 | 140 | 20 | 0.9 | 5700 | 70
PR9AGJ8H | Cree, Inc. | Cree CPY Series | CPY250-A-xx-F-D-xx-xx-40K-xxx | Outdoor Luminaires | High Output | Fuel Pump Canopy Luminaires | Premium | FALSE | [9 empty] | 1/19/2016 12:00:00 AM | Dimmable | Continuous Below 10 | No | BXCCAxA17-Ux7xxxx |  | 16798 | 120 | 140 | 20 | 0.9 | 4000 | 70
P76PJE9P | Cree, Inc. | Cree CPY Series | CPY250-A-xx-D-E-xx-xx-40K-xxx | Outdoor Luminaires | High Output | Fuel Pump Canopy Luminaires | Premium | TRUE | 18371.7 | 128.43 | 143.05 | 10.02 | 0.971 | 3900 | 72 | 5 | 50000 | 5/4/2016 12:00:00 AM | Dimmable | Continuous Below 10 | No |  | 3.1 | 19500 | 130 | 150 | 20 | 0.9 | 4000 | 70
P00000OF7 | Cree, Inc. | Cree CPY Series | CPY250-A-xx-D-B-xx-xx-40K-xxx | Outdoor Luminaires | High Output | Fuel Pump Canopy Luminaires | Premium | TRUE | 11607.1 | 120.84 | 96.22 | 15.18 | 0.948 | 3943 | 73 | 5 | 50000 | 5/4/2016 12:00:00 AM | Dimmable | Continuous Below 10 | No | Updated on 10/4/2016 | 3.1 | 12400 | 124 | 100 | 20 | 0.9 | 4000 | 70
PVEN29S6 | Cree, Inc. | Cree CPY Series | CPY250-A-xx-D-E-xx-xx-xxx | Outdoor Luminaires | High Output | Fuel Pump Canopy Luminaires | Premium | FALSE | [9 empty] | 5/4/2016 12:00:00 AM | Dimmable | Continuous Below 10 | No |  |  | 20000 | 133.3 | 150 | 20 | 0.9 | 5700 | 70
PSS4NDHY | Cree, Inc. | Cree CPY Series | CPY250-A-xx-D-E-xx-xx-ML | Outdoor Luminaires | High Output | Fuel Pump Canopy Luminaires | Premium | FALSE | [9 empty] | 5/4/2016 12:00:00 AM | Dimmable | Continuous Below 10 | No |  |  | 20000 | 133.3 | 150 | 20 | 0.9 | 5700 | 70
P34J95QH | Cree, Inc. | Cree CPY Series | CPY250-A-xx-F-E-xx-xx-40K-ML | Outdoor Luminaires | High Output | Fuel Pump Canopy Luminaires | Premium | FALSE | [9 empty] | 5/4/2016 12:00:00 AM | Dimmable | Continuous Below 10 | No |  |  | 19400 | 129.3 | 150 | 20 | 0.9 | 4000 | 70
P78MVQGZ | Cree, Inc. | Cree CPY Series | CPY250-A-xx-F-E-xx-xx-ML | Outdoor Luminaires | High Output | Fuel Pump Canopy Luminaires | Premium | FALSE | [9 empty] | 5/4/2016 12:00:00 AM | Dimmable | Continuous Below 10 | No |  |  | 20000 | 133.3 | 150 | 20 | 0.9 | 5700 | 70
P6GYPEZH | Cree, Inc. | Cree CPY Series | CPY250-A-xx-D-E-xx-xx-40K-PML | Outdoor Luminaires | High Output | Fuel Pump Canopy Luminaires | Premium | FALSE | [9 empty] | 5/4/2016 12:00:00 AM | Dimmable | Continuous Below 10 | No |  |  | 19400 | 129.3 | 150 | 20 | 0.9 | 4000 | 70
PF8W6QRR | Cree, Inc. | Cree CPY Series | CPY250-A-xx-F-E-xx-xx-PML | Outdoor Luminaires | High Output | Fuel Pump Canopy Luminaires | Premium | FALSE | [9 empty] | 5/4/2016 12:00:00 AM | Dimmable | Continuous Below 10 | No |  |  | 20000 | 133.3 | 150 | 20 | 0.9 | 5700 | 70
P9J576YG | Cree, Inc. | Cree CPY Series | CPY250-A-xx-F-B-xx-xx-ML | Outdoor Luminaires | High Output | Fuel Pump Canopy Luminaires | Premium | FALSE | [9 empty] | 5/4/2016 12:00:00 AM | Dimmable | Continuous Below 10 | Yes |  |  | 13000 | 130 | 100 | 20 | 0.9 | 5700 | 70
PAZNKWRQ | Cree, Inc. | Cree CPY Series | CPY250-A-xx-F-B-xx-xx-40K-PML | Outdoor Luminaires | High Output | Fuel Pump Canopy Luminaires | Premium | FALSE | [9 empty] | 5/4/2016 12:00:00 AM | Dimmable | Continuous Below 10 | Yes |  |  | 12400 | 124 | 100 | 20 | 0.9 | 4000 | 70
PZFZKNUB | Cree, Inc. | Cree CPY Series | CPY250-A-xx-F-B-xx-xx-PML | Outdoor Luminaires | High Output | Fuel Pump Canopy Luminaires | Premium | FALSE | [9 empty] | 5/4/2016 12:00:00 AM | Dimmable | Continuous Below 10 | Yes |  |  | 13000 | 130 | 100 | 20 | 0.9 | 5700 | 70
PR6WFAZ6 | Cree, Inc. | Cree CPY Series | CPY250-A-xx-F-E-xx-xx-40K-xxx | Outdoor Luminaires | High Output | Fuel Pump Canopy Luminaires | Premium | FALSE | [9 empty] | 5/4/2016 12:00:00 AM | Dimmable | Continuous Below 10 | No |  |  | 19500 | 130 | 150 | 20 | 0.9 | 4000 | 70
PB91YZNM | Cree, Inc. | Cree CPY Series | CPY250-A-xx-D-B-xx-xx-40K-ML | Outdoor Luminaires | High Output | Fuel Pump Canopy Luminaires | Premium | FALSE | [9 empty] | 5/4/2016 12:00:00 AM | Dimmable | Continuous Below 10 | Yes |  |  | 12400 | 124 | 100 | 20 | 0.9 | 4000 | 70
P00000NXB | Cree, Inc. | Cree CPY Series | CPY250-A-xx-D-B-xx-xx-xxx | Outdoor Luminaires | High Output | Fuel Pump Canopy Luminaires | Premium | FALSE | [9 empty] | 5/4/2016 12:00:00 AM | Dimmable | Continuous Below 10 | No | Updated on 10/4/2016 |  | 13000 | 130 | 100 | 20 | 0.9 | 5700 | 70
PP347SGR | Cree, Inc. | Cree CPY Series | CPY250-A-xx-F-E-xx-xx-40K-PML | Outdoor Luminaires | High Output | Fuel Pump Canopy Luminaires | Premium | FALSE | [9 empty] | 5/4/2016 12:00:00 AM | Dimmable | Continuous Below 10 | No |  |  | 19400 | 129.3 | 150 | 20 | 0.9 | 4000 | 70
P7WTRUJS | Cree, Inc. | Cree CPY Series | CPY250-A-xx-D-B-xx-xx-PML | Outdoor Luminaires | High Output | Fuel Pump Canopy Luminaires | Premium | FALSE | [9 empty] | 5/4/2016 12:00:00 AM | Dimmable | Continuous Below 10 | Yes |  |  | 13000 | 130 | 100 | 20 | 0.9 | 5700 | 70
PN8927BQ | Cree, Inc. | Cree CPY Series | CPY250-A-xx-D-E-xx-xx-40K-ML | Outdoor Luminaires | High Output | Fuel Pump Canopy Luminaires | Premium | FALSE | [9 empty] | 5/4/2016 12:00:00 AM | Dimmable | Continuous Below 10 | No |  |  | 19400 | 129.3 | 150 | 20 | 0.9 | 4000 | 70
PW4H7TMB | Cree, Inc. | Cree CPY Series | CPY250-A-xx-D-B-xx-xx-ML | Outdoor Luminaires | High Output | Fuel Pump Canopy Luminaires | Premium | FALSE | [9 empty] | 5/4/2016 12:00:00 AM | Dimmable | Continuous Below 10 | Yes |  |  | 13000 | 130 | 100 | 20 | 0.9 | 5700 | 70
PG9UAXQR | Cree, Inc. | Cree CPY Series | CPY250-A-xx-F-B-xx-xx-40K-ML | Outdoor Luminaires | High Output | Fuel Pump Canopy Luminaires | Premium | FALSE | [9 empty] | 5/4/2016 12:00:00 AM | Dimmable | Continuous Below 10 | Yes |  |  | 12400 | 124 | 100 | 20 | 0.9 | 4000 | 70
PEQ3Q9PK | Cree, Inc. | Cree CPY Series | CPY250-A-xx-D-B-xx-xx-40K-PML | Outdoor Luminaires | High Output | Fuel Pump Canopy Luminaires | Premium | FALSE | [9 empty] | 5/4/2016 12:00:00 AM | Dimmable | Continuous Below 10 | Yes |  |  | 12400 | 124 | 100 | 20 | 0.9 | 4000 | 70
PHAGW25Y | Cree, Inc. | Cree CPY Series | CPY250-A-xx-F-E-xx-xx-xxx | Outdoor Luminaires | High Output | Fuel Pump Canopy Luminaires | Premium | FALSE | [9 empty] | 5/4/2016 12:00:00 AM | Dimmable | Continuous Below 10 | No |  |  | 20000 | 133.3 | 150 | 20 | 0.9 | 5700 | 70
PGPACQS9 | Cree, Inc. | Cree CPY Series | CPY250-A-xx-D-E-xx-xx-PML | Outdoor Luminaires | High Output | Fuel Pump Canopy Luminaires | Premium | FALSE | [9 empty] | 5/4/2016 12:00:00 AM | Dimmable | Continuous Below 10 | No |  |  | 20000 | 133.3 | 150 | 20 | 0.9 | 5700 | 70
P00000NXC | Cree, Inc. | Cree CPY Series | CPY250-A-xx-F-B-xx-xx-xxx | Outdoor Luminaires | High Output | Fuel Pump Canopy Luminaires | Premium | FALSE | [9 empty] | 5/4/2016 12:00:00 AM | Dimmable | Continuous Below 10 | No | Updated on 10/4/2016 |  | 13000 | 130 | 100 | 20 | 0.9 | 5700 | 70
P00000OF8 | Cree, Inc. | Cree CPY Series | CPY250-A-xx-F-B-xx-xx-40K-xxx | Outdoor Luminaires | High Output | Fuel Pump Canopy Luminaires | Premium | FALSE | [9 empty] | 5/4/2016 12:00:00 AM | Dimmable | Continuous Below 10 | No | Updated on 10/4/2016 |  | 12400 | 124 | 100 | 20 | 0.9 | 4000 | 70
PAVMBK5C | Cree, Inc. | e-conolight | E-CRB03A-W40[Z,W] | Outdoor Luminaires | Low Output | Fuel Pump Canopy Luminaires | Standard | TRUE | 3843.32 | 97 | 39.67 | 15 | 0.95 | 3981 | 74 | 5 |  | 6/21/2016 12:00:00 AM | Not Dimmable | Not Dimmable | Yes |  | 3.1 | 3843.32 | 97 | 39.67 | 9 | 0.99 | 3981 | 74
PD9Q2D9K | Cree, Inc. | e-conolight | E-CRB03A-W50[Z,W] | Outdoor Luminaires | Low Output | Fuel Pump Canopy Luminaires | Standard | FALSE | [9 empty] | 6/21/2016 12:00:00 AM | Not Dimmable | Not Dimmable | Yes |  |  | 3843.32 | 97 | 39.27 | 11 | 0.99 | 4832 | 73
P9CKKBCB | Cree, Inc. | e-conolight | E-CRB05A-W40[Z,W] | Outdoor Luminaires | Mid Output | Fuel Pump Canopy Luminaires | Standard | TRUE | 5770.61 | 97 | 59.23 | 18 | 0.99 | 3953 | 75 | 5 | 50000 | 6/21/2016 12:00:00 AM | Not Dimmable | Not Dimmable | Yes |  | 3.1 | 5770.61 | 97 | 59.23 | 8 | 0.99 | 3953 | 75
PG7AS9F9 | Cree, Inc. | e-conolight | E-CRB05A-W50[Z,W] | Outdoor Luminaires | Mid Output | Fuel Pump Canopy Luminaires | Standard | FALSE | [9 empty] | 6/21/2016 12:00:00 AM | Not Dimmable | Not Dimmable | Yes |  |  | 5770.61 | 97 | 59.23 | 9 | 0.99 | 5094 | 84
PCA6UM4Z | Crystal Lighting Corporation | Crystal Lighting Corporation | CLC-326SM-58LED | Outdoor Luminaires | Mid Output | Fuel Pump Canopy Luminaires | Standard | TRUE | 5524 | 95.91 | 57.6 | 17.68 | 0.931 | 5116 | 73.1 | 5 | 50000 | 5/4/2015 12:00:00 AM | Not Dimmable | Not Dimmable | Not Yet Verified |  | 2.1 | 5524 | 95.24 | 58 |  |  | 5000 | 70
PS4FAPHS | Crystal Lighting Corporation | Crystal Lighting Corporation | CLC-326SM-33LED | Outdoor Luminaires | Low Output | Fuel Pump Canopy Luminaires | Standard | TRUE | 2976 | 88.4 | 33.7 | 14.5 | 0.971 | 4980 | 72 | 5 | 50000 | 5/4/2015 12:00:00 AM | Not Yet Verified | Not Yet Verified | Not Yet Verified |  | 2.1 | 3000 | 88 | 34 |  |  | 5000 | 70
P00000PLC | Dalian Golden Sanwei Technology Co., Ltd. | Thermalway | SW-MZ50A | Outdoor Luminaires | Low Output | Fuel Pump Canopy Luminaires | Standard | TRUE | 4101 | 81.2 | 50.5 | 12.9 | 0.95 | 4230 | 68 | 5 | 80000 | 4/11/2013 12:00:00 AM | Not Yet Verified | Not Yet Verified | Not Yet Verified |  | 2 | 6758 | 135 | 50 |  | 0.9 | 4000 | 75
P00000PLD | Dalian Golden Sanwei Technology Co., Ltd. | Thermalway | SW-MZ100A | Outdoor Luminaires | Mid Output | Fuel Pump Canopy Luminaires | Standard | TRUE | 7849 | 84.1 | 93.3 | 19.6 | 0.89 | 4213 | 68 | 5 | 80000 | 4/9/2013 12:00:00 AM | Not Yet Verified | Not Yet Verified | Not Yet Verified |  | 2 | 9600 | 96 | 100 |  | 0.95 | 4000 | 75
PFN3HRMD | Dalian Golden Sanwei Technology Co., Ltd. | Thermalway | SW-XD150RNB-F | Outdoor Luminaires | High Output | Fuel Pump Canopy Luminaires | Premium | TRUE | 21562.85 | 137.49 | 156.83 | 14.57 | 0.9694 | 3074 | 72 | 5 | 50000 | 2/18/2016 12:00:00 AM | Not Dimmable | Not Dimmable | No |  | 3.1 | 21500 | 137 | 156 | 14 | 0.99 | 3000 | 70
PQ2PT44G | Dalian Golden Sanwei Technology Co., Ltd. | Thermalway | SW-XD150RLB-F | Outdoor Luminaires | High Output | Fuel Pump Canopy Luminaires | Premium | FALSE | [9 empty] | 2/18/2016 12:00:00 AM | Not Dimmable | Not Dimmable | No |  |  | 21500 | 137 | 156 | 14 | 0.99 | 4000 | 70
PSHFG3GK | Dalian Golden Sanwei Technology Co., Ltd. | Thermalway | SW-XD150RYB-F | Outdoor Luminaires | High Output | Fuel Pump Canopy Luminaires | Premium | FALSE | [9 empty] | 2/18/2016 12:00:00 AM | Not Dimmable | Not Dimmable | No |  |  | 21500 | 137 | 156 | 14 | 0.99 | 4500 | 70
PU8UT82H | Dalian Golden Sanwei Technology Co., Ltd. | Thermalway | SW-XD150RZB-F | Outdoor Luminaires | High Output | Fuel Pump Canopy Luminaires | Premium | FALSE | [9 empty] | 2/18/2016 12:00:00 AM | Not Dimmable | Not Dimmable | No |  |  | 21500 | 137 | 156 | 14 | 0.99 | 5000 | 70
P735AY4Z | Dalian Golden Sanwei Technology Co., Ltd. | Thermalway | SW-XD150RQB-F | Outdoor Luminaires | High Output | Fuel Pump Canopy Luminaires | Premium | FALSE | [9 empty] | 2/18/2016 12:00:00 AM | Not Dimmable | Not Dimmable | No |  |  | 21500 | 137 | 156 | 14 | 0.99 | 5700 | 70
PV3EDYDW | Dalian Golden Sanwei Technology Co., Ltd. | Thermalway | SW-XD150RBB-F | Outdoor Luminaires | High Output | Fuel Pump Canopy Luminaires | Premium | FALSE | [9 empty] | 2/18/2016 12:00:00 AM | Not Dimmable | Not Dimmable | No |  |  | 21500 | 137 | 156 | 14 | 0.99 | 3500 | 70
PJQ6MWZE | Dalian Golden Sanwei Technology Co., Ltd. | Thermalway | SW-XD190RNB-F | Outdoor Luminaires | High Output | Fuel Pump Canopy Luminaires | Standard | TRUE | 26268.41 | 136.21 | 192.85 | 11.13 | 0.9463 | 3075 | 72 | 5 | 50000 | 2/18/2016 12:00:00 AM | Not Dimmable | Not Dimmable | No |  | 3.1 | 26000 | 138 | 193 | 11 | 0.99 | 3000 | 70
PWV1NNS8 | Dalian Golden Sanwei Technology Co., Ltd. | Thermalway | SW-XD190RLB-F | Outdoor Luminaires | High Output | Fuel Pump Canopy Luminaires | Standard | FALSE | [9 empty] | 2/18/2016 12:00:00 AM | Not Dimmable | Not Dimmable | No |  |  | 26000 | 138 | 193 | 11 | 0.99 | 4000 | 70
PUTFAT75 | Dalian Golden Sanwei Technology Co., Ltd. | Thermalway | SW-XD190RYB-F | Outdoor Luminaires | High Output | Fuel Pump Canopy Luminaires | Standard | FALSE | [9 empty] | 2/18/2016 12:00:00 AM | Not Dimmable | Not Dimmable | No |  |  | 26000 | 138 | 193 | 11 | 0.99 | 4500 | 70
PEXXFU3F | Dalian Golden Sanwei Technology Co., Ltd. | Thermalway | SW-XD190RQB-F | Outdoor Luminaires | High Output | Fuel Pump Canopy Luminaires | Standard | FALSE | [9 empty] | 2/18/2016 12:00:00 AM | Not Dimmable | Not Dimmable | No |  |  | 26000 | 138 | 193 | 11 | 0.99 | 5700 | 70
PWAYD4B5 | Dalian Golden Sanwei Technology Co., Ltd. | Thermalway | SW-XD190RBB-F | Outdoor Luminaires | High Output | Fuel Pump Canopy Luminaires | Standard | FALSE | [9 empty] | 2/18/2016 12:00:00 AM | Not Dimmable | Not Dimmable | No |  |  | 26000 | 138 | 193 | 11 | 0.99 | 3500 | 70
P2ZUHHTZ | Dalian Golden Sanwei Technology Co., Ltd. | Thermalway | SW-XD190RZB-F | Outdoor Luminaires | High Output | Fuel Pump Canopy Luminaires | Standard | FALSE | [9 empty] | 2/18/2016 12:00:00 AM | Not Dimmable | Not Dimmable | No |  |  | 26000 | 138 | 193 | 11 | 0.99 | 5000 | 70
PGN9AFVW | Dalian Shungji Technology Industry Co.,Ltd | SHJ | SHJ-CP-SD-120-50-80 | Outdoor Luminaires | High Output | Fuel Pump Canopy Luminaires | Standard | TRUE | 13956.15 | 109.94 | 126.94 | 6.73 | 0.9118 | 5026 | 83 | 5 | 50000 | 6/1/2016 12:00:00 AM | Not Dimmable | Not Dimmable | Not Yet Verified |  | 2.1 | 14700 | 115 | 120 |  | 0.98
PTTREKNJ | Dalian Shungji Technology Industry Co.,Ltd | SHJ | SHJ-CP-SD-150-50-80 | Outdoor Luminaires | High Output | Fuel Pump Canopy Luminaires | Standard | TRUE | 18052.623 | 113.204 | 159.47 | 10.45 | 0.946 | 5036 | 82.4 | 5 | 50000 | 6/1/2016 12:00:00 AM | Not Dimmable | Not Dimmable | Not Yet Verified |  | 2.1
P8AMDPKK | Dalian Shungji Technology Industry Co.,Ltd | SHJ | SHJ-CP-SD-200-50-80 | Outdoor Luminaires | High Output | Fuel Pump Canopy Luminaires | Standard | TRUE | 22913.46 | 112.178 | 204.26 | 10.06 | 0.9221 | 5016 | 82.1 | 5 | 50000 | 6/1/2016 12:00:00 AM | Not Dimmable | Not Dimmable | Not Yet Verified |  | 2.1 | 23300 | 115 | 200 |  | 0.98 | 5000 | 80
P00000PNU | Dauer Manufacturing | DauerLED | LED-CL-60C | Outdoor Luminaires | Low Output | Fuel Pump Canopy Luminaires | Standard | TRUE | 4812 | 78.06 | 61.64 | 10.96 | 0.919 | 5388 | 73 | 5 | 50000 | 5/16/2013 12:00:00 AM | Not Yet Verified | Not Yet Verified | Not Yet Verified |  | 1.7 | 4920 | 82 | 60 |  |  | 5200 | 75
PENWF94V | DECO Lighting | Dec Lighting | D533-LED6040UNVXX | Outdoor Luminaires | Mid Output | Fuel Pump Canopy Luminaires | Standard | TRUE | 5564.22 | 104 | 53.6 | 15 | 0.88 | 4107 | 73 | 5 | 190000 | 1/15/2015 12:00:00 AM | Dimmable | Continuous Below 10 | Not Yet Verified |  | 2.1 | 5564 | 104 | 54 |  |  | 4000
P6VTB6ZW | DECO Lighting | Dec Lighting | D533-LED4040UNVXX | Outdoor Luminaires | Low Output | Fuel Pump Canopy Luminaires | Standard | TRUE | 4208.8 | 103 | 41.03 | 10 | 0.95 | 4110 | 73 | 5 | 190000 | 1/15/2015 12:00:00 AM | Dimmable | Continuous Below 10 | Not Yet Verified |  | 2.1 | 4208 | 103 | 41 |  |  | 4000
P33UUFH7 | DECO Lighting | Dec Lighting | D533-LED4050UNVXX | Outdoor Luminaires | Low Output | Fuel Pump Canopy Luminaires | Standard | FALSE | [9 empty] | 1/15/2015 12:00:00 AM | Dimmable | Continuous Below 10 | Not Yet Verified |  |  | 4208 | 103 | 41 |  |  | 4889 | 71
PDV9MWHB | DECO Lighting | Dec Lighting | D533-LED6050UNVXX | Outdoor Luminaires | Mid Output | Fuel Pump Canopy Luminaires | Standard | FALSE | [9 empty] | 1/15/2015 12:00:00 AM | Dimmable | Continuous Below 10 | Not Yet Verified |  |  | 5564 | 104 | 54 |  |  | 4889 | 71
P4HZKAPW | DECO Lighting | Deco Lighting | D534-LED-30-50-120-XXX | Outdoor Luminaires | Low Output | Fuel Pump Canopy Luminaires | Standard | TRUE | 2976 | 88.4 | 33.7 | 14.5 | 0.971 | 4980 | 72 | 5 | 50000 | 6/30/2015 12:00:00 AM | Not Yet Verified | Not Yet Verified | Not Yet Verified |  | 2.1 | 3000 | 88 | 34 |  |  | 5000 | 70
PF3E6HSR | DECO Lighting | DECO Lighting | D539-LED-120-30-UNV | Outdoor Luminaires | High Output | Fuel Pump Canopy Luminaires | Standard | TRUE | 10665 | 94.45 | 112.9 | 12.6 | 0.9338 | 3048 | 83.7 | 5 | 50000 | 2/5/2015 12:00:00 AM | Not Dimmable | Not Dimmable | Not Yet Verified |  | 2.1 | 10600 | 90 | 120 |  | 0.9 | 3000 | 80
PJCFNC7B | DECO Lighting | DECO Lighting | D539-LED-120-41-UNV | Outdoor Luminaires | High Output | Fuel Pump Canopy Luminaires | Standard | FALSE | [9 empty] | 2/5/2015 12:00:00 AM | Not Dimmable | Not Dimmable | Not Yet Verified |  |  | 10600 | 90 | 120 |  | 0.9 | 4000 | 80
P7YG3PX1 | DECO Lighting | DECO Lighting | D539-LED-120-50-UNV | Outdoor Luminaires | High Output | Fuel Pump Canopy Luminaires | Standard | FALSE | [9 empty] | 2/5/2015 12:00:00 AM | Not Dimmable | Not Dimmable | Not Yet Verified |  |  | 10600 | 90 | 120 |  | 0.9 | 5000 | 80
PT2H379H | Decors USA LLC | DECORS | DU2G28034S150V27 | Outdoor Luminaires | Mid Output | Fuel Pump Canopy Luminaires | Standard | TRUE | 8262 | 90.21 | 91.59 | 18.08 | 0.932 | 5110 | 74 | 5 | 50000 | 10/31/2014 12:00:00 AM | Not Yet Verified | Not Yet Verified | Not Yet Verified |  | 2 | 7995 | 85 | 90 |  | 0.96 |  | 75
PAYUM8JG | Decors USA LLC | DECORS | DU2G28024S150V27 | Outdoor Luminaires | Mid Output | Fuel Pump Canopy Luminaires | Standard | TRUE | 5724 | 93.13 | 61.46 | 11.36 | 0.9357 | 5055 | 73 | 5 | 50000 | 10/31/2014 12:00:00 AM | Not Yet Verified | Not Yet Verified | Not Yet Verified |  | 1.7 | 5330 | 85 | 60 |  |  | 5000 | 75
PJKM2GFK | Decors USA LLC | DECORS | DU2G28064S150V27 | Outdoor Luminaires | High Output | Fuel Pump Canopy Luminaires | Standard | FALSE | [9 empty] | 10/31/2014 12:00:00 AM | Not Yet Verified | Not Yet Verified | Not Yet Verified |  |  | 15990 | 85 | 180 |  | 0.96 |  | 75
PDPMTUTV | Decors USA LLC | DECORS | DU2G28084S150V27 | Outdoor Luminaires | High Output | Fuel Pump Canopy Luminaires | Standard | FALSE | [9 empty] | 10/31/2014 12:00:00 AM | Not Yet Verified | Not Yet Verified | Not Yet Verified |  |  | 21320 | 85 | 240 |  | 0.96 |  | 75
PTW4X29S | Decors USA LLC | DECORS | DU2G28054S150V27 | Outdoor Luminaires | High Output | Fuel Pump Canopy Luminaires | Standard | FALSE | [9 empty] | 10/31/2014 12:00:00 AM | Not Yet Verified | Not Yet Verified | Not Yet Verified |  |  | 13325 | 85 | 150 |  | 0.96 |  | 75
PYN3X3KF | Decors USA LLC | DECORS | DU2G28074S150V27 | Outdoor Luminaires | High Output | Fuel Pump Canopy Luminaires | Standard | FALSE | [9 empty] | 10/31/2014 12:00:00 AM | Not Yet Verified | Not Yet Verified | Not Yet Verified |  |  | 18560 | 85 | 210 |  | 0.96 |  | 75
PX41STPX | Decors USA LLC | DECORS | DU2G28044S150V27 | Outdoor Luminaires | High Output | Fuel Pump Canopy Luminaires | Standard | FALSE | [9 empty] | 10/31/2014 12:00:00 AM | Not Yet Verified | Not Yet Verified | Not Yet Verified |  |  | 10660 | 85 | 120 |  | 0.96 |  | 75
P4EKMFJT | Decors USA LLC | DECORS | DU2G28094S150V27 | Outdoor Luminaires | High Output | Fuel Pump Canopy Luminaires | Standard | FALSE | [9 empty] | 10/31/2014 12:00:00 AM | Not Yet Verified | Not Yet Verified | Not Yet Verified |  |  | 23985 | 85 | 270 |  | 0.96 |  | 75
P00000Q17 | Dialight | DuroSite | STW9C2N | Outdoor Luminaires | Mid Output | Fuel Pump Canopy Luminaires | Standard | TRUE | 6307 | 87.4 | 72.2 | 13.25 | 0.937 | 5731 | 72 | 5 | 100000 | 12/17/2012 12:00:00 AM | Not Yet Verified | Not Yet Verified | Not Yet Verified |  | 1.7 | 6000 | 86 | 70 |  | 0.9 | 6000 | 70
P00000Q1D | Dialight | DuroSite | STW5C2N | Outdoor Luminaires | Mid Output | Fuel Pump Canopy Luminaires | Standard | TRUE | 5191 | 88 | 58 | 12.76 | 0.928 | 5771 | 72.2 | 5 | 100000 | 6/12/2012 12:00:00 AM | Not Yet Verified | Not Yet Verified | Not Yet Verified |  | 2.1 | 4500 | 82 | 55 |  | 0.9 | 5700 | 70
P00000Q1H | Dialight | DuroSite | STW8C2N | Outdoor Luminaires | Mid Output | Fuel Pump Canopy Luminaires | Standard | TRUE | 5827 | 81.2 | 70.3 | 13.67 | 0.94 | 5671 | 72.4 | 5 | 100000 | 6/22/2012 12:00:00 AM | Not Yet Verified | Not Yet Verified | Not Yet Verified |  | 1.6 | 5800 | 83 | 70 |  | 0.9 | 5700 | 70
P00000Q1M | Dialight | SafeSite | HZD5C2N | Outdoor Luminaires | Mid Output | Fuel Pump Canopy Luminaires | Standard | TRUE | 5367 | 89 | 60.2 | 12.41 | 0.935 | 5803 | 72.6 | 5 | 100000 | 5/24/2012 12:00:00 AM | Not Yet Verified | Not Yet Verified | Not Yet Verified |  | 1.6 | 4500 | 82 | 55 |  | 0.9 | 5700 | 70
P00000Q23 | Dialight | SafeSite | HZD5C2NC | Outdoor Luminaires | Low Output | Fuel Pump Canopy Luminaires | Standard | FALSE | [9 empty] | 6/5/2013 12:00:00 AM | Not Yet Verified | Not Yet Verified | Not Yet Verified |  |  | 4500 | 82 | 55 |  | 0.9 | 5700 | 70
P00000Q1O | Dialight | SafeSite | HZD8C2N | Outdoor Luminaires | Mid Output | Fuel Pump Canopy Luminaires | Standard | TRUE | 5817 | 84.9 | 68.5 | 12.25 | 0.939 | 5459 | 76.1 | 5 | 100000 | 3/12/2012 12:00:00 AM | Not Yet Verified | Not Yet Verified | Not Yet Verified |  | 1.6 | 5800 | 83 | 70 |  | 0.9 | 5700 | 70
P00000Q24 | Dialight | SafeSite | HZD8C2NC | Outdoor Luminaires | Mid Output | Fuel Pump Canopy Luminaires | Standard | FALSE | [9 empty] | 6/5/2013 12:00:00 AM | Not Yet Verified | Not Yet Verified | Not Yet Verified |  |  | 5800 | 83 | 70 |  | 0.9 | 5700 | 70
P00000Q1P | Dialight | SafeSite | HZD9C2N | Outdoor Luminaires | Mid Output | Fuel Pump Canopy Luminaires | Standard | TRUE | 6069 | 88.9 | 68.3 | 12.92 | 0.934 | 5403 | 77.1 | 5 | 100000 | 3/12/2012 12:00:00 AM | Not Yet Verified | Not Yet Verified | Not Yet Verified |  | 1.6 | 5800 | 83 | 70 |  | 0.9 | 5700 | 70
P00000Q25 | Dialight | SafeSite | HZD9C2NC | Outdoor Luminaires | Mid Output | Fuel Pump Canopy Luminaires | Standard | FALSE | [9 empty] | 6/5/2013 12:00:00 AM | Not Yet Verified | Not Yet Verified | Not Yet Verified |  |  | 5800 | 83 | 70 |  | 0.9 | 5700 | 70
P00000Q1Q | Dialight | SafeSite | HZC9C2N | Outdoor Luminaires | Mid Output | Fuel Pump Canopy Luminaires | Standard | TRUE | 6420 | 83 | 70.6 | 13.73 | 0.937 | 5863 | 69.1 | 5 | 100000 | 6/22/2012 12:00:00 AM | Not Yet Verified | Not Yet Verified | Not Yet Verified |  | 1.6 | 5800 | 83 | 70 |  | 0.9 | 5700 | 70
P00000Q4B | Dialight | Durosite | STW4C2N | Outdoor Luminaires | Low Output | Fuel Pump Canopy Luminaires | Standard | TRUE | 4693 | 78.7 | 58.8 | 12.56 | 0.928 | 5714 | 72.2 | 5 | 100000 | 6/25/2012 12:00:00 AM | Not Yet Verified | Not Yet Verified | Not Yet Verified |  | 1.6 | 4500 | 81 | 55 |  | 0.9 | 5700 | 70
P00000Q11 | Dialight | SafeSite | HZD2C2N | Outdoor Luminaires | Low Output | Fuel Pump Canopy Luminaires | Standard | TRUE | 4079 | 86.8 | 47 | 12.04 | 0.913 | 5665 | 72 | 5 |  | 5/1/2013 12:00:00 AM | Not Yet Verified | Not Yet Verified | Not Yet Verified |  | 2 | 4000 | 93 | 43 |  | 0.9 | 6000 | 70
P00000Q20 | Dialight | SafeSite | HZD2C2NC | Outdoor Luminaires | Low Output | Fuel Pump Canopy Luminaires | Standard | FALSE | [9 empty] | 6/5/2013 12:00:00 AM | Not Yet Verified | Not Yet Verified | Not Yet Verified |  |  | 4000 | 93 | 43 |  | 0.9 | 6000 | 70
P00000Q12 | Dialight | SafeSite | HZD3C2N | Outdoor Luminaires | Low Output | Fuel Pump Canopy Luminaires | Standard | TRUE | 4124 | 87.2 | 47.3 | 12.23 | 0.913 | 5687 | 71 | 5 |  | 5/1/2013 12:00:00 AM | Not Yet Verified | Not Yet Verified | Not Yet Verified |  | 2 | 4000 | 93 | 43 |  | 0.9 | 6000 | 70
P00000Q21 | Dialight | SafeSite | HZD3C2NC | Outdoor Luminaires | Low Output | Fuel Pump Canopy Luminaires | Standard | FALSE | [9 empty] | 6/5/2013 12:00:00 AM | Not Yet Verified | Not Yet Verified | Not Yet Verified |  |  | 4000 | 93 | 43 |  | 0.9 | 6000 | 70
P00000Q16 | Dialight | SafeSite | HZC3C2N | Outdoor Luminaires | Low Output | Fuel Pump Canopy Luminaires | Standard | TRUE | 4200 | 88.8 | 47.3 | 10.89 | 0.91 | 5729 | 69 | 5 | 100000 | 3/27/2013 12:00:00 AM | Not Yet Verified | Not Yet Verified | Not Yet Verified |  | 1.7 | 4000 | 93 | 43 |  | 0.9 | 6000 | 70
P00000Q1Z | Dialight | SafeSite | HZD4C2N [Qualified at 5700 CCT Only] | Outdoor Luminaires | Low Output | Fuel Pump Canopy Luminaires | Standard | TRUE | 4907 | 82.2 | 58.9 | 13.07 | 0.931 | 5773 | 72 | 5 | 100000 | 4/30/2013 12:00:00 AM | Not Yet Verified | Not Yet Verified | Not Yet Verified |  | 2 | 4500 | 82 | 55 |  | 0.9 | 5700 | 70
P00000Q22 | Dialight | SafeSite | HZD4C2NC [Qualified at 5700 CCT Only] | Outdoor Luminaires | Low Output | Fuel Pump Canopy Luminaires | Standard | FALSE | [9 empty] | 6/5/2013 12:00:00 AM | Not Yet Verified | Not Yet Verified | Not Yet Verified |  |  | 4500 | 82 | 55 |  | 0.9 | 5700 | 70
P00000Q46 | Dialight | SafeSite | HZC5C2N | Outdoor Luminaires | Mid Output | Fuel Pump Canopy Luminaires | Standard | TRUE | 5335 | 88.2 | 60.5 | 12.26 | 0.931 | 5895 | 69 | 5 |  | 7/11/2013 12:00:00 AM | Not Yet Verified | Not Yet Verified | Not Yet Verified |  | 2 | 5000 | 91 | 55 |  | 0.9 | 6000 | 70
P00000Q47 | Dialight | SafeSite | HZC3N2N | Outdoor Luminaires | Low Output | Fuel Pump Canopy Luminaires | Standard | TRUE | 4072 | 86.88 | 46.87 | 13.11 | 0.927 | 4569 | 74 | 5 | 100000 | 6/28/2013 12:00:00 AM | Not Yet Verified | Not Yet Verified | Not Yet Verified |  | 2 |  |  |  |  | 0.9 | 4500 | 70
P00000Q48 | Dialight | SafeSite | HZC5N2N | Outdoor Luminaires | Mid Output | Fuel Pump Canopy Luminaires | Standard | TRUE | 5029 | 84.29 | 59.66 | 18.01 | 0.925 | 4232 | 73.8 | 5 | 100000 | 6/5/2013 12:00:00 AM | Not Yet Verified | Not Yet Verified | Not Yet Verified |  | 2 |  |  |  |  | 0.9 | 4000 | 70
P00000Q4F | Dialight | SafeSite | HZF9C2N | Outdoor Luminaires | Mid Output | Fuel Pump Canopy Luminaires | Standard | TRUE | 6138 | 86.24 | 71.17 | 16.76 | 0.92 | 5085 | 73.1 | 5 | 100000 | 7/29/2013 12:00:00 AM | Not Yet Verified | Not Yet Verified | Not Yet Verified |  | 2 | 6000 | 86 | 70 |  | 0.9 | 5000 | 70
PR3TW3TR | DK Group (International) Ltd | AMERICANLITE | AL574070(3000K) | Outdoor Luminaires | High Output | Fuel Pump Canopy Luminaires | Standard | TRUE | 10819 | 88.3 | 122.5 | 18.91 | 0.9356 | 3075 | 70.5 | 5 | 50000 | 6/15/2015 12:00:00 AM | Not Dimmable | Not Dimmable | Not Yet Verified |  | 2.1 | 10819 | 88.3 | 122.5 | 18.91 | 0.9356 | 3000 | 70.5
PPZAAD14 | DK Group (International) Ltd | AMERICANLITE | AL574070(4500K) | Outdoor Luminaires | High Output | Fuel Pump Canopy Luminaires | Standard | FALSE | [9 empty] | 6/15/2015 12:00:00 AM | Not Dimmable | Not Dimmable | Not Yet Verified |  |  | 10819 | 88.3 | 122.5 | 18.91 | 0.9356 | 3500 | 70.5
P778WK8X | DK Group (International) Ltd | AMERICANLITE | AL574070(5700K) | Outdoor Luminaires | High Output | Fuel Pump Canopy Luminaires | Standard | FALSE | [9 empty] | 6/15/2015 12:00:00 AM | Not Dimmable | Not Dimmable | Not Yet Verified |  |  | 11289 | 95.83 | 117.8 | 18.79 | 0.9294 | 5700 | 74.1
P8GDX3JP | DK Group (International) Ltd | AMERICANLITE | AL574070(5000K) | Outdoor Luminaires | High Output | Fuel Pump Canopy Luminaires | Standard | FALSE | [9 empty] | 6/15/2015 12:00:00 AM | Not Dimmable | Not Dimmable | Not Yet Verified |  |  | 10819 | 88.3 | 122.5 | 18.91 | 0.9356 | 4000 | 70.5
PHY4GGZK | DK Group (International) Ltd | AMERICANLITE | AL574070(3500K) | Outdoor Luminaires | High Output | Fuel Pump Canopy Luminaires | Standard | FALSE | [9 empty] | 6/15/2015 12:00:00 AM | Not Dimmable | Not Dimmable | Not Yet Verified |  |  | 10819 | 88.3 | 122.5 | 18.91 | 0.9356 | 4500 | 70.5
PS6JGPJU | DK Group (International) Ltd | AMERICANLITE | AL574070(4000K) | Outdoor Luminaires | High Output | Fuel Pump Canopy Luminaires | Standard | FALSE | [9 empty] | 6/15/2015 12:00:00 AM | Not Dimmable | Not Dimmable | Not Yet Verified |  |  | 10819 | 88.3 | 122.5 | 18.91 | 0.9356 | 5000 | 70.5
PPGVYP5G | DLS Global, Inc | CSK | ITC-R43SK-10 MUA-D-30 | Outdoor Luminaires | High Output | Fuel Pump Canopy Luminaires | Standard | TRUE | 10990 | 111.4 | 98.63 | 14.6 | 0.933 | 3050 | 73.9 | 5 | 50000 | 1/5/2016 12:00:00 AM | Not Dimmable | Not Dimmable | No |  | 3.1 | 10910 | 110.615431410321 | 98.63 | 14.6 | 0.933 | 3050 | 73.9
P9KTP4XR | DLS Global, Inc | CSK | ITC-R43SK-10 MUA-D-50 | Outdoor Luminaires | High Output | Fuel Pump Canopy Luminaires | Standard | FALSE | [9 empty] | 1/5/2016 12:00:00 AM | Not Dimmable | Not Dimmable | No |  |  | 11090 | 115.328618968386 | 96.16 | 14.6 | 0.933 | 5091 | 79.6
PF4CSN2Q | DLS Global, Inc | CSK | ITC-R43SK-10 MUA-D-40 | Outdoor Luminaires | High Output | Fuel Pump Canopy Luminaires | Standard | FALSE | [9 empty] | 1/5/2016 12:00:00 AM | Not Dimmable | Not Dimmable | No |  |  | 10993.7824595786 | 111.464893638636 | 98.63 | 14.6 | 0.933 | 4000 | 76.5531112199902
PZZFR73C | DLS Global, Inc | FJ-CN Series | FJ-CN150/30-UNV | Outdoor Luminaires | High Output | Fuel Pump Canopy Luminaires | Standard | TRUE | 19760 | 133.5 | 148.1 | 14.2 | 0.933 | 3278 | 82.2 | 5 | 50000 | 4/14/2016 12:00:00 AM | Not Dimmable | Not Dimmable | No |  | 3.1 | 19760 | 131.47 | 150.3 | 14.2 | 0.933 | 3253 | 82.2
P4J3WMT2 | DLS Global, Inc | FJ-CN Series | FJ-CN100/30-UNV | Outdoor Luminaires | High Output | Fuel Pump Canopy Luminaires | Standard | TRUE | 14350 | 141.4 | 101.5 | 15.1 | 0.936 | 3209 | 83.2 | 5 | 50000 | 4/14/2016 12:00:00 AM | Not Dimmable | Not Dimmable | No |  | 3.1 | 14350 | 141.37 | 101.5 | 15.1 | 0.936 | 3253 | 82.2
PWDHTSBY | DLS Global, Inc | FJ-CN Series | FJ-CN120/30-UNV | Outdoor Luminaires | High Output | Fuel Pump Canopy Luminaires | Standard | FALSE | [9 empty] | 4/14/2016 12:00:00 AM | Not Dimmable | Not Dimmable | No |  |  | 16400 | 132.79 | 123.5 | 12.9 | 0.94 | 3253 | 82.2
P6K2MB6R | DLS Global, Inc | FJ-CN Series | FJ-CN120/57-UNV | Outdoor Luminaires | High Output | Fuel Pump Canopy Luminaires | Standard | FALSE | [9 empty] | 4/14/2016 12:00:00 AM | Not Dimmable | Not Dimmable | No |  |  | 17700 | 143.31 | 123.5 | 12.9 | 0.94 | 5680 | 83.1
PSF77G7G | DLS Global, Inc | FJ-CN Series | FJ-CN150/40-UNV | Outdoor Luminaires | High Output | Fuel Pump Canopy Luminaires | Standard | FALSE | [9 empty] | 4/14/2016 12:00:00 AM | Not Dimmable | Not Dimmable | No |  |  | 20215.52 | 134.5 | 150.3 | 14.2 | 0.933 | 4000 | 82.47
PEUD5SCM | DLS Global, Inc | FJ-CN Series | FJ-CN150/57-UNV | Outdoor Luminaires | High Output | Fuel Pump Canopy Luminaires | Standard | FALSE | [9 empty] | 4/14/2016 12:00:00 AM | Not Dimmable | Not Dimmable | No |  |  | 21240 | 141.31 | 150.3 | 14.2 | 0.933 | 5680 | 83.1
P6Z9HKZ8 | DLS Global, Inc | FJ-CN Series | FJ-CN100/40-UNV | Outdoor Luminaires | High Output | Fuel Pump Canopy Luminaires | Standard | FALSE | [9 empty] | 4/14/2016 12:00:00 AM | Not Dimmable | Not Dimmable | No |  |  | 14353.07 | 141.4 | 101.5 | 15.1 | 0.936 | 4000 | 82.47
PCUT48AU | DLS Global, Inc | FJ-CN Series | FJ-CN100/57-UNV | Outdoor Luminaires | High Output | Fuel Pump Canopy Luminaires | Standard | FALSE | [9 empty] | 4/14/2016 12:00:00 AM | Not Dimmable | Not Dimmable | No |  |  | 14360 | 141.47 | 101.5 | 15.1 | 0.936 | 5680 | 83.1
PUFT9VX6 | DLS Global, Inc | FJ-CN Series | FJ-CN120/40-UNV | Outdoor Luminaires | High Output | Fuel Pump Canopy Luminaires | Standard | FALSE | [9 empty] | 4/14/2016 12:00:00 AM | Not Dimmable | Not Dimmable | No |  |  | 16800.12 | 136.03 | 123.5 | 12.9 | 0.94 | 4000 | 82.47
P00000QBA | DONGGUAN KINGSUN OPTOELECTRONIC CO., LTD | KINGSUN | BY2G28024S150V27 | Outdoor Luminaires | Mid Output | Fuel Pump Canopy Luminaires | Standard | TRUE | 5724 | 93.13 | 61.46 | 11.36 | 0.9357 | 5055 | 73 | 5 | 50000 | 4/2/2013 12:00:00 AM | Not Yet Verified | Not Yet Verified | Not Yet Verified |  | 1.7 | 5330 | 85 | 60 |  |  | 5000 | 75
P00000QBJ | DONGGUAN KINGSUN OPTOELECTRONIC CO., LTD | KINGSUN | BY2G28034S150V27 | Outdoor Luminaires | Mid Output | Fuel Pump Canopy Luminaires | Standard | TRUE | 8262 | 90.21 | 91.59 | 18.08 | 0.932 | 5110 | 74 | 5 | 50000 | 4/8/2013 12:00:00 AM | Not Yet Verified | Not Yet Verified | Not Yet Verified |  | 3.1 | 7995 | 85 | 90 |  | 0.96 |  | 75
P00000QBM | DONGGUAN KINGSUN OPTOELECTRONIC CO., LTD | KINGSUN | BY2G28064S150V27 | Outdoor Luminaires | High Output | Fuel Pump Canopy Luminaires | Standard | FALSE | [9 empty] | 4/8/2013 12:00:00 AM | Not Yet Verified | Not Yet Verified | Not Yet Verified |  |  | 15990 | 85 | 180 |  | 0.96 |  | 75
P00000QBO | DONGGUAN KINGSUN OPTOELECTRONIC CO., LTD | KINGSUN | BY2G28084S150V27 | Outdoor Luminaires | High Output | Fuel Pump Canopy Luminaires | Standard | FALSE | [9 empty] | 4/8/2013 12:00:00 AM | Not Yet Verified | Not Yet Verified | Not Yet Verified |  |  | 21320 | 85 | 240 |  | 0.96 |  | 75
P00000QBN | DONGGUAN KINGSUN OPTOELECTRONIC CO., LTD | KINGSUN | BY2G28074S150V27 | Outdoor Luminaires | High Output | Fuel Pump Canopy Luminaires | Standard | FALSE | [9 empty] | 4/8/2013 12:00:00 AM | Not Yet Verified | Not Yet Verified | Not Yet Verified |  |  | 18560 | 85 | 210 |  | 0.96 |  | 75
P00000QBK | DONGGUAN KINGSUN OPTOELECTRONIC CO., LTD | KINGSUN | BY2G28044S150V27 | Outdoor Luminaires | High Output | Fuel Pump Canopy Luminaires | Standard | FALSE | [9 empty] | 4/8/2013 12:00:00 AM | Not Yet Verified | Not Yet Verified | Not Yet Verified |  |  | 10660 | 85 | 120 |  | 0.96 |  | 75
P00000QBL | DONGGUAN KINGSUN OPTOELECTRONIC CO., LTD | KINGSUN | BY2G28054S150V27 | Outdoor Luminaires | High Output | Fuel Pump Canopy Luminaires | Standard | FALSE | [9 empty] | 4/8/2013 12:00:00 AM | Not Yet Verified | Not Yet Verified | Not Yet Verified |  |  | 13325 | 85 | 150 |  | 0.96 |  | 75
P00000QBQ | DONGGUAN KINGSUN OPTOELECTRONIC CO., LTD | KINGSUN | BY2G28104S150V27 | Outdoor Luminaires | High Output | Fuel Pump Canopy Luminaires | Standard | FALSE | [9 empty] | 4/8/2013 12:00:00 AM | Not Yet Verified | Not Yet Verified | Not Yet Verified |  |  | 26650 | 85 | 300 |  | 0.96 |  | 75
P00000QBP | DONGGUAN KINGSUN OPTOELECTRONIC CO., LTD | KINGSUN | BY2G28094S150V27 | Outdoor Luminaires | High Output | Fuel Pump Canopy Luminaires | Standard | FALSE | [9 empty] | 4/8/2013 12:00:00 AM | Not Yet Verified | Not Yet Verified | Not Yet Verified |  |  | 23985 | 85 | 270 |  | 0.96 |  | 75
PVCBT37N | Dongguan Sense Lighting Technology Co., Ltd. | sensetechlight | SE-CL-75W-27 | Outdoor Luminaires | Mid Output | Fuel Pump Canopy Luminaires | Standard | TRUE | 5901 | 78.7 | 74.98 | 13.69 | 0.956 | 2776 | 84 | 5 | 50000 | 12/17/2014 12:00:00 AM | Not Dimmable | Not Dimmable | Not Yet Verified |  | 2.1 | 6000 | 75 | 75 | 20 | 0.95 | 2700 | 80
PN53351R | Dongguan Sense Lighting Technology Co., Ltd. | sensetechlight | SE-CL-75W-30 | Outdoor Luminaires | Mid Output | Fuel Pump Canopy Luminaires | Standard | FALSE | [9 empty] | 12/17/2014 12:00:00 AM | Not Dimmable | Not Dimmable | Not Yet Verified |  |  | 6000 | 75 | 75 | 20 | 0.95 | 3000 | 80
P7GUDZF6 | Dongguan Sense Lighting Technology Co., Ltd. | sensetechlight | SE-CL-75W-35 | Outdoor Luminaires | Mid Output | Fuel Pump Canopy Luminaires | Standard | FALSE | [9 empty] | 12/17/2014 12:00:00 AM | Not Dimmable | Not Dimmable | Not Yet Verified |  |  | 6000 | 75 | 75 | 20 | 0.95 | 3500 | 80
P88GC34G | Dongguan Sense Lighting Technology Co., Ltd. | sensetechlight | SE-CL-75W-45 | Outdoor Luminaires | Mid Output | Fuel Pump Canopy Luminaires | Standard | FALSE | [9 empty] | 12/17/2014 12:00:00 AM | Not Dimmable | Not Dimmable | Not Yet Verified |  |  | 6000 | 75 | 75 | 20 | 0.95 | 4500 | 80
P26V9VJY | Dongguan Sense Lighting Technology Co., Ltd. | sensetechlight | SE-CL-75W-57 | Outdoor Luminaires | Mid Output | Fuel Pump Canopy Luminaires | Standard | FALSE | [9 empty] | 12/17/2014 12:00:00 AM | Not Dimmable | Not Dimmable | Not Yet Verified |  |  | 6000 | 75 | 75 | 20 | 0.95 | 5700 | 80
PJSH3GZG | Dongguan Sense Lighting Technology Co., Ltd. | sensetechlight | SE-CL-75W-40 | Outdoor Luminaires | Mid Output | Fuel Pump Canopy Luminaires | Standard | FALSE | [9 empty] | 12/17/2014 12:00:00 AM | Not Dimmable | Not Dimmable | Not Yet Verified |  |  | 6000 | 75 | 75 | 20 | 0.95 | 4000 | 80
PCHACXXQ | Dongguan Sense Lighting Technology Co., Ltd. | sensetechlight | SE-CL-75W-50 | Outdoor Luminaires | Mid Output | Fuel Pump Canopy Luminaires | Standard | FALSE | [9 empty] | 12/17/2014 12:00:00 AM | Not Dimmable | Not Dimmable | Not Yet Verified |  |  | 6000 | 75 | 75 | 20 | 0.95 | 5000 | 80
PS5UTYJ6F | Dongguan Sense Lighting Technology Co., Ltd. | sensetechlight | SE-CL-40W-30 | Outdoor Luminaires | Low Output | Fuel Pump Canopy Luminaires | Standard | TRUE | 3679 | 92.86 | 39.62 | 17.76 | 0.948 | 2921 | 84 | 5 | 50000 | 10/16/2014 12:00:00 AM | Not Dimmable | Not Dimmable | Not Yet Verified |  | 2.1 | 3500 | 90 | 40 | 20 | 0.95 | 3000 | 80
PMH9F8V41 | Dongguan Sense Lighting Technology Co., Ltd. | sensetechlight | SE-CL-40W-40 | Outdoor Luminaires | Low Output | Fuel Pump Canopy Luminaires | Standard | FALSE | [9 empty] | 10/16/2014 12:00:00 AM | Not Dimmable | Not Dimmable | Not Yet Verified |  |  | 3500 | 90 | 40 | 20 | 0.95 | 4000 | 80
PWG52VC11 | Dongguan Sense Lighting Technology Co., Ltd. | sensetechlight | SE-CL-40W-35 | Outdoor Luminaires | Low Output | Fuel Pump Canopy Luminaires | Standard | FALSE | [9 empty] | 10/16/2014 12:00:00 AM | Not Dimmable | Not Dimmable | Not Yet Verified |  |  | 3500 | 90 | 40 | 20 | 0.95 | 3500 | 80
PRYV7VJZE | Dongguan Sense Lighting Technology Co., Ltd. | sensetechlight | SE-CL-40W-45 | Outdoor Luminaires | Low Output | Fuel Pump Canopy Luminaires | Standard | FALSE | [9 empty] | 10/16/2014 12:00:00 AM | Not Dimmable | Not Dimmable | Not Yet Verified |  |  | 3500 | 90 | 40 | 20 | 0.95 | 4500 | 80
PCC3SCQMX | Dongguan Sense Lighting Technology Co., Ltd. | sensetechlight | SE-CL-40W-50 | Outdoor Luminaires | Low Output | Fuel Pump Canopy Luminaires | Standard | FALSE | [9 empty] | 10/16/2014 12:00:00 AM | Not Dimmable | Not Dimmable | Not Yet Verified |  |  | 3500 | 90 | 40 | 20 | 0.95 | 5000 | 80
PSJNM8YZJ | Dongguan Sense Lighting Technology Co., Ltd. | sensetechlight | SE-CL-60W-30 | Outdoor Luminaires | Low Output | Fuel Pump Canopy Luminaires | Standard | TRUE | 4599 | 78.18 | 59.09 | 14.32 | 0.946 | 2938 | 85 | 5 | 50000 | 10/16/2014 12:00:00 AM | Not Dimmable | Not Dimmable | Not Yet Verified |  | 2.1 | 5000 | 85 | 60 | 20 | 0.95 | 3000 | 80
P81MJBZ8K | Dongguan Sense Lighting Technology Co., Ltd. | sensetechlight | SE-CL-60W-45 | Outdoor Luminaires | Mid Output | Fuel Pump Canopy Luminaires | Standard | FALSE | [9 empty] | 10/16/2014 12:00:00 AM | Not Dimmable | Not Dimmable | Not Yet Verified |  |  | 5000 | 85 | 60 | 20 | 0.95 | 4500 | 80
PMQ2PUWP5 | Dongguan Sense Lighting Technology Co., Ltd. | sensetechlight | SE-CL-60W-40 | Outdoor Luminaires | Mid Output | Fuel Pump Canopy Luminaires | Standard | FALSE | [9 empty] | 10/16/2014 12:00:00 AM | Not Dimmable | Not Dimmable | Not Yet Verified |  |  | 5000 | 85 | 60 | 20 | 0.95 | 4000 | 80
PCVSV4571 | Dongguan Sense Lighting Technology Co., Ltd. | sensetechlight | SE-CL-60W-35 | Outdoor Luminaires | Mid Output | Fuel Pump Canopy Luminaires | Standard | FALSE | [9 empty] | 10/16/2014 12:00:00 AM | Not Dimmable | Not Dimmable | Not Yet Verified |  |  | 5000 | 85 | 60 | 20 | 0.95 | 3500 | 80
PDXS3N68J | Dongguan Sense Lighting Technology Co., Ltd. | sensetechlight | SE-CL-60W-50 | Outdoor Luminaires | Mid Output | Fuel Pump Canopy Luminaires | Standard | FALSE | [9 empty] | 10/16/2014 12:00:00 AM | Not Dimmable | Not Dimmable | Not Yet Verified |  |  | 5000 | 85 | 60 | 20 | 0.95 | 5000 | 80
PY117PSG | Dongguan Sense Lighting Technology Co., Ltd. | sensetechlight | SE-CL-90W-30 | Outdoor Luminaires | Mid Output | Fuel Pump Canopy Luminaires | Standard | TRUE | 7480 | 82.62 | 90.53 | 14.44 | 0.915 | 2932 | 85 | 5 | 50000 | 10/22/2014 12:00:00 AM | Not Dimmable | Not Dimmable | Not Yet Verified |  | 2.1 | 7000 | 80 | 90 | 20 | 0.95 | 3000 | 80
PA2A656X | Dongguan Sense Lighting Technology Co., Ltd. | sensetechlight | SE-CL-90W-40 | Outdoor Luminaires | Mid Output | Fuel Pump Canopy Luminaires | Standard | FALSE | [9 empty] | 10/22/2014 12:00:00 AM | Not Dimmable | Not Dimmable | Not Yet Verified |  |  | 7000 | 80 | 90 | 20 | 0.95 | 4000 | 80
PZTQCQNR | Dongguan Sense Lighting Technology Co., Ltd. | sensetechlight | SE-CL-90W-50 | Outdoor Luminaires | Mid Output | Fuel Pump Canopy Luminaires | Standard | FALSE | [9 empty] | 10/22/2014 12:00:00 AM | Not Dimmable | Not Dimmable | Not Yet Verified |  |  | 7000 | 80 | 90 | 20 | 0.95 | 5000 | 80
P57XTVRZ | Dongguan Sense Lighting Technology Co., Ltd. | sensetechlight | SE-CL-90W-35 | Outdoor Luminaires | Mid Output | Fuel Pump Canopy Luminaires | Standard | FALSE | [9 empty] | 10/22/2014 12:00:00 AM | Not Dimmable | Not Dimmable | Not Yet Verified |  |  | 7000 | 80 | 90 | 20 | 0.95 | 3500 | 80
PBQDB5K7 | Dongguan Sense Lighting Technology Co., Ltd. | sensetechlight | SE-CL-90W-45 | Outdoor Luminaires | Mid Output | Fuel Pump Canopy Luminaires | Standard | FALSE | [9 empty] | 10/22/2014 12:00:00 AM | Not Dimmable | Not Dimmable | Not Yet Verified |  |  | 7000 | 80 | 90 | 20 | 0.95 | 4500 | 80
PPK82BDFD | DONGGUAN THAILIGHT SEMICONDUCTOR LIGHTING CO.,LTD. | THAILIGHT | TLCLA1203PDZZ | Outdoor Luminaires | High Output | Fuel Pump Canopy Luminaires | Standard | TRUE | 10665 | 94.45 | 112.9 | 12.6 | 0.9338 | 3048 | 83.7 | 5 | 50000 | 1/9/2015 12:00:00 AM | Not Dimmable | Not Dimmable | Not Yet Verified |  | 2.1 | 10600 | 90 | 120 |  | 0.9 | 3000 | 80
PHUT7UGTV | DONGGUAN THAILIGHT SEMICONDUCTOR LIGHTING CO.,LTD. | THAILIGHT | TLCLA12035PDZZ | Outdoor Luminaires | High Output | Fuel Pump Canopy Luminaires | Standard | FALSE | [9 empty] | 1/9/2015 12:00:00 AM | Not Dimmable | Not Dimmable | Not Yet Verified |  |  | 10600 | 90 | 120 |  | 0.9 | 3500 | 80
PCSWYBWQY | DONGGUAN THAILIGHT SEMICONDUCTOR LIGHTING CO.,LTD. | THAILIGHT | TLCLA1205PDZZ | Outdoor Luminaires | High Output | Fuel Pump Canopy Luminaires | Standard | FALSE | [9 empty] | 1/9/2015 12:00:00 AM | Not Dimmable | Not Dimmable | Not Yet Verified |  |  | 10600 | 90 | 120 |  | 0.9 | 5000 | 80
P5K1N3XK4 | DONGGUAN THAILIGHT SEMICONDUCTOR LIGHTING CO.,LTD. | THAILIGHT | TLCLA12045PDZZ | Outdoor Luminaires | High Output | Fuel Pump Canopy Luminaires | Standard | FALSE | [9 empty] | 1/9/2015 12:00:00 AM | Not Dimmable | Not Dimmable | Not Yet Verified |  |  | 10600 | 90 | 120 |  | 0.9 | 4500 | 80
PQHPMZEBG | DONGGUAN THAILIGHT SEMICONDUCTOR LIGHTING CO.,LTD. | THAILIGHT | TLCLA1204PDZZ | Outdoor Luminaires | High Output | Fuel Pump Canopy Luminaires | Standard | FALSE | [9 empty] | 1/9/2015 12:00:00 AM | Not Dimmable | Not Dimmable | Not Yet Verified |  |  | 10600 | 90 | 120 |  | 0.9 | 4000 | 80
PJ8PGCQR | DONGGUAN THAILIGHT SEMICONDUCTOR LIGHTING CO.,LTD. | THAILIGHT | TLCLC80H4YYZZ | Outdoor Luminaires | Mid Output | Fuel Pump Canopy Luminaires | Standard | TRUE | 8830.7 | 119.54 | 73.87 | 12.02 | 0.9469 | 4071 | 82.7 | 5 | 50000 | 8/4/2016 12:00:00 AM | Dimmable | Continuous Below 10 | Yes |  | 4 | 8909 | 121.19 | 73.51 | 12.02 | 0.95 | 4000 | 82.7
P5PJ8XWK | DONGGUAN THAILIGHT SEMICONDUCTOR LIGHTING CO.,LTD. | THAILIGHT | TLCLC80H5YYZZ | Outdoor Luminaires | Mid Output | Fuel Pump Canopy Luminaires | Standard | FALSE | [9 empty] | 8/4/2016 12:00:00 AM | Dimmable | Continuous Below 10 | Yes |  |  | 8909 | 121.19 | 73.51 | 12.02 | 0.95 | 5000 | 82.7
P7NTKN12 | DONGGUAN THAILIGHT SEMICONDUCTOR LIGHTING CO.,LTD. | THAILIGHT | TLCLC80H6YYZZ | Outdoor Luminaires | Mid Output | Fuel Pump Canopy Luminaires | Standard | FALSE | [9 empty] | 8/4/2016 12:00:00 AM | Dimmable | Continuous Below 10 | Yes |  |  | 9047 | 123.27 | 73.39 | 12.08 | 0.95 | 5700 | 83.3
P47NWQRY | DONGGUAN THAILIGHT SEMICONDUCTOR LIGHTING CO.,LTD. | THAILIGHT | TLCLC804YYZZ | Outdoor Luminaires | Mid Output | Fuel Pump Canopy Luminaires | Standard | TRUE | 9548.4 | 119.91 | 79.63 | 12.32 | 0.9016 | 4058 | 82.5 | 5 | 50000 | 8/10/2016 12:00:00 AM | Dimmable | Continuous Below 10 | Yes |  | 4 | 9548.4 | 119.91 | 79.63 | 12.32 | 0.9 | 4000 | 82.5
PAP5AG1K | DONGGUAN THAILIGHT SEMICONDUCTOR LIGHTING CO.,LTD. | THAILIGHT | TLCLC805YYZZ | Outdoor Luminaires | Mid Output | Fuel Pump Canopy Luminaires | Standard | FALSE | [9 empty] | 8/10/2016 12:00:00 AM | Dimmable | Continuous Below 10 | Yes |  |  | 9548.4 | 119.91 | 79.63 | 12.32 | 0.9 | 5000 | 82.5
PCTM5NYN | DONGGUAN THAILIGHT SEMICONDUCTOR LIGHTING CO.,LTD. | THAILIGHT | TLCLC806YYZZ | Outdoor Luminaires | Mid Output | Fuel Pump Canopy Luminaires | Standard | FALSE | [9 empty] | 8/10/2016 12:00:00 AM | Dimmable | Continuous Below 10 | Yes |  |  | 9703 | 122.11 | 79.46 | 12.36 | 0.9 | 5700 | 82.2
PQDVU736 | DONGGUAN THAILIGHT SEMICONDUCTOR LIGHTING CO.,LTD. | THAILIGHT | TLCLC454YYZZ | Outdoor Luminaires | Mid Output | Fuel Pump Canopy Luminaires | Standard | TRUE | 4948.2 | 111.67 | 44.59 | 10.52 | 0.9237 | 4028 | 82.3 | 5 | 50000 | 8/10/2016 12:00:00 AM | Dimmable | Continuous Below 10 | Yes |  | 4 | 4948.2 | 111.67 | 44.31 | 10.52 | 0.92 | 4000 | 82.3
PNNS75B3 | DONGGUAN THAILIGHT SEMICONDUCTOR LIGHTING CO.,LTD. | THAILIGHT | TLCLC455YYZZ | Outdoor Luminaires | Mid Output | Fuel Pump Canopy Luminaires | Standard | FALSE | [9 empty] | 8/10/2016 12:00:00 AM | Dimmable | Continuous Below 10 | Yes |  |  | 4948.2 | 111.67 | 44.31 | 10.52 | 0.92 | 5000 | 82.3
PG4NRSB5 | DONGGUAN THAILIGHT SEMICONDUCTOR LIGHTING CO.,LTD. | THAILIGHT | TLCLC456YYZZ | Outdoor Luminaires | Mid Output | Fuel Pump Canopy Luminaires | Standard | FALSE | [9 empty] | 8/10/2016 12:00:00 AM | Dimmable | Continuous Below 10 | Yes |  |  | 4998 | 113.36 | 44.09 | 10.59 | 0.92 | 5700 | 82
P5KN9MQB | DONGGUAN THAILIGHT SEMICONDUCTOR LIGHTING CO.,LTD. | THAILIGHT | TLCLC40H4YYZZ | Outdoor Luminaires | Low Output | Fuel Pump Canopy Luminaires | Standard | TRUE | 4258.8 | 113.39 | 37.56 | 9.12 | 0.9541 | 4014 | 82.1 | 5 | 50000 | 8/10/2016 12:00:00 AM | Dimmable | Continuous Below 10 | Yes |  | 4 | 4291.2 | 114.77 | 37.39 | 9.12 | 0.95 | 4000 | 82.1
PZ4CDN5X | DONGGUAN THAILIGHT SEMICONDUCTOR LIGHTING CO.,LTD. | THAILIGHT | TLCLC40H6YYZZ | Outdoor Luminaires | Low Output | Fuel Pump Canopy Luminaires | Standard | FALSE | [9 empty] | 8/10/2016 12:00:00 AM | Dimmable | Continuous Below 10 | Yes |  |  | 4335 | 116.41 | 37.24 | 9.19 | 0.95 | 5700 | 82.1
PNMW56YP | DONGGUAN THAILIGHT SEMICONDUCTOR LIGHTING CO.,LTD. | THAILIGHT | TLCLC40H5YYZZ | Outdoor Luminaires | Low Output | Fuel Pump Canopy Luminaires | Standard | FALSE | [9 empty] | 8/10/2016 12:00:00 AM | Dimmable | Continuous Below 10 | Yes |  |  | 4291.2 | 114.77 | 37.39 | 9.12 | 0.95 | 5000 | 82.1
PEUDJTTU | DONGGUAN THAILIGHT SEMICONDUCTOR LIGHTING CO.,LTD. | THAILIGHT | TLCLB803YYZZ | Outdoor Luminaires | Mid Output | Fuel Pump Canopy Luminaires | Standard | TRUE | 6824.5 | 86.72 | 78.7 | 16.56 | 0.9249 | 3055 | 83.7 | 5 | 50000 | 7/6/2015 12:00:00 AM | Not Dimmable | Not Dimmable | Not Yet Verified |  | 2.1 | 6824.5 | 86.72 | 78.7 | 20 | 0.9 | 3000 | 80
PW7VZQK6 | DONGGUAN THAILIGHT SEMICONDUCTOR LIGHTING CO.,LTD. | THAILIGHT | TLCLB805YYZZ | Outdoor Luminaires | Mid Output | Fuel Pump Canopy Luminaires | Standard | FALSE | [9 empty] | 7/6/2015 12:00:00 AM | Not Dimmable | Not Dimmable | Not Yet Verified |  |  | 6824.5 | 86.72 | 78.7 | 20 | 0.9 | 5000 | 80
PNPJ6WWQ | DONGGUAN THAILIGHT SEMICONDUCTOR LIGHTING CO.,LTD. | THAILIGHT | TLCLB804YYZZ | Outdoor Luminaires | Mid Output | Fuel Pump Canopy Luminaires | Standard | FALSE | [9 empty] | 7/6/2015 12:00:00 AM | Not Dimmable | Not Dimmable | Not Yet Verified |  |  | 6824.5 | 86.72 | 78.7 | 20 | 0.9 | 4000 | 80
PXDZANP7 | DONGGUAN THAILIGHT SEMICONDUCTOR LIGHTING CO.,LTD. | THAILIGHT | TLCLB806YYZZ | Outdoor Luminaires | Mid Output | Fuel Pump Canopy Luminaires | Standard | FALSE | [9 empty] | 7/6/2015 12:00:00 AM | Not Dimmable | Not Dimmable | Not Yet Verified |  |  | 7028 | 89.77 | 78.29 | 20 | 0.9 | 5700 | 80
P7N3YNJE | DONGGUAN THAILIGHT SEMICONDUCTOR LIGHTING CO.,LTD. | THAILIGHT | TLCLB403PDZZ | Outdoor Luminaires | Low Output | Fuel Pump Canopy Luminaires | Standard | TRUE | 3327.7 | 84.93 | 39.18 | 19.8 | 0.9022 | 3017 | 84.1 | 5 | 50000 | 6/30/2015 12:00:00 AM | Not Dimmable | Not Dimmable | Not Yet Verified |  | 2.1 | 3327.7 | 84.93 | 38.18 | 19.8 | 0.9022 | 3000 | 84.1
P6YY4396 | DONGGUAN THAILIGHT SEMICONDUCTOR LIGHTING CO.,LTD. | THAILIGHT | TLCLB406PDZZ | Outdoor Luminaires | Low Output | Fuel Pump Canopy Luminaires | Standard | FALSE | [9 empty] | 6/30/2015 12:00:00 AM | Not Dimmable | Not Dimmable | Not Yet Verified |  |  | 3425 | 87.64 | 39.08 | 19.96 | 0.9065 | 5700 | 84.7
PBXVR96H | DONGGUAN THAILIGHT SEMICONDUCTOR LIGHTING CO.,LTD. | THAILIGHT | TLCLB405PDZZ | Outdoor Luminaires | Low Output | Fuel Pump Canopy Luminaires | Standard | FALSE | [9 empty] | 6/30/2015 12:00:00 AM | Not Dimmable | Not Dimmable | Not Yet Verified |  |  | 3327.7 | 84.93 | 38.18 | 19.8 | 0.9022 | 5000 | 84.1
PPPFZFNZ | DONGGUAN THAILIGHT SEMICONDUCTOR LIGHTING CO.,LTD. | THAILIGHT | TLCLB404PDZZ | Outdoor Luminaires | Low Output | Fuel Pump Canopy Luminaires | Standard | FALSE | [9 empty] | 6/30/2015 12:00:00 AM | Not Dimmable | Not Dimmable | Not Yet Verified |  |  | 3327.7 | 84.93 | 38.18 | 19.8 | 0.9022 | 4000 | 84.1
PAAJQ8CK | DONGGUAN THAILIGHT SEMICONDUCTOR LIGHTING CO.,LTD. | THAILIGHT | TLCLB603PDZZ | Outdoor Luminaires | Mid Output | Fuel Pump Canopy Luminaires | Standard | TRUE | 5119.1 | 85.58 | 59.82 | 19.55 | 0.9073 | 3012 | 84.2 | 5 | 50000 | 6/30/2015 12:00:00 AM | Not Dimmable | Not Dimmable | Not Yet Verified |  | 2.1 | 5190.4 | 87.49 | 59.32 | 19.55 | 0.9073 | 3000 | 84.2
PXFUGEVY | DONGGUAN THAILIGHT SEMICONDUCTOR LIGHTING CO.,LTD. | THAILIGHT | TLCLB604PDZZ | Outdoor Luminaires | Mid Output | Fuel Pump Canopy Luminaires | Standard | FALSE | [9 empty] | 6/30/2015 12:00:00 AM | Not Dimmable | Not Dimmable | Not Yet Verified |  |  | 5190.4 | 87.49 | 59.32 | 19.55 | 0.9073 | 4000 | 84.2
PW1EW8PS | DONGGUAN THAILIGHT SEMICONDUCTOR LIGHTING CO.,LTD. | THAILIGHT | TLCLB605PDZZ | Outdoor Luminaires | Mid Output | Fuel Pump Canopy Luminaires | Standard | FALSE | [9 empty] | 6/30/2015 12:00:00 AM | Not Dimmable | Not Dimmable | Not Yet Verified |  |  | 5190.4 | 87.49 | 59.32 | 19.55 | 0.9073 | 5000 | 84.2
PYYD2WFK | DONGGUAN THAILIGHT SEMICONDUCTOR LIGHTING CO.,LTD. | THAILIGHT | TLCLB606PDZZ | Outdoor Luminaires | Mid Output | Fuel Pump Canopy Luminaires | Standard | FALSE | [9 empty] | 6/30/2015 12:00:00 AM | Not Dimmable | Not Dimmable | Not Yet Verified |  |  | 5467 | 92.55 | 59.07 | 19.62 | 0.9048 | 5700 | 84.8
P9S1U7ZS | DONGGUAN THAILIGHT SEMICONDUCTOR LIGHTING CO.,LTD. | THAILIGHT | TLCLA1203PDZZ-P | Outdoor Luminaires | High Output | Fuel Pump Canopy Luminaires | Standard | TRUE | 11963 | 100.04 | 119.6 | 12.71 | 0.933 | 3012 | 83.6 | 5 | 50000 | 7/2/2015 12:00:00 AM | Not Dimmable | Not Dimmable | Not Yet Verified |  | 2.1 | 11963 | 100.04 | 119.6 | 12.71 | 0.933 | 3000 | 83.6
PQ67RRDV | DONGGUAN THAILIGHT SEMICONDUCTOR LIGHTING CO.,LTD. | THAILIGHT | TLCLA1204PDZZ-P | Outdoor Luminaires | High Output | Fuel Pump Canopy Luminaires | Standard | FALSE | [9 empty] | 7/2/2015 12:00:00 AM | Not Dimmable | Not Dimmable | Not Yet Verified |  |  | 11963 | 100.04 | 119.6 | 12.71 | 0.933 | 4000 | 83.6
PQC4JN4M | DONGGUAN THAILIGHT SEMICONDUCTOR LIGHTING CO.,LTD. | THAILIGHT | TLCLA1206PDZZ-P | Outdoor Luminaires | High Output | Fuel Pump Canopy Luminaires | Standard | FALSE | [9 empty] | 7/2/2015 12:00:00 AM | Not Dimmable | Not Dimmable | Not Yet Verified |  |  | 12880 | 107.07 | 120.3 | 12.36 | 0.934 | 5700 | 84.3
PW33CPNU | DONGGUAN THAILIGHT SEMICONDUCTOR LIGHTING CO.,LTD. | THAILIGHT | TLCLA1205PDZZ-P | Outdoor Luminaires | High Output | Fuel Pump Canopy Luminaires | Standard | FALSE | [9 empty] | 7/2/2015 12:00:00 AM | Not Dimmable | Not Dimmable | Not Yet Verified |  |  | 11963 | 100.04 | 119.6 | 12.71 | 0.933 | 5000 | 83.6
P00000CVN | Eaton (formerly Cooper Lighting) | Metalux | VT4LED-LD3-15-W-DRF-UNV-L827-ED2-WL-U | Outdoor Luminaires | High Output | Fuel Pump Canopy Luminaires | Standard | TRUE | 12333.13 | 93.41 | 132.03 | 15.8 | 0.961 | 2751 | 83.3 | 5 | 60000 | 9/26/2013 12:00:00 AM | Not Yet Verified | Not Yet Verified | Not Yet Verified |  | 2 | 15000 |  |  |  |  | 2700 | 80
P00000CVO | Eaton (formerly Cooper Lighting) | Metalux | VT4LED-LD3-23-W-DRF-UNC-L827-ED3-WL-U | Outdoor Luminaires | High Output | Fuel Pump Canopy Luminaires | Standard | TRUE | 20016.61 | 83.69 | 239.17 | 7.4 | 0.996 | 2752 | 83.1 | 5 | 60000 | 9/26/2013 12:00:00 AM | Not Yet Verified | Not Yet Verified | Not Yet Verified |  | 2 | 23000 |  |  |  |  | 2700 | 80
P00000CVP | Eaton (formerly Cooper Lighting) | Metalux | VT4LED-LD3-15-W-DR-UNV-L850-CD2-WL-U | Outdoor Luminaires | High Output | Fuel Pump Canopy Luminaires | Standard | TRUE | 14633.19 | 103.7 | 141.97 | 6.75 | 0.997 | 5005 | 86.2 | 5 | 60000 | 9/26/2013 12:00:00 AM | Not Yet Verified | Not Yet Verified | Not Yet Verified |  | 2 | 15000 |  |  |  |  | 5000 | 80
P00000CVZ | Eaton (formerly Cooper Lighting) | Metalux | VT4LED-LD3-20-W-DRF-[All Voltage]-L830-[All Driver Types]2-WL-[All Options]-[All Packaging] | Outdoor Luminaires | High Output | Fuel Pump Canopy Luminaires | Standard | FALSE | [9 empty] | 9/26/2013 12:00:00 AM | Not Yet Verified | Not Yet Verified | Not Yet Verified |  |  | 18631.07 | 104.17 | 178.85 |  | 1 | 3045 | 84
P00000CWT | Eaton (formerly Cooper Lighting) | Metalux | VT4LED-LD3-23-W-DR-[All Voltage]-L840-[All Driver Types]3-WL-[All Options]-[All Packaging] | Outdoor Luminaires | High Output | Fuel Pump Canopy Luminaires | Standard | FALSE | [9 empty] | 9/26/2013 12:00:00 AM | Not Yet Verified | Not Yet Verified | Not Yet Verified |  |  | 23081 | 106.85 | 216.06 |  | 1 | 3985 | 84
P00000CWY | Eaton (formerly Cooper Lighting) | Metalux | VT4LED-LD3-23-W-PC-[All Voltage]-L850-[All Driver Types]3-WL-[All Options]-[All Packaging] | Outdoor Luminaires | High Output | Fuel Pump Canopy Luminaires | Standard | FALSE | [9 empty] | 9/26/2013 12:00:00 AM | Not Yet Verified | Not Yet Verified | Not Yet Verified |  |  | 22538.5 | 99.9 | 225.65 |  | 1 | 5028 | 84
P00000CVW | Eaton (formerly Cooper Lighting) | Metalux | VT4LED-LD3-20-W-DR-[All Voltage]-L827-[All Driver Types]2-WL-[All Options]-[All Packaging] | Outdoor Luminaires | High Output | Fuel Pump Canopy Luminaires | Standard | FALSE | [9 empty] | 9/26/2013 12:00:00 AM | Not Yet Verified | Not Yet Verified | Not Yet Verified |  |  | 17848.92 | 106.04 | 168.33 |  | 1 | 2725 | 84
P00000CWG | Eaton (formerly Cooper Lighting) | Metalux | VT4LED-LD3-23-W-PC-[All Voltage]-L835-[All Driver Types]3-WL-[All Options]-[All Packaging] | Outdoor Luminaires | High Output | Fuel Pump Canopy Luminaires | Standard | FALSE | [9 empty] | 9/26/2013 12:00:00 AM | Not Yet Verified | Not Yet Verified | Not Yet Verified |  |  | 21929.96 | 99.88 | 219.55 |  | 1 | 3465 | 84
P00000CWK | Eaton (formerly Cooper Lighting) | Metalux | VT4LED-LD3-15-W-DRF-[All Voltage]-L850-[All Driver Types]2-WL-[All Options]-[All Packaging] | Outdoor Luminaires | High Output | Fuel Pump Canopy Luminaires | Standard | FALSE | [9 empty] | 9/26/2013 12:00:00 AM | Not Yet Verified | Not Yet Verified | Not Yet Verified |  |  | 14460 | 102.03 | 141.76 |  | 1 | 5028 | 84
P00000CWN | Eaton (formerly Cooper Lighting) | Metalux | VT4LED-LD3-20-W-DR-[All Voltage]-L840-[All Driver Types]2-WL-[All Options]-[All Packaging] | Outdoor Luminaires | High Output | Fuel Pump Canopy Luminaires | Standard | FALSE | [9 empty] | 9/26/2013 12:00:00 AM | Not Yet Verified | Not Yet Verified | Not Yet Verified |  |  | 20717.5 | 107.14 | 193.38 |  | 1 | 3985 | 84
P00000CWW | Eaton (formerly Cooper Lighting) | Metalux | VT4LED-LD3-23-W-DRF-[All Voltage]-L850-[All Driver Types]3-WL-[All Options]-[All Packaging] | Outdoor Luminaires | High Output | Fuel Pump Canopy Luminaires | Standard | FALSE | [9 empty] | 9/26/2013 12:00:00 AM | Not Yet Verified | Not Yet Verified | Not Yet Verified |  |  | 22379 | 99.18 | 225.67 |  | 1 | 5028 | 84
P00000CVQ | Eaton (formerly Cooper Lighting) | Metalux | VT4LED-LD3-15-W-DR-[All Voltage]-L827-[All Driver Types]2-WL-[All Options]-[All Packaging] | Outdoor Luminaires | High Output | Fuel Pump Canopy Luminaires | Standard | FALSE | [9 empty] | 9/26/2013 12:00:00 AM | Not Yet Verified | Not Yet Verified | Not Yet Verified |  |  | 12829.02 | 104.03 | 123.32 |  | 1 | 2725 | 84
P00000CVU | Eaton (formerly Cooper Lighting) | Metalux | VT4LED-LD3-15-W-PC-[All Voltage]-L827-[All Driver Types]2-WL-[All Options]-[All Packaging] | Outdoor Luminaires | High Output | Fuel Pump Canopy Luminaires | Standard | FALSE | [9 empty] | 9/26/2013 12:00:00 AM | Not Yet Verified | Not Yet Verified | Not Yet Verified |  |  | 12642.84 | 102.55 | 123.29 |  | 1 | 2725 | 84
P00000CVV | Eaton (formerly Cooper Lighting) | Metalux | VT4LED-LD3-15-W-PC-[All Voltage]-L830-[All Driver Types]2-WL-[All Options]-[All Packaging] | Outdoor Luminaires | High Output | Fuel Pump Canopy Luminaires | Standard | FALSE | [9 empty] | 9/26/2013 12:00:00 AM | Not Yet Verified | Not Yet Verified | Not Yet Verified |  |  | 13427.57 | 102.55 | 130.94 |  | 1 | 3045 | 84
P00000CVX | Eaton (formerly Cooper Lighting) | Metalux | VT4LED-LD3-20-W-DR-[All Voltage]-L830-[All Driver Types]2-WL-[All Options]-[All Packaging] | Outdoor Luminaires | High Output | Fuel Pump Canopy Luminaires | Standard | FALSE | [9 empty] | 9/26/2013 12:00:00 AM | Not Yet Verified | Not Yet Verified | Not Yet Verified |  |  | 18956.78 | 106.04 | 178.78 |  | 1 | 3045 | 84
P00000CW2 | Eaton (formerly Cooper Lighting) | Metalux | VT4LED-LD3-23-W-DR-[All Voltage]-L827-[All Driver Types]3-WL-[All Options]-[All Packaging] | Outdoor Luminaires | High Output | Fuel Pump Canopy Luminaires | Standard | FALSE | [9 empty] | 9/26/2013 12:00:00 AM | Not Yet Verified | Not Yet Verified | Not Yet Verified |  |  | 19842.09 | 101.09 | 196.28 |  | 1 | 2725 | 84
P00000CW5 | Eaton (formerly Cooper Lighting) | Metalux | VT4LED-LD3-23-W-DRF-[All Voltage]-L830-[All Driver Types]3-WL-[All Options]-[All Packaging] | Outdoor Luminaires | High Output | Fuel Pump Canopy Luminaires | Standard | FALSE | [9 empty] | 9/26/2013 12:00:00 AM | Not Yet Verified | Not Yet Verified | Not Yet Verified |  |  | 20678.2 | 99.17 | 208.51 |  | 1 | 3045 | 84
P00000CW9 | Eaton (formerly Cooper Lighting) | Metalux | VT4LED-LD3-15-W-DRF-[All Voltage]-L835-[All Driver Types]2-WL-[All Options]-[All Packaging] | Outdoor Luminaires | High Output | Fuel Pump Canopy Luminaires | Standard | FALSE | [9 empty] | 9/26/2013 12:00:00 AM | Not Yet Verified | Not Yet Verified | Not Yet Verified |  |  | 14069.58 | 102.01 | 137.93 |  | 1 | 3465 | 84
P00000CWA | Eaton (formerly Cooper Lighting) | Metalux | VT4LED-LD3-15-W-PC-[All Voltage]-L835-[All Driver Types]2-WL-[All Options]-[All Packaging] | Outdoor Luminaires | High Output | Fuel Pump Canopy Luminaires | Standard | FALSE | [9 empty] | 9/26/2013 12:00:00 AM | Not Yet Verified | Not Yet Verified | Not Yet Verified |  |  | 14139.64 | 102.55 | 137.88 |  | 1 | 3465 | 84
P00000CWB | Eaton (formerly Cooper Lighting) | Metalux | VT4LED-LD3-20-W-DR-[All Voltage]-L835-[All Driver Types]2-WL-[All Options]-[All Packaging] | Outdoor Luminaires | High Output | Fuel Pump Canopy Luminaires | Standard | FALSE | [9 empty] | 9/26/2013 12:00:00 AM | Not Yet Verified | Not Yet Verified | Not Yet Verified |  |  | 19962.07 | 106.04 | 188.26 |  | 1 | 3465 | 84
P00000CWI | Eaton (formerly Cooper Lighting) | Metalux | VT4LED-LD3-15-W-DR-[All Voltage]-L850-[All Driver Types]2-WL-[All Options]-[All Packaging] | Outdoor Luminaires | High Output | Fuel Pump Canopy Luminaires | Standard | FALSE | [9 empty] | 9/26/2013 12:00:00 AM | Not Yet Verified | Not Yet Verified | Not Yet Verified |  |  | 14746 | 104.05 | 141.75 |  | 1 | 5028 | 84
P00000CWJ | Eaton (formerly Cooper Lighting) | Metalux | VT4LED-LD3-15-W-DRF-[All Voltage]-L840-[All Driver Types]2-WL-[All Options]-[All Packaging] | Outdoor Luminaires | High Output | Fuel Pump Canopy Luminaires | Standard | FALSE | [9 empty] | 9/26/2013 12:00:00 AM | Not Yet Verified | Not Yet Verified | Not Yet Verified |  |  | 14666.5 | 107.57 | 136.39 |  | 1 | 3985 | 84
P00000CWM | Eaton (formerly Cooper Lighting) | Metalux | VT4LED-LD3-15-W-PC-[All Voltage]-L850-[All Driver Types]2-WL-[All Options]-[All Packaging] | Outdoor Luminaires | High Output | Fuel Pump Canopy Luminaires | Standard | FALSE | [9 empty] | 9/26/2013 12:00:00 AM | Not Yet Verified | Not Yet Verified | Not Yet Verified |  |  | 14532 | 102.57 | 141.71 |  | 1 | 5028 | 84
P00000CWQ | Eaton (formerly Cooper Lighting) | Metalux | VT4LED-LD3-20-W-DRF-[All Voltage]-L850-[All Driver Types]2-WL-[All Options]-[All Packaging] | Outdoor Luminaires | High Output | Fuel Pump Canopy Luminaires | Standard | FALSE | [9 empty] | 9/26/2013 12:00:00 AM | Not Yet Verified | Not Yet Verified | Not Yet Verified |  |  | 20163.5 | 104.18 | 193.56 |  | 1 | 5028 | 84
P00000CWS | Eaton (formerly Cooper Lighting) | Metalux | VT4LED-LD3-20-W-PC-[All Voltage]-L850-[All Driver Types]2-WL-[All Options]-[All Packaging] | Outdoor Luminaires | High Output | Fuel Pump Canopy Luminaires | Standard | FALSE | [9 empty] | 9/26/2013 12:00:00 AM | Not Yet Verified | Not Yet Verified | Not Yet Verified |  |  | 20240.5 | 104.63 | 193.46 |  | 1 | 5028 | 84
P00000CWX | Eaton (formerly Cooper Lighting) | Metalux | VT4LED-LD3-23-W-PC-[All Voltage]-L840-[All Driver Types]3-WL-[All Options]-[All Packaging] | Outdoor Luminaires | High Output | Fuel Pump Canopy Luminaires | Standard | FALSE | [9 empty] | 9/26/2013 12:00:00 AM | Not Yet Verified | Not Yet Verified | Not Yet Verified |  |  | 22810.5 | 105.64 | 215.99 |  | 1 | 3985 | 84
P00000CWL | Eaton (formerly Cooper Lighting) | Metalux | VT4LED-LD3-15-W-PC-[All Voltage]-L840-[All Driver Types]2-WL-[All Options]-[All Packaging] | Outdoor Luminaires | High Output | Fuel Pump Canopy Luminaires | Standard | FALSE | [9 empty] | 9/26/2013 12:00:00 AM | Not Yet Verified | Not Yet Verified | Not Yet Verified |  |  | 14715.5 | 108.07 | 136.21 |  | 1 | 3985 | 84
P00000CWO | Eaton (formerly Cooper Lighting) | Metalux | VT4LED-LD3-20-W-DR-[All Voltage]-L850-[All Driver Types]2-WL-[All Options]-[All Packaging] | Outdoor Luminaires | High Output | Fuel Pump Canopy Luminaires | Standard | FALSE | [9 empty] | 9/26/2013 12:00:00 AM | Not Yet Verified | Not Yet Verified | Not Yet Verified |  |  | 20516 | 106.04 | 193.48 |  | 1 | 5028 | 84
P00000CWV | Eaton (formerly Cooper Lighting) | Metalux | VT4LED-LD3-23-W-DRF-[All Voltage]-L840-[All Driver Types]3-WL-[All Options]-[All Packaging] | Outdoor Luminaires | High Output | Fuel Pump Canopy Luminaires | Standard | FALSE | [9 empty] | 9/26/2013 12:00:00 AM | Not Yet Verified | Not Yet Verified | Not Yet Verified |  |  | 22680.5 | 104.98 | 216.09 |  | 1 | 3985 | 84
P00000CVT | Eaton (formerly Cooper Lighting) | Metalux | VT4LED-LD3-15-W-DRF-[All Voltage]-L830-[All Driver Types]2-WL-[All Options]-[All Packaging] | Outdoor Luminaires | High Output | Fuel Pump Canopy Luminaires | Standard | FALSE | [9 empty] | 9/26/2013 12:00:00 AM | Not Yet Verified | Not Yet Verified | Not Yet Verified |  |  | 13361.04 | 102.01 | 130.98 |  | 1 | 3045 | 84
P00000CW7 | Eaton (formerly Cooper Lighting) | Metalux | VT4LED-LD3-23-W-PC-[All Voltage]-L830-[All Driver Types]3-WL-[All Options]-[All Packaging] | Outdoor Luminaires | High Output | Fuel Pump Canopy Luminaires | Standard | FALSE | [9 empty] | 9/26/2013 12:00:00 AM | Not Yet Verified | Not Yet Verified | Not Yet Verified |  |  | 20825.57 | 99.88 | 208.5 |  | 1 | 3045 | 84
P00000CWH | Eaton (formerly Cooper Lighting) | Metalux | VT4LED-LD3-15-W-DR-[All Voltage]-L840-[All Driver Types]2-WL-[All Options]-[All Packaging] | Outdoor Luminaires | High Output | Fuel Pump Canopy Luminaires | Standard | FALSE | [9 empty] | 9/26/2013 12:00:00 AM | Not Yet Verified | Not Yet Verified | Not Yet Verified |  |  | 14894 | 109.35 | 136.25 |  | 1 | 3985 | 84
P00000CVR | Eaton (formerly Cooper Lighting) | Metalux | VT4LED-LD3-15-W-DR-[All Voltage]-L830-[All Driver Types]2-WL-[All Options]-[All Packaging] | Outdoor Luminaires | High Output | Fuel Pump Canopy Luminaires | Standard | FALSE | [9 empty] | 9/26/2013 12:00:00 AM | Not Yet Verified | Not Yet Verified | Not Yet Verified |  |  | 13625.3 | 104.03 | 130.98 |  | 1 | 3045 | 84
P00000CVS | Eaton (formerly Cooper Lighting) | Metalux | VT4LED-LD3-15-W-DRF-[All Voltage]-L827-[All Driver Types]2-WL-[All Options]-[All Packaging] | Outdoor Luminaires | High Output | Fuel Pump Canopy Luminaires | Standard | FALSE | [9 empty] | 9/26/2013 12:00:00 AM | Not Yet Verified | Not Yet Verified | Not Yet Verified |  |  | 12580.2 | 102.01 | 123.33 |  | 1 | 2725 | 84
P00000CVY | Eaton (formerly Cooper Lighting) | Metalux | VT4LED-LD3-20-W-DRF-[All Voltage]-L827-[All Driver Types]2-WL-[All Options]-[All Packaging] | Outdoor Luminaires | High Output | Fuel Pump Canopy Luminaires | Standard | FALSE | [9 empty] | 9/26/2013 12:00:00 AM | Not Yet Verified | Not Yet Verified | Not Yet Verified |  |  | 17542.25 | 104.17 | 168.4 |  | 1 | 2725 | 84
P00000CW0 | Eaton (formerly Cooper Lighting) | Metalux | VT4LED-LD3-20-W-PC-[All Voltage]-L827-[All Driver Types]2-WL-[All Options]-[All Packaging] | Outdoor Luminaires | High Output | Fuel Pump Canopy Luminaires | Standard | FALSE | [9 empty] | 9/26/2013 12:00:00 AM | Not Yet Verified | Not Yet Verified | Not Yet Verified |  |  | 17609.24 | 104.62 | 168.31 |  | 1 | 2725 | 84
P00000CW1 | Eaton (formerly Cooper Lighting) | Metalux | VT4LED-LD3-20-W-PC-[All Voltage]-L830-[All Driver Types]2-WL-[All Options]-[All Packaging] | Outdoor Luminaires | High Output | Fuel Pump Canopy Luminaires | Standard | FALSE | [9 empty] | 9/26/2013 12:00:00 AM | Not Yet Verified | Not Yet Verified | Not Yet Verified |  |  | 18702.22 | 104.62 | 178.76 |  | 1 | 3045 | 84
P00000CW3 | Eaton (formerly Cooper Lighting) | Metalux | VT4LED-LD3-23-W-DR-[All Voltage]-L830-[All Driver Types]3-WL-[All Options]-[All Packaging] | Outdoor Luminaires | High Output | Fuel Pump Canopy Luminaires | Standard | FALSE | [9 empty] | 9/26/2013 12:00:00 AM | Not Yet Verified | Not Yet Verified | Not Yet Verified |  |  | 21073.67 | 101.09 | 208.46 |  | 1 | 3045 | 84
P00000CW4 | Eaton (formerly Cooper Lighting) | Metalux | VT4LED-LD3-23-W-DRF-[All Voltage]-L827-[All Driver Types]3-WL-[All Options]-[All Packaging] | Outdoor Luminaires | High Output | Fuel Pump Canopy Luminaires | Standard | FALSE | [9 empty] | 9/26/2013 12:00:00 AM | Not Yet Verified | Not Yet Verified | Not Yet Verified |  |  | 19469.73 | 99.17 | 196.33 |  | 1 | 2725 | 84
P00000CW6 | Eaton (formerly Cooper Lighting) | Metalux | VT4LED-LD3-23-W-PC-[All Voltage]-L827-[All Driver Types]3-WL-[All Options]-[All Packaging] | Outdoor Luminaires | High Output | Fuel Pump Canopy Luminaires | Standard | FALSE | [9 empty] | 9/26/2013 12:00:00 AM | Not Yet Verified | Not Yet Verified | Not Yet Verified |  |  | 19608.5 | 99.88 | 196.31 |  | 1 | 2725 | 84
P00000CW8 | Eaton (formerly Cooper Lighting) | Metalux | VT4LED-LD3-15-W-DR-[All Voltage]-L835-[All Driver Types]2-WL-[All Options]-[All Packaging] | Outdoor Luminaires | High Output | Fuel Pump Canopy Luminaires | Standard | FALSE | [9 empty] | 9/26/2013 12:00:00 AM | Not Yet Verified | Not Yet Verified | Not Yet Verified |  |  | 14347.86 | 104.03 | 137.92 |  | 1 | 3465 | 84
P00000CWC | Eaton (formerly Cooper Lighting) | Metalux | VT4LED-LD3-20-W-DRF-[All Voltage]-L835-[All Driver Types]2-WL-[All Options]-[All Packaging] | Outdoor Luminaires | High Output | Fuel Pump Canopy Luminaires | Standard | FALSE | [9 empty] | 9/26/2013 12:00:00 AM | Not Yet Verified | Not Yet Verified | Not Yet Verified |  |  | 19619.09 | 104.17 | 188.33 |  | 1 | 3465 | 84
P00000CWD | Eaton (formerly Cooper Lighting) | Metalux | VT4LED-LD3-20-W-PC-[All Voltage]-L835-[All Driver Types]2-WL-[All Options]-[All Packaging] | Outdoor Luminaires | High Output | Fuel Pump Canopy Luminaires | Standard | FALSE | [9 empty] | 9/26/2013 12:00:00 AM | Not Yet Verified | Not Yet Verified | Not Yet Verified |  |  | 19694.01 | 104.62 | 188.24 |  | 1 | 3465 | 84
P00000CWE | Eaton (formerly Cooper Lighting) | Metalux | VT4LED-LD3-23-W-DR-[All Voltage]-L835-[All Driver Types]3-WL-[All Options]-[All Packaging] | Outdoor Luminaires | High Output | Fuel Pump Canopy Luminaires | Standard | FALSE | [9 empty] | 9/26/2013 12:00:00 AM | Not Yet Verified | Not Yet Verified | Not Yet Verified |  |  | 22191.21 | 101.09 | 219.51 |  | 1 | 3465 | 84
P00000CWF | Eaton (formerly Cooper Lighting) | Metalux | VT4LED-LD3-23-W-DRF-[All Voltage]-L835-[All Driver Types]3-WL-[All Options]-[All Packaging] | Outdoor Luminaires | High Output | Fuel Pump Canopy Luminaires | Standard | FALSE | [9 empty] | 9/26/2013 12:00:00 AM | Not Yet Verified | Not Yet Verified | Not Yet Verified |  |  | 21774.77 | 103.57 | 210.25 |  | 1 | 3465 | 84
P00000CWP | Eaton (formerly Cooper Lighting) | Metalux | VT4LED-LD3-20-W-DRF-[All Voltage]-L840-[All Driver Types]2-WL-[All Options]-[All Packaging] | Outdoor Luminaires | High Output | Fuel Pump Canopy Luminaires | Standard | FALSE | [9 empty] | 9/26/2013 12:00:00 AM | Not Yet Verified | Not Yet Verified | Not Yet Verified |  |  | 20351 | 105.24 | 193.38 |  | 1 | 3985 | 84
P00000CWR | Eaton (formerly Cooper Lighting) | Metalux | VT4LED-LD3-20-W-PC-[All Voltage]-L840-[All Driver Types]2-WL-[All Options]-[All Packaging] | Outdoor Luminaires | High Output | Fuel Pump Canopy Luminaires | Standard | FALSE | [9 empty] | 9/26/2013 12:00:00 AM | Not Yet Verified | Not Yet Verified | Not Yet Verified |  |  | 20468.5 | 105.82 | 193.43 |  | 1 | 3985 | 84
P00000CWU | Eaton (formerly Cooper Lighting) | Metalux | VT4LED-LD3-23-W-DR-[All Voltage]-L850-[All Driver Types]3-WL-[All Options]-[All Packaging] | Outdoor Luminaires | High Output | Fuel Pump Canopy Luminaires | Standard | FALSE | [9 empty] | 9/26/2013 12:00:00 AM | Not Yet Verified | Not Yet Verified | Not Yet Verified |  |  | 22807 | 101.11 | 225.61 |  | 1 | 5028 | 84
P00000K8M | Eaton (formerly Cooper Lighting) | McGraw-Edison | LRC-B32-7-LED-E1-MST | Outdoor Luminaires | Mid Output | Fuel Pump Canopy Luminaires | Standard | TRUE | 5758.81 | 79.43 | 72.51 | 23.34 | 0.9053 | 3931 | 66 | 5 | 60000 | 9/6/2012 12:00:00 AM | Not Yet Verified | Not Yet Verified | Not Yet Verified |  | 2.1
P00000K98 | Eaton (formerly Cooper Lighting) | McGraw-Edison | LRC-B32-7-LED-[Voltages include 120 thru 277V]-MST-[All Trim Color]-7060-[Options include 10K, 2L, L90, and R90] | Outdoor Luminaires | Mid Output | Fuel Pump Canopy Luminaires | Standard | FALSE | [9 empty] | 9/6/2012 12:00:00 AM | Not Yet Verified | Not Yet Verified | Not Yet Verified |  |  | 5716.79 | 78.84 | 72.51 | 7.37 | 0.9948 | 5700 | 73
P00000K8N | Eaton (formerly Cooper Lighting) | McGraw-Edison | LRC-B16-7-LED-[Voltages include 120 thru 277V]-MST-[All Trim Color]-[Options include 10K, 2L, L90, and R90] | Outdoor Luminaires | Low Output | Fuel Pump Canopy Luminaires | Standard | FALSE | [9 empty] | 9/6/2012 12:00:00 AM | Not Yet Verified | Not Yet Verified | Not Yet Verified |  |  | 2950.82 | 80.29 | 36.75 | 7.37 | 0.9948 | 4000 | 67
P00000K8O | Eaton (formerly Cooper Lighting) | McGraw-Edison | LRC-B32-3-LED-[Voltages include 120 thru 277V and 347V]-VAT-[All Trim Color]-[Options include 10K, 2L, L90, and R90] | Outdoor Luminaires | Low Output | Fuel Pump Canopy Luminaires | Standard | FALSE | [9 empty] | 9/6/2012 12:00:00 AM | Not Yet Verified | Not Yet Verified | Not Yet Verified |  |  | 3164.11 | 91.01 | 34.77 | 8.01 | 0.9929 | 4000 | 67
P00000K8P | Eaton (formerly Cooper Lighting) | McGraw-Edison | LRC-B32-3-LED-[Voltages include 120 thru 277V and 347V]-WST-[All Trim Color]-[Options include 10K, 2L, L90, and R90] | Outdoor Luminaires | Low Output | Fuel Pump Canopy Luminaires | Standard | FALSE | [9 empty] | 9/6/2012 12:00:00 AM | Not Yet Verified | Not Yet Verified | Not Yet Verified |  |  | 3206 | 92.22 | 34.77 | 8.01 | 0.9929 | 4000 | 67
P00000K93 | Eaton (formerly Cooper Lighting) | McGraw-Edison | LRC-B32-3-LED-[Voltages include 120 thru 277V and 347V]-WST-[All Trim Color]-7060-[Options include 10K, 2L, L90, and R90] | Outdoor Luminaires | Low Output | Fuel Pump Canopy Luminaires | Standard | FALSE | [9 empty] | 9/6/2012 12:00:00 AM | Not Yet Verified | Not Yet Verified | Not Yet Verified |  |  | 3302.18 | 94.99 | 34.77 | 8.01 | 0.9929 | 5700 | 73
P00000K94 | Eaton (formerly Cooper Lighting) | McGraw-Edison | LRC-B32-3-LED-[Voltages include 120 thru 277V and 347V]-MST-[All Trim Color]-7060-[Options include 10K, 2L, L90, and R90] | Outdoor Luminaires | Low Output | Fuel Pump Canopy Luminaires | Standard | FALSE | [9 empty] | 9/6/2012 12:00:00 AM | Not Yet Verified | Not Yet Verified | Not Yet Verified |  |  | 3381.63 | 97.27 | 34.77 | 8.01 | 0.9929 | 5700 | 73
P00000K95 | Eaton (formerly Cooper Lighting) | McGraw-Edison | LRC-B32-4-LED-[Voltages include 120 thru 277V and 347V]-VAT-[All Trim Color]-7060-[Options include 10K, 2L, L90, and R90] | Outdoor Luminaires | Low Output | Fuel Pump Canopy Luminaires | Standard | FALSE | [9 empty] | 9/6/2012 12:00:00 AM | Not Yet Verified | Not Yet Verified | Not Yet Verified |  |  | 4050.5 | 88.65 | 45.69 | 6.13 | 0.9957 | 5700 | 73
P00000K8S | Eaton (formerly Cooper Lighting) | McGraw-Edison | LRC-B32-4-LED-[Voltages include 120 thru 277V and 347V]-WST-[All Trim Color]-[Options include 10K, 2L, L90, and R90] | Outdoor Luminaires | Low Output | Fuel Pump Canopy Luminaires | Standard | FALSE | [9 empty] | 9/6/2012 12:00:00 AM | Not Yet Verified | Not Yet Verified | Not Yet Verified |  |  | 3983.94 | 87.19 | 45.69 | 6.13 | 0.9957 | 4000 | 67
P00000K97 | Eaton (formerly Cooper Lighting) | McGraw-Edison | LRC-B32-4-LED-[Voltages include 120 thru 277V and 347V]-MST-[All Trim Color]-7060-[Options include 10K, 2L, L90, and R90] | Outdoor Luminaires | Low Output | Fuel Pump Canopy Luminaires | Standard | FALSE | [9 empty] | 9/6/2012 12:00:00 AM | Not Yet Verified | Not Yet Verified | Not Yet Verified |  |  | 4202.51 | 91.98 | 45.69 | 6.13 | 0.9957 | 5700 | 73
P00000K8X | Eaton (formerly Cooper Lighting) | McGraw-Edison | LRC-B64-3-LED-[Voltages include 120 thru 277V, 347V and 480V]-MST-[All Trim Color]-[Options include 10K, 2L, L90, and R90] | Outdoor Luminaires | Mid Output | Fuel Pump Canopy Luminaires | Standard | FALSE | [9 empty] | 9/6/2012 12:00:00 AM | Not Yet Verified | Not Yet Verified | Not Yet Verified |  |  | 6359.64 | 92.79 | 68.54 | 6.13 | 0.9957 | 4000 | 67
P00000K8Z | Eaton (formerly Cooper Lighting) | McGraw-Edison | LRC-B64-4-LED-[Voltages include 120 thru 277V, 347V and 480V]-WST-[All Trim Color]-[Options include 10K, 2L, L90, and R90] | Outdoor Luminaires | Mid Output | Fuel Pump Canopy Luminaires | Standard | FALSE | [9 empty] | 9/6/2012 12:00:00 AM | Not Yet Verified | Not Yet Verified | Not Yet Verified |  |  | 7736.5 | 88.51 | 87.41 | 9.52 | 0.9928 | 4000 | 67
P00000K9E | Eaton (formerly Cooper Lighting) | McGraw-Edison | LRC-B64-4-LED-[Voltages include 120 thru 277V and 347V]-MST-[All Trim Color]-7060-[Options include 10K, 2L, L90, and R90] | Outdoor Luminaires | Mid Output | Fuel Pump Canopy Luminaires | Standard | FALSE | [9 empty] | 9/6/2012 12:00:00 AM | Not Yet Verified | Not Yet Verified | Not Yet Verified |  |  | 8053.92 | 92.14 | 87.41 | 9.52 | 0.9928 | 5700 | 73
P00000K8T | Eaton (formerly Cooper Lighting) | McGraw-Edison | LRC-B32-4-LED-[Voltages include 120 thru 277V and 347V]-MST-[All Trim Color]-[Options include 10K, 2L, L90, and R90] | Outdoor Luminaires | Low Output | Fuel Pump Canopy Luminaires | Standard | FALSE | [9 empty] | 9/6/2012 12:00:00 AM | Not Yet Verified | Not Yet Verified | Not Yet Verified |  |  | 4080.11 | 89.3 | 45.69 | 6.13 | 0.9957 | 4000 | 67
P00000K8R | Eaton (formerly Cooper Lighting) | McGraw-Edison | LRC-B32-4-LED-[Voltages include 120 thru 277V and 347V]-VAT-[All Trim Color]-[Options include 10K, 2L, L90, and R90] | Outdoor Luminaires | Low Output | Fuel Pump Canopy Luminaires | Standard | FALSE | [9 empty] | 9/6/2012 12:00:00 AM | Not Yet Verified | Not Yet Verified | Not Yet Verified |  |  | 3932.52 | 86.07 | 45.69 | 6.13 | 0.9957 | 4000 | 67
P00000K8V | Eaton (formerly Cooper Lighting) | McGraw-Edison | LRC-B64-3-LED-[Voltages include 120 thru 277V, 347V and 480V]-VAT-[All Trim Color]-[Options include 10K, 2L, L90, and R90] | Outdoor Luminaires | Mid Output | Fuel Pump Canopy Luminaires | Standard | FALSE | [9 empty] | 9/6/2012 12:00:00 AM | Not Yet Verified | Not Yet Verified | Not Yet Verified |  |  | 6131.11 | 89.46 | 68.54 | 6.13 | 0.9957 | 4000 | 67
P00000K9D | Eaton (formerly Cooper Lighting) | McGraw-Edison | LRC-B64-4-LED-[Voltages include 120 thru 277V, 347V and 480V]-WST-[All Trim Color]-7060-[Options include 10K, 2L, L90, and R90] | Outdoor Luminaires | Mid Output | Fuel Pump Canopy Luminaires | Standard | FALSE | [9 empty] | 9/6/2012 12:00:00 AM | Not Yet Verified | Not Yet Verified | Not Yet Verified |  |  | 7968.59 | 91.16 | 87.41 | 9.52 | 0.9928 | 5700 | 73
P00000K92 | Eaton (formerly Cooper Lighting) | McGraw-Edison | LRC-B32-3-LED-[Voltages include 120 thru 277V and 347V]-VAT-[All Trim Color]-7060-[Options include 10K, 2L, L90, and R90] | Outdoor Luminaires | Low Output | Fuel Pump Canopy Luminaires | Standard | FALSE | [9 empty] | 9/6/2012 12:00:00 AM | Not Yet Verified | Not Yet Verified | Not Yet Verified |  |  | 3259.03 | 93.74 | 34.77 | 8.01 | 0.9929 | 5700 | 73
P00000K8U | Eaton (formerly Cooper Lighting) | McGraw-Edison | LRC-B32-7-LED-[Voltages include 120 thru 277V]-MST-[All Trim Color]-[Options include 10K, 2L, L90, and R90] | Outdoor Luminaires | Mid Output | Fuel Pump Canopy Luminaires | Standard | FALSE | [9 empty] | 9/6/2012 12:00:00 AM | Not Yet Verified | Not Yet Verified | Not Yet Verified |  |  | 5550.28 | 76.55 | 72.51 | 7.37 | 0.9948 | 4000 | 67
P00000K8W | Eaton (formerly Cooper Lighting) | McGraw-Edison | LRC-B64-3-LED-[Voltages include 120 thru 277V, 347V and 480V]-WST-[All Trim Color]-[Options include 10K, 2L, L90, and R90] | Outdoor Luminaires | Mid Output | Fuel Pump Canopy Luminaires | Standard | FALSE | [9 empty] | 9/6/2012 12:00:00 AM | Not Yet Verified | Not Yet Verified | Not Yet Verified |  |  | 6212.05 | 90.64 | 68.54 | 6.13 | 0.9957 | 4000 | 67
P00000K8Y | Eaton (formerly Cooper Lighting) | McGraw-Edison | LRC-B64-4-LED-[Voltages include 120 thru 277V, 347V and 480V]-VAT-[All Trim Color]-[Options include 10K, 2L, L90, and R90] | Outdoor Luminaires | Mid Output | Fuel Pump Canopy Luminaires | Standard | FALSE | [9 empty] | 9/6/2012 12:00:00 AM | Not Yet Verified | Not Yet Verified | Not Yet Verified |  |  | 7635.57 | 87.35 | 87.41 | 9.52 | 0.9928 | 4000 | 67
P00000K99 | Eaton (formerly Cooper Lighting) | McGraw-Edison | LRC-B64-3-LED-[Voltages include 120 thru 277V, 347V and 480V]-VAT-[All Trim Color]-7060-[Options include 10K, 2L, L90, and R90] | Outdoor Luminaires | Mid Output | Fuel Pump Canopy Luminaires | Standard | FALSE | [9 empty] | 9/6/2012 12:00:00 AM | Not Yet Verified | Not Yet Verified | Not Yet Verified |  |  | 6315.05 | 92.14 | 68.54 | 6.13 | 0.9957 | 5700 | 73
P00000K8Q | Eaton (formerly Cooper Lighting) | McGraw-Edison | LRC-B32-3-LED-[Voltages include 120 thru 277V and 347V]-MST-[All Trim Color]-[Options include 10K, 2L, L90, and R90] | Outdoor Luminaires | Low Output | Fuel Pump Canopy Luminaires | Standard | FALSE | [9 empty] | 9/6/2012 12:00:00 AM | Not Yet Verified | Not Yet Verified | Not Yet Verified |  |  | 3283.13 | 94.44 | 34.77 | 8.01 | 0.9929 | 4000 | 67
P00000K9A | Eaton (formerly Cooper Lighting) | McGraw-Edison | LRC-B64-3-LED-[Voltages include 120 thru 277V, 347V and 480V]-WST-[All Trim Color]-7060-[Options include 10K, 2L, L90, and R90] | Outdoor Luminaires | Mid Output | Fuel Pump Canopy Luminaires | Standard | FALSE | [9 empty] | 9/6/2012 12:00:00 AM | Not Yet Verified | Not Yet Verified | Not Yet Verified |  |  | 6398.41 | 93.36 | 68.54 | 6.13 | 0.9957 | 5700 | 73
P00000K9C | Eaton (formerly Cooper Lighting) | McGraw-Edison | LRC-B64-4-LED-[Voltages include 120 thru 277V, 347V and 480V]-VAT-[All Trim Color]-7060-[Options include 10K, 2L, L90, and R90] | Outdoor Luminaires | Mid Output | Fuel Pump Canopy Luminaires | Standard | FALSE | [9 empty] | 9/6/2012 12:00:00 AM | Not Yet Verified | Not Yet Verified | Not Yet Verified |  |  | 7864.63 | 89.97 | 87.41 | 9.52 | 0.9928 | 5700 | 73
P00000K90 | Eaton (formerly Cooper Lighting) | McGraw-Edison | LRC-B64-4-LED-[Voltages include 120 thru 277V and 347V]-MST-[All Trim Color]-[Options include 10K, 2L, L90, and R90] | Outdoor Luminaires | Mid Output | Fuel Pump Canopy Luminaires | Standard | FALSE | [9 empty] | 9/6/2012 12:00:00 AM | Not Yet Verified | Not Yet Verified | Not Yet Verified |  |  | 7819.34 | 89.46 | 87.41 | 9.52 | 0.9928 | 4000 | 67
P00000K9B | Eaton (formerly Cooper Lighting) | McGraw-Edison | LRC-B64-3-LED-[Voltages include 120 thru 277V, 347V and 480V]-MST-[All Trim Color]-7060-[Options include 10K, 2L, L90, and R90] | Outdoor Luminaires | Mid Output | Fuel Pump Canopy Luminaires | Standard | FALSE | [9 empty] | 9/6/2012 12:00:00 AM | Not Yet Verified | Not Yet Verified | Not Yet Verified |  |  | 6550.43 | 95.58 | 68.54 | 6.13 | 0.9957 | 5700 | 73
P00000K91 | Eaton (formerly Cooper Lighting) | McGraw-Edison | LRC-B16-7-LED-[Voltages include 120 thru 277V]-MST-[All Trim Color]-7060-[Options include 10K, 2L, L90, and R90] | Outdoor Luminaires | Low Output | Fuel Pump Canopy Luminaires | Standard | FALSE | [9 empty] | 9/6/2012 12:00:00 AM | Not Yet Verified | Not Yet Verified | Not Yet Verified |  |  | 3039.34 | 82.7 | 36.75 | 7.37 | 0.9948 | 5700 | 73
P00000K96 | Eaton (formerly Cooper Lighting) | McGraw-Edison | LRC-B32-4-LED-[Voltages include 120 thru 277V and 347V]-WST-[All Trim Color]-7060-[Options include 10K, 2L, L90, and R90] | Outdoor Luminaires | Low Output | Fuel Pump Canopy Luminaires | Standard | FALSE | [9 empty] | 9/6/2012 12:00:00 AM | Not Yet Verified | Not Yet Verified | Not Yet Verified |  |  | 4103.46 | 89.81 | 45.69 | 6.13 | 0.9957 | 5700 | 73
P00000MIL | Eaton (formerly Cooper Lighting) | Metalux | SNLED-LD1-48-LN-UNV-L835-CD1-U | Outdoor Luminaires | Low Output | Fuel Pump Canopy Luminaires | Standard | TRUE | 4793 | 96.6 | 49.6 | 23 | 0.884 |  |  | 5 | 72000 | 6/16/2014 12:00:00 AM | Not Yet Verified | Not Yet Verified | Not Yet Verified |  | 2 | 4800 | 97 | 49.6 |  |  | 3500 | 85
P00000MIN | Eaton (formerly Cooper Lighting) | Metalux | 2SNLED-LD1-24-[Voltages include 120 thru 277V]-[Options include EL7W and PI/CPI]-L840-CD1-[All Packaging] | Outdoor Luminaires | Low Output | Fuel Pump Canopy Luminaires | Standard | FALSE | [9 empty] | 6/16/2014 12:00:00 AM | Not Yet Verified | Not Yet Verified | Not Yet Verified |  |  | 2481 | 107.4 | 23.1 | 9 | 0.99 | 4000 | 85
P00000MIO | Eaton (formerly Cooper Lighting) | Metalux | 2SNLED-LD1-24-[Voltages include 120 thru 277V]-[Options include EL7W and PI/CPI]-L850-CD1-[All Packaging] | Outdoor Luminaires | Low Output | Fuel Pump Canopy Luminaires | Standard | FALSE | [9 empty] | 6/16/2014 12:00:00 AM | Not Yet Verified | Not Yet Verified | Not Yet Verified |  |  | 2492 | 107.9 | 23.1 | 9 | 0.99 | 5000 | 85
P00000MJ5 | Eaton (formerly Cooper Lighting) | Metalux | 8TSNLED-LD1-116-[Voltages include 120 thru 277V]-[Options include EL7W and PI/CPI]-L840-CD2-[All Packaging] | Outdoor Luminaires | High Output | Fuel Pump Canopy Luminaires | Standard | FALSE | [9 empty] | 6/16/2014 12:00:00 AM | Not Yet Verified | Not Yet Verified | Not Yet Verified |  |  | 12612 | 113.2 | 111.4 | 8 | 0.99 | 4000 | 85
P00000MJ6 | Eaton (formerly Cooper Lighting) | Metalux | 8TSNLED-LD1-116-[Voltages include 120 thru 277V]-[Options include EL7W and PI/CPI]-L850-CD2-[All Packaging] | Outdoor Luminaires | High Output | Fuel Pump Canopy Luminaires | Standard | FALSE | [9 empty] | 6/16/2014 12:00:00 AM | Not Yet Verified | Not Yet Verified | Not Yet Verified |  |  | 12669 | 113.8 | 111.4 | 8 | 0.99 | 5000 | 85
P00000MJ9 | Eaton (formerly Cooper Lighting) | Metalux | 2SNLED-LD1-23-[Voltages include 120 thru 277V]-LC-[Options include EL7W and PI/CPI]-L850-CD1-[All Packaging] | Outdoor Luminaires | Low Output | Fuel Pump Canopy Luminaires | Standard | FALSE | [9 empty] | 6/16/2014 12:00:00 AM | Not Yet Verified | Not Yet Verified | Not Yet Verified |  |  | 2297 | 99.4 | 23.1 | 9 | 0.99 | 5000 | 85
P00000MIT | Eaton (formerly Cooper Lighting) | Metalux | SNLED-LD1-50-[Voltages include 120 thru 277V]-[Options include EL7W and PI/CPI]-L840-CD1-[All Packaging] | Outdoor Luminaires | Mid Output | Fuel Pump Canopy Luminaires | Standard | FALSE | [9 empty] | 6/16/2014 12:00:00 AM | Not Yet Verified | Not Yet Verified | Not Yet Verified |  |  | 5172 | 104.3 | 49.6 | 8 | 0.99 | 4000 | 85
P00000MJE | Eaton (formerly Cooper Lighting) | Metalux | SNLED-LD1-49-[Voltages include 120 thru 277V]-LC-[Options include EL7W and PI/CPI]-L840-CD1-[All Packaging] | Outdoor Luminaires | Mid Output | Fuel Pump Canopy Luminaires | Standard | FALSE | [9 empty] | 6/16/2014 12:00:00 AM | Not Yet Verified | Not Yet Verified | Not Yet Verified |  |  | 5148 | 103.8 | 49.6 | 8 | 0.99 | 4000 | 85
P00000MJF | Eaton (formerly Cooper Lighting) | Metalux | SNLED-LD1-49-[Voltages include 120 thru 277V]-LC-[Options include EL7W and PI/CPI]-L850-CD1-[All Packaging] | Outdoor Luminaires | Mid Output | Fuel Pump Canopy Luminaires | Standard | FALSE | [9 empty] | 6/16/2014 12:00:00 AM | Not Yet Verified | Not Yet Verified | Not Yet Verified |  |  | 5171 | 104.3 | 49.6 | 8 | 0.99 | 5000 | 85
P00000MJG | Eaton (formerly Cooper Lighting) | Metalux | SNLED-LD1-58-[Voltages include 120 thru 277V]-LC-[Options include EL7W and PI/CPI]-L835-CD1-[All Packaging] | Outdoor Luminaires | Mid Output | Fuel Pump Canopy Luminaires | Standard | FALSE | [9 empty] | 6/16/2014 12:00:00 AM | Not Yet Verified | Not Yet Verified | Not Yet Verified |  |  | 5814 | 109.3 | 53.2 | 8 | 0.99 | 3500 | 85
P00000MJI | Eaton (formerly Cooper Lighting) | Metalux | SNLED-LD1-58-[Voltages include 120 thru 277V]-LC-[Options include EL7W and PI/CPI]-L850-CD1-[All Packaging] | Outdoor Luminaires | Mid Output | Fuel Pump Canopy Luminaires | Standard | FALSE | [9 empty] | 6/16/2014 12:00:00 AM | Not Yet Verified | Not Yet Verified | Not Yet Verified |  |  | 5997 | 112.7 | 53.2 | 8 | 0.99 | 5000 | 85
P00000MJK | Eaton (formerly Cooper Lighting) | Metalux | 8TSNLED-LD1-67-[Voltages include 120 thru 277V]-LC-[Options include EL7W and PI/CPI]-L840-CD1-[All Packaging] | Outdoor Luminaires | Mid Output | Fuel Pump Canopy Luminaires | Standard | FALSE | [9 empty] | 6/16/2014 12:00:00 AM | Not Yet Verified | Not Yet Verified | Not Yet Verified |  |  | 6880 | 108 | 63.7 | 9 | 0.98 | 4000 | 85
P00000MJL | Eaton (formerly Cooper Lighting) | Metalux | 8TSNLED-LD1-67-[Voltages include 120 thru 277V]-LC-[Options include EL7W and PI/CPI]-L850-CD1-[All Packaging] | Outdoor Luminaires | Mid Output | Fuel Pump Canopy Luminaires | Standard | FALSE | [9 empty] | 6/16/2014 12:00:00 AM | Not Yet Verified | Not Yet Verified | Not Yet Verified |  |  | 6911 | 108.5 | 63.7 | 9 | 0.98 | 5000 | 85
P00000MKH | Eaton (formerly Cooper Lighting) | Metalux | SNLED-LD1-28-[Voltages include 120 thru 277V]-RW-[Options include EL7W and PI/CPI]-L840-CD1-[All Packaging] | Outdoor Luminaires | Low Output | Fuel Pump Canopy Luminaires | Standard | FALSE | [9 empty] | 6/16/2014 12:00:00 AM | Not Yet Verified | Not Yet Verified | Not Yet Verified |  |  | 2920 | 102.5 | 28.5 | 6 | 1 | 4000 | 85
P00000MKJ | Eaton (formerly Cooper Lighting) | Metalux | SNLED-LD1-45-[Voltages include 120 thru 277V]-RW-[Options include EL7W and PI/CPI]-L835-CD1-[All Packaging] | Outdoor Luminaires | Low Output | Fuel Pump Canopy Luminaires | Standard | FALSE | [9 empty] | 6/16/2014 12:00:00 AM | Not Yet Verified | Not Yet Verified | Not Yet Verified |  |  | 4429 | 89.3 | 49.6 | 8 | 0.99 | 3500 | 85
P00000MKV | Eaton (formerly Cooper Lighting) | Metalux | 8TSNLED-LD1-110-[Voltages include 120 thru 277V]-RW-[Options include EL7W and PI/CPI]-L835-CD2-[All Packaging] | Outdoor Luminaires | High Output | Fuel Pump Canopy Luminaires | Standard | FALSE | [9 empty] | 6/16/2014 12:00:00 AM | Not Yet Verified | Not Yet Verified | Not Yet Verified |  |  | 10972 | 98.5 | 111.4 | 8 | 0.99 | 3500 | 85
P00000MK7 | Eaton (formerly Cooper Lighting) | Metalux | 8TSNLED-LD1-90-[Voltages include 120 thru 277V]-LN-[Options include EL7W and PI/CPI]-L835-CD2-[All Packaging] | Outdoor Luminaires | Mid Output | Fuel Pump Canopy Luminaires | Standard | FALSE | [9 empty] | 6/16/2014 12:00:00 AM | Not Yet Verified | Not Yet Verified | Not Yet Verified |  |  | 9586 | 97.8 | 98 | 8 | 0.99 | 3500 | 85
P00000MKN | Eaton (formerly Cooper Lighting) | Metalux | SNLED-LD1-57-[Voltages include 120 thru 277V]-RW-[Options include EL7W and PI/CPI]-L840-CD1-[All Packaging] | Outdoor Luminaires | Mid Output | Fuel Pump Canopy Luminaires | Standard | FALSE | [9 empty] | 6/16/2014 12:00:00 AM | Not Yet Verified | Not Yet Verified | Not Yet Verified |  |  | 5633 | 105.9 | 53.2 | 8 | 0.99 | 4000 | 85
P00000MKR | Eaton (formerly Cooper Lighting) | Metalux | 8TSNLED-LD1-59-[Voltages include 120 thru 277V]-RW-[Options include EL7W and PI/CPI]-L850-CD1-[All Packaging] | Outdoor Luminaires | Mid Output | Fuel Pump Canopy Luminaires | Standard | FALSE | [9 empty] | 6/16/2014 12:00:00 AM | Not Yet Verified | Not Yet Verified | Not Yet Verified |  |  | 6384 | 100.2 | 63.7 | 9 | 0.98 | 5000 | 85
P00000MKS | Eaton (formerly Cooper Lighting) | Metalux | 8TSNLED-LD1-86-[Voltages include 120 thru 277V]-RW-[Options include EL7W and PI/CPI]-L835-CD2-[All Packaging] | Outdoor Luminaires | Mid Output | Fuel Pump Canopy Luminaires | Standard | FALSE | [9 empty] | 6/16/2014 12:00:00 AM | Not Yet Verified | Not Yet Verified | Not Yet Verified |  |  | 9096 | 92.8 | 98 | 8 | 0.99 | 3500 | 85
P00000MJO | Eaton (formerly Cooper Lighting) | Metalux | 8TSNLED-LD1-94-[Voltages include 120 thru 277V]-LC-[Options include EL7W and PI/CPI]-L850-CD2-[All Packaging] | Outdoor Luminaires | High Output | Fuel Pump Canopy Luminaires | Standard | FALSE | [9 empty] | 6/16/2014 12:00:00 AM | Not Yet Verified | Not Yet Verified | Not Yet Verified |  |  | 10342 | 105.5 | 98 | 8 | 0.99 | 5000 | 85
P00000MJV | Eaton (formerly Cooper Lighting) | Metalux | SNLED-LD1-30-[Voltages include 120 thru 277V]-LN-[Options include EL7W and PI/CPI]-L835-CD1-[All Packaging] | Outdoor Luminaires | Low Output | Fuel Pump Canopy Luminaires | Standard | FALSE | [9 empty] | 6/16/2014 12:00:00 AM | Not Yet Verified | Not Yet Verified | Not Yet Verified |  |  | 3034 | 106.4 | 28.5 | 6 | 1 | 3500 | 85
P00000MJY | Eaton (formerly Cooper Lighting) | Metalux | SNLED-LD1-48-[Voltages include 120 thru 277V]-LN-[Options include EL7W and PI/CPI]-L835-CD1-[All Packaging] | Outdoor Luminaires | Low Output | Fuel Pump Canopy Luminaires | Standard | FALSE | [9 empty] | 6/16/2014 12:00:00 AM | Not Yet Verified | Not Yet Verified | Not Yet Verified |  |  | 4793 | 96.6 | 49.6 | 8 | 0.99 | 3500 | 85
P00000MKU | Eaton (formerly Cooper Lighting) | Metalux | 8TSNLED-LD1-86-[Voltages include 120 thru 277V]-RW-[Options include EL7W and PI/CPI]-L850-CD2-[All Packaging] | Outdoor Luminaires | Mid Output | Fuel Pump Canopy Luminaires | Standard | FALSE | [9 empty] | 6/16/2014 12:00:00 AM | Not Yet Verified | Not Yet Verified | Not Yet Verified |  |  | 9383 | 95.7 | 98 | 8 | 0.99 | 5000 | 85
P00000MJH | Eaton (formerly Cooper Lighting) | Metalux | SNLED-LD1-58-[Voltages include 120 thru 277V]-LC-[Options include EL7W and PI/CPI]-L840-CD1-[All Packaging] | Outdoor Luminaires | Mid Output | Fuel Pump Canopy Luminaires | Standard | FALSE | [9 empty] | 6/16/2014 12:00:00 AM | Not Yet Verified | Not Yet Verified | Not Yet Verified |  |  | 5970 | 112.2 | 53.2 | 8 | 0.99 | 4000 | 85
P00000MJB | Eaton (formerly Cooper Lighting) | Metalux | SNLED-LD1-31-[Voltages include 120 thru 277V]-LC-[Options include EL7W and PI/CPI]-L840-CD1-[All Packaging] | Outdoor Luminaires | Low Output | Fuel Pump Canopy Luminaires | Standard | FALSE | [9 empty] | 6/16/2014 12:00:00 AM | Not Yet Verified | Not Yet Verified | Not Yet Verified |  |  | 3251 | 114.1 | 28.5 | 6 | 1 | 4000 | 85
P00000MJC | Eaton (formerly Cooper Lighting) | Metalux | SNLED-LD1-31-[Voltages include 120 thru 277V]-LC-[Options include EL7W and PI/CPI]-L850-CD1-[All Packaging] | Outdoor Luminaires | Low Output | Fuel Pump Canopy Luminaires | Standard | FALSE | [9 empty] | 6/16/2014 12:00:00 AM | Not Yet Verified | Not Yet Verified | Not Yet Verified |  |  | 3266 | 114.6 | 28.5 | 6 | 1 | 5000 | 85
P00000MK0 | Eaton (formerly Cooper Lighting) | Metalux | SNLED-LD1-48-[Voltages include 120 thru 277V]-LN-[Options include EL7W and PI/CPI]-L850-CD1-[All Packaging] | Outdoor Luminaires | Low Output | Fuel Pump Canopy Luminaires | Standard | FALSE | [9 empty] | 6/16/2014 12:00:00 AM | Not Yet Verified | Not Yet Verified | Not Yet Verified |  |  | 4944 | 99.7 | 49.6 | 8 | 0.99 | 5000 | 85
P00000MKD | Eaton (formerly Cooper Lighting) | Metalux | 2SNLED-LD1-22-[Voltages include 120 thru 277V]-RW-[Options include EL7W and PI/CPI]-L835-CD1-[All Packaging] | Outdoor Luminaires | Low Output | Fuel Pump Canopy Luminaires | Standard | FALSE | [9 empty] | 6/16/2014 12:00:00 AM | Not Yet Verified | Not Yet Verified | Not Yet Verified |  |  | 2146 | 92.9 | 23.1 | 9 | 0.99 | 3500 | 85
P00000MKE | Eaton (formerly Cooper Lighting) | Metalux | 2SNLED-LD1-22-[Voltages include 120 thru 277V]-RW-[Options include EL7W and PI/CPI]-L840-CD1-[All Packaging] | Outdoor Luminaires | Low Output | Fuel Pump Canopy Luminaires | Standard | FALSE | [9 empty] | 6/16/2014 12:00:00 AM | Not Yet Verified | Not Yet Verified | Not Yet Verified |  |  | 2204 | 95.4 | 23.1 | 9 | 0.99 | 4000 | 85
P00000MK5 | Eaton (formerly Cooper Lighting) | Metalux | 8TSNLED-LD1-64-[Voltages include 120 thru 277V]-LN-[Options include EL7W and PI/CPI]-L840-CD1-[All Packaging] | Outdoor Luminaires | Mid Output | Fuel Pump Canopy Luminaires | Standard | FALSE | [9 empty] | 6/16/2014 12:00:00 AM | Not Yet Verified | Not Yet Verified | Not Yet Verified |  |  | 6572 | 103.2 | 63.7 | 9 | 0.98 | 4000 | 85
P00000MJQ | Eaton (formerly Cooper Lighting) | Metalux | 8TSNLED-LD1-115-[Voltages include 120 thru 277V]-LC-[Options include EL7W and PI/CPI]-L840-CD2-[All Packaging] | Outdoor Luminaires | High Output | Fuel Pump Canopy Luminaires | Standard | FALSE | [9 empty] | 6/16/2014 12:00:00 AM | Not Yet Verified | Not Yet Verified | Not Yet Verified |  |  | 11940 | 107.2 | 111.4 | 8 | 0.99 | 4000 | 85
P00000MJS | Eaton (formerly Cooper Lighting) | Metalux | 2SNLED-LD1-23-[Voltages include 120 thru 277V]-LN-[Options include EL7W and PI/CPI]-L835-CD1-[All Packaging] | Outdoor Luminaires | Low Output | Fuel Pump Canopy Luminaires | Standard | FALSE | [9 empty] | 6/16/2014 12:00:00 AM | Not Yet Verified | Not Yet Verified | Not Yet Verified |  |  | 2256 | 97.7 | 23.1 | 9 | 0.99 | 3500 | 85
P00000MK8 | Eaton (formerly Cooper Lighting) | Metalux | 8TSNLED-LD1-90-[Voltages include 120 thru 277V]-LN-[Options include EL7W and PI/CPI]-L840-CD2-[All Packaging] | Outdoor Luminaires | Mid Output | Fuel Pump Canopy Luminaires | Standard | FALSE | [9 empty] | 6/16/2014 12:00:00 AM | Not Yet Verified | Not Yet Verified | Not Yet Verified |  |  | 9843 | 100.4 | 98 | 8 | 0.99 | 4000 | 85
P00000MKT | Eaton (formerly Cooper Lighting) | Metalux | 8TSNLED-LD1-86-[Voltages include 120 thru 277V]-RW-[Options include EL7W and PI/CPI]-L840-CD2-[All Packaging] | Outdoor Luminaires | Mid Output | Fuel Pump Canopy Luminaires | Standard | FALSE | [9 empty] | 6/16/2014 12:00:00 AM | Not Yet Verified | Not Yet Verified | Not Yet Verified |  |  | 9340 | 95.3 | 98 | 8 | 0.99 | 4000 | 85
P00000MKA | Eaton (formerly Cooper Lighting) | Metalux | 8TSNLED-LD1-109-[Voltages include 120 thru 277V]-LN-[Options include EL7W and PI/CPI]-L835-CD2-[All Packaging] | Outdoor Luminaires | High Output | Fuel Pump Canopy Luminaires | Standard | FALSE | [9 empty] | 6/16/2014 12:00:00 AM | Not Yet Verified | Not Yet Verified | Not Yet Verified |  |  | 11472 | 103 | 111.4 | 8 | 0.99 | 3500 | 85
P00000MKL | Eaton (formerly Cooper Lighting) | Metalux | SNLED-LD1-45-[Voltages include 120 thru 277V]-RW-[Options include EL7W and PI/CPI]-L850-CD1-[All Packaging] | Outdoor Luminaires | Low Output | Fuel Pump Canopy Luminaires | Standard | FALSE | [9 empty] | 6/16/2014 12:00:00 AM | Not Yet Verified | Not Yet Verified | Not Yet Verified |  |  | 4569 | 92.1 | 49.6 | 8 | 0.99 | 5000 | 85
P00000MJP | Eaton (formerly Cooper Lighting) | Metalux | 8TSNLED-LD1-115-[Voltages include 120 thru 277V]-LC-[Options include EL7W and PI/CPI]-L835-CD2-[All Packaging] | Outdoor Luminaires | High Output | Fuel Pump Canopy Luminaires | Standard | FALSE | [9 empty] | 6/16/2014 12:00:00 AM | Not Yet Verified | Not Yet Verified | Not Yet Verified |  |  | 11628 | 104.4 | 111.4 | 8 | 0.99 | 3500 | 85
P00000MJ1 | Eaton (formerly Cooper Lighting) | Metalux | 8TSNLED-LD1-96-[Voltages include 120 thru 277V]-[Options include EL7W and PI/CPI]-L835-CD2-[All Packaging] | Outdoor Luminaires | High Output | Fuel Pump Canopy Luminaires | Standard | FALSE | [9 empty] | 6/16/2014 12:00:00 AM | Not Yet Verified | Not Yet Verified | Not Yet Verified |  |  | 10074 | 102.8 | 98 | 8 | 0.99 | 3500 | 85
P00000MJZ | Eaton (formerly Cooper Lighting) | Metalux | SNLED-LD1-48-[Voltages include 120 thru 277V]-LN-[Options include EL7W and PI/CPI]-L840-CD1-[All Packaging] | Outdoor Luminaires | Low Output | Fuel Pump Canopy Luminaires | Standard | FALSE | [9 empty] | 6/16/2014 12:00:00 AM | Not Yet Verified | Not Yet Verified | Not Yet Verified |  |  | 4922 | 99.2 | 49.6 | 8 | 0.99 | 4000 | 85
P00000MKG | Eaton (formerly Cooper Lighting) | Metalux | SNLED-LD1-28-[Voltages include 120 thru 277V]-RW-[Options include EL7W and PI/CPI]-L835-CD1-[All Packaging] | Outdoor Luminaires | Low Output | Fuel Pump Canopy Luminaires | Standard | FALSE | [9 empty] | 6/16/2014 12:00:00 AM | Not Yet Verified | Not Yet Verified | Not Yet Verified |  |  | 2844 | 99.8 | 28.5 | 6 | 1 | 3500 | 85
P00000MKI | Eaton (formerly Cooper Lighting) | Metalux | SNLED-LD1-28-[Voltages include 120 thru 277V]-RW-[Options include EL7W and PI/CPI]-L850-CD1-[All Packaging] | Outdoor Luminaires | Low Output | Fuel Pump Canopy Luminaires | Standard | FALSE | [9 empty] | 6/16/2014 12:00:00 AM | Not Yet Verified | Not Yet Verified | Not Yet Verified |  |  | 2934 | 102.9 | 28.5 | 6 | 1 | 5000 | 85
P00000MK3 | Eaton (formerly Cooper Lighting) | Metalux | SNLED-LD1-57-[Voltages include 120 thru 277V]-LN-[Options include EL7W and PI/CPI]-L850-CD1-[All Packaging] | Outdoor Luminaires | Mid Output | Fuel Pump Canopy Luminaires | Standard | FALSE | [9 empty] | 6/16/2014 12:00:00 AM | Not Yet Verified | Not Yet Verified | Not Yet Verified |  |  | 5917 | 111.2 | 53.2 | 8 | 0.99 | 5000 | 85
P00000MKP | Eaton (formerly Cooper Lighting) | Metalux | 8TSNLED-LD1-59-[Voltages include 120 thru 277V]-RW-[Options include EL7W and PI/CPI]-L835-CD1-[All Packaging] | Outdoor Luminaires | Mid Output | Fuel Pump Canopy Luminaires | Standard | FALSE | [9 empty] | 6/16/2014 12:00:00 AM | Not Yet Verified | Not Yet Verified | Not Yet Verified |  |  | 6189 | 97.2 | 63.7 | 9 | 0.98 | 3500 | 85
P00000MJM | Eaton (formerly Cooper Lighting) | Metalux | 8TSNLED-LD1-94-[Voltages include 120 thru 277V]-LC-[Options include EL7W and PI/CPI]-L835-CD2-[All Packaging] | Outdoor Luminaires | High Output | Fuel Pump Canopy Luminaires | Standard | FALSE | [9 empty] | 6/16/2014 12:00:00 AM | Not Yet Verified | Not Yet Verified | Not Yet Verified |  |  | 10026 | 102.3 | 98 | 8 | 0.99 | 3500 | 85
P00000MIZ | Eaton (formerly Cooper Lighting) | Metalux | 8TSNLED-LD1-68-[Voltages include 120 thru 277V]-[Options include EL7W and PI/CPI]-L840-CD1-[All Packaging] | Outdoor Luminaires | Mid Output | Fuel Pump Canopy Luminaires | Standard | FALSE | [9 empty] | 6/16/2014 12:00:00 AM | Not Yet Verified | Not Yet Verified | Not Yet Verified |  |  | 6982 | 109.6 | 63.7 | 9 | 0.98 | 4000 | 85
P00000MJD | Eaton (formerly Cooper Lighting) | Metalux | SNLED-LD1-49-[Voltages include 120 thru 277V]-LC-[Options include EL7W and PI/CPI]-L835-CD1-[All Packaging] | Outdoor Luminaires | Mid Output | Fuel Pump Canopy Luminaires | Standard | FALSE | [9 empty] | 6/16/2014 12:00:00 AM | Not Yet Verified | Not Yet Verified | Not Yet Verified |  |  | 5013 | 101.1 | 49.6 | 8 | 0.99 | 3500 | 85
P00000MJ2 | Eaton (formerly Cooper Lighting) | Metalux | 8TSNLED-LD1-96-[Voltages include 120 thru 277V]-[Options include EL7W and PI/CPI]-L840-CD2-[All Packaging] | Outdoor Luminaires | High Output | Fuel Pump Canopy Luminaires | Standard | FALSE | [9 empty] | 6/16/2014 12:00:00 AM | Not Yet Verified | Not Yet Verified | Not Yet Verified |  |  | 10344 | 105.5 | 98 | 8 | 0.99 | 4000 | 85
P00000MJ8 | Eaton (formerly Cooper Lighting) | Metalux | 2SNLED-LD1-23-[Voltages include 120 thru 277V]-LC-[Options include EL7W and PI/CPI]-L840-CD1-[All Packaging] | Outdoor Luminaires | Low Output | Fuel Pump Canopy Luminaires | Standard | FALSE | [9 empty] | 6/16/2014 12:00:00 AM | Not Yet Verified | Not Yet Verified | Not Yet Verified |  |  | 2287 | 99 | 23.1 | 9 | 0.99 | 4000 | 85
P00000MJU | Eaton (formerly Cooper Lighting) | Metalux | 2SNLED-LD1-23-[Voltages include 120 thru 277V]-LN-[Options include EL7W and PI/CPI]-L850-CD1-[All Packaging] | Outdoor Luminaires | Low Output | Fuel Pump Canopy Luminaires | Standard | FALSE | [9 empty] | 6/16/2014 12:00:00 AM | Not Yet Verified | Not Yet Verified | Not Yet Verified |  |  | 2327 | 100.7 | 23.1 | 9 | 0.99 | 5000 | 85
P00000MJW | Eaton (formerly Cooper Lighting) | Metalux | SNLED-LD1-30-[Voltages include 120 thru 277V]-LN-[Options include EL7W and PI/CPI]-L840-CD1-[All Packaging] | Outdoor Luminaires | Low Output | Fuel Pump Canopy Luminaires | Standard | FALSE | [9 empty] | 6/16/2014 12:00:00 AM | Not Yet Verified | Not Yet Verified | Not Yet Verified |  |  | 3115 | 109.3 | 28.5 | 6 | 1 | 4000 | 85
P00000MK2 | Eaton (formerly Cooper Lighting) | Metalux | SNLED-LD1-57-[Voltages include 120 thru 277V]-LN-[Options include EL7W and PI/CPI]-L840-CD1-[All Packaging] | Outdoor Luminaires | Mid Output | Fuel Pump Canopy Luminaires | Standard | FALSE | [9 empty] | 6/16/2014 12:00:00 AM | Not Yet Verified | Not Yet Verified | Not Yet Verified |  |  | 5890 | 110.7 | 53.2 | 8 | 0.99 | 4000 | 85
P00000MKK | Eaton (formerly Cooper Lighting) | Metalux | SNLED-LD1-45-[Voltages include 120 thru 277V]-RW-[Options include EL7W and PI/CPI]-L840-CD1-[All Packaging] | Outdoor Luminaires | Low Output | Fuel Pump Canopy Luminaires | Standard | FALSE | [9 empty] | 6/16/2014 12:00:00 AM | Not Yet Verified | Not Yet Verified | Not Yet Verified |  |  | 4548 | 91.7 | 49.6 | 8 | 0.99 | 4000 | 85
P00000MJJ | Eaton (formerly Cooper Lighting) | Metalux | 8TSNLED-LD1-67-[Voltages include 120 thru 277V]-LC-[Options include EL7W and PI/CPI]-L835-CD1-[All Packaging] | Outdoor Luminaires | Mid Output | Fuel Pump Canopy Luminaires | Standard | FALSE | [9 empty] | 6/16/2014 12:00:00 AM | Not Yet Verified | Not Yet Verified | Not Yet Verified |  |  | 6700 | 105.2 | 63.7 | 9 | 0.98 | 3500 | 85
P00000MIM | Eaton (formerly Cooper Lighting) | Metalux | 2SNLED-LD1-24-[Voltages include 120 thru 277V]-[Options include EL7W and PI/CPI]-L835-CD1-[All Packaging] | Outdoor Luminaires | Low Output | Fuel Pump Canopy Luminaires | Standard | FALSE | [9 empty] | 6/16/2014 12:00:00 AM | Not Yet Verified | Not Yet Verified | Not Yet Verified |  |  | 2416 | 104.6 | 23.1 | 9 | 0.99 | 3500 | 85
P00000MJ4 | Eaton (formerly Cooper Lighting) | Metalux | 8TSNLED-LD1-116-[Voltages include 120 thru 277V]-[Options include EL7W and PI/CPI]-L835-CD2-[All Packaging] | Outdoor Luminaires | High Output | Fuel Pump Canopy Luminaires | Standard | FALSE | [9 empty] | 6/16/2014 12:00:00 AM | Not Yet Verified | Not Yet Verified | Not Yet Verified |  |  | 12282 | 110.3 | 111.4 | 8 | 0.99 | 3500 | 85
P00000MK6 | Eaton (formerly Cooper Lighting) | Metalux | 8TSNLED-LD1-64-[Voltages include 120 thru 277V]-LN-[Options include EL7W and PI/CPI]-L850-CD1-[All Packaging] | Outdoor Luminaires | Mid Output | Fuel Pump Canopy Luminaires | Standard | FALSE | [9 empty] | 6/16/2014 12:00:00 AM | Not Yet Verified | Not Yet Verified | Not Yet Verified |  |  | 6602 | 103.6 | 63.7 | 9 | 0.98 | 5000 | 85
P00000MKM | Eaton (formerly Cooper Lighting) | Metalux | SNLED-LD1-57-[Voltages include 120 thru 277V]-RW-[Options include EL7W and PI/CPI]-L835-CD1-[All Packaging] | Outdoor Luminaires | Mid Output | Fuel Pump Canopy Luminaires | Standard | FALSE | [9 empty] | 6/16/2014 12:00:00 AM | Not Yet Verified | Not Yet Verified | Not Yet Verified |  |  | 5486 | 103.1 | 53.2 | 8 | 0.99 | 3500 | 85
P00000MJT | Eaton (formerly Cooper Lighting) | Metalux | 2SNLED-LD1-23-[Voltages include 120 thru 277V]-LN-[Options include EL7W and PI/CPI]-L840-CD1-[All Packaging] | Outdoor Luminaires | Low Output | Fuel Pump Canopy Luminaires | Standard | FALSE | [9 empty] | 6/16/2014 12:00:00 AM | Not Yet Verified | Not Yet Verified | Not Yet Verified |  |  | 2317 | 100.3 | 23.1 | 9 | 0.99 | 4000 | 85
P00000MKC | Eaton (formerly Cooper Lighting) | Metalux | 8TSNLED-LD1-109-[Voltages include 120 thru 277V]-LN-[Options include EL7W and PI/CPI]-L850-CD2-[All Packaging] | Outdoor Luminaires | High Output | Fuel Pump Canopy Luminaires | Standard | FALSE | [9 empty] | 6/16/2014 12:00:00 AM | Not Yet Verified | Not Yet Verified | Not Yet Verified |  |  | 11833 | 106.3 | 111.4 | 8 | 0.99 | 5000 | 85
P00000MKX | Eaton (formerly Cooper Lighting) | Metalux | 8TSNLED-LD1-110-[Voltages include 120 thru 277V]-RW-[Options include EL7W and PI/CPI]-L850-CD2-[All Packaging] | Outdoor Luminaires | High Output | Fuel Pump Canopy Luminaires | Standard | FALSE | [9 empty] | 6/16/2014 12:00:00 AM | Not Yet Verified | Not Yet Verified | Not Yet Verified |  |  | 11318 | 101.6 | 111.4 | 8 | 0.99 | 5000 | 85
P00000MIS | Eaton (formerly Cooper Lighting) | Metalux | SNLED-LD1-50-[Voltages include 120 thru 277V]-[Options include EL7W and PI/CPI]-L835-CD1-[All Packaging] | Outdoor Luminaires | Mid Output | Fuel Pump Canopy Luminaires | Standard | FALSE | [9 empty] | 6/16/2014 12:00:00 AM | Not Yet Verified | Not Yet Verified | Not Yet Verified |  |  | 5037 | 101.6 | 49.6 | 8 | 0.99 | 3500 | 85
P00000MJ0 | Eaton (formerly Cooper Lighting) | Metalux | 8TSNLED-LD1-68-[Voltages include 120 thru 277V]-[Options include EL7W and PI/CPI]-L850-CD1-[All Packaging] | Outdoor Luminaires | Mid Output | Fuel Pump Canopy Luminaires | Standard | FALSE | [9 empty] | 6/16/2014 12:00:00 AM | Not Yet Verified | Not Yet Verified | Not Yet Verified |  |  | 7014 | 110.1 | 63.7 | 9 | 0.98 | 5000 | 85
P00000MK1 | Eaton (formerly Cooper Lighting) | Metalux | SNLED-LD1-57-[Voltages include 120 thru 277V]-LN-[Options include EL7W and PI/CPI]-L835-CD1-[All Packaging] | Outdoor Luminaires | Mid Output | Fuel Pump Canopy Luminaires | Standard | FALSE | [9 empty] | 6/16/2014 12:00:00 AM | Not Yet Verified | Not Yet Verified | Not Yet Verified |  |  | 5736 | 107.8 | 53.2 | 8 | 0.99 | 3500 | 85
P00000MK4 | Eaton (formerly Cooper Lighting) | Metalux | 8TSNLED-LD1-64-[Voltages include 120 thru 277V]-LN-[Options include EL7W and PI/CPI]-L835-CD1-[All Packaging] | Outdoor Luminaires | Mid Output | Fuel Pump Canopy Luminaires | Standard | FALSE | [9 empty] | 6/16/2014 12:00:00 AM | Not Yet Verified | Not Yet Verified | Not Yet Verified |  |  | 6400 | 100.5 | 63.7 | 9 | 0.98 | 3500 | 85
P00000MKQ | Eaton (formerly Cooper Lighting) | Metalux | 8TSNLED-LD1-59-[Voltages include 120 thru 277V]-RW-[Options include EL7W and PI/CPI]-L840-CD1-[All Packaging] | Outdoor Luminaires | Mid Output | Fuel Pump Canopy Luminaires | Standard | FALSE | [9 empty] | 6/16/2014 12:00:00 AM | Not Yet Verified | Not Yet Verified | Not Yet Verified |  |  | 6355 | 99.8 | 63.7 | 9 | 0.98 | 4000 | 85
P00000MIV | Eaton (formerly Cooper Lighting) | Metalux | SNLED-LD1-61-[Voltages include 120 thru 277V]-[Options include EL7W and PI/CPI]-L835-CD1-[All Packaging] | Outdoor Luminaires | Mid Output | Fuel Pump Canopy Luminaires | Standard | FALSE | [9 empty] | 6/16/2014 12:00:00 AM | Not Yet Verified | Not Yet Verified | Not Yet Verified |  |  | 6141 | 115.4 | 53.2 | 8 | 0.99 | 3500 | 85
P00000MKW | Eaton (formerly Cooper Lighting) | Metalux | 8TSNLED-LD1-110-[Voltages include 120 thru 277V]-RW-[Options include EL7W and PI/CPI]-L840-CD2-[All Packaging] | Outdoor Luminaires | High Output | Fuel Pump Canopy Luminaires | Standard | FALSE | [9 empty] | 6/16/2014 12:00:00 AM | Not Yet Verified | Not Yet Verified | Not Yet Verified |  |  | 11266 | 101.2 | 111.4 | 8 | 0.99 | 4000 | 85
P00000MK9 | Eaton (formerly Cooper Lighting) | Metalux | 8TSNLED-LD1-90-[Voltages include 120 thru 277V]-LN-[Options include EL7W and PI/CPI]-L850-CD2-[All Packaging] | Outdoor Luminaires | Mid Output | Fuel Pump Canopy Luminaires | Standard | FALSE | [9 empty] | 6/16/2014 12:00:00 AM | Not Yet Verified | Not Yet Verified | Not Yet Verified |  |  | 9888 | 100.9 | 98 | 8 | 0.99 | 5000 | 85
P00000MKO | Eaton (formerly Cooper Lighting) | Metalux | SNLED-LD1-57-[Voltages include 120 thru 277V]-RW-[Options include EL7W and PI/CPI]-L850-CD1-[All Packaging] | Outdoor Luminaires | Mid Output | Fuel Pump Canopy Luminaires | Standard | FALSE | [9 empty] | 6/16/2014 12:00:00 AM | Not Yet Verified | Not Yet Verified | Not Yet Verified |  |  | 5659 | 106.4 | 53.2 | 8 | 0.99 | 5000 | 85
P00000MJN | Eaton (formerly Cooper Lighting) | Metalux | 8TSNLED-LD1-94-[Voltages include 120 thru 277V]-LC-[Options include EL7W and PI/CPI]-L840-CD2-[All Packaging] | Outdoor Luminaires | High Output | Fuel Pump Canopy Luminaires | Standard | FALSE | [9 empty] | 6/16/2014 12:00:00 AM | Not Yet Verified | Not Yet Verified | Not Yet Verified |  |  | 10295 | 105 | 98 | 8 | 0.99 | 4000 | 85
P00000MKB | Eaton (formerly Cooper Lighting) | Metalux | 8TSNLED-LD1-109-[Voltages include 120 thru 277V]-LN-[Options include EL7W and PI/CPI]-L840-CD2-[All Packaging] | Outdoor Luminaires | High Output | Fuel Pump Canopy Luminaires | Standard | FALSE | [9 empty] | 6/16/2014 12:00:00 AM | Not Yet Verified | Not Yet Verified | Not Yet Verified |  |  | 11780 | 105.8 | 111.4 | 8 | 0.99 | 4000 | 85
P00000MKF | Eaton (formerly Cooper Lighting) | Metalux | 2SNLED-LD1-22-[Voltages include 120 thru 277V]-RW-[Options include EL7W and PI/CPI]-L850-CD1-[All Packaging] | Outdoor Luminaires | Low Output | Fuel Pump Canopy Luminaires | Standard | FALSE | [9 empty] | 6/16/2014 12:00:00 AM | Not Yet Verified | Not Yet Verified | Not Yet Verified |  |  | 2214 | 95.8 | 23.1 | 9 | 0.99 | 5000 | 85
P00000MJR | Eaton (formerly Cooper Lighting) | Metalux | 8TSNLED-LD1-115-[Voltages include 120 thru 277V]-LC-[Options include EL7W and PI/CPI]-L850-CD2-[All Packaging] | Outdoor Luminaires | High Output | Fuel Pump Canopy Luminaires | Standard | FALSE | [9 empty] | 6/16/2014 12:00:00 AM | Not Yet Verified | Not Yet Verified | Not Yet Verified |  |  | 11994 | 107.7 | 111.4 | 8 | 0.99 | 5000 | 85
P00000MJX | Eaton (formerly Cooper Lighting) | Metalux | SNLED-LD1-30-[Voltages include 120 thru 277V]-LN-[Options include EL7W and PI/CPI]-L850-CD1-[All Packaging] | Outdoor Luminaires | Low Output | Fuel Pump Canopy Luminaires | Standard | FALSE | [9 empty] | 6/16/2014 12:00:00 AM | Not Yet Verified | Not Yet Verified | Not Yet Verified |  |  | 3129 | 109.8 | 28.5 | 6 | 1 | 5000 | 85
P00000MIP | Eaton (formerly Cooper Lighting) | Metalux | SNLED-LD1-32-[Voltages include 120 thru 277V]-[Options include EL7W and PI/CPI]-L835-CD1-[All Packaging] | Outdoor Luminaires | Low Output | Fuel Pump Canopy Luminaires | Standard | FALSE | [9 empty] | 6/16/2014 12:00:00 AM | Not Yet Verified | Not Yet Verified | Not Yet Verified |  |  | 3171 | 111.3 | 28.5 | 6 | 1 | 3500 | 85
P00000MIQ | Eaton (formerly Cooper Lighting) | Metalux | SNLED-LD1-32-[Voltages include 120 thru 277V]-[Options include EL7W and PI/CPI]-L840-CD1-[All Packaging] | Outdoor Luminaires | Low Output | Fuel Pump Canopy Luminaires | Standard | FALSE | [9 empty] | 6/16/2014 12:00:00 AM | Not Yet Verified | Not Yet Verified | Not Yet Verified |  |  | 3256 | 114.2 | 28.5 | 6 | 1 | 4000 | 85
P00000MIR | Eaton (formerly Cooper Lighting) | Metalux | SNLED-LD1-32-[Voltages include 120 thru 277V]-[Options include EL7W and PI/CPI]-L850-CD1-[All Packaging] | Outdoor Luminaires | Low Output | Fuel Pump Canopy Luminaires | Standard | FALSE | [9 empty] | 6/16/2014 12:00:00 AM | Not Yet Verified | Not Yet Verified | Not Yet Verified |  |  | 3271 | 114.8 | 28.5 | 6 | 1 | 5000 | 85
P00000MJ3 | Eaton (formerly Cooper Lighting) | Metalux | 8TSNLED-LD1-96-[Voltages include 120 thru 277V]-[Options include EL7W and PI/CPI]-L850-CD2-[All Packaging] | Outdoor Luminaires | High Output | Fuel Pump Canopy Luminaires | Standard | FALSE | [9 empty] | 6/16/2014 12:00:00 AM | Not Yet Verified | Not Yet Verified | Not Yet Verified |  |  | 10391 | 106 | 98 | 8 | 0.99 | 5000 | 85
P00000MJ7 | Eaton (formerly Cooper Lighting) | Metalux | 2SNLED-LD1-23-[Voltages include 120 thru 277V]-LC-[Options include EL7W and PI/CPI]-L835-CD1-[All Packaging] | Outdoor Luminaires | Low Output | Fuel Pump Canopy Luminaires | Standard | FALSE | [9 empty] | 6/16/2014 12:00:00 AM | Not Yet Verified | Not Yet Verified | Not Yet Verified |  |  | 2227 | 96.4 | 23.1 | 9 | 0.99 | 3500 | 85
P00000MJA | Eaton (formerly Cooper Lighting) | Metalux | SNLED-LD1-31-[Voltages include 120 thru 277V]-LC-[Options include EL7W and PI/CPI]-L835-CD1-[All Packaging] | Outdoor Luminaires | Low Output | Fuel Pump Canopy Luminaires | Standard | FALSE | [9 empty] | 6/16/2014 12:00:00 AM | Not Yet Verified | Not Yet Verified | Not Yet Verified |  |  | 3166 | 111.1 | 28.5 | 6 | 1 | 3500 | 85
P00000MIU | Eaton (formerly Cooper Lighting) | Metalux | SNLED-LD1-50-[Voltages include 120 thru 277V]-[Options include EL7W and PI/CPI]-L850-CD1-[All Packaging] | Outdoor Luminaires | Mid Output | Fuel Pump Canopy Luminaires | Standard | FALSE | [9 empty] | 6/16/2014 12:00:00 AM | Not Yet Verified | Not Yet Verified | Not Yet Verified |  |  | 5196 | 104.8 | 49.6 | 8 | 0.99 | 5000 | 85
P00000MIW | Eaton (formerly Cooper Lighting) | Metalux | SNLED-LD1-61-[Voltages include 120 thru 277V]-[Options include EL7W and PI/CPI]-L840-CD1-[All Packaging] | Outdoor Luminaires | Mid Output | Fuel Pump Canopy Luminaires | Standard | FALSE | [9 empty] | 6/16/2014 12:00:00 AM | Not Yet Verified | Not Yet Verified | Not Yet Verified |  |  | 6306 | 118.5 | 53.2 | 8 | 0.99 | 4000 | 85
P00000MIX | Eaton (formerly Cooper Lighting) | Metalux | SNLED-LD1-61-[Voltages include 120 thru 277V]-[Options include EL7W and PI/CPI]-L850-CD1-[All Packaging] | Outdoor Luminaires | Mid Output | Fuel Pump Canopy Luminaires | Standard | FALSE | [9 empty] | 6/16/2014 12:00:00 AM | Not Yet Verified | Not Yet Verified | Not Yet Verified |  |  | 6334 | 119.1 | 53.2 | 8 | 0.99 | 5000 | 85
P00000MIY | Eaton (formerly Cooper Lighting) | Metalux | 8TSNLED-LD1-68-[Voltages include 120 thru 277V]-[Options include EL7W and PI/CPI]-L835-CD1-[All Packaging] | Outdoor Luminaires | Mid Output | Fuel Pump Canopy Luminaires | Standard | FALSE | [9 empty] | 6/16/2014 12:00:00 AM | Not Yet Verified | Not Yet Verified | Not Yet Verified |  |  | 6800 | 106.8 | 63.7 | 9 | 0.98 | 3500 | 85
PM9H5N22 | Eaton (formerly Cooper Lighting) | Metalux | 2VT2-LD4-2-DR100-[Blank]-[Voltages include 120 only]-[All Remote Emergency Enclosures]-L835-CD1-WL-[All Options]-[All Packaging] | Outdoor Luminaires | Low Output | Fuel Pump Canopy Luminaires | Standard | FALSE | [9 empty] | 10/20/2015 12:00:00 AM | Dimmable | Continuous Below 10 | Yes |  |  | 2541.66 | 126.81 | 20.04 | 5.933 | 0.991 | 3500 | 85
PH5P6XJY | Eaton (formerly Cooper Lighting) | Metalux | 2VT2-LD4-2-DR-[Blank]-[Voltages include 120 only]-[All Remote Emergency Enclosures]-L850-CD1-WL-[All Options]-[All Packaging] | Outdoor Luminaires | Low Output | Fuel Pump Canopy Luminaires | Standard | FALSE | [9 empty] | 10/20/2015 12:00:00 AM | Dimmable | Continuous Below 10 | Yes |  |  | 2740.91 | 136.75 | 20.04 | 5.933 | 0.991 | 5000 | 85
PU7CA1FT | Eaton (formerly Cooper Lighting) | Metalux | 2VT2-LD4-3-DR100-[Blank]-UNV-[All Remote Emergency Enclosures]-L835-CD1-WL-[All Options]-[All Packaging] | Outdoor Luminaires | Low Output | Fuel Pump Canopy Luminaires | Standard | FALSE | [9 empty] | 10/20/2015 12:00:00 AM | Dimmable | Continuous Below 10 | Yes |  |  | 3615.95 | 136.1 | 26.57 | 5 | 0.996 | 3500 | 85
PWUK6TS2 | Eaton (formerly Cooper Lighting) | Metalux | 4VT2-LD4-4-FR50-[Blank]-UNV-[All Remote Emergency Enclosures]-L850-CD1-WL-[All Options]-[All Packaging] | Outdoor Luminaires | Low Output | Fuel Pump Canopy Luminaires | Standard | FALSE | [9 empty] | 10/20/2015 12:00:00 AM | Dimmable | Continuous Below 10 | Yes |  |  | 4676.13 | 124.06 | 37.69 | 9.533 | 0.992 | 5000 | 85
P1RC23JM | Eaton (formerly Cooper Lighting) | Metalux | 4VT2-LD4-4-DR-[Blank]-UNV-[All Remote Emergency Enclosures]-L850-5LTD1-WL-[All Options]-[All Packaging] | Outdoor Luminaires | Mid Output | Fuel Pump Canopy Luminaires | Standard | FALSE | [9 empty] | 10/20/2015 12:00:00 AM | Dimmable | Continuous Below 10 | Yes |  |  | 5248.19 | 139.73 | 37.56 | 14.6 | 0.987 | 5000 | 85
PSFKZPHU | Eaton (formerly Cooper Lighting) | Metalux | 4VT2-LD4-6-FR50-[Blank]-UNV-[All Remote Emergency Enclosures]-L835-5LTD1-WL-[All Options]-[All Packaging] | Outdoor Luminaires | Mid Output | Fuel Pump Canopy Luminaires | Standard | FALSE | [9 empty] | 10/20/2015 12:00:00 AM | Dimmable | Continuous Below 10 | Yes |  |  | 5830 | 104.38 | 55.86 | 11.4 | 0.992 | 3500 | 85
PHQZ2X8C | Eaton (formerly Cooper Lighting) | Metalux | 4VT2-LD4-6-FR50-[Blank]-UNV-[All Remote Emergency Enclosures]-L840-5LTD1-WL-[All Options]-[All Packaging] | Outdoor Luminaires | Mid Output | Fuel Pump Canopy Luminaires | Standard | FALSE | [9 empty] | 10/20/2015 12:00:00 AM | Dimmable | Continuous Below 10 | Yes |  |  | 5987.41 | 107.19 | 55.86 | 11.4 | 0.992 | 4000 | 85
P8TRFJ2H | Eaton (formerly Cooper Lighting) | Metalux | 4VT2-LD4-6-FR50-[Blank]-UNV-[All Remote Emergency Enclosures]-L850-CD1-WL-[All Options]-[All Packaging] | Outdoor Luminaires | Mid Output | Fuel Pump Canopy Luminaires | Standard | FALSE | [9 empty] | 10/20/2015 12:00:00 AM | Dimmable | Continuous Below 10 | Yes |  |  | 6255.59 | 110.27 | 56.73 | 9.967 | 0.994 | 5000 | 85
P2BA5BSA | Eaton (formerly Cooper Lighting) | Metalux | 4VT2-LD4-6-DR100-[Blank]-UNV-[All Remote Emergency Enclosures]-L835-CD1-WL-[All Options]-[All Packaging] | Outdoor Luminaires | Mid Output | Fuel Pump Canopy Luminaires | Standard | FALSE | [9 empty] | 10/20/2015 12:00:00 AM | Dimmable | Continuous Below 10 | Yes |  |  | 6510.49 | 114.76 | 56.73 | 9.967 | 0.994 | 3500 | 85
P2NXKUYU | Eaton (formerly Cooper Lighting) | Metalux | 4VT2-LD4-6-DR100-[Blank]-UNV-[All Remote Emergency Enclosures]-L835-5LTD1-WL-[All Options]-[All Packaging] | Outdoor Luminaires | Mid Output | Fuel Pump Canopy Luminaires | Standard | FALSE | [9 empty] | 10/20/2015 12:00:00 AM | Dimmable | Continuous Below 10 | Yes |  |  | 6510.49 | 116.56 | 55.86 | 11.4 | 0.992 | 3500 | 85
PX5UDSME | Eaton (formerly Cooper Lighting) | Metalux | 4VT2-LD4-6-DR-[Blank]-UNV-[All Remote Emergency Enclosures]-L835-5LTD1-WL-[All Options]-[All Packaging] | Outdoor Luminaires | Mid Output | Fuel Pump Canopy Luminaires | Standard | FALSE | [9 empty] | 10/20/2015 12:00:00 AM | Dimmable | Continuous Below 10 | Yes |  |  | 6543.21 | 117.14 | 55.86 | 11.4 | 0.992 | 3500 | 85
PF351CY3 | Eaton (formerly Cooper Lighting) | Metalux | 4VT2-LD4-6-DR-[Blank]-UNV-[All Remote Emergency Enclosures]-L840-CD1-WL-[All Options]-[All Packaging] | Outdoor Luminaires | Mid Output | Fuel Pump Canopy Luminaires | Standard | FALSE | [9 empty] | 10/20/2015 12:00:00 AM | Dimmable | Continuous Below 10 | Yes |  |  | 6719.88 | 118.46 | 56.73 | 9.967 | 0.994 | 4000 | 85
PGS1UF66 | Eaton (formerly Cooper Lighting) | Metalux | 4VT2-LD4-6-DR100-[Blank]-UNV-[All Remote Emergency Enclosures]-L850-CD1-WL-[All Options]-[All Packaging] | Outdoor Luminaires | Mid Output | Fuel Pump Canopy Luminaires | Standard | FALSE | [9 empty] | 10/20/2015 12:00:00 AM | Dimmable | Continuous Below 10 | Yes |  |  | 6985.76 | 123.14 | 56.73 | 9.967 | 0.994 | 5000 | 85
PYHTN9PS | Eaton (formerly Cooper Lighting) | Metalux | 4VT2-LD4-6-DR-[Blank]-UNV-[All Remote Emergency Enclosures]-L850-CD1-WL-[All Options]-[All Packaging] | Outdoor Luminaires | Mid Output | Fuel Pump Canopy Luminaires | Standard | FALSE | [9 empty] | 10/20/2015 12:00:00 AM | Dimmable | Continuous Below 10 | Yes |  |  | 7020.86 | 123.76 | 56.73 | 9.967 | 0.994 | 5000 | 85
P6CQ47NF | Eaton (formerly Cooper Lighting) | Metalux | 4VT2-LD4-8-FR50-[Blank]-UNV-[All Remote Emergency Enclosures]-L835-CD1-WL-[All Options]-[All Packaging] | Outdoor Luminaires | Mid Output | Fuel Pump Canopy Luminaires | Standard | FALSE | [9 empty] | 10/20/2015 12:00:00 AM | Dimmable | Continuous Below 10 | Yes |  |  | 8553 | 105.88 | 80.78 | 5.8 | 0.997 | 3500 | 85
PCRB3CR5 | Eaton (formerly Cooper Lighting) | Metalux | 4VT2-LD4-8-DR100-[Blank]-UNV-[All Remote Emergency Enclosures]-L835-CD1-WL-[All Options]-[All Packaging] | Outdoor Luminaires | Mid Output | Fuel Pump Canopy Luminaires | Standard | FALSE | [9 empty] | 10/20/2015 12:00:00 AM | Dimmable | Continuous Below 10 | Yes |  |  | 9551.33 | 118.24 | 80.78 | 5.8 | 0.997 | 3500 | 85
PW88B8Y4 | Eaton (formerly Cooper Lighting) | Metalux | 4VT2-LD4-8-DR100-[Blank]-UNV-[All Remote Emergency Enclosures]-L835-5LTD1-WL-[All Options]-[All Packaging] | Outdoor Luminaires | Mid Output | Fuel Pump Canopy Luminaires | Standard | FALSE | [9 empty] | 10/20/2015 12:00:00 AM | Dimmable | Continuous Below 10 | Yes |  |  | 9551.33 | 118.72 | 80.45 | 8.4 | 0.995 | 3500 | 85
PXXPG1BP | Eaton (formerly Cooper Lighting) | Metalux | 4VT2-LD4-8-DR-[Blank]-UNV-[All Remote Emergency Enclosures]-L835-CD1-WL-[All Options]-[All Packaging] | Outdoor Luminaires | Mid Output | Fuel Pump Canopy Luminaires | Standard | FALSE | [9 empty] | 10/20/2015 12:00:00 AM | Dimmable | Continuous Below 10 | Yes |  |  | 9599.33 | 118.84 | 80.78 | 5.8 | 0.997 | 3500 | 85
P362W53Z | Eaton (formerly Cooper Lighting) | Metalux | 4VT2-LD4-8-DR-[Blank]-UNV-[All Remote Emergency Enclosures]-L835-5LTD1-WL-[All Options]-[All Packaging] | Outdoor Luminaires | Mid Output | Fuel Pump Canopy Luminaires | Standard | FALSE | [9 empty] | 10/20/2015 12:00:00 AM | Dimmable | Continuous Below 10 | Yes |  |  | 9599.33 | 119.31 | 80.45 | 8.4 | 0.995 | 3500 | 85
PVAZ6PFX | Eaton (formerly Cooper Lighting) | Metalux | 4VT2-LD4-4-DR-[Blank]-UNV-[All Remote Emergency Enclosures]-L835-CD1-WL-[All Options]-[All Packaging] | Outdoor Luminaires | Low Output | Fuel Pump Canopy Luminaires | Standard | FALSE | [9 empty] | 10/20/2015 12:00:00 AM | Dimmable | Continuous Below 10 | Yes |  |  | 4891.13 | 129.77 | 37.69 | 9.533 | 0.992 | 3500 | 85
P862TY7N | Eaton (formerly Cooper Lighting) | Metalux | 4VT2-LD4-4-DR100-[Blank]-UNV-[All Remote Emergency Enclosures]-L840-5LTD1-WL-[All Options]-[All Packaging] | Outdoor Luminaires | Low Output | Fuel Pump Canopy Luminaires | Standard | FALSE | [9 empty] | 10/20/2015 12:00:00 AM | Dimmable | Continuous Below 10 | Yes |  |  | 4998.08 | 133.07 | 37.56 | 14.6 | 0.987 | 4000 | 85
P9GF3P4W | Eaton (formerly Cooper Lighting) | Metalux | 8VT2-LD4-9-FR50-[Blank]-UNV-[All Remote Emergency Enclosures]-L835-5LTD2-WL-[All Options]-[All Packaging] | Outdoor Luminaires | High Output | Fuel Pump Canopy Luminaires | Standard | FALSE | [9 empty] | 10/20/2015 12:00:00 AM | Dimmable | Continuous Below 10 | Yes |  |  | 10162 | 98.06 | 103.63 | 12.4 | 0.991 | 3500 | 85
P61VU2GP | Eaton (formerly Cooper Lighting) | Metalux | 4VT2-LD4-8-DR100-[Blank]-UNV-[All Remote Emergency Enclosures]-L850-CD1-WL-[All Options]-[All Packaging] | Outdoor Luminaires | High Output | Fuel Pump Canopy Luminaires | Standard | FALSE | [9 empty] | 10/20/2015 12:00:00 AM | Dimmable | Continuous Below 10 | Yes |  |  | 10248.58 | 126.87 | 80.78 | 5.8 | 0.997 | 5000 | 85
PRRQTCKQ | Eaton (formerly Cooper Lighting) | Metalux | 4VT2-LD4-8-DR-[Blank]-UNV-[All Remote Emergency Enclosures]-L850-5LTD1-WL-[All Options]-[All Packaging] | Outdoor Luminaires | High Output | Fuel Pump Canopy Luminaires | Standard | FALSE | [9 empty] | 10/20/2015 12:00:00 AM | Dimmable | Continuous Below 10 | Yes |  |  | 10300.08 | 128.02 | 80.45 | 8.4 | 0.995 | 5000 | 85
P9M4NUH4 | Eaton (formerly Cooper Lighting) | Metalux | 8VT2-LD4-9-FR50-[Blank]-UNV-[All Remote Emergency Enclosures]-L840-CD1-WL-[All Options]-[All Packaging] | Outdoor Luminaires | High Output | Fuel Pump Canopy Luminaires | Standard | FALSE | [9 empty] | 10/20/2015 12:00:00 AM | Dimmable | Continuous Below 10 | Yes |  |  | 10436.37 | 108.04 | 96.6 | 4.92 | 0.999 | 4000 | 85
PJMK1NKB | Eaton (formerly Cooper Lighting) | Metalux | 8VT2-LD4-9-DR-[Blank]-UNV-[All Remote Emergency Enclosures]-L835-5LTD2-WL-[All Options]-[All Packaging] | Outdoor Luminaires | High Output | Fuel Pump Canopy Luminaires | Standard | FALSE | [9 empty] | 10/20/2015 12:00:00 AM | Dimmable | Continuous Below 10 | Yes |  |  | 11405.16 | 110.05 | 103.63 | 12.4 | 0.991 | 3500 | 85
PB9FRDPD | Eaton (formerly Cooper Lighting) | Metalux | 8VT2-LD4-9-DR100-[Blank]-UNV-[All Remote Emergency Enclosures]-L840-CD1-WL-[All Options]-[All Packaging] | Outdoor Luminaires | High Output | Fuel Pump Canopy Luminaires | Standard | FALSE | [9 empty] | 10/20/2015 12:00:00 AM | Dimmable | Continuous Below 10 | Yes |  |  | 11654.54 | 120.65 | 96.6 | 4.92 | 0.999 | 4000 | 85
P2R177EB | Eaton (formerly Cooper Lighting) | Metalux | 8VT2-LD4-9-DR100-[Blank]-UNV-[All Remote Emergency Enclosures]-L840-5LTD2-WL-[All Options]-[All Packaging] | Outdoor Luminaires | High Output | Fuel Pump Canopy Luminaires | Standard | FALSE | [9 empty] | 10/20/2015 12:00:00 AM | Dimmable | Continuous Below 10 | Yes |  |  | 11654.54 | 112.46 | 103.63 | 12.4 | 0.991 | 4000 | 85
P83Q7RRG | Eaton (formerly Cooper Lighting) | Metalux | 8VT2-LD4-12-FR50-[Blank]-UNV-[All Remote Emergency Enclosures]-L840-CD2-WL-[All Options]-[All Packaging] | Outdoor Luminaires | High Output | Fuel Pump Canopy Luminaires | Standard | FALSE | [9 empty] | 10/20/2015 12:00:00 AM | Dimmable | Continuous Below 10 | Yes |  |  | 11974.82 | 104.74 | 114.33 | 9.25 | 0.995 | 4000 | 85
PZMFUQD8 | Eaton (formerly Cooper Lighting) | Metalux | 8VT2-LD4-9-DR100-[Blank]-UNV-[All Remote Emergency Enclosures]-L850-CD1-WL-[All Options]-[All Packaging] | Outdoor Luminaires | High Output | Fuel Pump Canopy Luminaires | Standard | FALSE | [9 empty] | 10/20/2015 12:00:00 AM | Dimmable | Continuous Below 10 | Yes |  |  | 12176.55 | 126.05 | 96.6 | 4.92 | 0.999 | 5000 | 85
P19KAJC7 | Eaton (formerly Cooper Lighting) | Metalux | 8VT2-LD4-9-DR-[Blank]-UNV-[All Remote Emergency Enclosures]-L850-CD1-WL-[All Options]-[All Packaging] | Outdoor Luminaires | High Output | Fuel Pump Canopy Luminaires | Standard | FALSE | [9 empty] | 10/20/2015 12:00:00 AM | Dimmable | Continuous Below 10 | Yes |  |  | 12237.74 | 126.68 | 96.6 | 4.92 | 0.999 | 5000 | 85
PSQMCT33 | Eaton (formerly Cooper Lighting) | Metalux | 8VT2-LD4-9-DR-[Blank]-UNV-[All Remote Emergency Enclosures]-L850-5LTD2-WL-[All Options]-[All Packaging] | Outdoor Luminaires | High Output | Fuel Pump Canopy Luminaires | Standard | FALSE | [9 empty] | 10/20/2015 12:00:00 AM | Dimmable | Continuous Below 10 | Yes |  |  | 12237.74 | 118.09 | 103.63 | 12.4 | 0.991 | 5000 | 85
P3A9BJ2R | Eaton (formerly Cooper Lighting) | Metalux | 8VT2-LD4-12-FR50-[Blank]-UNV-[All Remote Emergency Enclosures]-L850-CD2-WL-[All Options]-[All Packaging] | Outdoor Luminaires | High Output | Fuel Pump Canopy Luminaires | Standard | FALSE | [9 empty] | 10/20/2015 12:00:00 AM | Dimmable | Continuous Below 10 | Yes |  |  | 12511.18 | 109.43 | 114.33 | 9.25 | 0.995 | 5000 | 85
P1PGGMQS | Eaton (formerly Cooper Lighting) | Metalux | 8VT2-LD4-12-DR-[Blank]-UNV-[All Remote Emergency Enclosures]-L835-5LTD2-WL-[All Options]-[All Packaging] | Outdoor Luminaires | High Output | Fuel Pump Canopy Luminaires | Standard | FALSE | [9 empty] | 10/20/2015 12:00:00 AM | Dimmable | Continuous Below 10 | Yes |  |  | 13086.42 | 117.14 | 111.71 | 11.4 | 0.992 | 3500 | 85
P2NY9TYR | Eaton (formerly Cooper Lighting) | Metalux | 8VT2-LD4-12-DR100-[Blank]-UNV-[All Remote Emergency Enclosures]-L840-CD2-WL-[All Options]-[All Packaging] | Outdoor Luminaires | High Output | Fuel Pump Canopy Luminaires | Standard | FALSE | [9 empty] | 10/20/2015 12:00:00 AM | Dimmable | Continuous Below 10 | Yes |  |  | 13372.55 | 116.96 | 114.33 | 9.25 | 0.995 | 4000 | 85
PJB1XGH5 | Eaton (formerly Cooper Lighting) | Metalux | 8VT2-LD4-16-DR100-[Blank]-UNV-[All Remote Emergency Enclosures]-L835-5LTD2-WL-[All Options]-[All Packaging] | Outdoor Luminaires | High Output | Fuel Pump Canopy Luminaires | Standard | FALSE | [9 empty] | 10/20/2015 12:00:00 AM | Dimmable | Continuous Below 10 | Yes |  |  | 19102.66 | 118.72 | 160.91 | 8.4 | 0.995 | 3500 | 85
PTM1PVYP | Eaton (formerly Cooper Lighting) | Metalux | 8VT2-LD4-16-DR100-[Blank]-UNV-[All Remote Emergency Enclosures]-L850-CD2-WL-[All Options]-[All Packaging] | Outdoor Luminaires | High Output | Fuel Pump Canopy Luminaires | Standard | FALSE | [9 empty] | 10/20/2015 12:00:00 AM | Dimmable | Continuous Below 10 | Yes |  |  | 20497.15 | 126.37 | 162.2 | 3.2 | 0.999 | 5000 | 85
PV7YBD4D | Eaton (formerly Cooper Lighting) | Metalux | 8VT2-LD4-16-DR100-[Blank]-UNV-[All Remote Emergency Enclosures]-L850-5LTD2-WL-[All Options]-[All Packaging] | Outdoor Luminaires | High Output | Fuel Pump Canopy Luminaires | Standard | FALSE | [9 empty] | 10/20/2015 12:00:00 AM | Dimmable | Continuous Below 10 | Yes |  |  | 20497.15 | 127.38 | 160.91 | 8.4 | 0.995 | 5000 | 85
PR3WPHTJ | Eaton (formerly Cooper Lighting) | Metalux | 8VT2-LD4-16-DR-[Blank]-UNV-[All Remote Emergency Enclosures]-L850-5LTD2-WL-[All Options]-[All Packaging] | Outdoor Luminaires | High Output | Fuel Pump Canopy Luminaires | Standard | FALSE | [9 empty] | 10/20/2015 12:00:00 AM | Dimmable | Continuous Below 10 | Yes |  |  | 20600.15 | 128.02 | 160.91 | 8.4 | 0.995 | 5000 | 85
P122Y61N | Eaton (formerly Cooper Lighting) | Metalux | 2VT2-LD4-2-FR50-[Blank]-[Voltages include 120 only]-[All Remote Emergency Enclosures]-L850-CD1-WL-[All Options]-[All Packaging] | Outdoor Luminaires | Low Output | Fuel Pump Canopy Luminaires | Standard | FALSE | [9 empty] | 10/20/2015 12:00:00 AM | Dimmable | Continuous Below 10 | Yes |  |  | 2442.15 | 121.84 | 20.04 | 5.933 | 0.991 | 5000 | 85
PVRU7T3T | Eaton (formerly Cooper Lighting) | Metalux | 2VT2-LD4-2-DR-[Blank]-[Voltages include 120 only]-[All Remote Emergency Enclosures]-L835-CD1-WL-[All Options]-[All Packaging] | Outdoor Luminaires | Low Output | Fuel Pump Canopy Luminaires | Standard | FALSE | [9 empty] | 10/20/2015 12:00:00 AM | Dimmable | Continuous Below 10 | Yes |  |  | 2554.43 | 127.45 | 20.04 | 5.933 | 0.991 | 3500 | 85
P3F3QA7A | Eaton (formerly Cooper Lighting) | Metalux | 4VT2-LD4-4-DR-[Blank]-UNV-[All Remote Emergency Enclosures]-L840-5LTD1-WL-[All Options]-[All Packaging] | Outdoor Luminaires | Mid Output | Fuel Pump Canopy Luminaires | Standard | FALSE | [9 empty] | 10/20/2015 12:00:00 AM | Dimmable | Continuous Below 10 | Yes |  |  | 5023.19 | 133.74 | 37.56 | 14.6 | 0.987 | 4000 | 85
PCR2RZXE | Eaton (formerly Cooper Lighting) | Metalux | 4VT2-LD4-8-FR50-[Blank]-UNV-[All Remote Emergency Enclosures]-L840-5LTD1-WL-[All Options]-[All Packaging] | Outdoor Luminaires | Mid Output | Fuel Pump Canopy Luminaires | Standard | FALSE | [9 empty] | 10/20/2015 12:00:00 AM | Dimmable | Continuous Below 10 | Yes |  |  | 8783.93 | 109.18 | 80.45 | 8.4 | 0.995 | 4000 | 85
PZ815EK9 | Eaton (formerly Cooper Lighting) | Metalux | 4VT2-LD4-8-DR100-[Blank]-UNV-[All Remote Emergency Enclosures]-L840-CD1-WL-[All Options]-[All Packaging] | Outdoor Luminaires | Mid Output | Fuel Pump Canopy Luminaires | Standard | FALSE | [9 empty] | 10/20/2015 12:00:00 AM | Dimmable | Continuous Below 10 | Yes |  |  | 9809.22 | 121.44 | 80.78 | 5.8 | 0.997 | 4000 | 85
PA1XXFJF | Eaton (formerly Cooper Lighting) | Metalux | 4VT2-LD4-8-DR100-[Blank]-UNV-[All Remote Emergency Enclosures]-L840-5LTD1-WL-[All Options]-[All Packaging] | Outdoor Luminaires | Mid Output | Fuel Pump Canopy Luminaires | Standard | FALSE | [9 empty] | 10/20/2015 12:00:00 AM | Dimmable | Continuous Below 10 | Yes |  |  | 9809.22 | 121.92 | 80.45 | 8.4 | 0.995 | 4000 | 85
PJG7NKVJ | Eaton (formerly Cooper Lighting) | Metalux | 8VT2-LD4-12-FR50-[Blank]-UNV-[All Remote Emergency Enclosures]-L850-5LTD2-WL-[All Options]-[All Packaging] | Outdoor Luminaires | High Output | Fuel Pump Canopy Luminaires | Standard | FALSE | [9 empty] | 10/20/2015 12:00:00 AM | Dimmable | Continuous Below 10 | Yes |  |  | 12511.18 | 111.99 | 111.71 | 11.4 | 0.992 | 5000 | 85
PRTDSUSK | Eaton (formerly Cooper Lighting) | Metalux | 8VT2-LD4-16-DR-[Blank]-UNV-[All Remote Emergency Enclosures]-L840-CD2-WL-[All Options]-[All Packaging] | Outdoor Luminaires | High Output | Fuel Pump Canopy Luminaires | Standard | FALSE | [9 empty] | 10/20/2015 12:00:00 AM | Dimmable | Continuous Below 10 | Yes |  |  | 19717.02 | 121.56 | 162.2 | 3.2 | 0.999 | 4000 | 85
PVH5SXS2 | Eaton (formerly Cooper Lighting) | Metalux | 2VT2-LD4-3-DR-[Blank]-UNV-[All Remote Emergency Enclosures]-L850-CD1-WL-[All Options]-[All Packaging] | Outdoor Luminaires | Low Output | Fuel Pump Canopy Luminaires | Standard | FALSE | [9 empty] | 10/20/2015 12:00:00 AM | Dimmable | Continuous Below 10 | Yes |  |  | 3899.41 | 146.77 | 26.57 | 5 | 0.996 | 5000 | 85
PHFT51H3 | Eaton (formerly Cooper Lighting) | Metalux | 4VT2-LD4-4-FR50-[Blank]-UNV-[All Remote Emergency Enclosures]-L835-5LTD1-WL-[All Options]-[All Packaging] | Outdoor Luminaires | Low Output | Fuel Pump Canopy Luminaires | Standard | FALSE | [9 empty] | 10/20/2015 12:00:00 AM | Dimmable | Continuous Below 10 | Yes |  |  | 4358 | 116.03 | 37.56 | 14.6 | 0.987 | 3500 | 85
PR95ZKDJ | Eaton (formerly Cooper Lighting) | Metalux | 4VT2-LD4-4-FR50-[Blank]-UNV-[All Remote Emergency Enclosures]-L840-CD1-WL-[All Options]-[All Packaging] | Outdoor Luminaires | Low Output | Fuel Pump Canopy Luminaires | Standard | FALSE | [9 empty] | 10/20/2015 12:00:00 AM | Dimmable | Continuous Below 10 | Yes |  |  | 4475.67 | 118.75 | 37.69 | 9.533 | 0.992 | 4000 | 85
P3NETVQH | Eaton (formerly Cooper Lighting) | Metalux | 4VT2-LD4-8-FR50-[Blank]-UNV-[All Remote Emergency Enclosures]-L850-CD1-WL-[All Options]-[All Packaging] | Outdoor Luminaires | Mid Output | Fuel Pump Canopy Luminaires | Standard | FALSE | [9 empty] | 10/20/2015 12:00:00 AM | Dimmable | Continuous Below 10 | Yes |  |  | 9177.37 | 113.61 | 80.78 | 5.8 | 0.997 | 5000 | 85
P8K4GDER | Eaton (formerly Cooper Lighting) | Metalux | 8VT2-LD4-9-FR50-[Blank]-UNV-[All Remote Emergency Enclosures]-L850-5LTD2-WL-[All Options]-[All Packaging] | Outdoor Luminaires | High Output | Fuel Pump Canopy Luminaires | Standard | FALSE | [9 empty] | 10/20/2015 12:00:00 AM | Dimmable | Continuous Below 10 | Yes |  |  | 10903.83 | 105.22 | 103.63 | 12.4 | 0.991 | 5000 | 85
P318VYY7 | Eaton (formerly Cooper Lighting) | Metalux | 8VT2-LD4-9-DR-[Blank]-UNV-[All Remote Emergency Enclosures]-L840-CD1-WL-[All Options]-[All Packaging] | Outdoor Luminaires | High Output | Fuel Pump Canopy Luminaires | Standard | FALSE | [9 empty] | 10/20/2015 12:00:00 AM | Dimmable | Continuous Below 10 | Yes |  |  | 11713.1 | 121.25 | 96.6 | 4.92 | 0.999 | 4000 | 85
PA78VXPE | Eaton (formerly Cooper Lighting) | Metalux | 8VT2-LD4-12-FR50-[Blank]-UNV-[All Remote Emergency Enclosures]-L840-5LTD2-WL-[All Options]-[All Packaging] | Outdoor Luminaires | High Output | Fuel Pump Canopy Luminaires | Standard | FALSE | [9 empty] | 10/20/2015 12:00:00 AM | Dimmable | Continuous Below 10 | Yes |  |  | 11974.82 | 107.19 | 111.71 | 11.4 | 0.992 | 4000 | 85
PBBZ9MKJ | Eaton (formerly Cooper Lighting) | Metalux | 8VT2-LD4-12-DR100-[Blank]-UNV-[All Remote Emergency Enclosures]-L835-CD2-WL-[All Options]-[All Packaging] | Outdoor Luminaires | High Output | Fuel Pump Canopy Luminaires | Standard | FALSE | [9 empty] | 10/20/2015 12:00:00 AM | Dimmable | Continuous Below 10 | Yes |  |  | 13020.99 | 113.89 | 114.33 | 9.25 | 0.995 | 3500 | 85
P65S6KF6 | Eaton (formerly Cooper Lighting) | Metalux | 8VT2-LD4-12-DR-[Blank]-UNV-[All Remote Emergency Enclosures]-L835-CD2-WL-[All Options]-[All Packaging] | Outdoor Luminaires | High Output | Fuel Pump Canopy Luminaires | Standard | FALSE | [9 empty] | 10/20/2015 12:00:00 AM | Dimmable | Continuous Below 10 | Yes |  |  | 13086.42 | 114.46 | 114.33 | 9.25 | 0.995 | 3500 | 85
PPXDGSU5 | Eaton (formerly Cooper Lighting) | Metalux | 8VT2-LD4-12-DR100-[Blank]-UNV-[All Remote Emergency Enclosures]-L840-5LTD2-WL-[All Options]-[All Packaging] | Outdoor Luminaires | High Output | Fuel Pump Canopy Luminaires | Standard | FALSE | [9 empty] | 10/20/2015 12:00:00 AM | Dimmable | Continuous Below 10 | Yes |  |  | 13372.55 | 119.71 | 111.71 | 11.4 | 0.992 | 4000 | 85
PK6P3U1S | Eaton (formerly Cooper Lighting) | Metalux | 8VT2-LD4-12-DR100-[Blank]-UNV-[All Remote Emergency Enclosures]-L850-5LTD2-WL-[All Options]-[All Packaging] | Outdoor Luminaires | High Output | Fuel Pump Canopy Luminaires | Standard | FALSE | [9 empty] | 10/20/2015 12:00:00 AM | Dimmable | Continuous Below 10 | Yes |  |  | 13971.52 | 125.07 | 111.71 | 11.4 | 0.992 | 5000 | 85
PTJFAU6F | Eaton (formerly Cooper Lighting) | Metalux | 8VT2-LD4-16-FR50-[Blank]-UNV-[All Remote Emergency Enclosures]-L840-CD2-WL-[All Options]-[All Packaging] | Outdoor Luminaires | High Output | Fuel Pump Canopy Luminaires | Standard | FALSE | [9 empty] | 10/20/2015 12:00:00 AM | Dimmable | Continuous Below 10 | Yes |  |  | 17567.86 | 108.31 | 162.2 | 3.2 | 0.999 | 4000 | 85
PBGVSCYR | Eaton (formerly Cooper Lighting) | Metalux | 2VT2-LD4-3-DR-[Blank]-UNV-[All Remote Emergency Enclosures]-L835-CD1-WL-[All Options]-[All Packaging] | Outdoor Luminaires | Low Output | Fuel Pump Canopy Luminaires | Standard | FALSE | [9 empty] | 10/20/2015 12:00:00 AM | Dimmable | Continuous Below 10 | Yes |  |  | 3634.12 | 136.79 | 26.57 | 5 | 0.996 | 3500 | 85
P3EEJBNA | Eaton (formerly Cooper Lighting) | Metalux | 2VT2-LD4-2-DR-[Blank]-[Voltages include 120 only]-[All Remote Emergency Enclosures]-L840-CD1-WL-[All Options]-[All Packaging] | Outdoor Luminaires | Low Output | Fuel Pump Canopy Luminaires | Standard | FALSE | [9 empty] | 10/20/2015 12:00:00 AM | Dimmable | Continuous Below 10 | Yes |  |  | 2623.4 | 130.89 | 20.04 | 5.933 | 0.991 | 4000 | 85
PD6X5TCN | Eaton (formerly Cooper Lighting) | Metalux | 2VT2-LD4-2-DR100-[Blank]-[Voltages include 120 only]-[All Remote Emergency Enclosures]-L850-CD1-WL-[All Options]-[All Packaging] | Outdoor Luminaires | Low Output | Fuel Pump Canopy Luminaires | Standard | FALSE | [9 empty] | 10/20/2015 12:00:00 AM | Dimmable | Continuous Below 10 | Yes |  |  | 2727.2 | 136.07 | 20.04 | 5.933 | 0.991 | 5000 | 85
P4CVMQ1S | Eaton (formerly Cooper Lighting) | Metalux | 2VT2-LD4-3-FR50-[Blank]-UNV-[All Remote Emergency Enclosures]-L850-CD1-WL-[All Options]-[All Packaging] | Outdoor Luminaires | Low Output | Fuel Pump Canopy Luminaires | Standard | FALSE | [9 empty] | 10/20/2015 12:00:00 AM | Dimmable | Continuous Below 10 | Yes |  |  | 3474.37 | 130.77 | 26.57 | 5 | 0.996 | 5000 | 85
PWBN389D | Eaton (formerly Cooper Lighting) | Metalux | 4VT2-LD4-4-DR100-[Blank]-UNV-[All Remote Emergency Enclosures]-L835-CD1-WL-[All Options]-[All Packaging] | Outdoor Luminaires | Low Output | Fuel Pump Canopy Luminaires | Standard | FALSE | [9 empty] | 10/20/2015 12:00:00 AM | Dimmable | Continuous Below 10 | Yes |  |  | 4866.68 | 129.12 | 37.69 | 9.533 | 0.992 | 3500 | 85
PE8N1HKB | Eaton (formerly Cooper Lighting) | Metalux | 4VT2-LD4-4-DR-[Blank]-UNV-[All Remote Emergency Enclosures]-L850-CD1-WL-[All Options]-[All Packaging] | Outdoor Luminaires | Mid Output | Fuel Pump Canopy Luminaires | Standard | FALSE | [9 empty] | 10/20/2015 12:00:00 AM | Dimmable | Continuous Below 10 | Yes |  |  | 5248.19 | 139.24 | 37.69 | 9.533 | 0.992 | 5000 | 85
P3GB823E | Eaton (formerly Cooper Lighting) | Metalux | 4VT2-LD4-6-FR50-[Blank]-UNV-[All Remote Emergency Enclosures]-L835-CD1-WL-[All Options]-[All Packaging] | Outdoor Luminaires | Mid Output | Fuel Pump Canopy Luminaires | Standard | FALSE | [9 empty] | 10/20/2015 12:00:00 AM | Dimmable | Continuous Below 10 | Yes |  |  | 5830 | 102.77 | 56.73 | 9.967 | 0.994 | 3500 | 85
PV3SC8RX | Eaton (formerly Cooper Lighting) | Metalux | 4VT2-LD4-6-FR50-[Blank]-UNV-[All Remote Emergency Enclosures]-L850-5LTD1-WL-[All Options]-[All Packaging] | Outdoor Luminaires | Mid Output | Fuel Pump Canopy Luminaires | Standard | FALSE | [9 empty] | 10/20/2015 12:00:00 AM | Dimmable | Continuous Below 10 | Yes |  |  | 6255.59 | 111.99 | 55.86 | 11.4 | 0.992 | 5000 | 85
PNY7WSCF | Eaton (formerly Cooper Lighting) | Metalux | 4VT2-LD4-6-DR100-[Blank]-UNV-[All Remote Emergency Enclosures]-L840-5LTD1-WL-[All Options]-[All Packaging] | Outdoor Luminaires | Mid Output | Fuel Pump Canopy Luminaires | Standard | FALSE | [9 empty] | 10/20/2015 12:00:00 AM | Dimmable | Continuous Below 10 | Yes |  |  | 6686.28 | 119.71 | 55.86 | 11.4 | 0.992 | 4000 | 85
PN7RQ565 | Eaton (formerly Cooper Lighting) | Metalux | 8VT2-LD4-9-FR50-[Blank]-UNV-[All Remote Emergency Enclosures]-L840-5LTD2-WL-[All Options]-[All Packaging] | Outdoor Luminaires | High Output | Fuel Pump Canopy Luminaires | Standard | FALSE | [9 empty] | 10/20/2015 12:00:00 AM | Dimmable | Continuous Below 10 | Yes |  |  | 10436.37 | 100.71 | 103.63 | 12.4 | 0.991 | 4000 | 85
PXS2962F | Eaton (formerly Cooper Lighting) | Metalux | 8VT2-LD4-12-DR100-[Blank]-UNV-[All Remote Emergency Enclosures]-L850-CD2-WL-[All Options]-[All Packaging] | Outdoor Luminaires | High Output | Fuel Pump Canopy Luminaires | Standard | FALSE | [9 empty] | 10/20/2015 12:00:00 AM | Dimmable | Continuous Below 10 | Yes |  |  | 13971.52 | 122.2 | 114.33 | 9.25 | 0.995 | 5000 | 85
PYGDHJQB | Eaton (formerly Cooper Lighting) | Metalux | 2VT2-LD4-2-FR50-[Blank]-[Voltages include 120 only]-[All Remote Emergency Enclosures]-L835-CD1-WL-[All Options]-[All Packaging] | Outdoor Luminaires | Low Output | Fuel Pump Canopy Luminaires | Standard | FALSE | [9 empty] | 10/20/2015 12:00:00 AM | Dimmable | Continuous Below 10 | Yes |  |  | 2276 | 113.55 | 20.04 | 5.933 | 0.991 | 3500 | 85
PJ3CHPBM | Eaton (formerly Cooper Lighting) | Metalux | 2VT2-LD4-2-FR50-[Blank]-[Voltages include 120 only]-[All Remote Emergency Enclosures]-L840-CD1-WL-[All Options]-[All Packaging] | Outdoor Luminaires | Low Output | Fuel Pump Canopy Luminaires | Standard | FALSE | [9 empty] | 10/20/2015 12:00:00 AM | Dimmable | Continuous Below 10 | Yes |  |  | 2337.45 | 116.62 | 20.04 | 5.933 | 0.991 | 4000 | 85
PNTM5H49 | Eaton (formerly Cooper Lighting) | Metalux | 2VT2-LD4-3-FR50-[Blank]-UNV-[All Remote Emergency Enclosures]-L835-CD1-WL-[All Options]-[All Packaging] | Outdoor Luminaires | Low Output | Fuel Pump Canopy Luminaires | Standard | FALSE | [9 empty] | 10/20/2015 12:00:00 AM | Dimmable | Continuous Below 10 | Yes |  |  | 3238 | 121.88 | 26.57 | 5 | 0.996 | 3500 | 85
P1RDEB5P | Eaton (formerly Cooper Lighting) | Metalux | 2VT2-LD4-3-DR-[Blank]-UNV-[All Remote Emergency Enclosures]-L840-CD1-WL-[All Options]-[All Packaging] | Outdoor Luminaires | Low Output | Fuel Pump Canopy Luminaires | Standard | FALSE | [9 empty] | 10/20/2015 12:00:00 AM | Dimmable | Continuous Below 10 | Yes |  |  | 3732.24 | 140.48 | 26.57 | 5 | 0.996 | 4000 | 85
P33VHTF3 | Eaton (formerly Cooper Lighting) | Metalux | 2VT2-LD4-3-DR100-[Blank]-UNV-[All Remote Emergency Enclosures]-L850-CD1-WL-[All Options]-[All Packaging] | Outdoor Luminaires | Low Output | Fuel Pump Canopy Luminaires | Standard | FALSE | [9 empty] | 10/20/2015 12:00:00 AM | Dimmable | Continuous Below 10 | Yes |  |  | 3879.91 | 146.04 | 26.57 | 5 | 0.996 | 5000 | 85
P8VJJNBG | Eaton (formerly Cooper Lighting) | Metalux | 4VT2-LD4-4-FR50-[Blank]-UNV-[All Remote Emergency Enclosures]-L835-CD1-WL-[All Options]-[All Packaging] | Outdoor Luminaires | Low Output | Fuel Pump Canopy Luminaires | Standard | FALSE | [9 empty] | 10/20/2015 12:00:00 AM | Dimmable | Continuous Below 10 | Yes |  |  | 4358 | 115.62 | 37.69 | 9.533 | 0.992 | 3500 | 85
PQAHUSYB | Eaton (formerly Cooper Lighting) | Metalux | 4VT2-LD4-4-FR50-[Blank]-UNV-[All Remote Emergency Enclosures]-L840-5LTD1-WL-[All Options]-[All Packaging] | Outdoor Luminaires | Low Output | Fuel Pump Canopy Luminaires | Standard | FALSE | [9 empty] | 10/20/2015 12:00:00 AM | Dimmable | Continuous Below 10 | Yes |  |  | 4475.67 | 119.16 | 37.56 | 14.6 | 0.987 | 4000 | 85
P4PVG8UD | Eaton (formerly Cooper Lighting) | Metalux | 4VT2-LD4-4-DR100-[Blank]-UNV-[All Remote Emergency Enclosures]-L850-CD1-WL-[All Options]-[All Packaging] | Outdoor Luminaires | Mid Output | Fuel Pump Canopy Luminaires | Standard | FALSE | [9 empty] | 10/20/2015 12:00:00 AM | Dimmable | Continuous Below 10 | Yes |  |  | 5221.95 | 138.55 | 37.69 | 9.533 | 0.992 | 5000 | 85
PA35Q41W | Eaton (formerly Cooper Lighting) | Metalux | 4VT2-LD4-4-DR100-[Blank]-UNV-[All Remote Emergency Enclosures]-L850-5LTD1-WL-[All Options]-[All Packaging] | Outdoor Luminaires | Mid Output | Fuel Pump Canopy Luminaires | Standard | FALSE | [9 empty] | 10/20/2015 12:00:00 AM | Dimmable | Continuous Below 10 | Yes |  |  | 5221.95 | 139.03 | 37.56 | 14.6 | 0.987 | 5000 | 85
PZYZESZY | Eaton (formerly Cooper Lighting) | Metalux | 4VT2-LD4-6-FR50-[Blank]-UNV-[All Remote Emergency Enclosures]-L840-CD1-WL-[All Options]-[All Packaging] | Outdoor Luminaires | Mid Output | Fuel Pump Canopy Luminaires | Standard | FALSE | [9 empty] | 10/20/2015 12:00:00 AM | Dimmable | Continuous Below 10 | Yes |  |  | 5987.41 | 105.54 | 56.73 | 9.967 | 0.994 | 4000 | 85
P6HBUHAR | Eaton (formerly Cooper Lighting) | Metalux | 4VT2-LD4-6-DR100-[Blank]-UNV-[All Remote Emergency Enclosures]-L840-CD1-WL-[All Options]-[All Packaging] | Outdoor Luminaires | Mid Output | Fuel Pump Canopy Luminaires | Standard | FALSE | [9 empty] | 10/20/2015 12:00:00 AM | Dimmable | Continuous Below 10 | Yes |  |  | 6686.28 | 117.86 | 56.73 | 9.967 | 0.994 | 4000 | 85
PRM8EQCD | Eaton (formerly Cooper Lighting) | Metalux | 4VT2-LD4-6-DR-[Blank]-UNV-[All Remote Emergency Enclosures]-L840-5LTD1-WL-[All Options]-[All Packaging] | Outdoor Luminaires | Mid Output | Fuel Pump Canopy Luminaires | Standard | FALSE | [9 empty] | 10/20/2015 12:00:00 AM | Dimmable | Continuous Below 10 | Yes |  |  | 6719.88 | 120.31 | 55.86 | 11.4 | 0.992 | 4000 | 85
PGCQRWP2 | Eaton (formerly Cooper Lighting) | Metalux | 4VT2-LD4-8-FR50-[Blank]-UNV-[All Remote Emergency Enclosures]-L840-CD1-WL-[All Options]-[All Packaging] | Outdoor Luminaires | Mid Output | Fuel Pump Canopy Luminaires | Standard | FALSE | [9 empty] | 10/20/2015 12:00:00 AM | Dimmable | Continuous Below 10 | Yes |  |  | 8783.93 | 108.74 | 80.78 | 5.8 | 0.997 | 4000 | 85
PTNSZ1HS | Eaton (formerly Cooper Lighting) | Metalux | 4VT2-LD4-8-FR50-[Blank]-UNV-[All Remote Emergency Enclosures]-L850-5LTD1-WL-[All Options]-[All Packaging] | Outdoor Luminaires | Mid Output | Fuel Pump Canopy Luminaires | Standard | FALSE | [9 empty] | 10/20/2015 12:00:00 AM | Dimmable | Continuous Below 10 | Yes |  |  | 9177.37 | 114.07 | 80.45 | 8.4 | 0.995 | 5000 | 85
PQGSW2P5 | Eaton (formerly Cooper Lighting) | Metalux | 4VT2-LD4-8-DR-[Blank]-UNV-[All Remote Emergency Enclosures]-L840-CD1-WL-[All Options]-[All Packaging] | Outdoor Luminaires | Mid Output | Fuel Pump Canopy Luminaires | Standard | FALSE | [9 empty] | 10/20/2015 12:00:00 AM | Dimmable | Continuous Below 10 | Yes |  |  | 9858.51 | 122.05 | 80.78 | 5.8 | 0.997 | 4000 | 85
PJ93NPTU | Eaton (formerly Cooper Lighting) | Metalux | 4VT2-LD4-4-DR100-[Blank]-UNV-[All Remote Emergency Enclosures]-L835-5LTD1-WL-[All Options]-[All Packaging] | Outdoor Luminaires | Low Output | Fuel Pump Canopy Luminaires | Standard | FALSE | [9 empty] | 10/20/2015 12:00:00 AM | Dimmable | Continuous Below 10 | Yes |  |  | 4866.68 | 129.58 | 37.56 | 14.6 | 0.987 | 3500 | 85
PWH9G1BV | Eaton (formerly Cooper Lighting) | Metalux | 4VT2-LD4-4-DR-[Blank]-UNV-[All Remote Emergency Enclosures]-L835-5LTD1-WL-[All Options]-[All Packaging] | Outdoor Luminaires | Low Output | Fuel Pump Canopy Luminaires | Standard | FALSE | [9 empty] | 10/20/2015 12:00:00 AM | Dimmable | Continuous Below 10 | Yes |  |  | 4891.13 | 130.23 | 37.56 | 14.6 | 0.987 | 3500 | 85
PE9AS8Z3 | Eaton (formerly Cooper Lighting) | Metalux | 4VT2-LD4-4-DR100-[Blank]-UNV-[All Remote Emergency Enclosures]-L840-CD1-WL-[All Options]-[All Packaging] | Outdoor Luminaires | Low Output | Fuel Pump Canopy Luminaires | Standard | FALSE | [9 empty] | 10/20/2015 12:00:00 AM | Dimmable | Continuous Below 10 | Yes |  |  | 4998.08 | 132.61 | 37.69 | 9.533 | 0.992 | 4000 | 85
PMPUM4WS | Eaton (formerly Cooper Lighting) | Metalux | 8VT2-LD4-9-DR-[Blank]-UNV-[All Remote Emergency Enclosures]-L835-CD1-WL-[All Options]-[All Packaging] | Outdoor Luminaires | High Output | Fuel Pump Canopy Luminaires | Standard | FALSE | [9 empty] | 10/20/2015 12:00:00 AM | Dimmable | Continuous Below 10 | Yes |  |  | 11405.16 | 118.07 | 96.6 | 4.92 | 0.999 | 3500 | 85
PBMP22XX | Eaton (formerly Cooper Lighting) | Metalux | 8VT2-LD4-12-FR50-[Blank]-UNV-[All Remote Emergency Enclosures]-L835-CD2-WL-[All Options]-[All Packaging] | Outdoor Luminaires | High Output | Fuel Pump Canopy Luminaires | Standard | FALSE | [9 empty] | 10/20/2015 12:00:00 AM | Dimmable | Continuous Below 10 | Yes |  |  | 11660 | 101.98 | 114.33 | 9.25 | 0.995 | 3500 | 85
PEVPS2PU | Eaton (formerly Cooper Lighting) | Metalux | 8VT2-LD4-9-DR-[Blank]-UNV-[All Remote Emergency Enclosures]-L840-5LTD2-WL-[All Options]-[All Packaging] | Outdoor Luminaires | High Output | Fuel Pump Canopy Luminaires | Standard | FALSE | [9 empty] | 10/20/2015 12:00:00 AM | Dimmable | Continuous Below 10 | Yes |  |  | 11713.1 | 113.02 | 103.63 | 12.4 | 0.991 | 4000 | 85
PZ2NHSD6 | Eaton (formerly Cooper Lighting) | Metalux | 8VT2-LD4-9-DR100-[Blank]-UNV-[All Remote Emergency Enclosures]-L850-5LTD2-WL-[All Options]-[All Packaging] | Outdoor Luminaires | High Output | Fuel Pump Canopy Luminaires | Standard | FALSE | [9 empty] | 10/20/2015 12:00:00 AM | Dimmable | Continuous Below 10 | Yes |  |  | 12176.55 | 117.5 | 103.63 | 12.4 | 0.991 | 5000 | 85
P8YVNKGG | Eaton (formerly Cooper Lighting) | Metalux | 8VT2-LD4-12-DR100-[Blank]-UNV-[All Remote Emergency Enclosures]-L835-5LTD2-WL-[All Options]-[All Packaging] | Outdoor Luminaires | High Output | Fuel Pump Canopy Luminaires | Standard | FALSE | [9 empty] | 10/20/2015 12:00:00 AM | Dimmable | Continuous Below 10 | Yes |  |  | 13020.99 | 116.56 | 111.71 | 11.4 | 0.992 | 3500 | 85
PNQY9VJP | Eaton (formerly Cooper Lighting) | Metalux | 8VT2-LD4-12-DR-[Blank]-UNV-[All Remote Emergency Enclosures]-L840-CD2-WL-[All Options]-[All Packaging] | Outdoor Luminaires | High Output | Fuel Pump Canopy Luminaires | Standard | FALSE | [9 empty] | 10/20/2015 12:00:00 AM | Dimmable | Continuous Below 10 | Yes |  |  | 13439.75 | 117.55 | 114.33 | 9.25 | 0.995 | 4000 | 85
PGPY3WAP | Eaton (formerly Cooper Lighting) | Metalux | 8VT2-LD4-12-DR-[Blank]-UNV-[All Remote Emergency Enclosures]-L850-CD2-WL-[All Options]-[All Packaging] | Outdoor Luminaires | High Output | Fuel Pump Canopy Luminaires | Standard | FALSE | [9 empty] | 10/20/2015 12:00:00 AM | Dimmable | Continuous Below 10 | Yes |  |  | 14041.73 | 122.82 | 114.33 | 9.25 | 0.995 | 5000 | 85
P7G9CME1 | Eaton (formerly Cooper Lighting) | Metalux | 8VT2-LD4-16-FR50-[Blank]-UNV-[All Remote Emergency Enclosures]-L835-CD2-WL-[All Options]-[All Packaging] | Outdoor Luminaires | High Output | Fuel Pump Canopy Luminaires | Standard | FALSE | [9 empty] | 10/20/2015 12:00:00 AM | Dimmable | Continuous Below 10 | Yes |  |  | 17106 | 105.46 | 162.2 | 3.2 | 0.999 | 3500 | 85
PB3F3M7Y | Eaton (formerly Cooper Lighting) | Metalux | 8VT2-LD4-16-FR50-[Blank]-UNV-[All Remote Emergency Enclosures]-L840-5LTD2-WL-[All Options]-[All Packaging] | Outdoor Luminaires | High Output | Fuel Pump Canopy Luminaires | Standard | FALSE | [9 empty] | 10/20/2015 12:00:00 AM | Dimmable | Continuous Below 10 | Yes |  |  | 17567.86 | 109.18 | 160.91 | 8.4 | 0.995 | 4000 | 85
P8TH1Y2N | Eaton (formerly Cooper Lighting) | Metalux | 8VT2-LD4-16-FR50-[Blank]-UNV-[All Remote Emergency Enclosures]-L850-CD2-WL-[All Options]-[All Packaging] | Outdoor Luminaires | High Output | Fuel Pump Canopy Luminaires | Standard | FALSE | [9 empty] | 10/20/2015 12:00:00 AM | Dimmable | Continuous Below 10 | Yes |  |  | 18354.74 | 113.16 | 162.2 | 3.2 | 0.999 | 5000 | 85
PZPZHV2B | Eaton (formerly Cooper Lighting) | Metalux | 8VT2-LD4-16-FR50-[Blank]-UNV-[All Remote Emergency Enclosures]-L850-5LTD2-WL-[All Options]-[All Packaging] | Outdoor Luminaires | High Output | Fuel Pump Canopy Luminaires | Standard | FALSE | [9 empty] | 10/20/2015 12:00:00 AM | Dimmable | Continuous Below 10 | Yes |  |  | 18354.74 | 114.07 | 160.91 | 8.4 | 0.995 | 5000 | 85
P486C713 | Eaton (formerly Cooper Lighting) | Metalux | 8VT2-LD4-16-DR-[Blank]-UNV-[All Remote Emergency Enclosures]-L835-5LTD2-WL-[All Options]-[All Packaging] | Outdoor Luminaires | High Output | Fuel Pump Canopy Luminaires | Standard | FALSE | [9 empty] | 10/20/2015 12:00:00 AM | Dimmable | Continuous Below 10 | Yes |  |  | 19198.65 | 119.31 | 160.91 | 8.4 | 0.995 | 3500 | 85
P5S38EEB | Eaton (formerly Cooper Lighting) | Metalux | 8VT2-LD4-16-DR100-[Blank]-UNV-[All Remote Emergency Enclosures]-L840-CD2-WL-[All Options]-[All Packaging] | Outdoor Luminaires | High Output | Fuel Pump Canopy Luminaires | Standard | FALSE | [9 empty] | 10/20/2015 12:00:00 AM | Dimmable | Continuous Below 10 | Yes |  |  | 19618.43 | 120.95 | 162.2 | 3.2 | 0.999 | 4000 | 85
PWQHNZ4G | Eaton (formerly Cooper Lighting) | Metalux | 8VT2-LD4-16-DR-[Blank]-UNV-[All Remote Emergency Enclosures]-L840-5LTD2-WL-[All Options]-[All Packaging] | Outdoor Luminaires | High Output | Fuel Pump Canopy Luminaires | Standard | FALSE | [9 empty] | 10/20/2015 12:00:00 AM | Dimmable | Continuous Below 10 | Yes |  |  | 19717.02 | 122.54 | 160.91 | 8.4 | 0.995 | 4000 | 85
P4M9X4TP | Eaton (formerly Cooper Lighting) | Metalux | 8VT2-LD4-16-DR-[Blank]-UNV-[All Remote Emergency Enclosures]-L850-CD2-WL-[All Options]-[All Packaging] | Outdoor Luminaires | High Output | Fuel Pump Canopy Luminaires | Standard | FALSE | [9 empty] | 10/20/2015 12:00:00 AM | Dimmable | Continuous Below 10 | Yes |  |  | 20600.15 | 127 | 162.2 | 3.2 | 0.999 | 5000 | 85
PJEAZ78Z | Eaton (formerly Cooper Lighting) | Metalux | 8VT2-LD4-9-DR100-[Blank]-UNV-[All Remote Emergency Enclosures]-L835-CD1-WL-[All Options]-[All Packaging] | Outdoor Luminaires | High Output | Fuel Pump Canopy Luminaires | Standard | FALSE | [9 empty] | 10/20/2015 12:00:00 AM | Dimmable | Continuous Below 10 | Yes |  |  | 11348.14 | 117.48 | 96.6 | 4.92 | 0.999 | 3500 | 85
P6K5JU9A | Eaton (formerly Cooper Lighting) | Metalux | 8VT2-LD4-12-FR50-[Blank]-UNV-[All Remote Emergency Enclosures]-L835-5LTD2-WL-[All Options]-[All Packaging] | Outdoor Luminaires | High Output | Fuel Pump Canopy Luminaires | Standard | FALSE | [9 empty] | 10/20/2015 12:00:00 AM | Dimmable | Continuous Below 10 | Yes |  |  | 11660 | 104.38 | 111.71 | 11.4 | 0.992 | 3500 | 85
PK98AVGZ | Eaton (formerly Cooper Lighting) | Metalux | 8VT2-LD4-16-DR100-[Blank]-UNV-[All Remote Emergency Enclosures]-L840-5LTD2-WL-[All Options]-[All Packaging] | Outdoor Luminaires | High Output | Fuel Pump Canopy Luminaires | Standard | FALSE | [9 empty] | 10/20/2015 12:00:00 AM | Dimmable | Continuous Below 10 | Yes |  |  | 19618.43 | 121.92 | 160.91 | 8.4 | 0.995 | 4000 | 85
P5H58G1R | Eaton (formerly Cooper Lighting) | Metalux | 4VT2-LD4-8-DR-[Blank]-UNV-[All Remote Emergency Enclosures]-L850-CD1-WL-[All Options]-[All Packaging] | Outdoor Luminaires | High Output | Fuel Pump Canopy Luminaires | Standard | FALSE | [9 empty] | 10/20/2015 12:00:00 AM | Dimmable | Continuous Below 10 | Yes |  |  | 10300.08 | 127.51 | 80.78 | 5.8 | 0.997 | 5000 | 85
P17WSENM | Eaton (formerly Cooper Lighting) | Metalux | 2VT2-LD4-2-DR100-[Blank]-[Voltages include 120 only]-[All Remote Emergency Enclosures]-L840-CD1-WL-[All Options]-[All Packaging] | Outdoor Luminaires | Low Output | Fuel Pump Canopy Luminaires | Standard | FALSE | [9 empty] | 10/20/2015 12:00:00 AM | Dimmable | Continuous Below 10 | Yes |  |  | 2610.29 | 130.23 | 20.04 | 5.933 | 0.991 | 4000 | 85
P2NFD4BU | Eaton (formerly Cooper Lighting) | Metalux | 4VT2-LD4-6-DR-[Blank]-UNV-[All Remote Emergency Enclosures]-L835-CD1-WL-[All Options]-[All Packaging] | Outdoor Luminaires | Mid Output | Fuel Pump Canopy Luminaires | Standard | FALSE | [9 empty] | 10/20/2015 12:00:00 AM | Dimmable | Continuous Below 10 | Yes |  |  | 6543.21 | 115.34 | 56.73 | 9.967 | 0.994 | 3500 | 85
PCZPPXMR | Eaton (formerly Cooper Lighting) | Metalux | 4VT2-LD4-6-DR-[Blank]-UNV-[All Remote Emergency Enclosures]-L850-5LTD1-WL-[All Options]-[All Packaging] | Outdoor Luminaires | Mid Output | Fuel Pump Canopy Luminaires | Standard | FALSE | [9 empty] | 10/20/2015 12:00:00 AM | Dimmable | Continuous Below 10 | Yes |  |  | 7020.86 | 125.7 | 55.86 | 11.4 | 0.992 | 5000 | 85
PGFBKFKB | Eaton (formerly Cooper Lighting) | Metalux | 4VT2-LD4-8-FR50-[Blank]-UNV-[All Remote Emergency Enclosures]-L835-5LTD1-WL-[All Options]-[All Packaging] | Outdoor Luminaires | Mid Output | Fuel Pump Canopy Luminaires | Standard | FALSE | [9 empty] | 10/20/2015 12:00:00 AM | Dimmable | Continuous Below 10 | Yes |  |  | 8553 | 106.31 | 80.45 | 8.4 | 0.995 | 3500 | 85
P1DSAGCJ | Eaton (formerly Cooper Lighting) | Metalux | 4VT2-LD4-8-DR-[Blank]-UNV-[All Remote Emergency Enclosures]-L840-5LTD1-WL-[All Options]-[All Packaging] | Outdoor Luminaires | Mid Output | Fuel Pump Canopy Luminaires | Standard | FALSE | [9 empty] | 10/20/2015 12:00:00 AM | Dimmable | Continuous Below 10 | Yes |  |  | 9858.51 | 122.54 | 80.45 | 8.4 | 0.995 | 4000 | 85
P9GDHN7E | Eaton (formerly Cooper Lighting) | Metalux | 8VT2-LD4-9-FR50-[Blank]-UNV-[All Remote Emergency Enclosures]-L850-CD1-WL-[All Options]-[All Packaging] | Outdoor Luminaires | High Output | Fuel Pump Canopy Luminaires | Standard | FALSE | [9 empty] | 10/20/2015 12:00:00 AM | Dimmable | Continuous Below 10 | Yes |  |  | 10903.83 | 112.88 | 96.6 | 4.92 | 0.999 | 5000 | 85
P8E25VES | Eaton (formerly Cooper Lighting) | Metalux | 8VT2-LD4-9-DR100-[Blank]-UNV-[All Remote Emergency Enclosures]-L835-5LTD2-WL-[All Options]-[All Packaging] | Outdoor Luminaires | High Output | Fuel Pump Canopy Luminaires | Standard | FALSE | [9 empty] | 10/20/2015 12:00:00 AM | Dimmable | Continuous Below 10 | Yes |  |  | 11348.14 | 109.5 | 103.63 | 12.4 | 0.991 | 3500 | 85
P9UH2FDP | Eaton (formerly Cooper Lighting) | Metalux | 8VT2-LD4-12-DR-[Blank]-UNV-[All Remote Emergency Enclosures]-L850-5LTD2-WL-[All Options]-[All Packaging] | Outdoor Luminaires | High Output | Fuel Pump Canopy Luminaires | Standard | FALSE | [9 empty] | 10/20/2015 12:00:00 AM | Dimmable | Continuous Below 10 | Yes |  |  | 14041.73 | 125.7 | 111.71 | 11.4 | 0.992 | 5000 | 85
PFNGW2ZC | Eaton (formerly Cooper Lighting) | Metalux | 8VT2-LD4-16-FR50-[Blank]-UNV-[All Remote Emergency Enclosures]-L835-5LTD2-WL-[All Options]-[All Packaging] | Outdoor Luminaires | High Output | Fuel Pump Canopy Luminaires | Standard | FALSE | [9 empty] | 10/20/2015 12:00:00 AM | Dimmable | Continuous Below 10 | Yes |  |  | 17106 | 106.31 | 160.91 | 8.4 | 0.995 | 3500 | 85
PQ3K9HBG | Eaton (formerly Cooper Lighting) | Metalux | 8VT2-LD4-16-DR-[Blank]-UNV-[All Remote Emergency Enclosures]-L835-CD2-WL-[All Options]-[All Packaging] | Outdoor Luminaires | High Output | Fuel Pump Canopy Luminaires | Standard | FALSE | [9 empty] | 10/20/2015 12:00:00 AM | Dimmable | Continuous Below 10 | Yes |  |  | 19198.65 | 118.36 | 162.2 | 3.2 | 0.999 | 3500 | 85
P4FF2NAT | Eaton (formerly Cooper Lighting) | Metalux | 2VT2-LD4-3-FR50-[Blank]-UNV-[All Remote Emergency Enclosures]-L840-CD1-WL-[All Options]-[All Packaging] | Outdoor Luminaires | Low Output | Fuel Pump Canopy Luminaires | Standard | FALSE | [9 empty] | 10/20/2015 12:00:00 AM | Dimmable | Continuous Below 10 | Yes |  |  | 3325.43 | 125.17 | 26.57 | 5 | 0.996 | 4000 | 85
PX4Q3UAJ | Eaton (formerly Cooper Lighting) | Metalux | 2VT2-LD4-3-DR100-[Blank]-UNV-[All Remote Emergency Enclosures]-L840-CD1-WL-[All Options]-[All Packaging] | Outdoor Luminaires | Low Output | Fuel Pump Canopy Luminaires | Standard | FALSE | [9 empty] | 10/20/2015 12:00:00 AM | Dimmable | Continuous Below 10 | Yes |  |  | 3713.58 | 139.78 | 26.57 | 5 | 0.996 | 4000 | 85
P646Y4FV | Eaton (formerly Cooper Lighting) | Metalux | 4VT2-LD4-4-FR50-[Blank]-UNV-[All Remote Emergency Enclosures]-L850-5LTD1-WL-[All Options]-[All Packaging] | Outdoor Luminaires | Low Output | Fuel Pump Canopy Luminaires | Standard | FALSE | [9 empty] | 10/20/2015 12:00:00 AM | Dimmable | Continuous Below 10 | Yes |  |  | 4676.13 | 124.5 | 37.56 | 14.6 | 0.987 | 5000 | 85
PVSUE8HM | Eaton (formerly Cooper Lighting) | Metalux | 4VT2-LD4-4-DR-[Blank]-UNV-[All Remote Emergency Enclosures]-L840-CD1-WL-[All Options]-[All Packaging] | Outdoor Luminaires | Mid Output | Fuel Pump Canopy Luminaires | Standard | FALSE | [9 empty] | 10/20/2015 12:00:00 AM | Dimmable | Continuous Below 10 | Yes |  |  | 5023.19 | 133.27 | 37.69 | 9.533 | 0.992 | 4000 | 85
PEW2KXCQ | Eaton (formerly Cooper Lighting) | Metalux | 4VT2-LD4-6-DR100-[Blank]-UNV-[All Remote Emergency Enclosures]-L850-5LTD1-WL-[All Options]-[All Packaging] | Outdoor Luminaires | Mid Output | Fuel Pump Canopy Luminaires | Standard | FALSE | [9 empty] | 10/20/2015 12:00:00 AM | Dimmable | Continuous Below 10 | Yes |  |  | 6985.76 | 125.07 | 55.86 | 11.4 | 0.992 | 5000 | 85
PUJGGXF6 | Eaton (formerly Cooper Lighting) | Metalux | 8VT2-LD4-9-FR50-[Blank]-UNV-[All Remote Emergency Enclosures]-L835-CD1-WL-[All Options]-[All Packaging] | Outdoor Luminaires | High Output | Fuel Pump Canopy Luminaires | Standard | FALSE | [9 empty] | 10/20/2015 12:00:00 AM | Dimmable | Continuous Below 10 | Yes |  |  | 10162 | 105.2 | 96.6 | 4.92 | 0.999 | 3500 | 85
PZK9DQ49 | Eaton (formerly Cooper Lighting) | Metalux | 4VT2-LD4-8-DR100-[Blank]-UNV-[All Remote Emergency Enclosures]-L850-5LTD1-WL-[All Options]-[All Packaging] | Outdoor Luminaires | High Output | Fuel Pump Canopy Luminaires | Standard | FALSE | [9 empty] | 10/20/2015 12:00:00 AM | Dimmable | Continuous Below 10 | Yes |  |  | 10248.58 | 127.38 | 80.45 | 8.4 | 0.995 | 5000 | 85
PNRR9QNK | Eaton (formerly Cooper Lighting) | Metalux | 8VT2-LD4-12-DR-[Blank]-UNV-[All Remote Emergency Enclosures]-L840-5LTD2-WL-[All Options]-[All Packaging] | Outdoor Luminaires | High Output | Fuel Pump Canopy Luminaires | Standard | FALSE | [9 empty] | 10/20/2015 12:00:00 AM | Dimmable | Continuous Below 10 | Yes |  |  | 13439.75 | 120.31 | 111.71 | 11.4 | 0.992 | 4000 | 85
PASG4MMR | Eaton (formerly Cooper Lighting) | Metalux | 8VT2-LD4-16-DR100-[Blank]-UNV-[All Remote Emergency Enclosures]-L835-CD2-WL-[All Options]-[All Packaging] | Outdoor Luminaires | High Output | Fuel Pump Canopy Luminaires | Standard | FALSE | [9 empty] | 10/20/2015 12:00:00 AM | Dimmable | Continuous Below 10 | Yes |  |  | 19102.66 | 117.77 | 162.2 | 3.2 | 0.999 | 3500 | 85
PR5V1KQP | Eiko Global, LLC | Eiko Global, LLC | SCSS-1C-[120V ONLY] | Outdoor Luminaires | Low Output | Fuel Pump Canopy Luminaires | Standard | TRUE | 2976 | 88.4 | 33.7 | 14.5 | 0.971 | 4980 | 72 | 5 | 50000 | 3/5/2015 12:00:00 AM | Not Yet Verified | Not Yet Verified | Not Yet Verified |  | 2.1 | 3000 | 88 | 34 |  |  | 5000 | 70
PEGERY3A | Eiko Global, LLC | LiteSpanLED | SCSM-1C-347V | Outdoor Luminaires | Low Output | Fuel Pump Canopy Luminaires | Standard | TRUE | 2322.4 | 111 | 20.9 | 23 | 0.97 | 4859 | 74 | 5 | 50000 | 10/21/2015 12:00:00 AM | Not Dimmable | Not Dimmable | Yes |  | 3 | 2322.4 | 111 | 20.9 | 23 | 0.99 | 4859 | 74
PBH2JA66 | Eiko Global, LLC | LiteSpanLED | SCSL-1C-347V | Outdoor Luminaires | Low Output | Fuel Pump Canopy Luminaires | Standard | TRUE | 3605.2 | 92 | 39.13 | 18 | 0.98 | 5168 | 75 | 5 | 50000 | 10/21/2015 12:00:00 AM | Not Dimmable | Not Dimmable | Yes |  | 3 | 3605.2 | 92 | 39.13 | 18 | 0.99 | 5168 | 75
PNN3CDZD | Eiko Global, LLC | Eiko | SCSL-1C-U | Outdoor Luminaires | Low Output | Fuel Pump Canopy Luminaires | Standard | TRUE | 3706.4 | 90.68 | 40.87 | 18.75 | 0.912 | 5115 | 73 | 5 |  | 8/19/2015 12:00:00 AM | Not Dimmable | Not Dimmable | Not Yet Verified |  | 2.1
PNHVRPRZ | Eiko Global, LLC | Eiko | SCSL-2C-U | Outdoor Luminaires | Low Output | Fuel Pump Canopy Luminaires | Standard | TRUE | 4285.8 | 78 | 54.62 | 19 | 0.92 | 5518 | 78 | 5 |  | 8/19/2015 12:00:00 AM | Not Dimmable | Not Dimmable | Not Yet Verified |  | 2.1
PERBMZKF | Eiko Global, LLC | Eiko | SCSS-1C-U | Outdoor Luminaires | Low Output | Fuel Pump Canopy Luminaires | Standard | TRUE | 2976 | 88.4 | 33.7 | 14.5 | 0.971 | 4980 | 72 | 5 | 50000 | 8/19/2015 12:00:00 AM | Not Yet Verified | Not Yet Verified | Not Yet Verified |  | 2.1 | 3000 | 88 | 34 |  |  | 5000 | 70
PEB5J7M7 | Eiko Global, LLC | Eiko | SCSS-2C-U | Outdoor Luminaires | Mid Output | Fuel Pump Canopy Luminaires | Standard | TRUE | 5524 | 95.91 | 57.6 | 17.68 | 0.931 | 5116 | 73.1 | 5 | 50000 | 8/19/2015 12:00:00 AM | Not Dimmable | Not Dimmable | Not Yet Verified |  | 2.1 | 5524 | 95.24 | 58 |  |  | 5000 | 70
PSXDEJM8 | Eiko Global, LLC | EiKO | SCRS-2C-U-4K | Outdoor Luminaires | Low Output | Fuel Pump Canopy Luminaires | Standard | TRUE | 3843.32 | 97 | 39.67 | 15 | 0.95 | 3981 | 74 | 5 |  | 9/14/2016 12:00:00 AM | Not Dimmable | Not Dimmable | Yes |  | 3.1 | 3843.32 | 97 | 39.67 | 9 | 0.99 | 3981 | 74
PG7CWHNC | Eiko Global, LLC | EiKO | SCRS-2C-U | Outdoor Luminaires | Low Output | Fuel Pump Canopy Luminaires | Standard | FALSE | [9 empty] | 9/14/2016 12:00:00 AM | Not Dimmable | Not Dimmable | Yes |  |  | 3843.32 | 97 | 39.27 | 11 | 0.99 | 4832 | 73
PDEAHS5Q | Eiko Global, LLC | EiKO | SCRS-3C-U-4K | Outdoor Luminaires | Mid Output | Fuel Pump Canopy Luminaires | Standard | TRUE | 5770.61 | 97 | 59.23 | 18 | 0.99 | 3953 | 75 | 5 | 50000 | 9/14/2016 12:00:00 AM | Not Dimmable | Not Dimmable | Yes |  | 3.1 | 5770.61 | 97 | 59.23 | 8 | 0.99 | 3953 | 75
PFAC44UW | Eiko Global, LLC | EiKO | SCRS-3C-U | Outdoor Luminaires | Mid Output | Fuel Pump Canopy Luminaires | Standard | FALSE | [9 empty] | 9/14/2016 12:00:00 AM | Not Dimmable | Not Dimmable | Yes |  |  | 5770.61 | 97 | 59.23 | 9 | 0.99 | 5094 | 84
P00001GBM | Elecluz Industrial Co. | DeLEDZ | GAL130(3000K) | Outdoor Luminaires | High Output | Fuel Pump Canopy Luminaires | Standard | TRUE | 11593.78 | 91 | 127.4 | 13.1 | 0.909 | 3219 | 82.6 | 5 | 50000 | 3/28/2014 12:00:00 AM | Not Yet Verified | Not Yet Verified | Not Yet Verified |  | 2.1 |  |  | 130 | 15 | 0.9 | 3000 | 80
P00001GBN | Elecluz Industrial Co. | DeLEDZ | GAL130(3500K) | Outdoor Luminaires | High Output | Fuel Pump Canopy Luminaires | Standard | FALSE | [9 empty] | 3/28/2014 12:00:00 AM | Not Yet Verified | Not Yet Verified | Not Yet Verified |  |  | 11700 | 90 | 130 | 15 | 0.9 | 3500 | 80
P00001GBR | Elecluz Industrial Co. | DeLEDZ | GAL130(5700K) | Outdoor Luminaires | High Output | Fuel Pump Canopy Luminaires | Standard | FALSE | [9 empty] | 3/28/2014 12:00:00 AM | Not Yet Verified | Not Yet Verified | Not Yet Verified |  |  | 11700 | 90 | 130 | 15 | 0.9 | 5700 | 80
P00001GBO | Elecluz Industrial Co. | DeLEDZ | GAL130(4000K) | Outdoor Luminaires | High Output | Fuel Pump Canopy Luminaires | Standard | FALSE | [9 empty] | 3/28/2014 12:00:00 AM | Not Yet Verified | Not Yet Verified | Not Yet Verified |  |  | 11700 | 90 | 130 | 15 | 0.9 | 4000 | 80
P00001GBP | Elecluz Industrial Co. | DeLEDZ | GAL130(4500K) | Outdoor Luminaires | High Output | Fuel Pump Canopy Luminaires | Standard | FALSE | [9 empty] | 3/28/2014 12:00:00 AM | Not Yet Verified | Not Yet Verified | Not Yet Verified |  |  | 11700 | 90 | 130 | 15 | 0.9 | 4500 | 80
P00001GBQ | Elecluz Industrial Co. | DeLEDZ | GAL130(5000K) | Outdoor Luminaires | High Output | Fuel Pump Canopy Luminaires | Standard | FALSE | [9 empty] | 3/28/2014 12:00:00 AM | Not Yet Verified | Not Yet Verified | Not Yet Verified |  |  | 11700 | 90 | 130 | 15 | 0.9 | 5000 | 80
PA1NVRG5 | Elecluz Industrial Co. | ELECLUZ | DEF40(3000K) | Outdoor Luminaires | Low Output | Fuel Pump Canopy Luminaires | Standard | TRUE | 3622.63 | 90.36 | 40.09 | 15.5 | 0.887 | 3052 | 84.2 | 5 | 50000 | 5/18/2015 12:00:00 AM | Not Dimmable | Not Dimmable | Not Yet Verified |  | 2.1 | 3622.63 | 90.36 | 40.09 | 8.1 | 0.997 | 3052 | 84
PEVYW6H9 | Elecluz Industrial Co. | ELECLUZ | DEF40(3500K) | Outdoor Luminaires | Low Output | Fuel Pump Canopy Luminaires | Standard | FALSE | [9 empty] | 5/18/2015 12:00:00 AM | Not Dimmable | Not Dimmable | Not Yet Verified |  |  | 3600 | 90 | 40 | 8.1 | 0.997 | 3500 | 84
PVG1X5BU | Elecluz Industrial Co. | ELECLUZ | DEF40(5700K) | Outdoor Luminaires | Low Output | Fuel Pump Canopy Luminaires | Standard | FALSE | [9 empty] | 5/18/2015 12:00:00 AM | Not Dimmable | Not Dimmable | Not Yet Verified |  |  | 3600 | 90 | 40 | 8.1 | 0.997 | 5700 | 84
P4R7NDJW | Elecluz Industrial Co. | ELECLUZ | DEF40(5000K) | Outdoor Luminaires | Low Output | Fuel Pump Canopy Luminaires | Standard | FALSE | [9 empty] | 5/18/2015 12:00:00 AM | Not Dimmable | Not Dimmable | Not Yet Verified |  |  | 3600 | 90 | 40 | 8.1 | 0.997 | 5000 | 84
PT6FJAKR | Elecluz Industrial Co. | ELECLUZ | DEF40(4000K) | Outdoor Luminaires | Low Output | Fuel Pump Canopy Luminaires | Standard | FALSE | [9 empty] | 5/18/2015 12:00:00 AM | Not Dimmable | Not Dimmable | Not Yet Verified |  |  | 3600 | 90 | 40 | 8.1 | 0.997 | 4000 | 84
PWMCJB6S | Elecluz Industrial Co. | ELECLUZ | DEF40(4500K) | Outdoor Luminaires | Low Output | Fuel Pump Canopy Luminaires | Standard | FALSE | [9 empty] | 5/18/2015 12:00:00 AM | Not Dimmable | Not Dimmable | Not Yet Verified |  |  | 3600 | 90 | 40 | 8.1 | 0.997 | 4500 | 84
P00000QW8 | Electro-Matic Visual Inc. | EMP-KS | LE3T1M090GB2G01X | Outdoor Luminaires | Mid Output | Fuel Pump Canopy Luminaires | Standard | TRUE | 8262 | 90.21 | 91.59 | 18.08 | 0.932 | 5110 | 74 | 5 | 50000 | 4/29/2014 12:00:00 AM | Not Yet Verified | Not Yet Verified | Not Yet Verified |  | 2 | 7995 | 85 | 90 |  | 0.96 |  | 75
P00000QWB | Electro-Matic Visual Inc. | EMP-KS | LE3T1M180GB2G01X | Outdoor Luminaires | High Output | Fuel Pump Canopy Luminaires | Standard | FALSE | [9 empty] | 4/29/2014 12:00:00 AM | Not Yet Verified | Not Yet Verified | Not Yet Verified |  |  | 15990 | 85 | 180 |  | 0.96 |  | 75
P00000QWD | Electro-Matic Visual Inc. | EMP-KS | LE3T1M240GB2G01X | Outdoor Luminaires | High Output | Fuel Pump Canopy Luminaires | Standard | FALSE | [9 empty] | 4/29/2014 12:00:00 AM | Not Yet Verified | Not Yet Verified | Not Yet Verified |  |  | 21320 | 85 | 240 |  | 0.96 |  | 75
P00000QW9 | Electro-Matic Visual Inc. | EMP-KS | LE3T1M120GB2G01X | Outdoor Luminaires | High Output | Fuel Pump Canopy Luminaires | Standard | FALSE | [9 empty] | 4/29/2014 12:00:00 AM | Not Yet Verified | Not Yet Verified | Not Yet Verified |  |  | 10660 | 85 | 120 |  | 0.96 |  | 75
P00000QWA | Electro-Matic Visual Inc. | EMP-KS | LE3T1M150GB2G01X | Outdoor Luminaires | High Output | Fuel Pump Canopy Luminaires | Standard | FALSE | [9 empty] | 4/29/2014 12:00:00 AM | Not Yet Verified | Not Yet Verified | Not Yet Verified |  |  | 13325 | 85 | 150 |  | 0.96 |  | 75
P00000QWC | Electro-Matic Visual Inc. | EMP-KS | LE3T1M210GB2G01X | Outdoor Luminaires | High Output | Fuel Pump Canopy Luminaires | Standard | FALSE | [9 empty] | 4/29/2014 12:00:00 AM | Not Yet Verified | Not Yet Verified | Not Yet Verified |  |  | 18560 | 85 | 210 |  | 0.96 |  | 75
P00000QWE | Electro-Matic Visual Inc. | EMP-KS | LE3T1M270GB2G01X | Outdoor Luminaires | High Output | Fuel Pump Canopy Luminaires | Standard | FALSE | [9 empty] | 4/29/2014 12:00:00 AM | Not Yet Verified | Not Yet Verified | Not Yet Verified |  |  | 23985 | 85 | 270 |  | 0.96 |  | 75
P00000QW7 | Electro-Matic Visual Inc. | EMP-KS | LE3T1M060GB2G01X | Outdoor Luminaires | Mid Output | Fuel Pump Canopy Luminaires | Standard | TRUE | 5724 | 93.13 | 61.46 | 11.36 | 0.9357 | 5055 | 73 | 5 | 50000 | 4/29/2014 12:00:00 AM | Not Yet Verified | Not Yet Verified | Not Yet Verified |  | 1.7 | 5330 | 85 | 60 |  |  | 5000 | 75
PBJP6NB2 | ELEKTRA TECHNOLOGIES LIMITED | ELEKTRA TECHNOLOGIES | MUTLM01-02-S150V27 | Outdoor Luminaires | Mid Output | Fuel Pump Canopy Luminaires | Standard | TRUE | 5724 | 93.13 | 61.46 | 11.36 | 0.9357 | 5055 | 73 | 5 | 50000 | 10/6/2014 12:00:00 AM | Not Yet Verified | Not Yet Verified | Not Yet Verified |  | 1.7 | 5330 | 85 | 60 |  |  | 5000 | 75
P63DQCJS | ELEKTRA TECHNOLOGIES LIMITED | ELEKTRA TECHNOLOGIES | MUTLM01-03-S150V27 | Outdoor Luminaires | Mid Output | Fuel Pump Canopy Luminaires | Standard | TRUE | 8262 | 90.21 | 91.59 | 18.08 | 0.932 | 5110 | 74 | 5 | 50000 | 10/6/2014 12:00:00 AM | Not Yet Verified | Not Yet Verified | Not Yet Verified |  | 2 | 7995 | 85 | 90 |  | 0.96 |  | 75
PN4NSBFH | ELEKTRA TECHNOLOGIES LIMITED | ELEKTRA TECHNOLOGIES | MUTLM01-05-S150V27 | Outdoor Luminaires | High Output | Fuel Pump Canopy Luminaires | Standard | FALSE | [9 empty] | 10/6/2014 12:00:00 AM | Not Yet Verified | Not Yet Verified | Not Yet Verified |  |  | 13325 | 85 | 150 |  | 0.96 |  | 75
PNK2NFHF | ELEKTRA TECHNOLOGIES LIMITED | ELEKTRA TECHNOLOGIES | MUTLM01-09-S150V27 | Outdoor Luminaires | High Output | Fuel Pump Canopy Luminaires | Standard | FALSE | [9 empty] | 10/6/2014 12:00:00 AM | Not Yet Verified | Not Yet Verified | Not Yet Verified |  |  | 23985 | 85 | 270 |  | 0.96 |  | 75
PC3BT62D | ELEKTRA TECHNOLOGIES LIMITED | ELEKTRA TECHNOLOGIES | MUTLM01-07-S150V27 | Outdoor Luminaires | High Output | Fuel Pump Canopy Luminaires | Standard | FALSE | [9 empty] | 10/6/2014 12:00:00 AM | Not Yet Verified | Not Yet Verified | Not Yet Verified |  |  | 18560 | 85 | 210 |  | 0.96 |  | 75
PHKGH1QS | ELEKTRA TECHNOLOGIES LIMITED | ELEKTRA TECHNOLOGIES | MUTLM01-04-S150V27 | Outdoor Luminaires | High Output | Fuel Pump Canopy Luminaires | Standard | FALSE | [9 empty] | 10/6/2014 12:00:00 AM | Not Yet Verified | Not Yet Verified | Not Yet Verified |  |  | 10660 | 85 | 120 |  | 0.96 |  | 75
PW2QSFH8 | ELEKTRA TECHNOLOGIES LIMITED | ELEKTRA TECHNOLOGIES | MUTLM01-08-S150V27 | Outdoor Luminaires | High Output | Fuel Pump Canopy Luminaires | Standard | FALSE | [9 empty] | 10/6/2014 12:00:00 AM | Not Yet Verified | Not Yet Verified | Not Yet Verified |  |  | 21320 | 85 | 240 |  | 0.96 |  | 75
P29B11HT | ELEKTRA TECHNOLOGIES LIMITED | ELEKTRA TECHNOLOGIES | MUTLM01-06-S150V27 | Outdoor Luminaires | High Output | Fuel Pump Canopy Luminaires | Standard | FALSE | [9 empty] | 10/6/2014 12:00:00 AM | Not Yet Verified | Not Yet Verified | Not Yet Verified |  |  | 15990 | 85 | 180 |  | 0.96 |  | 75
P00001GME | E-Lite Semiconductor Inc. | E-LITE | EL-CP-100 | Outdoor Luminaires | Mid Output | Fuel Pump Canopy Luminaires | Standard | TRUE | 9591.5 | 98 | 97.87 | 13.66 | 0.933 | 4999 | 72.3 | 5 | 50000 | 4/4/2014 12:00:00 AM | Not Dimmable | Not Dimmable | Not Yet Verified |  | 2.1 | 9591.5 | 98 | 100 |  |  | 5000 | 72.3
P00001GMF | E-Lite Semiconductor Inc. | E-LITE | EL-CP-150 | Outdoor Luminaires | High Output | Fuel Pump Canopy Luminaires | Standard | TRUE | 14245 | 98.63 | 144.4 | 12.9 | 0.932 | 5016 | 72.2 | 5 | 50000 | 4/4/2014 12:00:00 AM | Not Dimmable | Not Dimmable | Not Yet Verified |  | 2.1 | 14245 | 98.63 | 150 |  |  | 5000 | 73
P8PP9WHN | Enduralite Global(HK) Ltd. | Enduralite | EGS 28R | Outdoor Luminaires | Low Output | Fuel Pump Canopy Luminaires | Standard | TRUE | 2775.034 | 83.965 | 33.05 | 20.86 | 0.941 | 5990 | 70.1 | 5 | 50000 | 8/25/2015 12:00:00 AM | Dimmable | Continuous Below 10 | Not Yet Verified |  | 2.1 | 2775.034 | 83.965 | 33.05 | 20.86 | 0.941 | 5990 | 70.1
PKBMXBAU | Enduralite Global(HK) Ltd. | Enduralite | BWP 35 | Outdoor Luminaires | Low Output | Fuel Pump Canopy Luminaires | Standard | TRUE | 3261.717 | 87.072 | 37.46 | 21.41 | 0.915 | 6012 | 70 | 5 | 50000 | 8/25/2015 12:00:00 AM | Dimmable | Continuous Below 10 | Not Yet Verified |  | 2.1 | 3261.717 | 87.072 | 37.46 | 21.41 | 0.915 | 6012 | 70
P5CTDQC3 | Energy Focus, Inc. | Energy Focus | LEDRFK-DW-VFL-SM | Outdoor Retrofit Kit | Low Output | Retrofit Kits for Fuel Pump Canopy Luminaires | Standard | TRUE | 1965 | 80.3 | 24.27 | 8.6 | 0.918 | 5019 | 73 | 5 | 50000 | 12/9/2015 12:00:00 AM | Not Dimmable | Not Dimmable | Not Yet Verified |  | 3 | 2000 | 80 | 25 | 10 | 0.9 | 5000 | 84.2
P22W2Z14 | Energy Focus, Inc. | Energy Focus | LEDRFK-DW-VFL-MD | Outdoor Retrofit Kit | Low Output | Retrofit Kits for Fuel Pump Canopy Luminaires | Standard | TRUE | 4874 | 92.9 | 51.98 | 18.4 | 0.885 | 5558 | 72.4 | 5 | 50000 | 11/30/2015 12:00:00 AM | Not Dimmable | Not Dimmable | No |  | 3 | 4875 | 90 | 50 | 20 | 0.9 | 5500 | 70
PKPS8K5E | Energy Planning Associates | Envirobrite | FSC4050 | Outdoor Luminaires | Low Output | Fuel Pump Canopy Luminaires | Standard | TRUE | 3799.67 | 99.62 | 38.14 | 13.64 | 0.93 | 5119 | 78.5 | 5 | 50000 | 2/19/2016 12:00:00 AM | Dimmable | Continuous Below 10 | No |  | 3.1 | 4000 | 100 | 40 | 20 | 0.9 | 5000 | 75
PAT4GBRM | Energy Planning Associates | Envirobrite | FSC6050 | Outdoor Luminaires | Mid Output | Fuel Pump Canopy Luminaires | Standard | TRUE | 6254.07 | 105.47 | 59.3 | 6.8 | 0.961 | 5103 | 77.8 | 5 | 50000 | 2/19/2016 12:00:00 AM | Not Dimmable | Not Dimmable | Not Yet Verified |  |  | 6200 | 103 | 60 | 5 | 0.9 | 5000 | 78
P4C91B72 | Energy Progress Lighting LLC. | Energy Progress Lighting | EPL-CNP-100W-NW | Outdoor Luminaires | Mid Output | Fuel Pump Canopy Luminaires | Standard | TRUE | 9643.2 | 98.58 | 97.82 | 18.74 | 0.9049 | 4033 | 72.3 | 5 | 50000 | 6/2/2015 12:00:00 AM | Not Dimmable | Not Dimmable | Not Yet Verified |  | 2.1 | 9643.2 | 98.58 | 97.82 | 18.74 | 0.9049 | 4000 | 72.3
P62V4EFZ | Energy Progress Lighting LLC. | Energy Progress Lighting | EPL-CNP-100W-CW | Outdoor Luminaires | Mid Output | Fuel Pump Canopy Luminaires | Standard | FALSE | [9 empty] | 6/2/2015 12:00:00 AM | Not Dimmable | Not Dimmable | Not Yet Verified |  |  | 9643.2 | 98.58 | 97.82 | 18.74 | 0.9049 | 5000 | 72.3
PQRMPU2C | Energy Progress Lighting LLC. | Energy Progress Lighting | EPL-CNP-120W-NW | Outdoor Luminaires | High Output | Fuel Pump Canopy Luminaires | Standard | TRUE | 10485.4 | 89.21 | 120 | 15.2 | 0.932 | 4197 | 82.5 | 5 | 50000 | 6/2/2015 12:00:00 AM | Not Yet Verified | Not Yet Verified | Not Yet Verified |  | 2.1 | 10485.4 | 90 | 120 | 15.2 | 0.932 | 4000 | 83
PNXY216R | Energy Progress Lighting LLC. | Energy Progress Lighting | EPL-CNP-120W-CW | Outdoor Luminaires | High Output | Fuel Pump Canopy Luminaires | Standard | FALSE | [9 empty] | 6/2/2015 12:00:00 AM | Not Yet Verified | Not Yet Verified | Not Yet Verified |  |  | 10485.4 | 89.21 | 120 | 15.2 | 0.932 | 5000 | 82.5
P00000R0V | Energy Tech Solutions | ETECHLED | CP-LS140W-10Klm-MV-53K[120V ONLY] | Outdoor Luminaires | Mid Output | Fuel Pump Canopy Luminaires | Standard | TRUE | 9028 | 79.62 | 113.4 | 6.8 | 0.992 | 5129 | 67.9 | 5 |  | 6/12/2013 12:00:00 AM | Not Yet Verified | Not Yet Verified | Not Yet Verified |  | 1.7
PKUEN222 | Engineered Products Co. | GLSF | G4LED-FX-S5051 | Outdoor Luminaires | Mid Output | Fuel Pump Canopy Luminaires | Standard | TRUE | 5730 | 106.7 | 53.7 | 12.6 | 0.898 | 5063 | 81 | 5 | 200000 | 8/6/2015 12:00:00 AM | Not Dimmable | Not Dimmable | Not Yet Verified |  | 2.1 | 5730 | 106.7 | 53.7 | 20 | 0.9 | 5000 | 81
PYNW34AX | Engineered Products Co. | GLSF | G4LED-FX-S3051 | Outdoor Luminaires | Low Output | Fuel Pump Canopy Luminaires | Standard | TRUE | 4600 | 84.2 | 54.6 | 12.6 | 0.894 | 3060 | 82 | 5 | 200000 | 8/6/2015 12:00:00 AM | Not Dimmable | Not Dimmable | Not Yet Verified |  | 2.1 | 4600 | 84.2 | 54.6 | 20 | 0.9 | 3000 | 81
PBJAXH7R | Engineered Products Co. | GLSF | G4LED-FX-S4151 | Outdoor Luminaires | Mid Output | Fuel Pump Canopy Luminaires | Standard | FALSE | [9 empty] | 8/6/2015 12:00:00 AM | Not Dimmable | Not Dimmable | Not Yet Verified |  |  | 5279 | 96.7 | 54.6 | 20 | 0.9 | 4100 | 81
PCFFCAMG | Engineered Products Co. | GLSF | G8LED-FX-S35102 | Outdoor Luminaires | Mid Output | Fuel Pump Canopy Luminaires | Standard | FALSE | [9 empty] | 8/6/2015 12:00:00 AM | Not Dimmable | Not Dimmable | Not Yet Verified |  |  | 9828 | 90 | 109.2 | 20 | 0.9 | 3500 | 81
P6VEBVWB | Engineered Products Co. | GLSF | G8LED-FX-S41102 | Outdoor Luminaires | High Output | Fuel Pump Canopy Luminaires | Standard | FALSE | [9 empty] | 8/6/2015 12:00:00 AM | Not Dimmable | Not Dimmable | Not Yet Verified |  |  | 10559 | 96.7 | 109.2 | 20 | 0.9 | 4100 | 81
PMYR58QX | Engineered Products Co. | GLSF | G8LED-FX-S50102 | Outdoor Luminaires | High Output | Fuel Pump Canopy Luminaires | Standard | FALSE | [9 empty] | 8/6/2015 12:00:00 AM | Not Dimmable | Not Dimmable | Not Yet Verified |  |  | 11651 | 106.7 | 109.2 | 20 | 0.9 | 5000 | 81
PGA51B93 | Engineered Products Co. | GLSF | G8LED-FX-S30102 | Outdoor Luminaires | Mid Output | Fuel Pump Canopy Luminaires | Standard | FALSE | [9 empty] | 8/6/2015 12:00:00 AM | Not Dimmable | Not Dimmable | Not Yet Verified |  |  | 9194 | 84.2 | 109.2 | 20 | 0.9 | 3000 | 81
PNTKU8QA | Engineered Products Co. | GLSF | G4LED-FX-S3551 | Outdoor Luminaires | Low Output | Fuel Pump Canopy Luminaires | Standard | FALSE | [9 empty] | 8/6/2015 12:00:00 AM | Not Dimmable | Not Dimmable | Not Yet Verified |  |  | 4914 | 90 | 54.6 | 20 | 0.9 | 3500 | 81
PCWEVCGD | Engineered Products Co. | GLSF | G4LED-FX-S3034 | Outdoor Luminaires | Low Output | Fuel Pump Canopy Luminaires | Standard | TRUE | 3389 | 96.3 | 35.2 | 15.1 | 0.912 | 3050 | 82 | 5 | 200000 | 8/6/2015 12:00:00 AM | Not Dimmable | Not Dimmable | Not Yet Verified |  | 2.1 | 3389 | 96.3 | 35.2 | 20 | 0.9 | 3000 | 82
PUJW129J | Engineered Products Co. | GLSF | G4LED-FX-S5034 | Outdoor Luminaires | Low Output | Fuel Pump Canopy Luminaires | Standard | TRUE | 4310 | 119.1 | 36.2 | 15.8 | 0.92 | 5026 | 81 | 5 | 200000 | 8/6/2015 12:00:00 AM | Not Dimmable | Not Dimmable | Not Yet Verified |  | 2.1 | 4192 | 119.1 | 35.2 | 20 | 0.9 | 5000 | 82
PZ6WYKQ6 | Engineered Products Co. | GLSF | G4LED-FX-S4134 | Outdoor Luminaires | Low Output | Fuel Pump Canopy Luminaires | Standard | FALSE | [9 empty] | 8/6/2015 12:00:00 AM | Not Dimmable | Not Dimmable | Not Yet Verified |  |  | 3829 | 108.8 | 35.2 | 20 | 0.9 | 4100 | 82
PT975WTP | Engineered Products Co. | GLSF | G8LED-FX-S5068 | Outdoor Luminaires | Mid Output | Fuel Pump Canopy Luminaires | Standard | FALSE | [9 empty] | 8/6/2015 12:00:00 AM | Not Yet Verified | Not Yet Verified | Not Yet Verified | Updated on 10/3/2016 |  | 8384 | 119.1 | 70.4 | 20 | 0.9 | 5000 | 82
PVAS8EDN | Engineered Products Co. | GLSF | G8LED-FX-S3568 | Outdoor Luminaires | Mid Output | Fuel Pump Canopy Luminaires | Standard | FALSE | [9 empty] | 8/6/2015 12:00:00 AM | Not Yet Verified | Not Yet Verified | Not Yet Verified | Updated on 10/3/2016 |  | 7180 | 102 | 70.4 | 20 | 0.9 | 3500 | 82
PNQ6CVEA | Engineered Products Co. | GLSF | G8LED-FX-S3068 | Outdoor Luminaires | Mid Output | Fuel Pump Canopy Luminaires | Standard | FALSE | [9 empty] | 8/6/2015 12:00:00 AM | Not Yet Verified | Not Yet Verified | Not Yet Verified | Updated on 10/3/2016 |  | 6779 | 96.3 | 70.4 | 20 | 0.9 | 3000 | 82
PNES7C3E | Engineered Products Co. | GLSF | G4LED-FX-S3534 | Outdoor Luminaires | Low Output | Fuel Pump Canopy Luminaires | Standard | FALSE | [9 empty] | 8/6/2015 12:00:00 AM | Not Dimmable | Not Dimmable | Not Yet Verified |  |  | 3590 | 102 | 35.2 | 20 | 0.9 | 3500 | 82
PMTK4X28 | Engineered Products Co. | GLSF | G8LED-FX-S4168 | Outdoor Luminaires | Mid Output | Fuel Pump Canopy Luminaires | Standard | FALSE | [9 empty] | 8/6/2015 12:00:00 AM | Not Yet Verified | Not Yet Verified | Not Yet Verified | Updated on 10/3/2016 |  | 7659 | 108.8 | 70.4 | 20 | 0.9 | 4100 | 82
P00001J9Z | Enigma LED | Enigma LED | CCN-55A-4UB | Outdoor Luminaires | Low Output | Fuel Pump Canopy Luminaires | Standard | TRUE | 4480 | 82.7 | 54.2 | 8.26 | 0.968 | 4143 | 85.4 | 5 | 50000 | 7/21/2014 12:00:00 AM | Not Yet Verified | Not Yet Verified | Not Yet Verified |  | 2.1 | 4750 | 84 |  |  | 0.9 | 4000
P4NB3ABJ | ePower Manufacturing, LLC | ePower | EPM-CF-060-57 | Outdoor Luminaires | Mid Output | Fuel Pump Canopy Luminaires | Premium | TRUE | 6883.5 | 112.79 | 61.03 | 14.96 | 0.904 | 5164 | 71.5 | 5 | 60600 | 5/31/2016 12:00:00 AM | Not Dimmable | Not Dimmable | No |  | 3 | 6883.5 | 112.79 | 61.03 | 14.96 | 0.904 | 5000 | 71.5
P93EBRTW | ePower Manufacturing, LLC | ePower | EPM-CF-100-57 | Outdoor Luminaires | High Output | Fuel Pump Canopy Luminaires | Premium | TRUE | 11223 | 110.35 | 101.7 | 15.38 | 0.9224 | 5176 | 71.7 | 5 | 50000 | 5/31/2016 12:00:00 AM | Not Dimmable | Not Dimmable | No |  | 3.1 | 12546 | 107.05 | 117.2 | 16.08 | 0.9137 | 5000 | 71.5
PH55ABBE | ePower Manufacturing, LLC | ePower | EPM-CF-130-57 | Outdoor Luminaires | High Output | Fuel Pump Canopy Luminaires | Premium | TRUE | 13661 | 107.23 | 127.4 | 15.95 | 0.914 | 5159 | 71.6 | 5 | 60600 | 5/31/2016 12:00:00 AM | Not Dimmable | Not Dimmable | No |  | 3.1 | 13661 | 107.23 | 127.4 | 15.95 | 0.9141 | 5000 | 71.6
PHGA681V | ESM | Ecologic | RC-52-CNP-LED | Outdoor Retrofit Kit | Mid Output | Retrofit Kits for Fuel Pump Canopy Luminaires | Standard | TRUE | 6648 | 109.128 | 59.27 | 8.4 | 0.93 | 5030 | 75.7 | 5 | 60000 | 1/15/2015 12:00:00 AM | Not Dimmable | Not Dimmable | Not Yet Verified |  | 2.1 | 6468 | 109 | 59.18 | 8.4 | 0.93 | 5030 | 75.7
PSWX4541 | Etlin-Daniels | Etlin-Daniels | VP41-36U5N | Outdoor Luminaires | Low Output | Fuel Pump Canopy Luminaires | Standard | TRUE | 2883.33 | 83.575 | 34.5 | 13.6 | 0.972 | 5180 | 86.3 | 5 | 50000 | 4/22/2015 12:00:00 AM | Not Dimmable | Not Dimmable | Not Yet Verified |  | 2.1 | 2400 |  | 36 |  | 0.9 | 5000 | 80
PK2KFTCD | Etlin-Daniels | ETLIN-DANIELS | CNM-87U30-CDB | Outdoor Luminaires | Mid Output | Fuel Pump Canopy Luminaires | Standard | TRUE | 8712.8 | 107.76 | 80.85 | 13.3 | 0.9461 | 3005 | 83.8 | 5 | 50000 | 4/22/2016 12:00:00 AM | Dimmable | Continuous Below 10 | Not Yet Verified |  | 2.1 | 8712.8 | 107.76 | 80.85 | 13.3 | 0.9461 | 3000 | 83.8
PSQHM1D2 | Etlin-Daniels | ETLIN-DANIELS | CNM-87U50-CDB | Outdoor Luminaires | Mid Output | Fuel Pump Canopy Luminaires | Standard | FALSE | [9 empty] | 4/22/2016 12:00:00 AM | Dimmable | Continuous Below 10 | Not Yet Verified |  |  | 9325 | 113.79 | 81.95 | 7.69 | 0.9487 | 5000 | 84.3
PU32H4Z6 | Etlin-Daniels | ETLIN-DANIELS | CNS-43U30-CDB | Outdoor Luminaires | Low Output | Fuel Pump Canopy Luminaires | Standard | TRUE | 4358.8 | 99.27 | 43.91 | 10.35 | 0.9701 | 3002 | 83.7 | 5 | 50000 | 4/22/2016 12:00:00 AM | Dimmable | Continuous Below 10 | Not Yet Verified |  | 2.1 | 4358.8 | 99.29 | 43.9 | 10.35 | 0.9701 | 3000 | 83.7
PDMUKDAY | Etlin-Daniels | ETLIN-DANIELS | CNS-43U50-CDB | Outdoor Luminaires | Low Output | Fuel Pump Canopy Luminaires | Standard | FALSE | [9 empty] | 4/22/2016 12:00:00 AM | Dimmable | Continuous Below 10 | Not Yet Verified |  |  | 4532 | 102.19 | 44.35 | 7.69 | 0.9721 | 5000 | 84.2
PQ26PCRA | Etlin-Daniels | ETLIN-DANIELS | CNS-45330-CDB | Outdoor Luminaires | Low Output | Fuel Pump Canopy Luminaires | Standard | TRUE | 3364.3 | 86.98 | 38.68 | 16.59 | 0.925 | 3168 | 74.8 | 5 | 50000 | 4/22/2016 12:00:00 AM | Dimmable | Continuous Below 10 | Not Yet Verified |  | 2.1 | 3364.3 | 86.98 | 38.68 | 16.59 | 0.925 | 3000 | 74.8
PBZMZ849 | Etlin-Daniels | ETLIN-DANIELS | CNS-45350-CDB | Outdoor Luminaires | Low Output | Fuel Pump Canopy Luminaires | Standard | FALSE | [9 empty] | 4/22/2016 12:00:00 AM | Dimmable | Continuous Below 10 | Not Yet Verified |  |  | 3364.3 | 86.98 | 38.68 | 16.59 | 0.925 | 5000 | 74.8
PUPB6J5C | Etlin-Daniels | ETLIN-DANIELS | CNM-90330-CDB | Outdoor Luminaires | Mid Output | Fuel Pump Canopy Luminaires | Standard | TRUE | 6704.2 | 87.14 | 76.94 | 17.06 | 0.927 | 3199 | 75.4 | 5 | 50000 | 4/22/2016 12:00:00 AM | Dimmable | Continuous Below 10 | Not Yet Verified |  | 2.1 | 6704.2 | 87.14 | 76.94 | 17.06 | 0.927 | 3000 | 75.4
PHPWERR3 | Etlin-Daniels | ETLIN-DANIELS | CNM-90350-CDB | Outdoor Luminaires | Mid Output | Fuel Pump Canopy Luminaires | Standard | FALSE | [9 empty] | 4/22/2016 12:00:00 AM | Dimmable | Continuous Below 10 | Not Yet Verified |  |  | 6704.2 | 87.14 | 76.94 | 17.06 | 0.927 | 5000 | 75.4
P00000RA8 | Evolucia, Inc. | EvoLucia LED Lighting | EVO-CNPYRC-28-50-T5-UNV-XX | Outdoor Retrofit Kit | Low Output | Retrofit Kits for Fuel Pump Canopy Luminaires | Standard | TRUE | 2936.49 | 104.53 | 28.09 | 13.5 | 0.9098 | 4648 | 72.8 | 5 | 100000 | 10/31/2013 12:00:00 AM | Not Yet Verified | Not Yet Verified | Not Yet Verified |  | 2.1 | 2850 | 101 | 28 |  | 0.9 | 5000 | 75
P00000RA7 | Evolucia, Inc. | EvoLucia LED Lighting | EVO-CNPYRC-21-50-T5-UNV-XX | Outdoor Retrofit Kit | Low Output | Retrofit Kits for Fuel Pump Canopy Luminaires | Standard | TRUE | 2004.83 | 95 | 21.22 | 14 | 0.89 | 4735 | 74 | 5 | 100000 | 10/31/2013 12:00:00 AM | Not Yet Verified | Not Yet Verified | Not Yet Verified |  | 2.1 | 2000 | 95 | 21 |  | 0.9 | 5000 | 75
P00000RAB | Evolucia, Inc. | EvoLucia LED Lighting | EVO-CNPYSF-21-50-T5-UNV-XX | Outdoor Luminaires | Low Output | Fuel Pump Canopy Luminaires | Standard | TRUE | 1964.03 | 94 | 20.89 | 14 | 0.89 | 4692 | 74 | 5 | 100000 | 10/31/2013 12:00:00 AM | Not Yet Verified | Not Yet Verified | Not Yet Verified |  | 2.1 | 2000 | 95 | 21 |  | 0.9 | 5000 | 75
P00000RA9 | Evolucia, Inc. | EvoLucia LED Lighting | EVO-CNPYRC-41-50-T5-UNV-XX | Outdoor Retrofit Kit | Low Output | Retrofit Kits for Fuel Pump Canopy Luminaires | Standard | TRUE | 4210.83 | 102 | 41.34 | 10.9 | 0.9608 | 4648 | 73 | 5 | 100000 | 10/31/2013 12:00:00 AM | Not Yet Verified | Not Yet Verified | Not Yet Verified |  | 2.1 | 4100 | 100 | 41 |  | 0.9 | 5000 | 75
P00000RAC | Evolucia, Inc. | EvoLucia LED Lighting | EVO-CNPYSF-28-50-T5-UNV-XX | Outdoor Luminaires | Low Output | Fuel Pump Canopy Luminaires | Standard | TRUE | 2870 | 103.13 | 27.83 | 13.9 | 0.9089 | 4608 | 73 | 5 | 100000 | 10/31/2013 12:00:00 AM | Not Yet Verified | Not Yet Verified | Not Yet Verified | Qualified with dimming and non-dimming driver options | 2.1 | 2850 | 101 | 28 |  | 0.9 | 5000 | 75
P00000RAD | Evolucia, Inc. | EvoLucia LED Lighting | EVO-CNPYSF-41-50-T5-UNV-XX | Outdoor Luminaires | Low Output | Fuel Pump Canopy Luminaires | Standard | TRUE | 4115 | 100.74 | 40.85 | 10 | 0.9591 | 4698 | 73 | 5 | 100000 | 10/31/2013 12:00:00 AM | Not Yet Verified | Not Yet Verified | Not Yet Verified | Qualified with dimming and non-dimming driver options | 2.1 | 4100 | 100 | 41 |  | 0.9 | 5000 | 75
P00000RAA | Evolucia, Inc. | EvoLucia LED Lighting | EVO-CNPYRC-55-50-T5-UNV-XX | Outdoor Retrofit Kit | Mid Output | Retrofit Kits for Fuel Pump Canopy Luminaires | Standard | TRUE | 5391.63 | 99 | 54.61 | 14.2 | 0.9095 | 4619 | 73 | 5 | 100000 | 10/31/2013 12:00:00 AM | Not Yet Verified | Not Yet Verified | Not Yet Verified |  | 2.1 | 5600 | 101 | 55 |  | 0.9 | 5000 | 75
P00000RAE | Evolucia, Inc. | EvoLucia LED Lighting | EVO-CNPYSF-55-50-T5-UNV-XX | Outdoor Luminaires | Mid Output | Fuel Pump Canopy Luminaires | Standard | TRUE | 5593 | 101.76 | 54.96 | 14.1 | 0.9112 | 4669 | 73 | 5 | 100000 | 10/31/2013 12:00:00 AM | Not Yet Verified | Not Yet Verified | Not Yet Verified | Qualified with dimming and non-dimming driver options | 2.1 | 5600 | 101 | 55 |  | 0.9 | 5000 | 75
PXJMFRP3 | EYE Lighting | EYE LIGHTING | RFCL3-750-W-UNV-N-DB | Outdoor Luminaires | Low Output | Fuel Pump Canopy Luminaires | Standard | TRUE | 2976 | 88.4 | 33.7 | 14.5 | 0.971 | 4980 | 72 | 5 | 50000 | 7/28/2016 12:00:00 AM | Not Yet Verified | Not Yet Verified | Not Yet Verified |  | 2.1 | 3000 | 88 | 34 |  |  | 5000 | 70
P6C9V8X7 | EYE Lighting | EYE LIGHTING | RFCL5-750-W-UNV-N-DB | Outdoor Luminaires | Mid Output | Fuel Pump Canopy Luminaires | Standard | TRUE | 5524 | 95.91 | 57.6 | 17.68 | 0.931 | 5116 | 73.1 | 5 | 50000 | 7/28/2016 12:00:00 AM | Not Dimmable | Not Dimmable | Not Yet Verified |  | 2.1 | 5524 | 95.24 | 58 |  |  | 5000 | 70
PNHBGY4E | Feexer Supply Inc. | Feexer Supply | SL-120W-5700K-lll-YY-XX | Outdoor Luminaires | High Output | Fuel Pump Canopy Luminaires | Standard | FALSE | [9 empty] | 12/29/2014 12:00:00 AM | Not Yet Verified | Not Yet Verified | Not Yet Verified |  |  | 11000 | 90 | 120 | 20 | 0.9 | 5700 | 65
P00000RRJ | Fintronx LLC | FintronX LED | HBK024S150V27 | Outdoor Luminaires | Mid Output | Fuel Pump Canopy Luminaires | Standard | TRUE | 5724 | 93.13 | 61.46 | 11.36 | 0.9357 | 5055 | 73 | 5 | 50000 | 12/10/2013 12:00:00 AM | Not Yet Verified | Not Yet Verified | Not Yet Verified |  | 1.7 | 5330 | 85 | 60 |  |  | 5000 | 75
P00000RRK | Fintronx LLC | FintronX LED | HBK034S150V27 | Outdoor Luminaires | Mid Output | Fuel Pump Canopy Luminaires | Standard | TRUE | 8262 | 90.21 | 91.59 | 18.08 | 0.932 | 5110 | 74 | 5 | 50000 | 12/10/2013 12:00:00 AM | Not Yet Verified | Not Yet Verified | Not Yet Verified |  | 2 | 7995 | 85 | 90 |  | 0.96 |  | 75
P00000RRQ | Fintronx LLC | FintronX LED | HBK094S150V27 | Outdoor Luminaires | High Output | Fuel Pump Canopy Luminaires | Standard | FALSE | [9 empty] | 12/10/2013 12:00:00 AM | Not Yet Verified | Not Yet Verified | Not Yet Verified |  |  | 23985 | 85 | 270 |  | 0.96 |  | 75
P00000RRM | Fintronx LLC | FintronX LED | HBK054S150V27 | Outdoor Luminaires | High Output | Fuel Pump Canopy Luminaires | Standard | FALSE | [9 empty] | 12/10/2013 12:00:00 AM | Not Yet Verified | Not Yet Verified | Not Yet Verified |  |  | 13325 | 85 | 150 |  | 0.96 |  | 75
P00000RRL | Fintronx LLC | FintronX LED | HBK044S150V27 | Outdoor Luminaires | High Output | Fuel Pump Canopy Luminaires | Standard | FALSE | [9 empty] | 12/10/2013 12:00:00 AM | Not Yet Verified | Not Yet Verified | Not Yet Verified |  |  | 10660 | 85 | 120 |  | 0.96 |  | 75
P00000RRN | Fintronx LLC | FintronX LED | HBK064S150V27 | Outdoor Luminaires | High Output | Fuel Pump Canopy Luminaires | Standard | FALSE | [9 empty] | 12/10/2013 12:00:00 AM | Not Yet Verified | Not Yet Verified | Not Yet Verified |  |  | 15990 | 85 | 180 |  | 0.96 |  | 75
P00000RRO | Fintronx LLC | FintronX LED | HBK074S150V27 | Outdoor Luminaires | High Output | Fuel Pump Canopy Luminaires | Standard | FALSE | [9 empty] | 12/10/2013 12:00:00 AM | Not Yet Verified | Not Yet Verified | Not Yet Verified |  |  | 18560 | 85 | 210 |  | 0.96 |  | 75
P00000RRP | Fintronx LLC | FintronX LED | HBK084S150V27 | Outdoor Luminaires | High Output | Fuel Pump Canopy Luminaires | Standard | FALSE | [9 empty] | 12/10/2013 12:00:00 AM | Not Yet Verified | Not Yet Verified | Not Yet Verified |  |  | 21320 | 85 | 240 |  | 0.96 |  | 75
PEZWH8KG | FSI INC. | FSI | FSI-CP-150WF01 4000K | Outdoor Luminaires | High Output | Fuel Pump Canopy Luminaires | Standard | TRUE | 15934 | 104.83 | 152 | 10.52 | 0.933 | 4028 | 83.6 | 5 | 50000 | 4/25/2016 12:00:00 AM | Not Dimmable | Not Dimmable | No |  | 3 | 15934 | 104.83 | 152 | 10.52 | 0.933 | 4000 | 83.6
P11AR56C | FSI INC. | FSI | FSI-CP-150WF01 5700K | Outdoor Luminaires | High Output | Fuel Pump Canopy Luminaires | Standard | FALSE | [9 empty] | 4/25/2016 12:00:00 AM | Not Dimmable | Not Dimmable | No |  |  | 16606 | 106.59 | 155.8 | 11.23 | 0.9241 | 5700 | 84
P2FV45HT | FSI INC. | FSI | FSI-CP-150WF01 4500K | Outdoor Luminaires | High Output | Fuel Pump Canopy Luminaires | Standard | FALSE | [9 empty] | 4/25/2016 12:00:00 AM | Not Dimmable | Not Dimmable | No |  |  | 15934 | 104.83 | 152 | 10.52 | 0.933 | 4500 | 83.6
PMUGKPUZ | FSI INC. | FSI | FSI-CP-150WF01 5000K | Outdoor Luminaires | High Output | Fuel Pump Canopy Luminaires | Standard | FALSE | [9 empty] | 4/25/2016 12:00:00 AM | Not Dimmable | Not Dimmable | No |  |  | 15934 | 104.83 | 152 | 10.52 | 0.933 | 5000 | 83.6
P00000RSM | Future Lighting Technologies | Splendor | CN60-100 | Outdoor Luminaires | Mid Output | Fuel Pump Canopy Luminaires | Standard | TRUE | 8178 | 85.3 | 95.88 | 11.5 | 0.932 | 5538 | 67.9 | 5 | 166349 | 5/23/2013 12:00:00 AM | Not Yet Verified | Not Yet Verified | Not Yet Verified |  | 2 | 8178 | 85.3 | 95.88 |  | 0.991 | 5538 | 67.9
P00000RSN | Future Lighting Technologies | Splendor | FLT CN90-150 | Outdoor Luminaires | High Output | Fuel Pump Canopy Luminaires | Standard | TRUE | 12940 | 86.2 | 144.2 | 13.02 | 0.93 | 5512 | 70.5 | 5 | 50000 | 3/11/2014 12:00:00 AM | Not Yet Verified | Not Yet Verified | Not Yet Verified |  | 2.1 | 12940 | 89.7 | 145 |  | 0.991 | 5512 | 70.5
PNCHZTPT | GE Lighting Solutions | GE Lighting Evolve | ECRA-[0,1,2,3,4]-A5-D-5-40-X-X-XXXX-DXX | Outdoor Luminaires | Low Output | Fuel Pump Canopy Luminaires | Standard | TRUE | 4178.3 | 121.3 | 34.4 | 15.9 | 0.95 | 3899 | 72.7 | 5 | 100000 | 8/24/2015 12:00:00 AM | Dimmable | Continuous Above 10 | Not Yet Verified |  | 2.1 | 4150 | 119 | 35 | 20 | 0.9 | 4000 | 70
PR9EDJM2 | GE Lighting Solutions | GE Lighting Evolve | ECRA-[0,1,2,3,4]-A5-F-5-50-X-X-XXXX-XXX | Outdoor Luminaires | Low Output | Fuel Pump Canopy Luminaires | Standard | FALSE | [9 empty] | 8/24/2015 12:00:00 AM | Not Dimmable | Not Dimmable | Not Yet Verified |  |  | 4230 | 121 | 35 | 20 | 0.9 | 5000 | 70
P9YYWFV5 | GE Lighting Solutions | GE Lighting Evolve | ECRA-[0,1,2,3,4,5,D,H]-B5-D-5-40-X-X-XXXX-DXX | Outdoor Luminaires | Mid Output | Fuel Pump Canopy Luminaires | Standard | FALSE | [9 empty] | 8/24/2015 12:00:00 AM | Dimmable | Continuous Above 10 | Not Yet Verified |  |  | 7990 | 125 | 64 | 20 | 0.9 | 4000 | 70
PRJN5VV2 | GE Lighting Solutions | GE Lighting Evolve | ECRA-[0,1,2,3,4,5,D,H]-B5-F-5-40-X-X-XXXX-DXX | Outdoor Luminaires | Mid Output | Fuel Pump Canopy Luminaires | Standard | FALSE | [9 empty] | 8/24/2015 12:00:00 AM | Dimmable | Continuous Above 10 | Not Yet Verified |  |  | 8010 | 125 | 64 | 20 | 0.9 | 4000 | 70
P9E6F29N | GE Lighting Solutions | GE Lighting Evolve | ECRA-[0,1,2,3,4,5,D,H]-B5-F-5-50-X-X-XXXX-DXX | Outdoor Luminaires | Mid Output | Fuel Pump Canopy Luminaires | Standard | FALSE | [9 empty] | 8/24/2015 12:00:00 AM | Dimmable | Continuous Above 10 | Not Yet Verified |  |  | 8110 | 127 | 64 | 20 | 0.9 | 5000 | 70
PZDV4PE8 | GE Lighting Solutions | GE Lighting Evolve | ECRA-[0,1,2,3,4]-A5-F-5-40-X-X-XXXX-DXX | Outdoor Luminaires | Low Output | Fuel Pump Canopy Luminaires | Standard | FALSE | [9 empty] | 8/24/2015 12:00:00 AM | Dimmable | Continuous Above 10 | Not Yet Verified |  |  | 4170 | 119 | 35 | 20 | 0.9 | 4000 | 70
PEZDM1UX | GE Lighting Solutions | GE Lighting Evolve | ECRA-[0,1,2,3,4,5,D,H]-C5-D-5-40-X-X-XXXX-DXX | Outdoor Luminaires | High Output | Fuel Pump Canopy Luminaires | Standard | FALSE | [9 empty] | 8/24/2015 12:00:00 AM | Dimmable | Continuous Above 10 | Not Yet Verified |  |  | 13370 | 122 | 110 | 20 | 0.9 | 4000 | 70
PHQNMQXX | GE Lighting Solutions | GE Lighting Evolve | ECRA-[0,1,2,3,4]-A5-F-5-40-X-X-XXXX-XXX | Outdoor Luminaires | Low Output | Fuel Pump Canopy Luminaires | Standard | FALSE | [9 empty] | 8/24/2015 12:00:00 AM | Not Dimmable | Not Dimmable | Not Yet Verified |  |  | 4170 | 119 | 35 | 20 | 0.9 | 4000 | 70
P9G1GG3M | GE Lighting Solutions | GE Lighting Evolve | ECRA-[0,1,2,3,4]-A5-D-5-50-X-X-XXXX-XXX | Outdoor Luminaires | Low Output | Fuel Pump Canopy Luminaires | Standard | FALSE | [9 empty] | 8/24/2015 12:00:00 AM | Not Dimmable | Not Dimmable | Not Yet Verified |  |  | 4220 | 121 | 35 | 20 | 0.9 | 5000 | 70
PAGNV13M | GE Lighting Solutions | GE Lighting Evolve | ECRA-[0,1,2,3,4,5,D,H]-C5-F-5-40-X-X-XXXX-XXX | Outdoor Luminaires | High Output | Fuel Pump Canopy Luminaires | Standard | FALSE | [9 empty] | 8/24/2015 12:00:00 AM | Not Dimmable | Not Dimmable | Not Yet Verified |  |  | 13410 | 122 | 110 | 20 | 0.9 | 4000 | 70
PNQWNMNN | GE Lighting Solutions | GE Lighting Evolve | ECRA-[0,1,2,3,4]-A5-F-5-50-X-X-XXXX-DXX | Outdoor Luminaires | Low Output | Fuel Pump Canopy Luminaires | Standard | FALSE | [9 empty] | 8/24/2015 12:00:00 AM | Dimmable | Continuous Above 10 | Not Yet Verified |  |  | 4230 | 121 | 35 | 20 | 0.9 | 5000 | 70
PS4B45NM | GE Lighting Solutions | GE Lighting Evolve | ECRA-[0,1,2,3,4,5,D,H]-C5-F-5-40-X-X-XXXX-DXX | Outdoor Luminaires | High Output | Fuel Pump Canopy Luminaires | Standard | FALSE | [9 empty] | 8/24/2015 12:00:00 AM | Dimmable | Continuous Above 10 | Not Yet Verified |  |  | 13410 | 122 | 110 | 20 | 0.9 | 4000 | 70
PWEX1J5G | GE Lighting Solutions | GE Lighting Evolve | ECRA-[0,1,2,3,4,5,D,H]-C5-F-5-50-X-X-XXXX-DXX | Outdoor Luminaires | High Output | Fuel Pump Canopy Luminaires | Standard | FALSE | [9 empty] | 8/24/2015 12:00:00 AM | Dimmable | Continuous Above 10 | Not Yet Verified |  |  | 13550 | 123 | 110 | 20 | 0.9 | 5000 | 70
PVUURAA4 | GE Lighting Solutions | GE Lighting Evolve | ECRA-[0,1,2,3,4,5,D,H]-B5-D-5-50-X-X-XXXX-DXX | Outdoor Luminaires | Mid Output | Fuel Pump Canopy Luminaires | Standard | FALSE | [9 empty] | 8/24/2015 12:00:00 AM | Dimmable | Continuous Above 10 | Not Yet Verified |  |  | 8090 | 126 | 64 | 20 | 0.9 | 5000 | 70
P33TUTRN | GE Lighting Solutions | GE Lighting Evolve | ECRA-[0,1,2,3,4,5,D,H]-B5-D-5-50-X-X-XXXX-XXX | Outdoor Luminaires | Mid Output | Fuel Pump Canopy Luminaires | Standard | FALSE | [9 empty] | 8/24/2015 12:00:00 AM | Not Dimmable | Not Dimmable | Not Yet Verified |  |  | 8090 | 126 | 64 | 20 | 0.9 | 5000 | 70
PTD89RVF | GE Lighting Solutions | GE Lighting Evolve | ECRA-[0,1,2,3,4,5,D,H]-C5-D-5-40-X-X-XXXX-XXX | Outdoor Luminaires | High Output | Fuel Pump Canopy Luminaires | Standard | FALSE | [9 empty] | 8/24/2015 12:00:00 AM | Not Dimmable | Not Dimmable | Not Yet Verified |  |  | 13370 | 122 | 110 | 20 | 0.9 | 4000 | 70
PTYJTNYJ | GE Lighting Solutions | GE Lighting Evolve | ECRA-[0,1,2,3,4,5,D,H]-B5-F-5-40-X-X-XXXX-XXX | Outdoor Luminaires | Mid Output | Fuel Pump Canopy Luminaires | Standard | FALSE | [9 empty] | 8/24/2015 12:00:00 AM | Not Dimmable | Not Dimmable | Not Yet Verified |  |  | 8010 | 125 | 64 | 20 | 0.9 | 4000 | 70
P7UE4NB8 | GE Lighting Solutions | GE Lighting Evolve | ECRA-[0,1,2,3,4,5,D,H]-B5-F-5-50-X-X-XXXX-XXX | Outdoor Luminaires | Mid Output | Fuel Pump Canopy Luminaires | Standard | FALSE | [9 empty] | 8/24/2015 12:00:00 AM | Not Dimmable | Not Dimmable | Not Yet Verified |  |  | 8110 | 127 | 64 | 20 | 0.9 | 5000 | 70
P5HSCVZQ | GE Lighting Solutions | GE Lighting Evolve | ECRA-[0,1,2,3,4,5,D,H]-B5-D-5-40-X-X-XXXX-XXX | Outdoor Luminaires | Mid Output | Fuel Pump Canopy Luminaires | Standard | FALSE | [9 empty] | 8/24/2015 12:00:00 AM | Not Dimmable | Not Dimmable | Not Yet Verified |  |  | 7990 | 125 | 64 | 20 | 0.9 | 4000 | 70
PQWXRU7Z | GE Lighting Solutions | GE Lighting Evolve | ECRA-[0,1,2,3,4]-A5-D-5-50-X-X-XXXX-DXX | Outdoor Luminaires | Low Output | Fuel Pump Canopy Luminaires | Standard | FALSE | [9 empty] | 8/24/2015 12:00:00 AM | Dimmable | Continuous Above 10 | Not Yet Verified |  |  | 4220 | 121 | 35 | 20 | 0.9 | 5000 | 70
PBYRHV5C | GE Lighting Solutions | GE Lighting Evolve | ECRA-[0,1,2,3,4,5,D,H]-C5-D-5-50-X-X-XXXX-DXX | Outdoor Luminaires | High Output | Fuel Pump Canopy Luminaires | Standard | FALSE | [9 empty] | 8/24/2015 12:00:00 AM | Dimmable | Continuous Above 10 | Not Yet Verified |  |  | 13510 | 123 | 110 | 20 | 0.9 | 5000 | 70
PEFEVPGZ | GE Lighting Solutions | GE Lighting Evolve | ECRA-[0,1,2,3,4,5,D,H]-C5-F-5-50-X-X-XXXX-XXX | Outdoor Luminaires | High Output | Fuel Pump Canopy Luminaires | Standard | FALSE | [9 empty] | 8/24/2015 12:00:00 AM | Not Dimmable | Not Dimmable | Not Yet Verified |  |  | 13550 | 123 | 110 | 20 | 0.9 | 5000 | 70
P18HSH5U | GE Lighting Solutions | GE Lighting Evolve | ECRA-[0,1,2,3,4]-A5-D-5-40-X-X-XXXX-XXX | Outdoor Luminaires | Low Output | Fuel Pump Canopy Luminaires | Standard | FALSE | [9 empty] | 8/24/2015 12:00:00 AM | Not Dimmable | Not Dimmable | Not Yet Verified |  |  | 4150 | 119 | 35 | 20 | 0.9 | 4000 | 70
PV6MEFPA | GE Lighting Solutions | GE Lighting Evolve | ECRA-[0,1,2,3,4,5,D,H]-C5-D-5-50-X-X-XXXX-XXX | Outdoor Luminaires | High Output | Fuel Pump Canopy Luminaires | Standard | FALSE | [9 empty] | 8/24/2015 12:00:00 AM | Not Dimmable | Not Dimmable | Not Yet Verified |  |  | 13510 | 123 | 110 | 20 | 0.9 | 5000 | 70
PRRF8KHQ | GE Lighting Solutions | GE Lighting Evolve | ECBB-[0,1,2,3,4]-A5-D-5-40-X-X-XXXX-DXX | Outdoor Luminaires | Low Output | Fuel Pump Canopy Luminaires | Standard | TRUE | 4101.2 | 119 | 34.5 | 16.1 | 0.95 | 3897 | 72.6 | 5 | 100000 | 8/24/2015 12:00:00 AM | Dimmable | Continuous Above 10 | Not Yet Verified |  | 2.1 | 4150 | 119 | 35 | 20 | 0.9 | 4000 | 70
PME7PKP3 | GE Lighting Solutions | GE Lighting Evolve | ECBB-[0,1,2,3,4,5,D,H]-C5-F-5-40-X-X-XXXX-DXX | Outdoor Luminaires | High Output | Fuel Pump Canopy Luminaires | Standard | FALSE | [9 empty] | 8/24/2015 12:00:00 AM | Dimmable | Continuous Above 10 | Not Yet Verified |  |  | 13410 | 122 | 110 | 20 | 0.9 | 4000 | 70
PMC2765F | GE Lighting Solutions | GE Lighting Evolve | ECBB-[0,1,2,3,4,5,D,H]-C5-D-5-50-X-X-XXXX-DXX | Outdoor Luminaires | High Output | Fuel Pump Canopy Luminaires | Standard | FALSE | [9 empty] | 8/24/2015 12:00:00 AM | Dimmable | Continuous Above 10 | Not Yet Verified |  |  | 13510 | 123 | 110 | 20 | 0.9 | 5000 | 70
PC2GAHYX | GE Lighting Solutions | GE Lighting Evolve | ECBB-[0,1,2,3,4,5,D,H]-C5-F-5-50-X-X-XXXX-XXX | Outdoor Luminaires | High Output | Fuel Pump Canopy Luminaires | Standard | FALSE | [9 empty] | 8/24/2015 12:00:00 AM | Not Dimmable | Not Dimmable | Not Yet Verified |  |  | 13550 | 123 | 110 | 20 | 0.9 | 5000 | 70
P9TQ5371 | GE Lighting Solutions | GE Lighting Evolve | ECBB-[0,1,2,3,4,5,D,H]-C5-D-5-40-X-X-XXXX-XXX | Outdoor Luminaires | High Output | Fuel Pump Canopy Luminaires | Standard | FALSE | [9 empty] | 8/24/2015 12:00:00 AM | Not Dimmable | Not Dimmable | Not Yet Verified |  |  | 13370 | 122 | 110 | 20 | 0.9 | 4000 | 70
PD2H1HEK | GE Lighting Solutions | GE Lighting Evolve | ECBB-[0,1,2,3,4,5,D,H]-B5-F-5-50-X-X-XXXX-DXX | Outdoor Luminaires | Mid Output | Fuel Pump Canopy Luminaires | Standard | FALSE | [9 empty] | 8/24/2015 12:00:00 AM | Dimmable | Continuous Above 10 | Not Yet Verified |  |  | 8110 | 127 | 64 | 20 | 0.9 | 5000 | 70
P5E3359W | GE Lighting Solutions | GE Lighting Evolve | ECBB-[0,1,2,3,4,5,D,H]-B5-D-5-40-X-X-XXXX-DXX | Outdoor Luminaires | Mid Output | Fuel Pump Canopy Luminaires | Standard | FALSE | [9 empty] | 8/24/2015 12:00:00 AM | Dimmable | Continuous Above 10 | Not Yet Verified |  |  | 7990 | 125 | 64 | 20 | 0.9 | 4000 | 70
PTVQH5E9 | GE Lighting Solutions | GE Lighting Evolve | ECBB-[0,1,2,3,4,5,D,H]-B5-D-5-50-X-X-XXXX-DXX | Outdoor Luminaires | Mid Output | Fuel Pump Canopy Luminaires | Standard | FALSE | [9 empty] | 8/24/2015 12:00:00 AM | Dimmable | Continuous Above 10 | Not Yet Verified |  |  | 8090 | 126 | 64 | 20 | 0.9 | 5000 | 70
P61ZQDRU | GE Lighting Solutions | GE Lighting Evolve | ECBB-[0,1,2,3,4,5,D,H]-B5-F-5-40-X-X-XXXX-XXX | Outdoor Luminaires | Mid Output | Fuel Pump Canopy Luminaires | Standard | FALSE | [9 empty] | 8/24/2015 12:00:00 AM | Not Dimmable | Not Dimmable | Not Yet Verified |  |  | 8010 | 125 | 64 | 20 | 0.9 | 4000 | 70
P9XPTAAJ | GE Lighting Solutions | GE Lighting Evolve | ECBB-[0,1,2,3,4]-A5-F-5-40-X-X-XXXX-DXX | Outdoor Luminaires | Low Output | Fuel Pump Canopy Luminaires | Standard | FALSE | [9 empty] | 8/24/2015 12:00:00 AM | Dimmable | Continuous Above 10 | Not Yet Verified |  |  | 4170 | 119 | 35 | 20 | 0.9 | 4000 | 70
PE18ZQFS | GE Lighting Solutions | GE Lighting Evolve | ECBB-[0,1,2,3,4,5,D,H]-B5-F-5-40-X-X-XXXX-DXX | Outdoor Luminaires | Mid Output | Fuel Pump Canopy Luminaires | Standard | FALSE | [9 empty] | 8/24/2015 12:00:00 AM | Dimmable | Continuous Above 10 | Not Yet Verified |  |  | 8010 | 125 | 64 | 20 | 0.9 | 4000 | 70
PCA59ER2 | GE Lighting Solutions | GE Lighting Evolve | ECBB-[0,1,2,3,4,5,D,H]-C5-F-5-40-X-X-XXXX-XXX | Outdoor Luminaires | High Output | Fuel Pump Canopy Luminaires | Standard | FALSE | [9 empty] | 8/24/2015 12:00:00 AM | Not Dimmable | Not Dimmable | Not Yet Verified |  |  | 13410 | 122 | 110 | 20 | 0.9 | 4000 | 70
PFDATQCU | GE Lighting Solutions | GE Lighting Evolve | ECBB-[0,1,2,3,4,5,D,H]-C5-F-5-50-X-X-XXXX-DXX | Outdoor Luminaires | High Output | Fuel Pump Canopy Luminaires | Standard | FALSE | [9 empty] | 8/24/2015 12:00:00 AM | Dimmable | Continuous Above 10 | Not Yet Verified |  |  | 13550 | 123 | 110 | 20 | 0.9 | 5000 | 70
PW7FAC7X | GE Lighting Solutions | GE Lighting Evolve | ECBB-[0,1,2,3,4,5,D,H]-C5-D-5-40-X-X-XXXX-DXX | Outdoor Luminaires | High Output | Fuel Pump Canopy Luminaires | Standard | FALSE | [9 empty] | 8/24/2015 12:00:00 AM | Dimmable | Continuous Above 10 | Not Yet Verified |  |  | 13370 | 122 | 110 | 20 | 0.9 | 4000 | 70
P1SXB57M | GE Lighting Solutions | GE Lighting Evolve | ECBB-[0,1,2,3,4]-A5-F-5-40-X-X-XXXX-XXX | Outdoor Luminaires | Low Output | Fuel Pump Canopy Luminaires | Standard | FALSE | [9 empty] | 8/24/2015 12:00:00 AM | Not Dimmable | Not Dimmable | Not Yet Verified |  |  | 4170 | 119 | 35 | 20 | 0.9 | 4000 | 70
P8G1UD78 | GE Lighting Solutions | GE Lighting Evolve | ECBB-[0,1,2,3,4]-A5-F-5-50-X-X-XXXX-XXX | Outdoor Luminaires | Low Output | Fuel Pump Canopy Luminaires | Standard | FALSE | [9 empty] | 8/24/2015 12:00:00 AM | Not Dimmable | Not Dimmable | Not Yet Verified |  |  | 4230 | 121 | 35 | 20 | 0.9 | 5000 | 70
P1RR9AYQ | GE Lighting Solutions | GE Lighting Evolve | ECBB-[0,1,2,3,4]-A5-D-5-40-X-X-XXXX-XXX | Outdoor Luminaires | Low Output | Fuel Pump Canopy Luminaires | Standard | FALSE | [9 empty] | 8/24/2015 12:00:00 AM | Not Dimmable | Not Dimmable | Not Yet Verified |  |  | 4150 | 119 | 35 | 20 | 0.9 | 4000 | 70
PMCS3PWJ | GE Lighting Solutions | GE Lighting Evolve | ECBB-[0,1,2,3,4]-A5-D-5-50-X-X-XXXX-XXX | Outdoor Luminaires | Low Output | Fuel Pump Canopy Luminaires | Standard | FALSE | [9 empty] | 8/24/2015 12:00:00 AM | Not Dimmable | Not Dimmable | Not Yet Verified |  |  | 4220 | 121 | 35 | 20 | 0.9 | 5000 | 70
PRJ1FWJU | GE Lighting Solutions | GE Lighting Evolve | ECBB-[0,1,2,3,4,5,D,H]-B5-F-5-50-X-X-XXXX-XXX | Outdoor Luminaires | Mid Output | Fuel Pump Canopy Luminaires | Standard | FALSE | [9 empty] | 8/24/2015 12:00:00 AM | Not Dimmable | Not Dimmable | Not Yet Verified |  |  | 8110 | 127 | 64 | 20 | 0.9 | 5000 | 70
PG5V8SG3 | GE Lighting Solutions | GE Lighting Evolve | ECBB-[0,1,2,3,4,5,D,H]-B5-D-5-50-X-X-XXXX-XXX | Outdoor Luminaires | Mid Output | Fuel Pump Canopy Luminaires | Standard | FALSE | [9 empty] | 8/24/2015 12:00:00 AM | Not Dimmable | Not Dimmable | Not Yet Verified |  |  | 8090 | 126 | 64 | 20 | 0.9 | 5000 | 70
PFPR1HU6 | GE Lighting Solutions | GE Lighting Evolve | ECBB-[0,1,2,3,4]-A5-D-5-50-X-X-XXXX-DXX | Outdoor Luminaires | Low Output | Fuel Pump Canopy Luminaires | Standard | FALSE | [9 empty] | 8/24/2015 12:00:00 AM | Dimmable | Continuous Above 10 | Not Yet Verified |  |  | 4220 | 121 | 35 | 20 | 0.9 | 5000 | 70
PH76JX26 | GE Lighting Solutions | GE Lighting Evolve | ECBB-[0,1,2,3,4,5,D,H]-B5-D-5-40-X-X-XXXX-XXX | Outdoor Luminaires | Mid Output | Fuel Pump Canopy Luminaires | Standard | FALSE | [9 empty] | 8/24/2015 12:00:00 AM | Not Dimmable | Not Dimmable | Not Yet Verified |  |  | 7990 | 125 | 64 | 20 | 0.9 | 4000 | 70
P3KFWVD1 | GE Lighting Solutions | GE Lighting Evolve | ECBB-[0,1,2,3,4,5,D,H]-C5-D-5-50-X-X-XXXX-XXX | Outdoor Luminaires | High Output | Fuel Pump Canopy Luminaires | Standard | FALSE | [9 empty] | 8/24/2015 12:00:00 AM | Not Dimmable | Not Dimmable | Not Yet Verified |  |  | 13510 | 123 | 110 | 20 | 0.9 | 5000 | 70
P8XT4TJ8 | GE Lighting Solutions | GE Lighting Evolve | ECBB-[0,1,2,3,4]-A5-F-5-50-X-X-XXXX-DXX | Outdoor Luminaires | Low Output | Fuel Pump Canopy Luminaires | Standard | FALSE | [9 empty] | 8/24/2015 12:00:00 AM | Dimmable | Continuous Above 10 | Not Yet Verified |  |  | 4230 | 121 | 35 | 20 | 0.9 | 5000 | 70
P00000TY9 | GE Lighting Solutions | Evolve | ECBA-0-A5-F-5-40-X-X-XXXX-XXX | Outdoor Luminaires | Low Output | Fuel Pump Canopy Luminaires | Standard | TRUE | 4092 | 105.1 | 38.9 | 11.4 | 0.96 | 3890 | 73 | 5 | 50000 | 7/31/2014 12:00:00 AM | Not Yet Verified | Not Yet Verified | Not Yet Verified |  | 2.1 | 3900 |  | 39 |  | 0.9 | 4000 | 70
P00000TYD | GE Lighting Solutions | Evolve | ECBA-0-C5-F-5-40-X-X-XXXX-XXX | Outdoor Luminaires | High Output | Fuel Pump Canopy Luminaires | Standard | FALSE | [9 empty] | 7/31/2014 12:00:00 AM | Not Yet Verified | Not Yet Verified | Not Yet Verified |  |  | 13200 | 106 | 124 |  |  | 4000 | 70
P00000TYC | GE Lighting Solutions | Evolve | ECBA-0-B5-F-5-50-X-X-XXXX-XXX | Outdoor Luminaires | Mid Output | Fuel Pump Canopy Luminaires | Standard | FALSE | [9 empty] | 7/31/2014 12:00:00 AM | Not Yet Verified | Not Yet Verified | Not Yet Verified |  |  | 8000 | 108 | 74 |  |  | 5000 | 70
P00000TYE | GE Lighting Solutions | Evolve | ECBA-0-C5-F-5-50-X-X-XXXX-XXX | Outdoor Luminaires | High Output | Fuel Pump Canopy Luminaires | Standard | FALSE | [9 empty] | 7/31/2014 12:00:00 AM | Not Yet Verified | Not Yet Verified | Not Yet Verified |  |  | 13500 | 109 | 124 |  |  | 5000 | 70
P00000TYA | GE Lighting Solutions | Evolve | ECBA-0-A5-F-5-50-X-X-XXXX-XXX | Outdoor Luminaires | Low Output | Fuel Pump Canopy Luminaires | Standard | FALSE | [9 empty] | 7/31/2014 12:00:00 AM | Not Yet Verified | Not Yet Verified | Not Yet Verified |  |  | 4000 | 103 | 39 |  |  | 5000 | 70
P00000TYB | GE Lighting Solutions | Evolve | ECBA-0-B5-F-5-40-X-X-XXXX-XXX | Outdoor Luminaires | Mid Output | Fuel Pump Canopy Luminaires | Standard | FALSE | [9 empty] | 7/31/2014 12:00:00 AM | Not Yet Verified | Not Yet Verified | Not Yet Verified |  |  | 7800 | 105 | 74 |  |  | 4000 | 70
P00000STK | GE Lighting Solutions | Evolve | ECSA0B57501AWHTEXXX | Outdoor Luminaires | Mid Output | Fuel Pump Canopy Luminaires | Standard | TRUE | 8038 | 95.5 | 84.2 | 12.11 | 0.96 | 5459 | 69 | 5 | 50000 | 11/21/2013 12:00:00 AM | Not Yet Verified | Not Yet Verified | Not Yet Verified |  | 2.1 |  |  | 85 | 20 | 0.9 | 5000 | 70
P00000STM | GE Lighting Solutions | Evolve | ECSA0B57501CWHTEXXX | Outdoor Luminaires | Mid Output | Fuel Pump Canopy Luminaires | Standard | FALSE | [9 empty] | 11/21/2013 12:00:00 AM | Not Yet Verified | Not Yet Verified | Not Yet Verified |  |  | 7200 | 85 | 85 | 20 | 0.9 | 5000 | 70
P00000STL | GE Lighting Solutions | Evolve | ECSA0B57501BWHTEXXX | Outdoor Luminaires | Mid Output | Fuel Pump Canopy Luminaires | Standard | FALSE | [9 empty] | 11/21/2013 12:00:00 AM | Not Yet Verified | Not Yet Verified | Not Yet Verified |  |  | 7200 | 85 | 85 | 20 | 0.9 | 5000 | 70
P00000U3E | Grandlite International Corp | Grandlite | SML-364A-L1[120V ONLY] | Outdoor Luminaires | Low Output | Fuel Pump Canopy Luminaires | Standard | TRUE | 2976 | 88.4 | 33.7 | 14.5 | 0.971 | 4980 | 72 | 5 | 50000 | 7/16/2014 12:00:00 AM | Not Yet Verified | Not Yet Verified | Not Yet Verified |  | 2.1 | 3000 | 88 | 34 |  |  | 5000 | 70
PTRKGFGJF | Grandlite International Corp | Grandlite International | SML-012-L1 40W | Outdoor Luminaires | Low Output | Fuel Pump Canopy Luminaires | Standard | TRUE | 3706.4 | 90.68 | 40.87 | 18.75 | 0.912 | 5115 | 73 | 5 |  | 1/16/2015 12:00:00 AM | Not Dimmable | Not Dimmable | Not Yet Verified |  | 2.1
PFD3NY7NE | Grandlite International Corp | Grandlite | SML-012-L1 60W | Outdoor Luminaires | Low Output | Fuel Pump Canopy Luminaires | Standard | TRUE | 4285.8 | 78 | 54.62 | 19 | 0.92 | 5518 | 78 | 5 |  | 6/18/2015 12:00:00 AM | Not Dimmable | Not Dimmable | Not Yet Verified |  | 2.1
PFXQM9ZM | Grandlite International Corp | Grandlite International | SML-364N-L1-40W-4K-C | Outdoor Luminaires | Low Output | Fuel Pump Canopy Luminaires | Standard | TRUE | 4730.2 | 127.66 | 37.05 | 14.87 | 0.9183 | 3984 | 73.2 | 5 | 50000 | 9/27/2016 12:00:00 AM | Not Dimmable | Not Dimmable | Yes |  | 4 | 4730.2 | 127.66 | 37.05 | 8.61 | 0.99 | 3984 | 73.2
P38BDTRZ | Grandlite International Corp | Grandlite International | SML-364N-L1-40W-5K-C | Outdoor Luminaires | Low Output | Fuel Pump Canopy Luminaires | Standard | FALSE | [9 empty] | 9/27/2016 12:00:00 AM | Not Dimmable | Not Dimmable | Yes |  |  | 4850.2 | 130.45 | 37.18 | 8.61 | 0.99 | 4853 | 73.8
PRPJQY3J | Grandlite International Corp | Grandlite International | SML-364N-L1-60W-4K-C | Outdoor Luminaires | Mid Output | Fuel Pump Canopy Luminaires | Standard | TRUE | 7040.7 | 125.51 | 56.1 | 15.6 | 0.934 | 3992 | 73.1 | 5 | 50000 | 9/28/2016 12:00:00 AM | Not Dimmable | Not Dimmable | Yes |  | 4 | 7040.7 | 125.51 | 56.1 | 9.6 | 0.99 | 3992 | 73.1
P3JUH1NC | Grandlite International Corp | Grandlite International | SML-364N-L1-60W-5K-C | Outdoor Luminaires | Mid Output | Fuel Pump Canopy Luminaires | Standard | FALSE | [9 empty] | 9/28/2016 12:00:00 AM | Not Dimmable | Not Dimmable | Yes |  |  | 7220 | 128.07 | 56.44 | 9.6 | 0.99 | 4870 | 72.4
P2HW2CBY | Grandlite International Corp | Grandlite | LED-367-40W-4K | Outdoor Luminaires | Low Output | Fuel Pump Canopy Luminaires | Standard | TRUE | 3843.32 | 97 | 39.67 | 15 | 0.95 | 3981 | 74 | 5 |  | 5/4/2016 12:00:00 AM | Not Dimmable | Not Dimmable | Yes |  | 3.1 | 3843.32 | 97 | 39.67 | 9 | 0.99 | 3981 | 74
P9TE6R2P | Grandlite International Corp | Grandlite | LED-367-40W-5K | Outdoor Luminaires | Low Output | Fuel Pump Canopy Luminaires | Standard | FALSE | [9 empty] | 5/4/2016 12:00:00 AM | Not Dimmable | Not Dimmable | Yes |  |  | 3843.32 | 97 | 39.27 | 11 | 0.99 | 4832 | 73
P8S3M9MM | Grandlite International Corp | Grandlite | SML-009-L1 20W-347 | Outdoor Luminaires | Low Output | Fuel Pump Canopy Luminaires | Standard | TRUE | 2322.4 | 111 | 20.9 | 23 | 0.97 | 4859 | 74 | 5 | 50000 | 7/21/2015 12:00:00 AM | Not Dimmable | Not Dimmable | Yes |  | 3 | 2322.4 | 111 | 20.9 | 23 | 0.99 | 4859 | 74
PB2SH9FM | Grandlite International Corp | Grandlite | SML-012-L1 40W-347 | Outdoor Luminaires | Low Output | Fuel Pump Canopy Luminaires | Standard | TRUE | 3605.2 | 92 | 39.13 | 18 | 0.98 | 5168 | 75 | 5 | 50000 | 7/21/2015 12:00:00 AM | Not Dimmable | Not Dimmable | Yes |  | 3 | 3605.2 | 92 | 39.13 | 18 | 0.99 | 5168 | 75
PA17N5J3 | Grandlite International Corp | Grandlite | LED-368-L4-100 | Outdoor Luminaires | High Output | Fuel Pump Canopy Luminaires | Standard | TRUE | 12559.4 | 127 | 98.94 | 16 | 0.92 | 4714 | 74 | 5 | 50000 | 11/25/2015 12:00:00 AM | Not Dimmable | Not Dimmable | No |  | 3 | 12556.4 | 127 | 98.94 | 8 | 0.99 | 4714 | 74
PJPRX2G5 | Grandlite International Corp | Grandlite | LED-368-L4-130 | Outdoor Luminaires | High Output | Fuel Pump Canopy Luminaires | Standard | TRUE | 15609.07 | 121 | 129.23 | 15 | 0.92 | 5064 | 74 | 5 | 50000 | 11/25/2015 12:00:00 AM | Not Dimmable | Not Dimmable | No |  | 3 | 15609.07 | 121 | 1.08 | 7 | 0.99 | 5064 | 74
P8A6Q3EK | Grandlite International Corp | Grandlite International | SML-364N-L1-40W-4K | Outdoor Luminaires | Low Output | Fuel Pump Canopy Luminaires | Standard | TRUE | 4666.8 | 118.57 | 39.36 | 15.38 | 0.931 | 3889 | 72.8 | 5 | 50000 | 8/29/2016 12:00:00 AM | Not Dimmable | Not Dimmable | Yes |  | 4 | 4666.8 | 118.57 | 39.36 | 15.38 | 0.93 | 3889 | 72.8
P4P6PQPR | Grandlite International Corp | Grandlite International | SML-364N-L1-40W-5K | Outdoor Luminaires | Low Output | Fuel Pump Canopy Luminaires | Standard | FALSE | [9 empty] | 8/29/2016 12:00:00 AM | Not Dimmable | Not Dimmable | Yes |  |  | 4803.2 | 122.57 | 39.19 | 15.38 | 0.93 | 4884 | 72.9
PWAWYCHB | Grandlite International Corp | Grandlite International | SML-364N-L1-60W-4K | Outdoor Luminaires | Mid Output | Fuel Pump Canopy Luminaires | Standard | TRUE | 6313.1 | 110.36 | 57.2 | 11.55 | 0.9654 | 3951 | 72.6 | 5 | 50000 | 8/29/2016 12:00:00 AM | Not Dimmable | Not Dimmable | Yes |  | 4 | 6313.1 | 110.36 | 57.2 | 11.55 | 0.97 | 3951 | 72.6
PXWHXSAS | Grandlite International Corp | Grandlite International | SML-364N-L1-60W-5K | Outdoor Luminaires | Mid Output | Fuel Pump Canopy Luminaires | Standard | FALSE | [9 empty] | 8/29/2016 12:00:00 AM | Not Dimmable | Not Dimmable | Yes |  |  | 6375.2 | 111.47 | 57.19 | 11.55 | 0.97 | 5040 | 75.6
PG6FFMME | Grandlite International Corp | Grandlite | LED-367-60W-4K | Outdoor Luminaires | Mid Output | Fuel Pump Canopy Luminaires | Standard | TRUE | 5770.61 | 97 | 59.23 | 18 | 0.99 | 3953 | 75 | 5 | 50000 | 4/29/2016 12:00:00 AM | Not Dimmable | Not Dimmable | Yes |  | 3.1 | 5770.61 | 97 | 59.23 | 8 | 0.99 | 3953 | 75
PD1K9E9R | Grandlite International Corp | Grandlite | LED-367-60W-5K | Outdoor Luminaires | Mid Output | Fuel Pump Canopy Luminaires | Standard | FALSE | [9 empty] | 4/29/2016 12:00:00 AM | Not Dimmable | Not Dimmable | Yes |  |  | 5770.61 | 97 | 59.23 | 9 | 0.99 | 5094 | 84
P2Q11H83 | Grandlite International Corp | Grandlite | SML-364A-L1 60W | Outdoor Luminaires | Mid Output | Fuel Pump Canopy Luminaires | Standard | TRUE | 5524 | 95.91 | 57.6 | 17.68 | 0.931 | 5116 | 73.1 | 5 | 50000 | 3/18/2015 12:00:00 AM | Not Dimmable | Not Dimmable | Not Yet Verified |  | 2.1 | 5524 | 95.24 | 58 |  |  | 5000 | 70
PSPT93JP | Green Country Lights, LLC | Green Country Lights, LLC | DG2016-2-27 | Outdoor Luminaires | Mid Output | Fuel Pump Canopy Luminaires | Standard | TRUE | 6643.13 | 81.63 | 81.38 | 10.23 | 0.874 | 2760 | 83.8 | 5 | 50000 | 12/23/2015 12:00:00 AM | Not Dimmable | Not Dimmable | Not Yet Verified |  | 2.1
PFXJ63DC | Green Country Lights, LLC | Green Country Lights, LLC | DG2016-2-40 | Outdoor Luminaires | Mid Output | Fuel Pump Canopy Luminaires | Standard | FALSE | [9 empty] | 12/23/2015 12:00:00 AM | Not Dimmable | Not Dimmable | Not Yet Verified |  |  | 7200 | 80 | 90 | 9.35 | 0.988 | 4000 | 84
P2KFD877 | Green Country Lights, LLC | Green Country Lights, LLC | DG2016-2-50 | Outdoor Luminaires | Mid Output | Fuel Pump Canopy Luminaires | Standard | FALSE | [9 empty] | 12/23/2015 12:00:00 AM | Not Dimmable | Not Dimmable | Not Yet Verified |  |  | 7200 | 80 | 90 | 9.35 | 0.988 | 5000 | 84
PWCNEPHJ | Green Country Lights, LLC | Green Country Lights, LLC | DG2016-2-45 | Outdoor Luminaires | Mid Output | Fuel Pump Canopy Luminaires | Standard | FALSE | [9 empty] | 12/23/2015 12:00:00 AM | Not Dimmable | Not Dimmable | Not Yet Verified |  |  | 7200 | 80 | 90 | 9.35 | 0.988 | 4500 | 84
PBAWDR41 | Green Country Lights, LLC | Green Country Lights, LLC | DG2016-2-30 | Outdoor Luminaires | Mid Output | Fuel Pump Canopy Luminaires | Standard | FALSE | [9 empty] | 12/23/2015 12:00:00 AM | Not Dimmable | Not Dimmable | Not Yet Verified |  |  | 7200 | 80 | 90 | 9.35 | 0.988 | 3000 | 84
PDSSJ2R6 | Green Country Lights, LLC | Green Country Lights, LLC | DG2016-2-57 | Outdoor Luminaires | Mid Output | Fuel Pump Canopy Luminaires | Standard | FALSE | [9 empty] | 12/23/2015 12:00:00 AM | Not Dimmable | Not Dimmable | Not Yet Verified |  |  | 7200 | 80 | 90 | 9.35 | 0.988 | 5700 | 84
P3SB7H5K | Green Country Lights, LLC | Green Country Lights, LLC | DG2016-2-35 | Outdoor Luminaires | Mid Output | Fuel Pump Canopy Luminaires | Standard | FALSE | [9 empty] | 12/23/2015 12:00:00 AM | Not Dimmable | Not Dimmable | Not Yet Verified |  |  | 7200 | 80 | 90 | 9.35 | 0.988 | 3500 | 84
PJ2PS4U9 | Green Lighting LED | GREEN LIGHTING LED | GLL-CNP-F-45W 4000K | Outdoor Luminaires | Mid Output | Fuel Pump Canopy Luminaires | Standard | TRUE | 5029.4 | 111.89 | 44.95 | 19.29 | 0.9088 | 3899 | 83.6 | 5 | 50000 | 8/24/2016 12:00:00 AM | Not Dimmable | Not Dimmable | No |  | 3.1 | 5034.2 | 113.13 | 44.5 | 19.29 | 0.9088 | 4000 | 83.6
PZVVGKQ2 | Green Lighting LED | GREEN LIGHTING LED | GLL-CNP-F-45W 5700K | Outdoor Luminaires | Mid Output | Fuel Pump Canopy Luminaires | Standard | FALSE | [9 empty] | 8/24/2016 12:00:00 AM | Not Dimmable | Not Dimmable | No |  |  | 5136 | 115.96 | 44.29 | 19.41 | 0.9076 | 5700 | 75.9
PQQEV6VM | Green Lighting LED | GREEN LIGHTING LED | GLL-CNP-F-45W 5000K | Outdoor Luminaires | Mid Output | Fuel Pump Canopy Luminaires | Standard | FALSE | [9 empty] | 8/24/2016 12:00:00 AM | Not Dimmable | Not Dimmable | No |  |  | 5085.1 | 114.54 | 44.4 | 19.29 | 0.9088 | 5000 | 83.6
P4QQ3JP4 | Green Lighting LED | GREEN LIGHTING LED | GLL-CNP-F-75W 4000K | Outdoor Luminaires | Mid Output | Fuel Pump Canopy Luminaires | Standard | TRUE | 8354.8 | 111.65 | 74.83 | 13.09 | 0.9337 | 3983 | 84 | 5 | 50000 | 8/24/2016 12:00:00 AM | Not Dimmable | Not Dimmable | No |  | 3.1 | 8510.4 | 112.11 | 75.91 | 13.09 | 0.9337 | 4000 | 84
PND68Z3T | Green Lighting LED | GREEN LIGHTING LED | GLL-CNP-F-75W 5000K | Outdoor Luminaires | Mid Output | Fuel Pump Canopy Luminaires | Standard | FALSE | [9 empty] | 8/24/2016 12:00:00 AM | Not Dimmable | Not Dimmable | No |  |  | 8650.7 | 113.8 | 76.02 | 13.09 | 0.9337 | 5000 | 84
PU1Q7F1F | Green Lighting LED | GREEN LIGHTING LED | GLL-CNP-F-75W 5700K | Outdoor Luminaires | Mid Output | Fuel Pump Canopy Luminaires | Standard | FALSE | [9 empty] | 8/24/2016 12:00:00 AM | Not Dimmable | Not Dimmable | No |  |  | 8791 | 115.47 | 76.13 | 12.94 | 0.9316 | 5700 | 83
PH2NU4B6 | Green Lighting LED | GREEN LIGHTING LED | GLL-CNP-F-100W 4000K | Outdoor Luminaires | High Output | Fuel Pump Canopy Luminaires | Standard | TRUE | 11087 | 112.16 | 98.84 | 17.9 | 0.9099 | 3968 | 74.3 | 5 | 50000 | 8/24/2016 12:00:00 AM | Not Dimmable | Not Dimmable | No |  | 3.1 | 11194 | 111.38 | 100.5 | 17.9 | 0.9099 | 4000 | 74.3
PHPRW76R | Green Lighting LED | GREEN LIGHTING LED | GLL-CNP-F-100W 5000K | Outdoor Luminaires | High Output | Fuel Pump Canopy Luminaires | Standard | FALSE | [9 empty] | 8/24/2016 12:00:00 AM | Not Dimmable | Not Dimmable | No |  |  | 11357 | 113.11 | 100.4 | 17.9 | 0.9099 | 5000 | 74.3
PN9ZVFFC | Green Lighting LED | GREEN LIGHTING LED | GLL-CNP-F-100W 5700K | Outdoor Luminaires | High Output | Fuel Pump Canopy Luminaires | Standard | FALSE | [9 empty] | 8/24/2016 12:00:00 AM | Not Dimmable | Not Dimmable | No |  |  | 11519 | 114.85 | 100.3 | 17.51 | 0.9101 | 5700 | 75.9
PMJWG34E | Green Lighting LED | GREEN LIGHTING LED | GLL-CNP-F-130W 4000K | Outdoor Luminaires | High Output | Fuel Pump Canopy Luminaires | Standard | TRUE | 13929 | 107.39 | 129.7 | 11.46 | 0.915 | 3962 | 74.2 | 5 | 50000 | 8/24/2016 12:00:00 AM | Not Dimmable | Not Dimmable | No |  | 3.1 | 14146 | 107.25 | 131.9 | 11.46 | 0.915 | 4000 | 74.2
P5EKDZVW | Green Lighting LED | GREEN LIGHTING LED | GLL-CNP-F-130W 5000K | Outdoor Luminaires | High Output | Fuel Pump Canopy Luminaires | Standard | FALSE | [9 empty] | 8/24/2016 12:00:00 AM | Not Dimmable | Not Dimmable | No |  |  | 14390 | 108.97 | 132.1 | 11.46 | 0.915 | 5000 | 74.2
PYNU8AUC | Green Lighting LED | GREEN LIGHTING LED | GLL-CNP-F-130W 5700K | Outdoor Luminaires | High Output | Fuel Pump Canopy Luminaires | Standard | FALSE | [9 empty] | 8/24/2016 12:00:00 AM | Not Dimmable | Not Dimmable | No |  |  | 14634 | 110.7 | 132.2 | 11.83 | 0.9127 | 5700 | 75.7
PSXBSZDP | Green Lighting LED | GREEN LIGHTING LED | GLL-CNP-F-130W-HV 4000K | Outdoor Luminaires | High Output | Fuel Pump Canopy Luminaires | Standard | TRUE | 14163 | 109.78 | 129 | 13.83 | 0.9094 | 3963 | 74.2 | 5 | 50000 | 8/24/2016 12:00:00 AM | Not Dimmable | Not Dimmable | No |  | 3.1 | 14291 | 110.19 | 129.7 | 13.83 | 0.9094 | 4000 | 74.2
PT2NBH2N | Green Lighting LED | GREEN LIGHTING LED | GLL-CNP-F-130W-HV 5700K | Outdoor Luminaires | High Output | Fuel Pump Canopy Luminaires | Standard | FALSE | [9 empty] | 8/24/2016 12:00:00 AM | Not Dimmable | Not Dimmable | No |  |  | 14589 | 111.96 | 130.3 | 14.16 | 0.9091 | 5700 | 75.6
P11MAUD7 | Green Lighting LED | GREEN LIGHTING LED | GLL-CNP-F-130W-HV 5000K | Outdoor Luminaires | High Output | Fuel Pump Canopy Luminaires | Standard | FALSE | [9 empty] | 8/24/2016 12:00:00 AM | Not Dimmable | Not Dimmable | No |  |  | 14440 | 111.08 | 130 | 13.83 | 0.9094 | 5000 | 74.2
PHETHK41 | Green Lighting LED | GREEN LIGHTING LED | GLL-CNP-F-150W 4000K | Outdoor Luminaires | High Output | Fuel Pump Canopy Luminaires | Standard | TRUE | 16142 | 107.04 | 150.8 | 10.01 | 0.9345 | 3965 | 74.3 | 5 | 50000 | 8/24/2016 12:00:00 AM | Not Dimmable | Not Dimmable | No |  | 3.1 | 16435 | 107 | 153.6 | 10.01 | 0.9345 | 4000 | 74.3
P4KQ628D | Green Lighting LED | GREEN LIGHTING LED | GLL-CNP-F-150W 5700K | Outdoor Luminaires | High Output | Fuel Pump Canopy Luminaires | Standard | FALSE | [9 empty] | 8/24/2016 12:00:00 AM | Not Dimmable | Not Dimmable | No |  |  | 16877 | 110.02 | 153.4 | 10.37 | 0.9315 | 5700 | 75.9
P7RE4J7V | Green Lighting LED | GREEN LIGHTING LED | GLL-CNP-F-150W 5000K | Outdoor Luminaires | High Output | Fuel Pump Canopy Luminaires | Standard | FALSE | [9 empty] | 8/24/2016 12:00:00 AM | Not Dimmable | Not Dimmable | No |  |  | 16656 | 108.51 | 153.5 | 10.01 | 0.9345 | 5000 | 74.3
PJ3MFNQK | Guangdong Mason Technologies Co., Ltd. | masonled | MS-CP-40W-X002 | Outdoor Luminaires | Low Output | Fuel Pump Canopy Luminaires | Standard | TRUE | 2956.5 | 79.3 | 37.27 | 16.87 | 0.8922 | 5130 | 77.1 | 5 | 50000 | 5/19/2015 12:00:00 AM | Not Dimmable | Not Dimmable | Not Yet Verified |  | 2.1 | 3000 | 75 | 40 | 20 | 0.9 | 5300 | 70
P9AMRJ7Q | Guangdong Mason Technologies Co., Ltd. | masonled | MS-CP-40W-X001 | Outdoor Luminaires | Low Output | Fuel Pump Canopy Luminaires | Standard | TRUE | 2755.1 | 74.2 | 37.15 | 18.26 | 0.9175 | 5139 | 78.2 | 5 | 50000 | 5/19/2015 12:00:00 AM | Not Dimmable | Not Dimmable | Not Yet Verified |  | 2.1 | 3000 | 75 | 40 | 20 | 0.9 | 5300 | 70
PSX76NUV | Guangdong Mason Technologies Co., Ltd. | masonled | MS-CP-80W-X001 | Outdoor Luminaires | Mid Output | Fuel Pump Canopy Luminaires | Standard | TRUE | 6133.5 | 73 | 84.02 | 14.25 | 0.9524 | 5193 | 77.9 | 5 | 50000 | 5/19/2015 12:00:00 AM | Not Dimmable | Not Dimmable | Not Yet Verified |  | 2.1 | 6133.5 | 76.7 | 80 | 20 | 0.9 | 5300 | 70
PSVSAXJYE | Guangdong Mason Technologies Co., Ltd. | Masonled | MS-GS-120W-001 | Outdoor Luminaires | High Output | Fuel Pump Canopy Luminaires | Standard | TRUE | 11845.2 | 104.3 | 113.57 | 13.62 | 0.933 | 4895 | 78.8 | 5 | 50000 | 4/2/2015 12:00:00 AM | Not Dimmable | Not Dimmable | Not Yet Verified |  | 2.1 | 11800 | 104 | 114 | 13.6 | 0.93 | 5000 | 80
PHVC44CP | Halco Lighting Technologies | Halco | CMS1/CL33BZ50/LED | Outdoor Luminaires | Low Output | Fuel Pump Canopy Luminaires | Standard | TRUE | 2976 | 88.4 | 33.7 | 14.5 | 0.971 | 4980 | 72 | 5 | 50000 | 1/13/2016 12:00:00 AM | Not Yet Verified | Not Yet Verified | Not Yet Verified |  | 2.1 | 3000 | 88 | 34 |  |  | 5000 | 70
PNPRVP71 | Halco Lighting Technologies | Halco | CMS2/CL58BZ50/LED | Outdoor Luminaires | Mid Output | Fuel Pump Canopy Luminaires | Standard | TRUE | 5524 | 95.91 | 57.6 | 17.68 | 0.931 | 5116 | 73.1 | 5 | 50000 | 1/13/2016 12:00:00 AM | Not Dimmable | Not Dimmable | Not Yet Verified |  | 2.1 | 5524 | 95.24 | 58 |  |  | 5000 | 70
PVQNDBNP | Hocan Group Co. LTD | SEPICN | HC-CL-T8-90W-27 | Outdoor Luminaires | Mid Output | Fuel Pump Canopy Luminaires | Standard | TRUE | 6643.13 | 81.63 | 81.38 | 10.23 | 0.874 | 2760 | 83.8 | 5 | 50000 | 4/6/2015 12:00:00 AM | Not Dimmable | Not Dimmable | Not Yet Verified |  | 2.1
P71JGMZ2 | Hocan Group Co. LTD | SEPICN | HC-CL-T8-90W-40 | Outdoor Luminaires | Mid Output | Fuel Pump Canopy Luminaires | Standard | FALSE | [9 empty] | 4/6/2015 12:00:00 AM | Not Dimmable | Not Dimmable | Not Yet Verified |  |  | 7200 | 80 | 90 | 9.35 | 0.988 | 4000 | 84
PA554RG7 | Hocan Group Co. LTD | SEPICN | HC-CL-T8-90W-45 | Outdoor Luminaires | Mid Output | Fuel Pump Canopy Luminaires | Standard | FALSE | [9 empty] | 4/6/2015 12:00:00 AM | Not Dimmable | Not Dimmable | Not Yet Verified |  |  | 7200 | 80 | 90 | 9.35 | 0.988 | 4500 | 84
PTHK7ZW8 | Hocan Group Co. LTD | SEPICN | HC-CL-T8-90W-30 | Outdoor Luminaires | Mid Output | Fuel Pump Canopy Luminaires | Standard | FALSE | [9 empty] | 4/6/2015 12:00:00 AM | Not Dimmable | Not Dimmable | Not Yet Verified |  |  | 7200 | 80 | 90 | 9.35 | 0.988 | 3000 | 84
P5RNRKJV | Hocan Group Co. LTD | SEPICN | HC-CL-T8-90W-35 | Outdoor Luminaires | Mid Output | Fuel Pump Canopy Luminaires | Standard | FALSE | [9 empty] | 4/6/2015 12:00:00 AM | Not Dimmable | Not Dimmable | Not Yet Verified |  |  | 7200 | 80 | 90 | 9.35 | 0.988 | 3500 | 84
PV1PACVE | Hocan Group Co. LTD | SEPICN | HC-CL-T8-90W-57 | Outdoor Luminaires | Mid Output | Fuel Pump Canopy Luminaires | Standard | FALSE | [9 empty] | 4/6/2015 12:00:00 AM | Not Dimmable | Not Dimmable | Not Yet Verified |  |  | 7200 | 80 | 90 | 9.35 | 0.988 | 5700 | 84
P26MCB9B | Hocan Group Co. LTD | SEPICN | HC-CL-T8-90W-50 | Outdoor Luminaires | Mid Output | Fuel Pump Canopy Luminaires | Standard | FALSE | [9 empty] | 4/6/2015 12:00:00 AM | Not Dimmable | Not Dimmable | Not Yet Verified |  |  | 7200 | 80 | 90 | 9.35 | 0.988 | 5000 | 84
PK2WCZB9 | Homelite Technology Co.Ltd | HOMELITE | HTCP45WC40K | Outdoor Luminaires | Low Output | Fuel Pump Canopy Luminaires | Standard | TRUE | 3323.88 | 78.06 | 42.58 | 19.4 | 0.905 | 3944 | 86.1 | 5 | 50000 | 8/8/2016 12:00:00 AM | Not Dimmable | Not Dimmable | No |  | 3.1 | 3400 | 75.56 | 45 | 19 | 0.91 | 4000 | 80
PAHBUZNK | Homelite Technology Co.Ltd | HOMELITE | HTCP45WC50K | Outdoor Luminaires | Low Output | Fuel Pump Canopy Luminaires | Standard | FALSE | [9 empty] | 8/8/2016 12:00:00 AM | Not Dimmable | Not Dimmable | No |  |  | 3400 | 75.56 | 45 | 0.19 | 0.91 | 5000 | 80
PWG1KSBR | Homelite Technology Co.Ltd | HOMELITE | HTCP70WC40K | Outdoor Luminaires | Mid Output | Fuel Pump Canopy Luminaires | Standard | TRUE | 5066.57 | 73.06 | 69.35 | 22.8 | 0.898 | 4058 | 86.1 | 5 | 50000 | 8/8/2016 12:00:00 AM | Not Dimmable | Not Dimmable | No |  | 3.1 | 5000 | 71.43 | 70 | 2.3 | 0.9 | 4000 | 80
PSXZF6Z2 | Homelite Technology Co.Ltd | HOMELITE | HTCP70WC50K | Outdoor Luminaires | Mid Output | Fuel Pump Canopy Luminaires | Standard | FALSE | [9 empty] | 8/8/2016 12:00:00 AM | Not Dimmable | Not Dimmable | No |  |  | 5000 | 71.43 | 70 | 2.3 | 0.9 | 5000 | 80
P00000UMR | Howard Lighting | Howard Lighting | VSL4F19206650U | Outdoor Luminaires | Mid Output | Fuel Pump Canopy Luminaires | Standard | TRUE | 7711 | 100.72 | 76.56 | 10.12 | 0.958 | 5286 | 86 | 5 | 50000 | 1/3/2014 12:00:00 AM | Not Yet Verified | Not Yet Verified | Not Yet Verified |  | 2.1 |  |  | 66 |  |  | 5000
P00000ULY | Howard Lighting | Howard Lighting | VSL4F19203140U | Outdoor Luminaires | Low Output | Fuel Pump Canopy Luminaires | Standard | TRUE | 4061 | 110.7 | 36.7 | 12.9 | 0.946 | 4001 | 84.6 | 5 | 50000 | 10/11/2013 12:00:00 AM | Not Yet Verified | Not Yet Verified | Not Yet Verified |  | 2 |  |  | 30 |  |  | 4000
P00000ULZ | Howard Lighting | Howard Lighting | VSL4D19203140U | Outdoor Luminaires | Low Output | Fuel Pump Canopy Luminaires | Standard | FALSE | [9 empty] | 10/11/2013 12:00:00 AM | Not Yet Verified | Not Yet Verified | Not Yet Verified |  |  | 4061 | 110 | 30 |  |  | 4000 | 84
P00000UMU | Howard Lighting | Howard Lighting | VSL4D19206650U | Outdoor Luminaires | Mid Output | Fuel Pump Canopy Luminaires | Standard | FALSE | [9 empty] | 1/3/2014 12:00:00 AM | Not Yet Verified | Not Yet Verified | Not Yet Verified |  |  | 8122 | 110 | 66 |  |  | 5000 | 84
P00000UMS | Howard Lighting | Howard Lighting | VSL4D19203150U | Outdoor Luminaires | Low Output | Fuel Pump Canopy Luminaires | Standard | FALSE | [9 empty] | 1/3/2014 12:00:00 AM | Not Yet Verified | Not Yet Verified | Not Yet Verified |  |  | 4061 | 110 | 30 |  |  | 5000 | 84
P00000UMT | Howard Lighting | Howard Lighting | VSL4F19203150U | Outdoor Luminaires | Low Output | Fuel Pump Canopy Luminaires | Standard | FALSE | [9 empty] | 1/3/2014 12:00:00 AM | Not Yet Verified | Not Yet Verified | Not Yet Verified |  |  | 4061 | 110 | 30 |  |  | 5000 | 84
P00000UM1 | Howard Lighting | Howard Lighting | VSL4D19206640U | Outdoor Luminaires | Mid Output | Fuel Pump Canopy Luminaires | Standard | FALSE | [9 empty] | 10/11/2013 12:00:00 AM | Not Yet Verified | Not Yet Verified | Not Yet Verified |  |  | 8122 | 110 | 66 |  |  | 4000 | 84
P00000UM0 | Howard Lighting | Howard Lighting | VSL4F19206640U | Outdoor Luminaires | Mid Output | Fuel Pump Canopy Luminaires | Standard | FALSE | [9 empty] | 10/11/2013 12:00:00 AM | Not Yet Verified | Not Yet Verified | Not Yet Verified |  |  | 8122 | 110 | 66 |  |  | 4000 | 84
P00000UN8 | Howard Lighting | Howard | LSC35NMVXXXI | Outdoor Luminaires | Low Output | Fuel Pump Canopy Luminaires | Standard | TRUE | 3112 | 79.09 | 39.35 | 9.5 | 0.968 | 4993 | 67 | 5 | 50000 | 4/22/2014 12:00:00 AM | Not Yet Verified | Not Yet Verified | Not Yet Verified |  | 2.1 | 3100 | 70.09 | 42 |  | 0.95 | 5000 | 70
P00000UN9 | Howard Lighting | Howard | LMC75NMVXXXI | Outdoor Luminaires | Mid Output | Fuel Pump Canopy Luminaires | Standard | TRUE | 7274 | 87.92 | 82.74 | 19.48 | 0.875 | 5070 | 67 | 5 | 50000 | 4/22/2014 12:00:00 AM | Not Yet Verified | Not Yet Verified | Not Yet Verified |  | 2.1 | 7300 | 87.92 | 85 |  | 0.95 | 5000 | 70
P61J9FEP | Howard Lighting | Howard | LSCH33DMV | Outdoor Luminaires | Low Output | Fuel Pump Canopy Luminaires | Standard | TRUE | 3410.9 | 110.04 | 31 | 9.13 | 0.925 | 3071 | 84.5 | 5 | 50000 | 1/7/2016 12:00:00 AM | Dimmable | Continuous Below 10 | Yes |  | 3 | 3424.9 | 111.78 | 30.64 | 9.13 | 0.925 | 3000 | 84.5
PP4H9ZRB | Howard Lighting | Howard | LSCH35DMV | Outdoor Luminaires | Low Output | Fuel Pump Canopy Luminaires | Standard | FALSE | [9 empty] | 1/7/2016 12:00:00 AM | Dimmable | Continuous Below 10 | Yes |  |  | 3596 | 115.15 | 31.23 | 9.69 | 0.925 | 5000 | 85.3
PUTYARP9 | Howard Lighting | Howard | LSCH43DMV | Outdoor Luminaires | Low Output | Fuel Pump Canopy Luminaires | Standard | TRUE | 4358.8 | 99.27 | 43.91 | 10.35 | 0.9701 | 3002 | 83.7 | 5 | 50000 | 8/26/2015 12:00:00 AM | Dimmable | Continuous Below 10 | Not Yet Verified |  | 2.1 | 4358.8 | 99.29 | 43.9 | 10.35 | 0.9701 | 3000 | 83.7
P342QYZQ | Howard Lighting | Howard | LSCH45DMV | Outdoor Luminaires | Low Output | Fuel Pump Canopy Luminaires | Standard | FALSE | [9 empty] | 8/26/2015 12:00:00 AM | Dimmable | Continuous Below 10 | Not Yet Verified |  |  | 4532 | 102.19 | 44.35 | 7.69 | 0.9721 | 5000 | 84.2
PYNMW7VE | Howard Lighting | Howard | LMCH93DMV | Outdoor Luminaires | Mid Output | Fuel Pump Canopy Luminaires | Standard | TRUE | 8326.2 | 106.54 | 78.15 | 14.93 | 0.902 | 3105 | 82.3 | 5 | 50000 | 12/1/2015 12:00:00 AM | Dimmable | Continuous Below 10 | Not Yet Verified |  | 3 | 8326.2 | 106.54 | 78.15 | 14.93 | 0.902 | 3000 | 82.3
PZNNPR47 | Howard Lighting | Howard | LMCH95DMV | Outdoor Luminaires | Mid Output | Fuel Pump Canopy Luminaires | Standard | FALSE | [9 empty] | 12/1/2015 12:00:00 AM | Dimmable | Continuous Below 10 | Not Yet Verified |  |  | 8934 | 117.44 | 78.02 | 15.12 | 0.904 | 5000 | 85
PJC1AY1U | Howard Lighting | Howard Lighting Products | LCN4050MV | Outdoor Luminaires | Low Output | Fuel Pump Canopy Luminaires | Standard | TRUE | 3035.861 | 78.497 | 38.675 | 24.53 | 0.9113 | 4849 | 71.1 | 5 | 50000 | 6/1/2015 12:00:00 AM | Not Dimmable | Not Dimmable | Not Yet Verified |  | 2.1 | 3100 | 77.5 | 40 |  |  | 5000
P00000V7Y | Hubbell Lighting | Whiteway | FLED-60-7-UNIV-CVQ-R-WH | Outdoor Luminaires | High Output | Fuel Pump Canopy Luminaires | Standard | TRUE | 13632 | 94.76 | 143.86 | 13 | 0.94 | 5902 | 72 | 5 |  | 11/6/2012 12:00:00 AM | Not Yet Verified | Not Yet Verified | Not Yet Verified |  | 1.7
PYPHTT7S9 | Hubbell Lighting | WHITEWAY | CLED-LL-7-UNV-S-5-WH | Outdoor Luminaires | Mid Output | Fuel Pump Canopy Luminaires | Standard | TRUE | 8612 | 128.67 | 66.93 | 19.76 | 0.9136 | 4962 | 75.7 | 5 | 65000 | 5/29/2015 12:00:00 AM | Not Dimmable | Not Dimmable | Not Yet Verified |  | 2.1 | 8612 | 132 | 66 |  |  | 5100 | 83.5
PAUV4MZRJ | Hubbell Lighting | Security Lighting Systems | 851/852 LED-60-U-XX | Outdoor Luminaires | Low Output | Fuel Pump Canopy Luminaires | Standard | TRUE | 2566 | 88.3 | 29.1 | 10.48 | 0.961 | 5205 | 82.5 | 5 | 60000 | 6/9/2015 12:00:00 AM | Dimmable | Continuous Below 10 | Not Yet Verified |  | 2.1 | 2658 | 88.6 | 30 |  |  | 5000 | 82
P3VB1HK8 | Hubbell Lighting | Beacon Products | ORB-18LED-60-5K-T5QN-UNV | Outdoor Luminaires | Mid Output | Fuel Pump Canopy Luminaires | Premium | TRUE | 6553 | 107.7 | 60.87 | 11.2 | 0.929 | 5013 | 72.8 | 5 | 50000 | 9/30/2015 12:00:00 AM | Dimmable | Continuous Below 10 | Not Yet Verified |  | 3 | 6554 | 108 | 61.21 | 7.29 | 0.995 | 4794 | 74.6
PGDE6H4R | Hubbell Lighting | Beacon Products | ORB-18LED-60-4K-T5QN-UNV | Outdoor Luminaires | Mid Output | Fuel Pump Canopy Luminaires | Premium | FALSE | [9 empty] | 9/30/2015 12:00:00 AM | Dimmable | Continuous Below 10 | Not Yet Verified |  |  | 6635.76923076923 | 109.038461538462 | 60.96 | 7.42 | 0.995 | 3833 | 72.4
PHUE6HD2 | Hubbell Lighting | Beacon Products | ORB-18LED-60-3K-T5QN-UNV | Outdoor Luminaires | Mid Output | Fuel Pump Canopy Luminaires | Standard | FALSE | [9 empty] | 9/30/2015 12:00:00 AM | Dimmable | Continuous Below 10 | Not Yet Verified |  |  | 5606.65384615385 | 92.4230769230769 | 60.99 | 11.2 | 0.929 | 3022 | 80.8
PWD43A72 | Hubbell Lighting | WHITEWAY | CLED-LW-7-UNV-X-5-X | Outdoor Luminaires | Low Output | Fuel Pump Canopy Luminaires | Standard | TRUE | 3629 | 112.4 | 32.3 | 18.4 | 0.8743 | 5022 | 74 | 5 | 50000 | 6/6/2016 12:00:00 AM | Not Dimmable | Not Dimmable | Yes |  | 4 | 3629 | 112.4 | 32.3 | 11.5 | 0.99 | 5022 | 80
P38EEKF4 | Hubbell Lighting | WHITEWAY | CLED-HL-UNV-X-5-X-DL | Outdoor Luminaires | High Output | Fuel Pump Canopy Luminaires | Standard | TRUE | 14337 | 116.17 | 123.4 | 13.28 | 0.9128 | 3115 | 82.1 | 5 | 50000 | 6/6/2016 12:00:00 AM | Not Dimmable | Not Dimmable | Yes |  | 4 | 14337 | 116.17 | 123.4 | 13.28 | 0.91 | 5000 | 80
PPTF5KJ6 | Hubbell Lighting | WHITEWAY | FLED-RL-HL-UNV-CVQ-5-X | Outdoor Luminaires | High Output | Fuel Pump Canopy Luminaires | Standard | TRUE | 16760 | 119.8 | 139.9 | 20.3 | 0.932 | 4876 | 66 | 5 | 50000 | 6/6/2016 12:00:00 AM | Not Dimmable | Not Dimmable | No |  | 4 | 17990 | 119.8 | 139.9 | 14.1 | 0.99 | 4876 | 80
P00000VXR | Hubbell Lighting | Columbia Lighting | LXEM4-30XL-RFA-E | Outdoor Luminaires | Mid Output | Fuel Pump Canopy Luminaires | Standard | TRUE | 9215 | 87.8 | 104.9 | 17.1 | 0.955 | 3105 | 83.52 | 5 | 50000 | 3/13/2014 12:00:00 AM | Not Yet Verified | Not Yet Verified | Not Yet Verified |  | 2.1 | 8707 | 83 | 105.1 | 17.1 | 0.95 | 3083 | 83.5
P00000VXQ | Hubbell Lighting | Columbia Lighting | LXEM4-30LW-RFA-E | Outdoor Luminaires | Low Output | Fuel Pump Canopy Luminaires | Standard | TRUE | 3030 | 100.7 | 30.1 | 17.6 | 0.95 | 3074 | 84 | 5 | 50000 | 3/13/2014 12:00:00 AM | Not Yet Verified | Not Yet Verified | Not Yet Verified |  | 2.1 | 3725 | 90.9 | 41 | 17.6 | 0.95 | 3000 | 84
PQCZBJJ9 | Hubbell Lighting | Columbia Lighting | LXEM2-30VW-RFA-EU | Outdoor Luminaires | Low Output | Fuel Pump Canopy Luminaires | Standard | TRUE | 2419 | 98.7 | 24.5 | 11.2 | 0.94 | 3074 | 84 | 5 | 50000 | 10/9/2015 12:00:00 AM | Not Dimmable | Not Dimmable | No |  | 3 | 2419 | 98.7 | 24.5 | 11.2 | 0.994 | 3000 | 84
PDSWSBKP | Hubbell Lighting | Columbia Lighting | LXEM8-40VW-DFA-EDU | Outdoor Luminaires | Mid Output | Fuel Pump Canopy Luminaires | Standard | FALSE | [9 empty] | 10/9/2015 12:00:00 AM | Dimmable | Continuous Above 10 | No |  |  | 6684 | 122.867647058824 | 54.4 | 7.761 | 0.996 | 4000 | 84
P8TUWVX7 | Hubbell Lighting | Columbia Lighting | LXEM2-35VW-RFP-EDU | Outdoor Luminaires | Low Output | Fuel Pump Canopy Luminaires | Standard | FALSE | [9 empty] | 10/9/2015 12:00:00 AM | Dimmable | Continuous Above 10 | No |  |  | 2461.3325 | 100.462551020408 | 24.5 | 11.2 | 0.994 | 3500 | 84
PKPBSN25 | Hubbell Lighting | Columbia Lighting | LXEM4-30VW-RFP-EU | Outdoor Luminaires | Low Output | Fuel Pump Canopy Luminaires | Standard | FALSE | [9 empty] | 10/9/2015 12:00:00 AM | Not Dimmable | Not Dimmable | No |  |  | 3024 | 109.2 | 27.7 | 7.761 | 0.996 | 3000 | 84
PTFFWXBB | Hubbell Lighting | Columbia Lighting | LXEM4-30VW-DFA-EDU | Outdoor Luminaires | Low Output | Fuel Pump Canopy Luminaires | Standard | FALSE | [9 empty] | 10/9/2015 12:00:00 AM | Dimmable | Continuous Above 10 | No |  |  | 3175.2 | 114.628158844765 | 27.7 | 7.761 | 0.996 | 3000 | 84
P00000VY7 | Hubbell Lighting | Columbia Lighting | LXEM4-35ML-DFA-E | Outdoor Luminaires | Mid Output | Fuel Pump Canopy Luminaires | Standard | FALSE | [9 empty] | 3/13/2014 12:00:00 AM | Not Yet Verified | Not Yet Verified | Not Yet Verified |  |  | 5068 | 96.5 | 52.5181347150259 | 17.6 | 0.95 | 3500 | 84
P00000VYP | Hubbell Lighting | Columbia Lighting | LXEM4-50HL-DFA-E | Outdoor Luminaires | Mid Output | Fuel Pump Canopy Luminaires | Standard | FALSE | [9 empty] | 3/13/2014 12:00:00 AM | Not Yet Verified | Not Yet Verified | Not Yet Verified |  |  | 6278 | 102.4 | 61.3 | 17.6 | 0.95 | 5000 | 84
P00000VYR | Hubbell Lighting | Columbia Lighting | LXEM4-30VL-RFA-E | Outdoor Luminaires | Mid Output | Fuel Pump Canopy Luminaires | Standard | FALSE | [9 empty] | 3/13/2014 12:00:00 AM | Not Yet Verified | Not Yet Verified | Not Yet Verified |  |  | 7245 | 88.1 | 82.2360953461975 | 17.6 | 0.95 | 3000 | 84
P00000VYX | Hubbell Lighting | Columbia Lighting | LXEM4-40VL-RFA-E | Outdoor Luminaires | Mid Output | Fuel Pump Canopy Luminaires | Standard | FALSE | [9 empty] | 3/13/2014 12:00:00 AM | Not Yet Verified | Not Yet Verified | Not Yet Verified |  |  | 7830 | 94.9 | 82.5079030558483 | 17.6 | 0.95 | 4000 | 84
P00000VZD | Hubbell Lighting | Columbia Lighting | LXEM4-50XL-RFP-E | Outdoor Luminaires | Mid Output | Fuel Pump Canopy Luminaires | Standard | FALSE | [9 empty] | 3/13/2014 12:00:00 AM | Not Yet Verified | Not Yet Verified | Not Yet Verified |  |  | 9296 | 88.4 | 105.1 | 17.1 | 0.95 | 5000 | 83.5
P00000VZG | Hubbell Lighting | Columbia Lighting | LXEM8-35LW-RFA-E | Outdoor Luminaires | Mid Output | Fuel Pump Canopy Luminaires | Standard | FALSE | [9 empty] | 3/13/2014 12:00:00 AM | Not Yet Verified | Not Yet Verified | Not Yet Verified |  |  | 7940 | 95.4 | 83.2 | 17.1 | 0.95 | 3500 | 83.5
P00000VY3 | Hubbell Lighting | Columbia Lighting | LXEM4-30ML-RFA-E | Outdoor Luminaires | Low Output | Fuel Pump Canopy Luminaires | Standard | FALSE | [9 empty] | 3/13/2014 12:00:00 AM | Not Yet Verified | Not Yet Verified | Not Yet Verified |  |  | 4532 | 87 | 52.0919540229885 | 17.6 | 0.95 | 3000 | 84
P00000VY9 | Hubbell Lighting | Columbia Lighting | LXEM4-40ML-RFA-E | Outdoor Luminaires | Low Output | Fuel Pump Canopy Luminaires | Standard | FALSE | [9 empty] | 3/13/2014 12:00:00 AM | Not Yet Verified | Not Yet Verified | Not Yet Verified |  |  | 4903 | 93.4 | 52.4946466809422 | 17.6 | 0.95 | 4000 | 84
P00000VYC | Hubbell Lighting | Columbia Lighting | LXEM4-50ML-RFA-E | Outdoor Luminaires | Low Output | Fuel Pump Canopy Luminaires | Standard | FALSE | [9 empty] | 3/13/2014 12:00:00 AM | Not Yet Verified | Not Yet Verified | Not Yet Verified |  |  | 4849 | 92.4 | 52.4946466809422 | 17.6 | 0.95 | 5000 | 84
P00000W0E | Hubbell Lighting | Columbia Lighting | LXEM8-40XL-RFA-E | Outdoor Luminaires | High Output | Fuel Pump Canopy Luminaires | Standard | FALSE | [9 empty] | 3/13/2014 12:00:00 AM | Not Yet Verified | Not Yet Verified | Not Yet Verified |  |  | 18768 | 89.8 | 209 | 17.1 | 0.95 | 4000 | 83.5
P00000VZM | Hubbell Lighting | Columbia Lighting | LXEM8-30ML-RFA-E | Outdoor Luminaires | Mid Output | Fuel Pump Canopy Luminaires | Standard | FALSE | [9 empty] | 3/13/2014 12:00:00 AM | Not Yet Verified | Not Yet Verified | Not Yet Verified |  |  | 9064 | 87 | 104.183908045977 | 17.1 | 0.95 | 3000 | 83.5
P00000W0F | Hubbell Lighting | Columbia Lighting | LXEM8-40XL-DFA-E | Outdoor Luminaires | High Output | Fuel Pump Canopy Luminaires | Standard | FALSE | [9 empty] | 3/13/2014 12:00:00 AM | Not Yet Verified | Not Yet Verified | Not Yet Verified |  |  | 19852 | 95 | 209 | 17.1 | 0.95 | 4000 | 83.5
P00000W0G | Hubbell Lighting | Columbia Lighting | LXEM8-50XL-RFA-E | Outdoor Luminaires | High Output | Fuel Pump Canopy Luminaires | Standard | FALSE | [9 empty] | 3/13/2014 12:00:00 AM | Not Yet Verified | Not Yet Verified | Not Yet Verified |  |  | 18592 | 88.4 | 210.2 | 17.1 | 0.95 | 5000 | 83.5
P00000VYL | Hubbell Lighting | Columbia Lighting | LXEM4-40HL-RFA-E | Outdoor Luminaires | Mid Output | Fuel Pump Canopy Luminaires | Standard | FALSE | [9 empty] | 3/13/2014 12:00:00 AM | Not Yet Verified | Not Yet Verified | Not Yet Verified |  |  | 6017 | 99.6 | 60.4 | 17.6 | 0.95 | 4000 | 84
P00000VYM | Hubbell Lighting | Columbia Lighting | LXEM4-40HL-DFA-E | Outdoor Luminaires | Mid Output | Fuel Pump Canopy Luminaires | Standard | FALSE | [9 empty] | 3/13/2014 12:00:00 AM | Not Yet Verified | Not Yet Verified | Not Yet Verified |  |  | 6325 | 104.9 | 60.3 | 17.6 | 0.95 | 4000 | 84
P00000VYT | Hubbell Lighting | Columbia Lighting | LXEM4-30VL-RFP-E | Outdoor Luminaires | Mid Output | Fuel Pump Canopy Luminaires | Standard | FALSE | [9 empty] | 3/13/2014 12:00:00 AM | Not Yet Verified | Not Yet Verified | Not Yet Verified |  |  | 7245 | 88.1 | 82.2360953461975 | 17.6 | 0.95 | 3000 | 84
P00000VZ0 | Hubbell Lighting | Columbia Lighting | LXEM4-50VL-RFA-E | Outdoor Luminaires | Mid Output | Fuel Pump Canopy Luminaires | Standard | FALSE | [9 empty] | 3/13/2014 12:00:00 AM | Not Yet Verified | Not Yet Verified | Not Yet Verified |  |  | 7723 | 93.3 | 82.7759914255091 | 17.6 | 0.95 | 5000 | 84
P00000VZ6 | Hubbell Lighting | Columbia Lighting | LXEM4-35XL-DFA-E | Outdoor Luminaires | Mid Output | Fuel Pump Canopy Luminaires | Standard | FALSE | [9 empty] | 3/13/2014 12:00:00 AM | Not Yet Verified | Not Yet Verified | Not Yet Verified |  |  | 9537 | 91.5 | 104.2 | 17.1 | 0.95 | 3500 | 83.5
P00000VZ9 | Hubbell Lighting | Columbia Lighting | LXEM4-40XL-DFA-E | Outdoor Luminaires | Mid Output | Fuel Pump Canopy Luminaires | Standard | FALSE | [9 empty] | 3/13/2014 12:00:00 AM | Not Yet Verified | Not Yet Verified | Not Yet Verified |  |  | 9926 | 95 | 104.5 | 17.1 | 0.95 | 4000 | 83.5
P00000VZC | Hubbell Lighting | Columbia Lighting | LXEM4-50XL-DFA-E | Outdoor Luminaires | Mid Output | Fuel Pump Canopy Luminaires | Standard | FALSE | [9 empty] | 3/13/2014 12:00:00 AM | Not Yet Verified | Not Yet Verified | Not Yet Verified |  |  | 9836 | 93.6 | 105.1 | 17.1 | 0.95 | 5000 | 83.5
P00000VYA | Hubbell Lighting | Columbia Lighting | LXEM4-40ML-DFA-E | Outdoor Luminaires | Mid Output | Fuel Pump Canopy Luminaires | Standard | FALSE | [9 empty] | 3/13/2014 12:00:00 AM | Not Yet Verified | Not Yet Verified | Not Yet Verified |  |  | 5183 | 98.7 | 52.5126646403242 | 17.6 | 0.95 | 4000 | 84
P00000VXW | Hubbell Lighting | Columbia Lighting | LXEM4-35LW-RFP-E | Outdoor Luminaires | Low Output | Fuel Pump Canopy Luminaires | Standard | FALSE | [9 empty] | 3/13/2014 12:00:00 AM | Not Yet Verified | Not Yet Verified | Not Yet Verified |  |  | 3970 | 95.4 | 41.6 | 17.6 | 0.95 | 3500 | 84
P00000VY8 | Hubbell Lighting | Columbia Lighting | LXEM4-35ML-RFP-E | Outdoor Luminaires | Low Output | Fuel Pump Canopy Luminaires | Standard | FALSE | [9 empty] | 3/13/2014 12:00:00 AM | Not Yet Verified | Not Yet Verified | Not Yet Verified |  |  | 4801 | 91.4 | 52.527352297593 | 17.6 | 0.95 | 3500 | 84
P00000VYE | Hubbell Lighting | Columbia Lighting | LXEM4-50ML-RFP-E | Outdoor Luminaires | Low Output | Fuel Pump Canopy Luminaires | Standard | FALSE | [9 empty] | 3/13/2014 12:00:00 AM | Not Yet Verified | Not Yet Verified | Not Yet Verified |  |  | 4849 | 92.4 | 52.4946466809422 | 17.6 | 0.95 | 5000 | 84
P00000VZP | Hubbell Lighting | Columbia Lighting | LXEM8-35ML-DFA-E | Outdoor Luminaires | High Output | Fuel Pump Canopy Luminaires | Standard | FALSE | [9 empty] | 3/13/2014 12:00:00 AM | Not Yet Verified | Not Yet Verified | Not Yet Verified |  |  | 10136 | 96.5 | 105.036269430052 | 17.1 | 0.95 | 3500 | 83.5
P00000VZV | Hubbell Lighting | Columbia Lighting | LXEM8-30HL-DFA-E | Outdoor Luminaires | High Output | Fuel Pump Canopy Luminaires | Standard | FALSE | [9 empty] | 3/13/2014 12:00:00 AM | Not Yet Verified | Not Yet Verified | Not Yet Verified |  |  | 11774 | 95.9 | 122.8 | 17.1 | 0.95 | 3000 | 83.5
P00000VZW | Hubbell Lighting | Columbia Lighting | LXEM8-35HL-RFA-E | Outdoor Luminaires | High Output | Fuel Pump Canopy Luminaires | Standard | FALSE | [9 empty] | 3/13/2014 12:00:00 AM | Not Yet Verified | Not Yet Verified | Not Yet Verified |  |  | 12030 | 96.2 | 125 | 17.1 | 0.95 | 3500 | 83.5
P00000VZY | Hubbell Lighting | Columbia Lighting | LXEM8-40HL-RFA-E | Outdoor Luminaires | High Output | Fuel Pump Canopy Luminaires | Standard | FALSE | [9 empty] | 3/13/2014 12:00:00 AM | Not Yet Verified | Not Yet Verified | Not Yet Verified |  |  | 12034 | 99.6 | 120.8 | 17.1 | 0.95 | 4000 | 83.5
P00000W00 | Hubbell Lighting | Columbia Lighting | LXEM8-50HL-RFA-E | Outdoor Luminaires | High Output | Fuel Pump Canopy Luminaires | Standard | FALSE | [9 empty] | 3/13/2014 12:00:00 AM | Not Yet Verified | Not Yet Verified | Not Yet Verified |  |  | 11902 | 96.9 | 122.8 | 17.1 | 0.95 | 5000 | 83.5
P00000W02 | Hubbell Lighting | Columbia Lighting | LXEM8-30VL-RFA-E | Outdoor Luminaires | High Output | Fuel Pump Canopy Luminaires | Standard | FALSE | [9 empty] | 3/13/2014 12:00:00 AM | Not Yet Verified | Not Yet Verified | Not Yet Verified |  |  | 14490 | 88.1 | 164.472190692395 | 17.1 | 0.95 | 3000 | 83.5
P00000W03 | Hubbell Lighting | Columbia Lighting | LXEM8-30VL-DFA-E | Outdoor Luminaires | High Output | Fuel Pump Canopy Luminaires | Standard | FALSE | [9 empty] | 3/13/2014 12:00:00 AM | Not Yet Verified | Not Yet Verified | Not Yet Verified |  |  | 15304 | 93.3 | 164.030010718114 | 17.1 | 0.95 | 3000 | 83.5
P00000W07 | Hubbell Lighting | Columbia Lighting | LXEM8-40VL-DFA-E | Outdoor Luminaires | High Output | Fuel Pump Canopy Luminaires | Standard | FALSE | [9 empty] | 3/13/2014 12:00:00 AM | Not Yet Verified | Not Yet Verified | Not Yet Verified |  |  | 16558 | 100.6 | 164.592445328032 | 17.1 | 0.95 | 4000 | 83.5
P00000W08 | Hubbell Lighting | Columbia Lighting | LXEM8-50VL-RFA-E | Outdoor Luminaires | High Output | Fuel Pump Canopy Luminaires | Standard | FALSE | [9 empty] | 3/13/2014 12:00:00 AM | Not Yet Verified | Not Yet Verified | Not Yet Verified |  |  | 15446 | 93.3 | 165.551982851018 | 17.1 | 0.95 | 5000 | 83.5
P00000W0B | Hubbell Lighting | Columbia Lighting | LXEM8-30XL-DFA-E | Outdoor Luminaires | High Output | Fuel Pump Canopy Luminaires | Standard | FALSE | [9 empty] | 3/13/2014 12:00:00 AM | Not Yet Verified | Not Yet Verified | Not Yet Verified |  |  | 18418 | 87.6 | 210.2 | 17.1 | 0.95 | 3000 | 83.5
P00000VXT | Hubbell Lighting | Columbia Lighting | LXEM4-30LW-RFP-E | Outdoor Luminaires | Low Output | Fuel Pump Canopy Luminaires | Standard | FALSE | [9 empty] | 3/13/2014 12:00:00 AM | Not Yet Verified | Not Yet Verified | Not Yet Verified |  |  | 3725 | 90.9 | 41 | 17.6 | 0.95 | 3000 | 84
P00000VZJ | Hubbell Lighting | Columbia Lighting | LXEM8-40LW-DFA-E | Outdoor Luminaires | Mid Output | Fuel Pump Canopy Luminaires | Standard | FALSE | [9 empty] | 3/13/2014 12:00:00 AM | Not Yet Verified | Not Yet Verified | Not Yet Verified |  |  | 8542 | 102.7 | 83.2 | 17.1 | 0.95 | 4000 | 83.5
P00000VZO | Hubbell Lighting | Columbia Lighting | LXEM8-35ML-RFA-E | Outdoor Luminaires | Mid Output | Fuel Pump Canopy Luminaires | Standard | FALSE | [9 empty] | 3/13/2014 12:00:00 AM | Not Yet Verified | Not Yet Verified | Not Yet Verified |  |  | 9602 | 91.4 | 105.054704595186 | 17.1 | 0.95 | 3500 | 83.5
PX4PA658 | Hubbell Lighting | Columbia Lighting | LXEM4-40VW-RFP-EDU | Outdoor Luminaires | Low Output | Fuel Pump Canopy Luminaires | Standard | FALSE | [9 empty] | 10/9/2015 12:00:00 AM | Dimmable | Continuous Above 10 | No |  |  | 3183.0624 | 114.912 | 27.7 | 7.761 | 0.996 | 4000 | 84
P9786VTP | Hubbell Lighting | Columbia Lighting | LXEM8-35VW-RFA-EDU | Outdoor Luminaires | Mid Output | Fuel Pump Canopy Luminaires | Standard | FALSE | [9 empty] | 10/9/2015 12:00:00 AM | Dimmable | Continuous Above 10 | No |  |  | 6154 | 113.125 | 54.4 | 7.761 | 0.996 | 3500 | 84
PG56Z13A | Hubbell Lighting | Columbia Lighting | LXEM4-40VW-RFA-EDU | Outdoor Luminaires | Low Output | Fuel Pump Canopy Luminaires | Standard | FALSE | [9 empty] | 10/9/2015 12:00:00 AM | Dimmable | Continuous Above 10 | No |  |  | 3183.0624 | 114.912 | 27.7 | 7.761 | 0.996 | 4000 | 84
PHYU9FAV | Hubbell Lighting | Columbia Lighting | LXEM2-30VW-DFA-EU | Outdoor Luminaires | Low Output | Fuel Pump Canopy Luminaires | Standard | FALSE | [9 empty] | 10/9/2015 12:00:00 AM | Not Dimmable | Not Dimmable | No |  |  | 2539.95 | 103.671428571429 | 24.5 | 11.2 | 0.994 | 3000 | 84
P2QSJFVU | Hubbell Lighting | Columbia Lighting | LXEM2-35VW-DFA-EU | Outdoor Luminaires | Low Output | Fuel Pump Canopy Luminaires | Standard | FALSE | [9 empty] | 10/9/2015 12:00:00 AM | Not Dimmable | Not Dimmable | No |  |  | 2584.05 | 105.471428571429 | 24.5 | 11.2 | 0.994 | 3500 | 84
PY14Y6C7 | Hubbell Lighting | Columbia Lighting | LXEM2-30VW-RFP-EU | Outdoor Luminaires | Low Output | Fuel Pump Canopy Luminaires | Standard | FALSE | [9 empty] | 10/9/2015 12:00:00 AM | Not Dimmable | Not Dimmable | No |  |  | 2419 | 98.7 | 24.5 | 11.2 | 0.994 | 3000 | 84
PUEY1YP4 | Hubbell Lighting | Columbia Lighting | LXEM2-35VW-RFP-EU | Outdoor Luminaires | Low Output | Fuel Pump Canopy Luminaires | Standard | FALSE | [9 empty] | 10/9/2015 12:00:00 AM | Not Dimmable | Not Dimmable | No |  |  | 2461.3325 | 100.462551020408 | 24.5 | 11.2 | 0.994 | 3500 | 84
PHMA9VBU | Hubbell Lighting | Columbia Lighting | LXEM2-35VW-RFA-EDU | Outdoor Luminaires | Low Output | Fuel Pump Canopy Luminaires | Standard | FALSE | [9 empty] | 10/9/2015 12:00:00 AM | Dimmable | Continuous Above 10 | No |  |  | 2461.3325 | 100.462551020408 | 24.5 | 11.2 | 0.994 | 3500 | 84
P9MK33CH | Hubbell Lighting | Columbia Lighting | LXEM2-30VW-RFP-EDU | Outdoor Luminaires | Low Output | Fuel Pump Canopy Luminaires | Standard | FALSE | [9 empty] | 10/9/2015 12:00:00 AM | Dimmable | Continuous Above 10 | No |  |  | 2419 | 98.7 | 24.5 | 11.2 | 0.994 | 3000 | 84
P8CSGHSM | Hubbell Lighting | Columbia Lighting | LXEM2-40VW-RFP-EDU | Outdoor Luminaires | Low Output | Fuel Pump Canopy Luminaires | Standard | FALSE | [9 empty] | 10/9/2015 12:00:00 AM | Dimmable | Continuous Above 10 | No |  |  | 2546.2394 | 103.92813877551 | 24.5 | 11.2 | 0.994 | 4000 | 84
P8ZAPSYE | Hubbell Lighting | Columbia Lighting | LXEM4-35VW-RFA-EU | Outdoor Luminaires | Low Output | Fuel Pump Canopy Luminaires | Standard | FALSE | [9 empty] | 10/9/2015 12:00:00 AM | Not Dimmable | Not Dimmable | No |  |  | 3076.92 | 111.080144404332 | 27.7 | 7.761 | 0.996 | 3500 | 84
PAXQJGCU | Hubbell Lighting | Columbia Lighting | LXEM2-40VW-DFA-EU | Outdoor Luminaires | Low Output | Fuel Pump Canopy Luminaires | Standard | FALSE | [9 empty] | 10/9/2015 12:00:00 AM | Not Dimmable | Not Dimmable | No |  |  | 2673.3 | 109.114285714286 | 24.5 | 11.2 | 0.994 | 4000 | 84
PN6PNFBK | Hubbell Lighting | Columbia Lighting | LXEM2-40VW-DFA-EDU | Outdoor Luminaires | Low Output | Fuel Pump Canopy Luminaires | Standard | FALSE | [9 empty] | 10/9/2015 12:00:00 AM | Dimmable | Continuous Above 10 | No |  |  | 2673.3 | 109.114285714286 | 24.5 | 11.2 | 0.994 | 4000 | 84
PYHFKZF2 | Hubbell Lighting | Columbia Lighting | LXEM4-35VW-RFA-EDU | Outdoor Luminaires | Low Output | Fuel Pump Canopy Luminaires | Standard | FALSE | [9 empty] | 10/9/2015 12:00:00 AM | Dimmable | Continuous Above 10 | No |  |  | 3076.92 | 111.080144404332 | 27.7 | 7.761 | 0.996 | 3500 | 84
PCZVHMGH | Hubbell Lighting | Columbia Lighting | LXEM8-30VW-DFA-EDU | Outdoor Luminaires | Mid Output | Fuel Pump Canopy Luminaires | Standard | FALSE | [9 empty] | 10/9/2015 12:00:00 AM | Dimmable | Continuous Above 10 | No |  |  | 6350 | 116.727941176471 | 54.4 | 7.761 | 0.996 | 3000 | 84
PFSHJPC9 | Hubbell Lighting | Columbia Lighting | LXEM8-35VW-DFA-EDU | Outdoor Luminaires | Mid Output | Fuel Pump Canopy Luminaires | Standard | FALSE | [9 empty] | 10/9/2015 12:00:00 AM | Dimmable | Continuous Above 10 | No |  |  | 6462 | 118.786764705882 | 54.4 | 7.761 | 0.996 | 3500 | 84
P31CZ9WC | Hubbell Lighting | Columbia Lighting | LXEM4-35VW-RFP-EDU | Outdoor Luminaires | Low Output | Fuel Pump Canopy Luminaires | Standard | FALSE | [9 empty] | 10/9/2015 12:00:00 AM | Dimmable | Continuous Above 10 | No |  |  | 3076.92 | 111.080144404332 | 27.7 | 7.761 | 0.996 | 3500 | 84
P00000VYF | Hubbell Lighting | Columbia Lighting | LXEM4-30HL-RFA-E | Outdoor Luminaires | Mid Output | Fuel Pump Canopy Luminaires | Standard | FALSE | [9 empty] | 3/13/2014 12:00:00 AM | Not Yet Verified | Not Yet Verified | Not Yet Verified |  |  | 5566 | 92 | 60.5 | 17.6 | 0.95 | 3000 | 84
P00000VYU | Hubbell Lighting | Columbia Lighting | LXEM4-35VL-RFA-E | Outdoor Luminaires | Mid Output | Fuel Pump Canopy Luminaires | Standard | FALSE | [9 empty] | 3/13/2014 12:00:00 AM | Not Yet Verified | Not Yet Verified | Not Yet Verified |  |  | 7535 | 92 | 81.9021739130435 | 17.6 | 0.95 | 3500 | 84
P00000VZF | Hubbell Lighting | Columbia Lighting | LXEM8-30LW-DFA-E | Outdoor Luminaires | Mid Output | Fuel Pump Canopy Luminaires | Standard | FALSE | [9 empty] | 3/13/2014 12:00:00 AM | Not Yet Verified | Not Yet Verified | Not Yet Verified |  |  | 7870 | 95.7 | 82.2 | 17.1 | 0.95 | 3000 | 83.5
P00000VZX | Hubbell Lighting | Columbia Lighting | LXEM8-35HL-DFA-E | Outdoor Luminaires | High Output | Fuel Pump Canopy Luminaires | Standard | FALSE | [9 empty] | 3/13/2014 12:00:00 AM | Not Yet Verified | Not Yet Verified | Not Yet Verified |  |  | 12696 | 101.6 | 125 | 17.1 | 0.95 | 3500 | 83.5
P00000VYN | Hubbell Lighting | Columbia Lighting | LXEM4-40HL-RFP-E | Outdoor Luminaires | Mid Output | Fuel Pump Canopy Luminaires | Standard | FALSE | [9 empty] | 3/13/2014 12:00:00 AM | Not Yet Verified | Not Yet Verified | Not Yet Verified |  |  | 6017 | 99.6 | 60.4 | 17.6 | 0.95 | 4000 | 84
P00000VYQ | Hubbell Lighting | Columbia Lighting | LXEM4-50HL-RFP-E | Outdoor Luminaires | Mid Output | Fuel Pump Canopy Luminaires | Standard | FALSE | [9 empty] | 3/13/2014 12:00:00 AM | Not Yet Verified | Not Yet Verified | Not Yet Verified |  |  | 5951 | 96.9 | 61.4 | 17.6 | 0.95 | 5000 | 84
P00000VZA | Hubbell Lighting | Columbia Lighting | LXEM4-40XL-RFP-E | Outdoor Luminaires | Mid Output | Fuel Pump Canopy Luminaires | Standard | FALSE | [9 empty] | 3/13/2014 12:00:00 AM | Not Yet Verified | Not Yet Verified | Not Yet Verified |  |  | 9384 | 89.8 | 104.5 | 17.1 | 0.95 | 4000 | 83.5
P00000VZU | Hubbell Lighting | Columbia Lighting | LXEM8-30HL-RFA-E | Outdoor Luminaires | High Output | Fuel Pump Canopy Luminaires | Standard | FALSE | [9 empty] | 3/13/2014 12:00:00 AM | Not Yet Verified | Not Yet Verified | Not Yet Verified |  |  | 11132 | 92 | 121 | 17.1 | 0.95 | 3000 | 83.5
P00000W0A | Hubbell Lighting | Columbia Lighting | LXEM8-30XL-RFA-E | Outdoor Luminaires | High Output | Fuel Pump Canopy Luminaires | Standard | FALSE | [9 empty] | 3/13/2014 12:00:00 AM | Not Yet Verified | Not Yet Verified | Not Yet Verified |  |  | 17414 | 83 | 210.2 | 17.1 | 0.95 | 3000 | 83.5
P00000VZL | Hubbell Lighting | Columbia Lighting | LXEM8-50LW-DFA-E | Outdoor Luminaires | Mid Output | Fuel Pump Canopy Luminaires | Standard | FALSE | [9 empty] | 3/13/2014 12:00:00 AM | Not Yet Verified | Not Yet Verified | Not Yet Verified |  |  | 8478 | 101.9 | 83.2 | 17.1 | 0.95 | 5000 | 83.5
PUDZK4S1 | Hubbell Lighting | Columbia Lighting | LXEM4-30VW-RFP-EDU | Outdoor Luminaires | Low Output | Fuel Pump Canopy Luminaires | Standard | FALSE | [9 empty] | 10/9/2015 12:00:00 AM | Dimmable | Continuous Above 10 | No |  |  | 3024 | 109.2 | 27.7 | 7.761 | 0.996 | 3000 | 84
PCMUB5VK | Hubbell Lighting | Columbia Lighting | LXEM4-40VW-DFA-EDU | Outdoor Luminaires | Low Output | Fuel Pump Canopy Luminaires | Standard | FALSE | [9 empty] | 10/9/2015 12:00:00 AM | Dimmable | Continuous Above 10 | No |  |  | 3342.15 | 120.65523465704 | 27.7 | 7.761 | 0.996 | 4000 | 84
PRTNGXEG | Hubbell Lighting | Columbia Lighting | LXEM4-30VW-RFA-EDU | Outdoor Luminaires | Low Output | Fuel Pump Canopy Luminaires | Standard | FALSE | [9 empty] | 10/9/2015 12:00:00 AM | Dimmable | Continuous Above 10 | No |  |  | 3024 | 109.2 | 27.7 | 7.761 | 0.996 | 3000 | 84
PCCJ81G9 | Hubbell Lighting | Columbia Lighting | LXEM2-40VW-RFA-EU | Outdoor Luminaires | Low Output | Fuel Pump Canopy Luminaires | Standard | FALSE | [9 empty] | 10/9/2015 12:00:00 AM | Not Dimmable | Not Dimmable | No |  |  | 2546.2394 | 103.92813877551 | 24.5 | 11.2 | 0.994 | 4000 | 84
PFQ1ATJS | Hubbell Lighting | Columbia Lighting | LXEM2-30VW-RFA-EDU | Outdoor Luminaires | Low Output | Fuel Pump Canopy Luminaires | Standard | FALSE | [9 empty] | 10/9/2015 12:00:00 AM | Dimmable | Continuous Above 10 | No |  |  | 2419 | 98.7 | 24.5 | 11.2 | 0.994 | 3000 | 84
P5HFUCKF | Hubbell Lighting | Columbia Lighting | LXEM4-35VW-DFA-EU | Outdoor Luminaires | Low Output | Fuel Pump Canopy Luminaires | Standard | FALSE | [9 empty] | 10/9/2015 12:00:00 AM | Not Dimmable | Not Dimmable | No |  |  | 3230.85 | 116.637184115523 | 27.7 | 7.761 | 0.996 | 3500 | 84
P4SNAPWQ | Hubbell Lighting | Columbia Lighting | LXEM4-30VW-RFA-EU | Outdoor Luminaires | Low Output | Fuel Pump Canopy Luminaires | Standard | FALSE | [9 empty] | 10/9/2015 12:00:00 AM | Not Dimmable | Not Dimmable | No |  |  | 3024 | 109.2 | 27.7 | 7.761 | 0.996 | 3000 | 84
PB3TK5JD | Hubbell Lighting | Columbia Lighting | LXEM4-40VW-RFA-EU | Outdoor Luminaires | Low Output | Fuel Pump Canopy Luminaires | Standard | FALSE | [9 empty] | 10/9/2015 12:00:00 AM | Not Dimmable | Not Dimmable | No |  |  | 3183.0624 | 114.912 | 27.7 | 7.761 | 0.996 | 4000 | 84
P4DJDVV7 | Hubbell Lighting | Columbia Lighting | LXEM4-40VW-RFP-EU | Outdoor Luminaires | Low Output | Fuel Pump Canopy Luminaires | Standard | FALSE | [9 empty] | 10/9/2015 12:00:00 AM | Not Dimmable | Not Dimmable | No |  |  | 3183.0624 | 114.912 | 27.7 | 7.761 | 0.996 | 4000 | 84
PSDVZUYU | Hubbell Lighting | Columbia Lighting | LXEM8-30VW-RFA-EU | Outdoor Luminaires | Mid Output | Fuel Pump Canopy Luminaires | Standard | FALSE | [9 empty] | 10/9/2015 12:00:00 AM | Not Dimmable | Not Dimmable | No |  |  | 6048 | 111.176470588235 | 54.4 | 7.761 | 0.996 | 3000 | 84
P5YA426N | Hubbell Lighting | Columbia Lighting | LXEM8-40VW-RFA-EU | Outdoor Luminaires | Mid Output | Fuel Pump Canopy Luminaires | Standard | FALSE | [9 empty] | 10/9/2015 12:00:00 AM | Not Dimmable | Not Dimmable | No |  |  | 6366 | 117.022058823529 | 54.4 | 7.761 | 0.996 | 4000 | 84
P00000VYV | Hubbell Lighting | Columbia Lighting | LXEM4-35VL-DFA-E | Outdoor Luminaires | Mid Output | Fuel Pump Canopy Luminaires | Standard | FALSE | [9 empty] | 3/13/2014 12:00:00 AM | Not Yet Verified | Not Yet Verified | Not Yet Verified |  |  | 7944 | 97 | 81.8969072164948 | 17.6 | 0.95 | 3500 | 84
P00000VXU | Hubbell Lighting | Columbia Lighting | LXEM4-35LW-RFA-E | Outdoor Luminaires | Low Output | Fuel Pump Canopy Luminaires | Standard | FALSE | [9 empty] | 3/13/2014 12:00:00 AM | Not Yet Verified | Not Yet Verified | Not Yet Verified |  |  | 3970 | 95.4 | 41.6 | 17.6 | 0.95 | 3500 | 84
P00000VXV | Hubbell Lighting | Columbia Lighting | LXEM4-35LW-DFA-E | Outdoor Luminaires | Low Output | Fuel Pump Canopy Luminaires | Standard | FALSE | [9 empty] | 3/13/2014 12:00:00 AM | Not Yet Verified | Not Yet Verified | Not Yet Verified |  |  | 4185 | 100.6 | 41.6 | 17.6 | 0.95 | 3500 | 84
P00000VXX | Hubbell Lighting | Columbia Lighting | LXEM4-40LW-RFA-E | Outdoor Luminaires | Low Output | Fuel Pump Canopy Luminaires | Standard | FALSE | [9 empty] | 3/13/2014 12:00:00 AM | Not Yet Verified | Not Yet Verified | Not Yet Verified |  |  | 4060 | 97.6 | 41.6 | 17.6 | 0.95 | 4000 | 84
P00000VXY | Hubbell Lighting | Columbia Lighting | LXEM4-40LW-DFA-E | Outdoor Luminaires | Low Output | Fuel Pump Canopy Luminaires | Standard | FALSE | [9 empty] | 3/13/2014 12:00:00 AM | Not Yet Verified | Not Yet Verified | Not Yet Verified |  |  | 4271 | 102.7 | 41.6 | 17.6 | 0.95 | 4000 | 84
P00000VZR | Hubbell Lighting | Columbia Lighting | LXEM8-40ML-DFA-E | Outdoor Luminaires | High Output | Fuel Pump Canopy Luminaires | Standard | FALSE | [9 empty] | 3/13/2014 12:00:00 AM | Not Yet Verified | Not Yet Verified | Not Yet Verified |  |  | 10366 | 98.7 | 105.025329280648 | 17.1 | 0.95 | 4000 | 83.5
P00000VZT | Hubbell Lighting | Columbia Lighting | LXEM8-50ML-DFA-E | Outdoor Luminaires | High Output | Fuel Pump Canopy Luminaires | Standard | FALSE | [9 empty] | 3/13/2014 12:00:00 AM | Not Yet Verified | Not Yet Verified | Not Yet Verified |  |  | 10288 | 98 | 105.025329280648 | 17.1 | 0.95 | 5000 | 83.5
P00000W04 | Hubbell Lighting | Columbia Lighting | LXEM8-35VL-RFA-E | Outdoor Luminaires | High Output | Fuel Pump Canopy Luminaires | Standard | FALSE | [9 empty] | 3/13/2014 12:00:00 AM | Not Yet Verified | Not Yet Verified | Not Yet Verified |  |  | 15070 | 92 | 163.804347826087 | 17.1 | 0.95 | 3500 | 83.5
P00000W05 | Hubbell Lighting | Columbia Lighting | LXEM8-35VL-DFA-E | Outdoor Luminaires | High Output | Fuel Pump Canopy Luminaires | Standard | FALSE | [9 empty] | 3/13/2014 12:00:00 AM | Not Yet Verified | Not Yet Verified | Not Yet Verified |  |  | 15888 | 97 | 163.79381443299 | 17.1 | 0.95 | 3500 | 83.5
P00000W06 | Hubbell Lighting | Columbia Lighting | LXEM8-40VL-RFA-E | Outdoor Luminaires | High Output | Fuel Pump Canopy Luminaires | Standard | FALSE | [9 empty] | 3/13/2014 12:00:00 AM | Not Yet Verified | Not Yet Verified | Not Yet Verified |  |  | 15660 | 94.9 | 165.015806111697 | 17.1 | 0.95 | 4000 | 83.5
P00000W09 | Hubbell Lighting | Columbia Lighting | LXEM8-50VL-DFA-E | Outdoor Luminaires | High Output | Fuel Pump Canopy Luminaires | Standard | FALSE | [9 empty] | 3/13/2014 12:00:00 AM | Not Yet Verified | Not Yet Verified | Not Yet Verified |  |  | 16326 | 99.1 | 164.742684157417 | 17.1 | 0.95 | 5000 | 83.5
P00000W0C | Hubbell Lighting | Columbia Lighting | LXEM8-35XL-RFA-E | Outdoor Luminaires | High Output | Fuel Pump Canopy Luminaires | Standard | FALSE | [9 empty] | 3/13/2014 12:00:00 AM | Not Yet Verified | Not Yet Verified | Not Yet Verified |  |  | 18034 | 86.6 | 208.2 | 17.1 | 0.95 | 3500 | 83.5
P00000W0D | Hubbell Lighting | Columbia Lighting | LXEM8-35XL-DFA-E | Outdoor Luminaires | High Output | Fuel Pump Canopy Luminaires | Standard | FALSE | [9 empty] | 3/13/2014 12:00:00 AM | Not Yet Verified | Not Yet Verified | Not Yet Verified |  |  | 19074 | 91.5 | 208.4 | 17.1 | 0.95 | 3500 | 83.5
P00000VXZ | Hubbell Lighting | Columbia Lighting | LXEM4-40LW-RFP-E | Outdoor Luminaires | Low Output | Fuel Pump Canopy Luminaires | Standard | FALSE | [9 empty] | 3/13/2014 12:00:00 AM | Not Yet Verified | Not Yet Verified | Not Yet Verified |  |  | 4060 | 97.6 | 41.6 | 17.6 | 0.95 | 4000 | 84
P00000VY0 | Hubbell Lighting | Columbia Lighting | LXEM4-50LW-RFA-E | Outdoor Luminaires | Low Output | Fuel Pump Canopy Luminaires | Standard | FALSE | [9 empty] | 3/13/2014 12:00:00 AM | Not Yet Verified | Not Yet Verified | Not Yet Verified |  |  | 4015 | 96.5 | 41.6 | 17.6 | 0.95 | 5000 | 84
P00000VY1 | Hubbell Lighting | Columbia Lighting | LXEM4-50LW-DFA-E | Outdoor Luminaires | Low Output | Fuel Pump Canopy Luminaires | Standard | FALSE | [9 empty] | 3/13/2014 12:00:00 AM | Not Yet Verified | Not Yet Verified | Not Yet Verified |  |  | 4239 | 101.9 | 41.6 | 17.6 | 0.95 | 5000 | 84
P00000VY5 | Hubbell Lighting | Columbia Lighting | LXEM4-30ML-RFP-E | Outdoor Luminaires | Low Output | Fuel Pump Canopy Luminaires | Standard | FALSE | [9 empty] | 3/13/2014 12:00:00 AM | Not Yet Verified | Not Yet Verified | Not Yet Verified |  |  | 4532 | 87 | 52.0919540229885 | 17.6 | 0.95 | 3000 | 84
P00000VY6 | Hubbell Lighting | Columbia Lighting | LXEM4-35ML-RFA-E | Outdoor Luminaires | Low Output | Fuel Pump Canopy Luminaires | Standard | FALSE | [9 empty] | 3/13/2014 12:00:00 AM | Not Yet Verified | Not Yet Verified | Not Yet Verified |  |  | 4801 | 91.4 | 52.527352297593 | 17.6 | 0.95 | 3500 | 84
P00000VYB | Hubbell Lighting | Columbia Lighting | LXEM4-40ML-RFP-E | Outdoor Luminaires | Low Output | Fuel Pump Canopy Luminaires | Standard | FALSE | [9 empty] | 3/13/2014 12:00:00 AM | Not Yet Verified | Not Yet Verified | Not Yet Verified |  |  | 4903 | 93.4 | 52.4946466809422 | 17.6 | 0.95 | 4000 | 84
P00000VZH | Hubbell Lighting | Columbia Lighting | LXEM8-35LW-DFA-E | Outdoor Luminaires | Mid Output | Fuel Pump Canopy Luminaires | Standard | FALSE | [9 empty] | 3/13/2014 12:00:00 AM | Not Yet Verified | Not Yet Verified | Not Yet Verified |  |  | 8370 | 100.6 | 83.2 | 17.1 | 0.95 | 3500 | 83.5
P00000VZI | Hubbell Lighting | Columbia Lighting | LXEM8-40LW-RFA-E | Outdoor Luminaires | Mid Output | Fuel Pump Canopy Luminaires | Standard | FALSE | [9 empty] | 3/13/2014 12:00:00 AM | Not Yet Verified | Not Yet Verified | Not Yet Verified |  |  | 8120 | 97.6 | 83.2 | 17.1 | 0.95 | 4000 | 83.5
P00000VZK | Hubbell Lighting | Columbia Lighting | LXEM8-50LW-RFA-E | Outdoor Luminaires | Mid Output | Fuel Pump Canopy Luminaires | Standard | FALSE | [9 empty] | 3/13/2014 12:00:00 AM | Not Yet Verified | Not Yet Verified | Not Yet Verified |  |  | 8030 | 96.5 | 83.2 | 17.1 | 0.95 | 5000 | 83.5
P00000VZQ | Hubbell Lighting | Columbia Lighting | LXEM8-40ML-RFA-E | Outdoor Luminaires | Mid Output | Fuel Pump Canopy Luminaires | Standard | FALSE | [9 empty] | 3/13/2014 12:00:00 AM | Not Yet Verified | Not Yet Verified | Not Yet Verified |  |  | 9806 | 93.4 | 104.989293361884 | 17.1 | 0.95 | 4000 | 83.5
P00000VYI | Hubbell Lighting | Columbia Lighting | LXEM4-35HL-RFA-E | Outdoor Luminaires | Mid Output | Fuel Pump Canopy Luminaires | Standard | FALSE | [9 empty] | 3/13/2014 12:00:00 AM | Not Yet Verified | Not Yet Verified | Not Yet Verified |  |  | 6015 | 96.2 | 62.5 | 17.6 | 0.95 | 3500 | 84
P00000VYJ | Hubbell Lighting | Columbia Lighting | LXEM4-35HL-DFA-E | Outdoor Luminaires | Mid Output | Fuel Pump Canopy Luminaires | Standard | FALSE | [9 empty] | 3/13/2014 12:00:00 AM | Not Yet Verified | Not Yet Verified | Not Yet Verified |  |  | 6348 | 101.6 | 62.5 | 17.6 | 0.95 | 3500 | 84
P00000VYS | Hubbell Lighting | Columbia Lighting | LXEM4-30VL-DFA-E | Outdoor Luminaires | Mid Output | Fuel Pump Canopy Luminaires | Standard | FALSE | [9 empty] | 3/13/2014 12:00:00 AM | Not Yet Verified | Not Yet Verified | Not Yet Verified |  |  | 7652 | 93.3 | 82.0150053590568 | 17.6 | 0.95 | 3000 | 84
P00000VYW | Hubbell Lighting | Columbia Lighting | LXEM4-35VL-RFP-E | Outdoor Luminaires | Mid Output | Fuel Pump Canopy Luminaires | Standard | FALSE | [9 empty] | 3/13/2014 12:00:00 AM | Not Yet Verified | Not Yet Verified | Not Yet Verified |  |  | 7535 | 92 | 81.9021739130435 | 17.6 | 0.95 | 3500 | 84
P00000VYZ | Hubbell Lighting | Columbia Lighting | LXEM4-40VL-RFP-E | Outdoor Luminaires | Mid Output | Fuel Pump Canopy Luminaires | Standard | FALSE | [9 empty] | 3/13/2014 12:00:00 AM | Not Yet Verified | Not Yet Verified | Not Yet Verified |  |  | 7830 | 94.9 | 82.5079030558483 | 17.6 | 0.95 | 4000 | 84
P00000VZ1 | Hubbell Lighting | Columbia Lighting | LXEM4-50VL-DFA-E | Outdoor Luminaires | Mid Output | Fuel Pump Canopy Luminaires | Standard | FALSE | [9 empty] | 3/13/2014 12:00:00 AM | Not Yet Verified | Not Yet Verified | Not Yet Verified |  |  | 8163 | 99.1 | 82.3713420787084 | 17.6 | 0.95 | 5000 | 84
P00000VZ2 | Hubbell Lighting | Columbia Lighting | LXEM4-50VL-RFP-E | Outdoor Luminaires | Mid Output | Fuel Pump Canopy Luminaires | Standard | FALSE | [9 empty] | 3/13/2014 12:00:00 AM | Not Yet Verified | Not Yet Verified | Not Yet Verified |  |  | 7723 | 93.3 | 82.7759914255091 | 17.6 | 0.95 | 5000 | 84
P00000VZ3 | Hubbell Lighting | Columbia Lighting | LXEM4-30XL-DFA-E | Outdoor Luminaires | Mid Output | Fuel Pump Canopy Luminaires | Standard | FALSE | [9 empty] | 3/13/2014 12:00:00 AM | Not Yet Verified | Not Yet Verified | Not Yet Verified |  |  | 9209 | 87.6 | 105.1 | 17.1 | 0.95 | 3000 | 83.5
P00000VZ4 | Hubbell Lighting | Columbia Lighting | LXEM4-30XL-RFP-E | Outdoor Luminaires | Mid Output | Fuel Pump Canopy Luminaires | Standard | FALSE | [9 empty] | 3/13/2014 12:00:00 AM | Not Yet Verified | Not Yet Verified | Not Yet Verified |  |  | 8707 | 83 | 105.1 | 17.1 | 0.95 | 3000 | 83.5
P00000VZ7 | Hubbell Lighting | Columbia Lighting | LXEM4-35XL-RFP-E | Outdoor Luminaires | Mid Output | Fuel Pump Canopy Luminaires | Standard | FALSE | [9 empty] | 3/13/2014 12:00:00 AM | Not Yet Verified | Not Yet Verified | Not Yet Verified |  |  | 9017 | 86.6 | 104.1 | 17.1 | 0.95 | 3500 | 83.5
P00000VZ8 | Hubbell Lighting | Columbia Lighting | LXEM4-40XL-RFA-E | Outdoor Luminaires | Mid Output | Fuel Pump Canopy Luminaires | Standard | FALSE | [9 empty] | 3/13/2014 12:00:00 AM | Not Yet Verified | Not Yet Verified | Not Yet Verified |  |  | 9384 | 89.8 | 104.5 | 17.1 | 0.95 | 4000 | 83.5
P00000VZB | Hubbell Lighting | Columbia Lighting | LXEM4-50XL-RFA-E | Outdoor Luminaires | Mid Output | Fuel Pump Canopy Luminaires | Standard | FALSE | [9 empty] | 3/13/2014 12:00:00 AM | Not Yet Verified | Not Yet Verified | Not Yet Verified |  |  | 9296 | 88.4 | 105.1 | 17.1 | 0.95 | 5000 | 83.5
P00000VZE | Hubbell Lighting | Columbia Lighting | LXEM8-30LW-RFA-E | Outdoor Luminaires | Mid Output | Fuel Pump Canopy Luminaires | Standard | FALSE | [9 empty] | 3/13/2014 12:00:00 AM | Not Yet Verified | Not Yet Verified | Not Yet Verified |  |  | 7450 | 90.9 | 82 | 17.1 | 0.95 | 3000 | 83.5
PRXNE2J6 | Hubbell Lighting | Columbia Lighting | LXEM8-35VW-DFA-EU | Outdoor Luminaires | Mid Output | Fuel Pump Canopy Luminaires | Standard | FALSE | [9 empty] | 10/9/2015 12:00:00 AM | Not Dimmable | Not Dimmable | No |  |  | 6462 | 118.786764705882 | 54.4 | 7.761 | 0.996 | 3500 | 84
PQX73XR5 | Hubbell Lighting | Columbia Lighting | LXEM8-40VW-DFA-EU | Outdoor Luminaires | Mid Output | Fuel Pump Canopy Luminaires | Standard | FALSE | [9 empty] | 10/9/2015 12:00:00 AM | Not Dimmable | Not Dimmable | No |  |  | 6684 | 122.867647058824 | 54.4 | 7.761 | 0.996 | 4000 | 84
PBSY48CC | Hubbell Lighting | Columbia Lighting | LXEM8-35VW-RFA-EU | Outdoor Luminaires | Mid Output | Fuel Pump Canopy Luminaires | Standard | FALSE | [9 empty] | 10/9/2015 12:00:00 AM | Not Dimmable | Not Dimmable | No |  |  | 6154 | 113.125 | 54.4 | 7.761 | 0.996 | 3500 | 84
PFYM4G4U | Hubbell Lighting | Columbia Lighting | LXEM8-30VW-RFA-EDU | Outdoor Luminaires | Mid Output | Fuel Pump Canopy Luminaires | Standard | FALSE | [9 empty] | 10/9/2015 12:00:00 AM | Dimmable | Continuous Above 10 | No |  |  | 6048 | 111.176470588235 | 54.4 | 7.761 | 0.996 | 3000 | 84
PP9RGSM6 | Hubbell Lighting | Columbia Lighting | LXEM8-40VW-RFA-EDU | Outdoor Luminaires | Mid Output | Fuel Pump Canopy Luminaires | Standard | FALSE | [9 empty] | 10/9/2015 12:00:00 AM | Dimmable | Continuous Above 10 | No |  |  | 6366 | 117.022058823529 | 54.4 | 7.761 | 0.996 | 4000 | 84
P4MDRZ6C | Hubbell Lighting | Columbia Lighting | LXEM2-35VW-RFA-EU | Outdoor Luminaires | Low Output | Fuel Pump Canopy Luminaires | Standard | FALSE | [9 empty] | 10/9/2015 12:00:00 AM | Not Dimmable | Not Dimmable | No |  |  | 2461.3325 | 100.462551020408 | 24.5 | 11.2 | 0.994 | 3500 | 84
PV4772W7 | Hubbell Lighting | Columbia Lighting | LXEM2-40VW-RFP-EU | Outdoor Luminaires | Low Output | Fuel Pump Canopy Luminaires | Standard | FALSE | [9 empty] | 10/9/2015 12:00:00 AM | Not Dimmable | Not Dimmable | No |  |  | 2546.2394 | 103.92813877551 | 24.5 | 11.2 | 0.994 | 4000 | 84
PDN3SZS8 | Hubbell Lighting | Columbia Lighting | LXEM2-30VW-DFA-EDU | Outdoor Luminaires | Low Output | Fuel Pump Canopy Luminaires | Standard | FALSE | [9 empty] | 10/9/2015 12:00:00 AM | Dimmable | Continuous Above 10 | No |  |  | 2539.95 | 103.671428571429 | 24.5 | 11.2 | 0.994 | 3000 | 84
PVFMR6V2 | Hubbell Lighting | Columbia Lighting | LXEM2-35VW-DFA-EDU | Outdoor Luminaires | Low Output | Fuel Pump Canopy Luminaires | Standard | FALSE | [9 empty] | 10/9/2015 12:00:00 AM | Dimmable | Continuous Above 10 | No |  |  | 2584.05 | 105.471428571429 | 24.5 | 11.2 | 0.994 | 3500 | 84
PNAFGW89 | Hubbell Lighting | Columbia Lighting | LXEM2-40VW-RFA-EDU | Outdoor Luminaires | Low Output | Fuel Pump Canopy Luminaires | Standard | FALSE | [9 empty] | 10/9/2015 12:00:00 AM | Dimmable | Continuous Above 10 | No |  |  | 2546.2394 | 103.92813877551 | 24.5 | 11.2 | 0.994 | 4000 | 84
P4KSKTG9 | Hubbell Lighting | Columbia Lighting | LXEM4-30VW-DFA-EU | Outdoor Luminaires | Low Output | Fuel Pump Canopy Luminaires | Standard | FALSE | [9 empty] | 10/9/2015 12:00:00 AM | Not Dimmable | Not Dimmable | No |  |  | 3175.2 | 114.628158844765 | 27.7 | 7.761 | 0.996 | 3000 | 84
PCQGZGHK | Hubbell Lighting | Columbia Lighting | LXEM4-40VW-DFA-EU | Outdoor Luminaires | Low Output | Fuel Pump Canopy Luminaires | Standard | FALSE | [9 empty] | 10/9/2015 12:00:00 AM | Not Dimmable | Not Dimmable | No |  |  | 3342.15 | 120.65523465704 | 27.7 | 7.761 | 0.996 | 4000 | 84
PXJSAJBA | Hubbell Lighting | Columbia Lighting | LXEM4-35VW-RFP-EU | Outdoor Luminaires | Low Output | Fuel Pump Canopy Luminaires | Standard | FALSE | [9 empty] | 10/9/2015 12:00:00 AM | Not Dimmable | Not Dimmable | No |  |  | 3076.92 | 111.080144404332 | 27.7 | 7.761 | 0.996 | 3500 | 84
P00000VYG | Hubbell Lighting | Columbia Lighting | LXEM4-30HL-DFA-E | Outdoor Luminaires | Mid Output | Fuel Pump Canopy Luminaires | Standard | FALSE | [9 empty] | 3/13/2014 12:00:00 AM | Not Yet Verified | Not Yet Verified | Not Yet Verified |  |  | 5887 | 95.9 | 61.4 | 17.6 | 0.95 | 3000 | 84
P00000VYK | Hubbell Lighting | Columbia Lighting | LXEM4-35HL-RFP-E | Outdoor Luminaires | Mid Output | Fuel Pump Canopy Luminaires | Standard | FALSE | [9 empty] | 3/13/2014 12:00:00 AM | Not Yet Verified | Not Yet Verified | Not Yet Verified |  |  | 6015 | 96.2 | 62.5 | 17.6 | 0.95 | 3500 | 84
P00000VYO | Hubbell Lighting | Columbia Lighting | LXEM4-50HL-RFA-E | Outdoor Luminaires | Mid Output | Fuel Pump Canopy Luminaires | Standard | FALSE | [9 empty] | 3/13/2014 12:00:00 AM | Not Yet Verified | Not Yet Verified | Not Yet Verified |  |  | 5951 | 96.9 | 61.4 | 17.6 | 0.95 | 5000 | 84
P00000VYY | Hubbell Lighting | Columbia Lighting | LXEM4-40VL-DFA-E | Outdoor Luminaires | Mid Output | Fuel Pump Canopy Luminaires | Standard | FALSE | [9 empty] | 3/13/2014 12:00:00 AM | Not Yet Verified | Not Yet Verified | Not Yet Verified |  |  | 8279 | 100.6 | 82.2962226640159 | 17.6 | 0.95 | 4000 | 84
P00000VXS | Hubbell Lighting | Columbia Lighting | LXEM4-30LW-DFA-E | Outdoor Luminaires | Low Output | Fuel Pump Canopy Luminaires | Standard | FALSE | [9 empty] | 3/13/2014 12:00:00 AM | Not Yet Verified | Not Yet Verified | Not Yet Verified |  |  | 3935 | 95.7 | 41.1 | 17.6 | 0.95 | 3000 | 84
P00000VY4 | Hubbell Lighting | Columbia Lighting | LXEM4-30ML-DFA-E | Outdoor Luminaires | Low Output | Fuel Pump Canopy Luminaires | Standard | FALSE | [9 empty] | 3/13/2014 12:00:00 AM | Not Yet Verified | Not Yet Verified | Not Yet Verified |  |  | 4770 | 91.6 | 52.0742358078603 | 17.6 | 0.95 | 3000 | 84
P00000VZN | Hubbell Lighting | Columbia Lighting | LXEM8-30ML-DFA-E | Outdoor Luminaires | Mid Output | Fuel Pump Canopy Luminaires | Standard | FALSE | [9 empty] | 3/13/2014 12:00:00 AM | Not Yet Verified | Not Yet Verified | Not Yet Verified |  |  | 9540 | 91.6 | 104.148471615721 | 17.1 | 0.95 | 3000 | 83.5
P00000W01 | Hubbell Lighting | Columbia Lighting | LXEM8-50HL-DFA-E | Outdoor Luminaires | High Output | Fuel Pump Canopy Luminaires | Standard | FALSE | [9 empty] | 3/13/2014 12:00:00 AM | Not Yet Verified | Not Yet Verified | Not Yet Verified |  |  | 12556 | 102.4 | 122.6 | 17.1 | 0.95 | 5000 | 83.5
PXZPM9GT | Hubbell Lighting | Columbia Lighting | LXEM4-35VW-DFA-EDU | Outdoor Luminaires | Low Output | Fuel Pump Canopy Luminaires | Standard | FALSE | [9 empty] | 10/9/2015 12:00:00 AM | Dimmable | Continuous Above 10 | No |  |  | 3230.85 | 116.637184115523 | 27.7 | 7.761 | 0.996 | 3500 | 84
P00000W0H | Hubbell Lighting | Columbia Lighting | LXEM8-50XL-DFA-E | Outdoor Luminaires | High Output | Fuel Pump Canopy Luminaires | Standard | FALSE | [9 empty] | 3/13/2014 12:00:00 AM | Not Yet Verified | Not Yet Verified | Not Yet Verified |  |  | 19672 | 93.6 | 210.2 | 17.1 | 0.95 | 5000 | 83.5
P00000VY2 | Hubbell Lighting | Columbia Lighting | LXEM4-50LW-RFP-E | Outdoor Luminaires | Low Output | Fuel Pump Canopy Luminaires | Standard | FALSE | [9 empty] | 3/13/2014 12:00:00 AM | Not Yet Verified | Not Yet Verified | Not Yet Verified |  |  | 4015 | 96.5 | 41.6 | 17.6 | 0.95 | 5000 | 84
P00000VZZ | Hubbell Lighting | Columbia Lighting | LXEM8-40HL-DFA-E | Outdoor Luminaires | High Output | Fuel Pump Canopy Luminaires | Standard | FALSE | [9 empty] | 3/13/2014 12:00:00 AM | Not Yet Verified | Not Yet Verified | Not Yet Verified |  |  | 12650 | 104.9 | 120.6 | 17.1 | 0.95 | 4000 | 83.5
P00000VZS | Hubbell Lighting | Columbia Lighting | LXEM8-50ML-RFA-E | Outdoor Luminaires | Mid Output | Fuel Pump Canopy Luminaires | Standard | FALSE | [9 empty] | 3/13/2014 12:00:00 AM | Not Yet Verified | Not Yet Verified | Not Yet Verified |  |  | 9698 | 92.4 | 104.989293361884 | 17.1 | 0.95 | 5000 | 83.5
P00000VYD | Hubbell Lighting | Columbia Lighting | LXEM4-50ML-DFA-E | Outdoor Luminaires | Mid Output | Fuel Pump Canopy Luminaires | Standard | FALSE | [9 empty] | 3/13/2014 12:00:00 AM | Not Yet Verified | Not Yet Verified | Not Yet Verified |  |  | 5144 | 98 | 52.5126646403242 | 17.6 | 0.95 | 5000 | 84
P00000VYH | Hubbell Lighting | Columbia Lighting | LXEM4-30HL-RFP-E | Outdoor Luminaires | Mid Output | Fuel Pump Canopy Luminaires | Standard | FALSE | [9 empty] | 3/13/2014 12:00:00 AM | Not Yet Verified | Not Yet Verified | Not Yet Verified |  |  | 5566 | 92 | 60.5 | 17.6 | 0.95 | 3000 | 84
P00000VZ5 | Hubbell Lighting | Columbia Lighting | LXEM4-35XL-RFA-E | Outdoor Luminaires | Mid Output | Fuel Pump Canopy Luminaires | Standard | FALSE | [9 empty] | 3/13/2014 12:00:00 AM | Not Yet Verified | Not Yet Verified | Not Yet Verified |  |  | 9017 | 86.6 | 104.1 | 17.1 | 0.95 | 3500 | 83.5
PSHBKA15 | Hubbell Lighting | Columbia Lighting | LXEM8-30VW-DFA-EU | Outdoor Luminaires | Mid Output | Fuel Pump Canopy Luminaires | Standard | FALSE | [9 empty] | 10/9/2015 12:00:00 AM | Not Dimmable | Not Dimmable | No |  |  | 6350 | 116.727941176471 | 54.4 | 7.761 | 0.996 | 3000 | 84
PXRE9FJ6 | Hubbell Lighting | Whiteway Lighting | CLED-HL-7-UNV-S-4-xxxxx (I) | Outdoor Luminaires | High Output | Fuel Pump Canopy Luminaires | Standard | TRUE | 13013 | 108.56 | 119.9 | 12.58 | 0.9256 | 4024 | 83.7 | 5 | 50000 | 1/5/2015 12:00:00 AM | Dimmable | Continuous Below 10 | Not Yet Verified |  | 2.1 | 13000 | 105 | 130 |  |  | 4000 | 80
P9QSZHQ7 | Hubbell Lighting | Whiteway Lighting | CLED-HL-7-UNV-S-5-xxxxx (I) | Outdoor Luminaires | High Output | Fuel Pump Canopy Luminaires | Standard | FALSE | [9 empty] | 1/5/2015 12:00:00 AM | Dimmable | Continuous Below 10 | Not Yet Verified |  |  | 15300 | 125 | 130 |  |  | 5000 | 80
P4JK6FYA | Hubbell Lighting | Whiteway Lighting | CLED-HL-7-UNV-S-45-xxxxx (I) | Outdoor Luminaires | High Output | Fuel Pump Canopy Luminaires | Standard | FALSE | [9 empty] | 1/5/2015 12:00:00 AM | Dimmable | Continuous Below 10 | Not Yet Verified |  |  | 13000 | 105 | 130 |  |  | 4500 | 80
PUUXB1W5 | Hubbell Lighting | Whiteway Lighting | CLED-HL-7-UNV-S-4-xxxxx (S) | Outdoor Luminaires | High Output | Fuel Pump Canopy Luminaires | Standard | TRUE | 14131 | 116.98 | 120.8 | 17.83 | 0.9283 | 4021 | 83.7 | 5 | 50000 | 1/5/2015 12:00:00 AM | Dimmable | Continuous Below 10 | Not Yet Verified |  | 2.1 | 14100 | 115 | 130 |  |  | 4000 | 80
PF6GZS1C | Hubbell Lighting | Whiteway Lighting | CLED-HL-7-UNV-S-5-xxxxx (S) | Outdoor Luminaires | High Output | Fuel Pump Canopy Luminaires | Standard | FALSE | [9 empty] | 1/5/2015 12:00:00 AM | Dimmable | Continuous Below 10 | Not Yet Verified |  |  | 15000 | 120 | 130 |  |  | 5000 | 80
PYCQ8RD5 | Hubbell Lighting | Whiteway Lighting | CLED-HL-7-UNV-S-45-xxxxx (S) | Outdoor Luminaires | High Output | Fuel Pump Canopy Luminaires | Standard | FALSE | [9 empty] | 1/5/2015 12:00:00 AM | Dimmable | Continuous Below 10 | Not Yet Verified |  |  | 14100 | 115 | 130 |  |  | 4500 | 80
P00000W52 | Hubbell Lighting | Whiteway Lighting | FLEDR-36-7-347-CVQ-5-WH | Outdoor Luminaires | Mid Output | Fuel Pump Canopy Luminaires | Standard | TRUE | 8720.12 | 95.16 | 91.64 | 9 | 1 | 5126 | 70.5 | 5 | 60000 | 6/24/2014 12:00:00 AM | Not Yet Verified | Not Yet Verified | Not Yet Verified |  | 2.1 | 8720.12 | 95 | 91.64 | 9 | 1 | 5126 | 71
P00000W53 | Hubbell Lighting | Whiteway Lighting | FLEDR-48-7-347-CVQ-5-WH | Outdoor Luminaires | High Output | Fuel Pump Canopy Luminaires | Standard | TRUE | 11432.54 | 95.73 | 119.42 | 11 | 0.99 | 5002 | 69.2 | 5 | 60000 | 6/24/2014 12:00:00 AM | Not Yet Verified | Not Yet Verified | Not Yet Verified |  | 2.1 | 11432.54 | 96 | 119.42 | 11 | 0.99 | 5002 | 69
P00000W54 | Hubbell Lighting | Whiteway Lighting | FLEDR-60-7-347-CVQ-5-WH | Outdoor Luminaires | High Output | Fuel Pump Canopy Luminaires | Standard | TRUE | 14441.76 | 107 | 134.97 | 17 | 0.98 | 4857 | 67.4 | 5 | 60000 | 6/24/2014 12:00:00 AM | Not Yet Verified | Not Yet Verified | Not Yet Verified |  | 2.1 | 14441.76 | 107 | 134.97 | 17 | 0.98 | 4857 | 67
P00000W55 | Hubbell Lighting | Whiteway Lighting | FLEDR-36-7-480-CVQ-5-WH | Outdoor Luminaires | Mid Output | Fuel Pump Canopy Luminaires | Standard | TRUE | 8708.91 | 93.56 | 93.08 | 19 | 0.97 | 5112 | 70.3 | 5 | 60000 | 6/24/2014 12:00:00 AM | Not Yet Verified | Not Yet Verified | Not Yet Verified |  | 2.1 | 8708.91 | 94 | 93.08 | 19 | 0.97 | 5112 | 70
P00000W56 | Hubbell Lighting | Whiteway Lighting | FLEDR-24-7-480-CVQ-5-WH | Outdoor Luminaires | Mid Output | Fuel Pump Canopy Luminaires | Standard | TRUE | 6112.01 | 94.69 | 64.55 | 22 | 0.9 | 4659 | 66.4 | 5 | 60000 | 6/24/2014 12:00:00 AM | Not Yet Verified | Not Yet Verified | Not Yet Verified |  | 2.1 | 6112.01 | 95 | 64.55 | 22 | 0.9 | 4659 | 66
P00000W57 | Hubbell Lighting | Whiteway Lighting | FLEDR-48-7-480-CVQ-5-WH | Outdoor Luminaires | High Output | Fuel Pump Canopy Luminaires | Standard | TRUE | 11511.06 | 95.25 | 120.85 | 20 | 0.98 | 5016 | 69.4 | 5 | 60000 | 6/24/2014 12:00:00 AM | Not Yet Verified | Not Yet Verified | Not Yet Verified |  | 2.1 | 11511.06 | 95 | 120.85 | 20 | 0.98 | 5016 | 69
P00000W58 | Hubbell Lighting | Whiteway Lighting | FLEDR-60-7-480-CVQ-5-WH | Outdoor Luminaires | High Output | Fuel Pump Canopy Luminaires | Standard | TRUE | 14466.72 | 106.61 | 135.7 | 17 | 0.94 | 4857 | 67.5 | 5 | 60000 | 6/24/2014 12:00:00 AM | Not Yet Verified | Not Yet Verified | Not Yet Verified |  | 2.1 | 14466.72 | 107 | 135.7 | 17 | 0.94 | 4857 | 68
P00000W51 | Hubbell Lighting | Whiteway Lighting | FLEDR-24-7-347-CVQ-5-WH | Outdoor Luminaires | Mid Output | Fuel Pump Canopy Luminaires | Standard | TRUE | 6076.26 | 98.89 | 61.44 | 8 | 0.99 | 4658 | 66.4 | 5 | 60000 | 6/24/2014 12:00:00 AM | Not Yet Verified | Not Yet Verified | Not Yet Verified |  | 2.1 | 6076.26 | 99 | 61.44 | 8 | 0.99 | 4658 | 66
P00000VSD | Hubbell Lighting | Whiteway Lighting | FLEDR-48-7-UNIV-CVQ-5-WH | Outdoor Luminaires | High Output | Fuel Pump Canopy Luminaires | Standard | TRUE | 12032.88 | 106 | 113.89 | 14 | 0.93 | 5192 | 69 | 5 | 60000 | 2/12/2014 12:00:00 AM | Not Yet Verified | Not Yet Verified | Not Yet Verified |  | 2.1 | 12032 | 106 | 114 | 20 | 0.9 | 5000 | 67
P00000VSC | Hubbell Lighting | Whiteway Lighting | FLEDR-36-7-UNIV-CVQ-5-WH | Outdoor Luminaires | Mid Output | Fuel Pump Canopy Luminaires | Standard | TRUE | 8982.35 | 103 | 87.58 | 12 | 0.93 | 5208 | 70 | 5 | 60000 | 2/12/2014 12:00:00 AM | Not Yet Verified | Not Yet Verified | Not Yet Verified |  | 2.1 | 8982 | 103 | 60 | 20 | 0.9 | 5000 | 67
P00000VSB | Hubbell Lighting | Whiteway Lighting | FLEDR-24-7-UNIV-CVQ-5-WH | Outdoor Luminaires | Mid Output | Fuel Pump Canopy Luminaires | Standard | TRUE | 6159.97 | 106 | 57.87 | 10 | 0.92 | 4824 | 66 | 5 | 60000 | 2/12/2014 12:00:00 AM | Not Yet Verified | Not Yet Verified | Not Yet Verified |  | 2.1 | 5750 | 96 | 60 | 20 | 0.9 | 5000 | 67
P00000VT8 | Hubbell Lighting | Whiteway Lighting | FLEDR-60-7-UNIV-CVQ-5-WH | Outdoor Luminaires | High Output | Fuel Pump Canopy Luminaires | Standard | TRUE | 15169.33 | 108 | 140.97 | 19 | 0.93 | 5036 | 67 | 5 | 50000 | 2/14/2014 12:00:00 AM | Not Yet Verified | Not Yet Verified | Not Yet Verified |  | 2.1 | 15169 | 108 | 141 | 20 | 0.9 | 5000 | 67
P4EPTPDT | Huizhou Arrlux Optoelectronic Co.,Ltd | ARRLUX | CLA120-4000K | Outdoor Luminaires | High Output | Fuel Pump Canopy Luminaires | Premium | TRUE | 15707 | 130.62 | 120.3 | 8.75 | 0.952 | 3975 | 72.5 | 5 | 50000 | 8/18/2016 12:00:00 AM | Dimmable | Continuous Above 10 | No |  | 4 | 15707 | 130.62 | 120.3 | 8.75 | 0.95 | 4000 | 72.5
P1CVW75T | Huizhou Arrlux Optoelectronic Co.,Ltd | ARRLUX | CLB160H-4000K | Outdoor Luminaires | High Output | Fuel Pump Canopy Luminaires | Premium | TRUE | 20270 | 123.17 | 164.6 | 6.69 | 0.9893 | 3994 | 72.5 | 5 | 50000 | 8/18/2016 12:00:00 AM | Dimmable | Continuous Above 10 | No |  | 4 | 20270 | 123.17 | 164.6 | 6.69 | 0.99 | 4000 | 72.5
PYU1YHAA | Huizhou Arrlux Optoelectronic Co.,Ltd | ARRLUX | CLB160-4000K | Outdoor Luminaires | High Output | Fuel Pump Canopy Luminaires | Premium | FALSE | [9 empty] | 8/18/2016 12:00:00 AM | Dimmable | Continuous Above 10 | No |  |  | 20178 | 123.45 | 163.4 | 10.73 | 0.96 | 4000 | 72.5
PWMNDFAA | Huizhou Arrlux Optoelectronic Co.,Ltd | ARRLUX | CLA120-5000K | Outdoor Luminaires | High Output | Fuel Pump Canopy Luminaires | Premium | FALSE | [9 empty] | 8/18/2016 12:00:00 AM | Dimmable | Continuous Above 10 | No |  |  | 15858 | 131.39 | 120.7 | 8.89 | 0.95 | 5000 | 71.9
PRXC8WPJ | Huizhou Arrlux Optoelectronic Co.,Ltd | ARRLUX | CLA120H-4000K | Outdoor Luminaires | High Output | Fuel Pump Canopy Luminaires | Premium | FALSE | [9 empty] | 8/18/2016 12:00:00 AM | Dimmable | Continuous Above 10 | No |  |  | 16021 | 132.3 | 121.1 | 9.68 | 0.98 | 4000 | 72.5
P2W9WZST | Huizhou Arrlux Optoelectronic Co.,Ltd | ARRLUX | CLA120H-5000K | Outdoor Luminaires | High Output | Fuel Pump Canopy Luminaires | Premium | FALSE | [9 empty] | 8/18/2016 12:00:00 AM | Dimmable | Continuous Above 10 | No |  |  | 16241 | 133.9 | 121.3 | 9.43 | 0.98 | 5000 | 71.9
P1FPJ7AX | Huizhou Arrlux Optoelectronic Co.,Ltd | ARRLUX | CLB160-5000K | Outdoor Luminaires | High Output | Fuel Pump Canopy Luminaires | Premium | FALSE | [9 empty] | 8/18/2016 12:00:00 AM | Dimmable | Continuous Above 10 | No |  |  | 20258 | 124.12 | 163.2 | 10.67 | 0.96 | 5000 | 71.9
PSGD64KB | Huizhou Arrlux Optoelectronic Co.,Ltd | ARRLUX | CLB160H-5000K | Outdoor Luminaires | High Output | Fuel Pump Canopy Luminaires | Premium | FALSE | [9 empty] | 8/18/2016 12:00:00 AM | Dimmable | Continuous Above 10 | No |  |  | 20695 | 125.43 | 165 | 6.37 | 0.99 | 5000 | 71.7
PJ6QN6U4 | Hyperikon, Inc. | Hyperikon | HyperCanopy45-401 | Outdoor Luminaires | Low Output | Fuel Pump Canopy Luminaires | Standard | TRUE | 3323.88 | 78.06 | 42.58 | 19.4 | 0.905 | 3944 | 86.1 | 5 | 50000 | 10/5/2016 12:00:00 AM | Not Dimmable | Not Dimmable | No |  | 3.1 | 3400 | 75.56 | 45 | 19 | 0.91 | 4000 | 80
P2XYP4UH | Hyperikon, Inc. | Hyperikon | HyperCanopy45-501 | Outdoor Luminaires | Low Output | Fuel Pump Canopy Luminaires | Standard | FALSE | [9 empty] | 10/5/2016 12:00:00 AM | Not Dimmable | Not Dimmable | No |  |  | 3400 | 75.56 | 45 | 0.19 | 0.91 | 5000 | 80
PNUDDJX2 | Hyperikon, Inc. | Hyperikon | HyperCanopy70-401 | Outdoor Luminaires | Mid Output | Fuel Pump Canopy Luminaires | Standard | TRUE | 5066.57 | 73.06 | 69.35 | 22.8 | 0.898 | 4058 | 86.1 | 5 | 50000 | 10/5/2016 12:00:00 AM | Not Dimmable | Not Dimmable | No |  | 3.1 | 5000 | 71.43 | 70 | 2.3 | 0.9 | 4000 | 80
PGQAFGNX | Hyperikon, Inc. | Hyperikon | HyperCanopy70-501 | Outdoor Luminaires | Mid Output | Fuel Pump Canopy Luminaires | Standard | FALSE | [9 empty] | 10/5/2016 12:00:00 AM | Not Dimmable | Not Dimmable | No |  |  | 5000 | 71.43 | 70 | 2.3 | 0.9 | 5000 | 80
PMBE2KKT | IKIO LED LIGHTING | IKIO LED LIGHTING | IK-NCP100W 4000K | Outdoor Luminaires | High Output | Fuel Pump Canopy Luminaires | Standard | TRUE | 10650 | 105.97 | 100.5 | 14.13 | 0.9023 | 4012 | 83.5 | 5 | 50000 | 6/20/2016 12:00:00 AM | Not Dimmable | Not Dimmable | No |  | 3 | 10650 | 105.97 | 100.5 | 14.13 | 0.9023 | 4000 | 83.5
P833Y2UN | IKIO LED LIGHTING | IKIO LED LIGHTING | IK-NCP100W 4500K | Outdoor Luminaires | High Output | Fuel Pump Canopy Luminaires | Standard | FALSE | [9 empty] | 6/20/2016 12:00:00 AM | Not Dimmable | Not Dimmable | No |  |  | 10650 | 105.97 | 100.5 | 14.13 | 0.9023 | 4500 | 83.5
PEB8SC8Z | IKIO LED LIGHTING | IKIO LED LIGHTING | IK-NCP100W 5700K | Outdoor Luminaires | High Output | Fuel Pump Canopy Luminaires | Standard | FALSE | [9 empty] | 6/20/2016 12:00:00 AM | Not Dimmable | Not Dimmable | No |  |  | 11056 | 108.18 | 102.2 | 13.97 | 0.9106 | 5700 | 83.8
PWZ9NZ75 | IKIO LED LIGHTING | IKIO LED LIGHTING | IK-NCP100W 5000K | Outdoor Luminaires | High Output | Fuel Pump Canopy Luminaires | Standard | FALSE | [9 empty] | 6/20/2016 12:00:00 AM | Not Dimmable | Not Dimmable | No |  |  | 10650 | 105.97 | 100.5 | 14.13 | 0.9023 | 5000 | 83.5
PC4VGMFW | IKIO LED LIGHTING | IKIO LED LIGHTING | IK-NCP150W 4000K | Outdoor Luminaires | High Output | Fuel Pump Canopy Luminaires | Standard | TRUE | 15934 | 104.83 | 152 | 10.52 | 0.933 | 4028 | 83.6 | 5 | 50000 | 6/20/2016 12:00:00 AM | Not Dimmable | Not Dimmable | No |  | 3 | 15934 | 104.83 | 152 | 10.52 | 0.933 | 4000 | 83.6
P4355BZV | IKIO LED LIGHTING | IKIO LED LIGHTING | IK-NCP150W 4500K | Outdoor Luminaires | High Output | Fuel Pump Canopy Luminaires | Standard | FALSE | [9 empty] | 6/20/2016 12:00:00 AM | Not Dimmable | Not Dimmable | No |  |  | 15934 | 104.83 | 152 | 10.52 | 0.933 | 4500 | 83.6
PK7JQSDG | IKIO LED LIGHTING | IKIO LED LIGHTING | IK-NCP150W 5700K | Outdoor Luminaires | High Output | Fuel Pump Canopy Luminaires | Standard | FALSE | [9 empty] | 6/20/2016 12:00:00 AM | Not Dimmable | Not Dimmable | No |  |  | 16606 | 106.59 | 155.8 | 11.23 | 0.9241 | 5700 | 84
PRR9UTHW | IKIO LED LIGHTING | IKIO LED LIGHTING | IK-NCP150W 5000K | Outdoor Luminaires | High Output | Fuel Pump Canopy Luminaires | Standard | FALSE | [9 empty] | 6/20/2016 12:00:00 AM | Not Dimmable | Not Dimmable | No |  |  | 15934 | 104.83 | 152 | 10.52 | 0.933 | 5000 | 83.6
P3N5N23X | INCLUX Co., Ltd. | CSK | ITC-R43SK-75MUA-BSC | Outdoor Luminaires | Mid Output | Fuel Pump Canopy Luminaires | Standard | TRUE | 6962.47 | 92.56 | 75.22 | 14.8 | 0.9155 | 4872 | 76.7 | 5 | 50000 | 5/21/2015 12:00:00 AM | Not Dimmable | Not Dimmable | Not Yet Verified |  | 2.1
P00000WQB | Infinilux Corporation | Infinilux CLSP Series | CLSPXX36 - 02 (5000K) | Outdoor Luminaires | Low Output | Fuel Pump Canopy Luminaires | Standard | TRUE | 4498 | 109.76 | 40.98 | 10.9 | 0.9598 | 4856 | 74 | 5 | 190000 | 2/19/2013 12:00:00 AM | Not Yet Verified | Not Yet Verified | Not Yet Verified | Qualified with dimming and non-dimming driver options | 1.7 | 4498 | 110 | 41 |  | 0.9 | 5000 | 75
P00000WQT | Infinilux Corporation | Infinilux CFSP Series | CFSPXX36-02 (5000K)-C01 | Outdoor Luminaires | Low Output | Fuel Pump Canopy Luminaires | Standard | FALSE | [9 empty] | 6/5/2013 12:00:00 AM | Not Yet Verified | Not Yet Verified | Not Yet Verified | Qualified with dimming and non-dimming driver options |  | 4498 | 110 | 41 |  | 0.9 | 5000 | 75
P00000WQS | Infinilux Corporation | Infinilux CFSP Series | CFSPXX36-02 (5000K) | Outdoor Luminaires | Low Output | Fuel Pump Canopy Luminaires | Standard | FALSE | [9 empty] | 6/5/2013 12:00:00 AM | Not Yet Verified | Not Yet Verified | Not Yet Verified | Qualified with dimming and non-dimming driver options |  | 4498 | 110 | 41 |  | 0.9 | 5000 | 75
P00000WQU | Infinilux Corporation | Infinilux CFSP Series | CFSPXX36-02 (5000K)-C02 | Outdoor Luminaires | Low Output | Fuel Pump Canopy Luminaires | Standard | FALSE | [9 empty] | 6/5/2013 12:00:00 AM | Not Yet Verified | Not Yet Verified | Not Yet Verified | Qualified with dimming and non-dimming driver options |  | 4498 | 110 | 41 |  | 0.9 | 5000 | 75
P00000WQR | Infinilux Corporation | Infinilux CLSP Series | CLSPXX36 - 02 (5000K)-C02 | Outdoor Luminaires | Low Output | Fuel Pump Canopy Luminaires | Standard | FALSE | [9 empty] | 6/5/2013 12:00:00 AM | Not Yet Verified | Not Yet Verified | Not Yet Verified | Qualified with dimming and non-dimming driver options |  | 4498 | 110 | 41 |  | 0.9 | 5000 | 75
PAX3X4QB | Infinilux Corporation | Infinilux CLSP Series | CRSPXX36 - 02 (5000K)-C01 | Outdoor Luminaires | Low Output | Fuel Pump Canopy Luminaires | Standard | FALSE | [9 empty] | 11/11/2014 12:00:00 AM | Not Yet Verified | Not Yet Verified | Not Yet Verified | Qualified with dimming and non-dimming driver options |  | 4498 | 110 | 41 |  | 0.9 | 5000 | 75
P7ZSDSDX | Infinilux Corporation | Infinilux CLSP Series | CLRPXX36-02 (5000K) | Outdoor Luminaires | Low Output | Fuel Pump Canopy Luminaires | Standard | FALSE | [9 empty] | 2/11/2015 12:00:00 AM | Not Yet Verified | Not Yet Verified | Not Yet Verified | Qualified with dimming and non-dimming driver options |  | 4498 | 110 | 41 |  | 0.9 | 5000 | 75
P00000WQQ | Infinilux Corporation | Infinilux CLSP Series | CLSPXX36 - 02 (5000K)-C01 | Outdoor Luminaires | Low Output | Fuel Pump Canopy Luminaires | Standard | FALSE | [9 empty] | 6/5/2013 12:00:00 AM | Not Yet Verified | Not Yet Verified | Not Yet Verified | Qualified with dimming and non-dimming driver options |  | 4498 | 110 | 41 |  | 0.9 | 5000 | 75
P00000WQD | Infinilux Corporation | Infinilux CLSP Series | CLSPXX48 - 02 (5000K) | Outdoor Luminaires | Mid Output | Fuel Pump Canopy Luminaires | Standard | TRUE | 6161 | 113.71 | 54.18 | 7.7 | 0.9283 | 4956 | 74 | 5 | 190000 | 3/1/2013 12:00:00 AM | Not Yet Verified | Not Yet Verified | Not Yet Verified | Qualified with dimming and non-dimming driver options | 1.7 | 6161 | 114 | 54 |  | 0.9 | 5000 | 75
P00000WR2 | Infinilux Corporation | Infinilux CFSP Series | CFSPXX48-02 (5000K) | Outdoor Luminaires | Mid Output | Fuel Pump Canopy Luminaires | Standard | FALSE | [9 empty] | 6/5/2013 12:00:00 AM | Not Yet Verified | Not Yet Verified | Not Yet Verified | Qualified with dimming and non-dimming driver options |  | 6161 | 114 | 54 |  | 0.9 | 5000 | 75
P00000WR4 | Infinilux Corporation | Infinilux CFSP Series | CFSPXX48-02 (5000K)-C02 | Outdoor Luminaires | Mid Output | Fuel Pump Canopy Luminaires | Standard | FALSE | [9 empty] | 6/5/2013 12:00:00 AM | Not Yet Verified | Not Yet Verified | Not Yet Verified | Qualified with dimming and non-dimming driver options |  | 6161 | 114 | 54 |  | 0.9 | 5000 | 75
P00000WR3 | Infinilux Corporation | Infinilux CFSP Series | CFSPXX48-02 (5000K)-C01 | Outdoor Luminaires | Mid Output | Fuel Pump Canopy Luminaires | Standard | FALSE | [9 empty] | 6/5/2013 12:00:00 AM | Not Yet Verified | Not Yet Verified | Not Yet Verified | Qualified with dimming and non-dimming driver options |  | 6161 | 114 | 54 |  | 0.9 | 5000 | 75
P5571UFD | Infinilux Corporation | Infinilux CLSP Series | CRSPXX48 - 02 (5000K)-C01 | Outdoor Luminaires | Mid Output | Fuel Pump Canopy Luminaires | Standard | FALSE | [9 empty] | 11/11/2014 12:00:00 AM | Not Yet Verified | Not Yet Verified | Not Yet Verified | Qualified with dimming and non-dimming driver options |  | 6161 | 114 | 54 |  | 0.9 | 5000 | 75
P00000WR1 | Infinilux Corporation | Infinilux CLSP Series | CLSPXX48 - 02 (5000K)-C02 | Outdoor Luminaires | Mid Output | Fuel Pump Canopy Luminaires | Standard | FALSE | [9 empty] | 6/5/2013 12:00:00 AM | Not Yet Verified | Not Yet Verified | Not Yet Verified | Qualified with dimming and non-dimming driver options |  | 6161 | 114 | 54 |  | 0.9 | 5000 | 75
PEKRFZWH | Infinilux Corporation | Infinilux CLSP Series | CLRPXX48-02 (5000K) | Outdoor Luminaires | Mid Output | Fuel Pump Canopy Luminaires | Standard | FALSE | [9 empty] | 2/11/2015 12:00:00 AM | Not Yet Verified | Not Yet Verified | Not Yet Verified | Qualified with dimming and non-dimming driver options |  | 6161 | 114 | 54 |  | 0.9 | 5000 | 75
P00000WR0 | Infinilux Corporation | Infinilux CLSP Series | CLSPXX48 - 02 (5000K)-C01 | Outdoor Luminaires | Mid Output | Fuel Pump Canopy Luminaires | Standard | FALSE | [9 empty] | 6/5/2013 12:00:00 AM | Not Yet Verified | Not Yet Verified | Not Yet Verified | Qualified with dimming and non-dimming driver options |  | 6161 | 114 | 54 |  | 0.9 | 5000 | 75
P00000WQ7 | Infinilux Corporation | Infinilux CLSP Series | CLSPXX24-01 (5000K) | Outdoor Luminaires | Low Output | Fuel Pump Canopy Luminaires | Standard | TRUE | 2870 | 103.13 | 27.83 | 13.9 | 0.9089 | 4608 | 73 | 5 | 100000 | 4/8/2013 12:00:00 AM | Not Yet Verified | Not Yet Verified | Not Yet Verified | Qualified with dimming and non-dimming driver options | 1.7 | 2870 | 103 | 28 |  | 0.9 | 5000 | 70
P27DCTVD | Infinilux Corporation | Infinilux CLSP Series | CLRPXX24-01 (5000K) | Outdoor Luminaires | Low Output | Fuel Pump Canopy Luminaires | Standard | FALSE | [9 empty] | 2/11/2015 12:00:00 AM | Not Yet Verified | Not Yet Verified | Not Yet Verified | Qualified with dimming and non-dimming driver options |  | 2870 | 103 | 28 |  | 0.9 | 5000 | 70
P8MDXVGG | Infinilux Corporation | Infinilux CLSP Series | CRSPXX24-01 (5000K)-C01 | Outdoor Luminaires | Low Output | Fuel Pump Canopy Luminaires | Standard | FALSE | [9 empty] | 11/11/2014 12:00:00 AM | Not Yet Verified | Not Yet Verified | Not Yet Verified | Qualified with dimming and non-dimming driver options |  | 2870 | 103 | 28 |  | 0.9 | 5000 | 70
P00000WRW | Infinilux Corporation | Infinilux CTSP Series | CTSPXX24-01 (5000K) | Outdoor Luminaires | Low Output | Fuel Pump Canopy Luminaires | Standard | FALSE | [9 empty] | 10/21/2013 12:00:00 AM | Not Yet Verified | Not Yet Verified | Not Yet Verified |  |  | 2870 | 103 | 28
P00000WQ8 | Infinilux Corporation | Infinilux CLSP Series | CLSPXX36-01 (5000K) | Outdoor Luminaires | Low Output | Fuel Pump Canopy Luminaires | Standard | TRUE | 4115 | 100.74 | 40.85 | 10 | 0.9591 | 4698 | 73 | 5 | 100000 | 4/8/2013 12:00:00 AM | Not Yet Verified | Not Yet Verified | Not Yet Verified | Qualified with dimming and non-dimming driver options | 1.7 | 4115 | 101 | 41 |  | 0.9 | 5000 | 70
PMB2FT4H | Infinilux Corporation | Infinilux CLSP Series | CRSPXX36-01 (5000K)-C01 | Outdoor Luminaires | Low Output | Fuel Pump Canopy Luminaires | Standard | FALSE | [9 empty] | 11/11/2014 12:00:00 AM | Not Yet Verified | Not Yet Verified | Not Yet Verified | Qualified with dimming and non-dimming driver options |  | 4115 | 101 | 41 |  | 0.9 | 5000 | 70
PAEYKDE8 | Infinilux Corporation | Infinilux CLSP Series | CLRPXX36-01 (5000K) | Outdoor Luminaires | Low Output | Fuel Pump Canopy Luminaires | Standard | FALSE | [9 empty] | 2/11/2015 12:00:00 AM | Not Yet Verified | Not Yet Verified | Not Yet Verified | Qualified with dimming and non-dimming driver options |  | 4115 | 101 | 41 |  | 0.9 | 5000 | 70
P00000WRX | Infinilux Corporation | Infinilux CTSP Series | CTSPXX36-01 (5000K) | Outdoor Luminaires | Low Output | Fuel Pump Canopy Luminaires | Standard | FALSE | [9 empty] | 10/21/2013 12:00:00 AM | Not Yet Verified | Not Yet Verified | Not Yet Verified |  |  | 4115 | 101 | 41
P00000WQ9 | Infinilux Corporation | Infinilux CLSP Series | CLSPXX48-01 (5000K) | Outdoor Luminaires | Mid Output | Fuel Pump Canopy Luminaires | Standard | TRUE | 5593 | 101.76 | 54.96 | 14.1 | 0.9112 | 4669 | 73 | 5 | 100000 | 4/8/2013 12:00:00 AM | Not Yet Verified | Not Yet Verified | Not Yet Verified | Qualified with dimming and non-dimming driver options | 1.7 | 5593 | 102 | 55 |  | 0.9 | 5000 | 70
PZ5EMPCR | Infinilux Corporation | Infinilux CLSP Series | CLRPXX48-01 (5000K) | Outdoor Luminaires | Mid Output | Fuel Pump Canopy Luminaires | Standard | FALSE | [9 empty] | 2/11/2015 12:00:00 AM | Not Yet Verified | Not Yet Verified | Not Yet Verified | Qualified with dimming and non-dimming driver options |  | 5593 | 102 | 55 |  | 0.9 | 5000 | 70
PYBYW2AZ | Infinilux Corporation | Infinilux CLSP Series | CRSPXX48-01 (5000K)-C01 | Outdoor Luminaires | Mid Output | Fuel Pump Canopy Luminaires | Standard | FALSE | [9 empty] | 11/11/2014 12:00:00 AM | Not Yet Verified | Not Yet Verified | Not Yet Verified | Qualified with dimming and non-dimming driver options |  | 5593 | 102 | 55 |  | 0.9 | 5000 | 70
P00000WRY | Infinilux Corporation | Infinilux CTSP Series | CTSPXX48-01 (5000K) | Outdoor Luminaires | Mid Output | Fuel Pump Canopy Luminaires | Standard | FALSE | [9 empty] | 10/21/2013 12:00:00 AM | Not Yet Verified | Not Yet Verified | Not Yet Verified |  |  | 5593 | 102 | 55
P00000WQA | Infinilux Corporation | Infinilux CLSP Series | CLSPXX36 - 02 (4000K) | Outdoor Luminaires | Low Output | Fuel Pump Canopy Luminaires | Standard | TRUE | 4288 | 105.37 | 40.7 | 10.4 | 0.9593 | 4016 | 78 | 5 | 190000 | 3/19/2013 12:00:00 AM | Not Yet Verified | Not Yet Verified | Not Yet Verified | Qualified with dimming and non-dimming driver options | 1.7 | 4288 | 105 | 41 |  | 0.9 | 4000 | 70
P00000WQN | Infinilux Corporation | Infinilux CFSP Series | CFSPXX36 - 02 (4000K) | Outdoor Luminaires | Low Output | Fuel Pump Canopy Luminaires | Standard | FALSE | [9 empty] | 6/5/2013 12:00:00 AM | Not Yet Verified | Not Yet Verified | Not Yet Verified | Qualified with dimming and non-dimming driver options |  | 4288 | 105 | 41 |  | 0.9 | 4000 | 70
P00000WQO | Infinilux Corporation | Infinilux CFSP Series | CFSPXX36 - 02 (4000K)-C01 | Outdoor Luminaires | Low Output | Fuel Pump Canopy Luminaires | Standard | FALSE | [9 empty] | 6/5/2013 12:00:00 AM | Not Yet Verified | Not Yet Verified | Not Yet Verified | Qualified with dimming and non-dimming driver options |  | 4288 | 105 | 41 |  | 0.9 | 4000 | 70
P00000WQP | Infinilux Corporation | Infinilux CFSP Series | CFSPXX36 - 02 (4000K)-C02 | Outdoor Luminaires | Low Output | Fuel Pump Canopy Luminaires | Standard | FALSE | [9 empty] | 6/5/2013 12:00:00 AM | Not Yet Verified | Not Yet Verified | Not Yet Verified | Qualified with dimming and non-dimming driver options |  | 4288 | 105 | 41 |  | 0.9 | 4000 | 70
PGAQ7KZJ | Infinilux Corporation | Infinilux CLRP Series | CLRPXX36-02 (4000K) | Outdoor Luminaires | Low Output | Fuel Pump Canopy Luminaires | Standard | FALSE | [9 empty] | 3/5/2015 12:00:00 AM | Dimmable | Continuous Below 10 | Not Yet Verified | Qualified with dimming and non-dimming driver options |  | 4288 | 105 | 41 |  | 0.9 | 4000 | 70
PG22BY8K | Infinilux Corporation | Infinilux CLSP Series | CRSPXX36 - 02 (4000K)-C01 | Outdoor Luminaires | Low Output | Fuel Pump Canopy Luminaires | Standard | FALSE | [9 empty] | 11/11/2014 12:00:00 AM | Not Yet Verified | Not Yet Verified | Not Yet Verified | Qualified with dimming and non-dimming driver options |  | 4288 | 105 | 41 |  | 0.9 | 4000 | 70
P00000WQM | Infinilux Corporation | Infinilux CLSP Series | CLSPXX36 - 02 (4000K)-C02 | Outdoor Luminaires | Low Output | Fuel Pump Canopy Luminaires | Standard | FALSE | [9 empty] | 6/5/2013 12:00:00 AM | Not Yet Verified | Not Yet Verified | Not Yet Verified | Qualified with dimming and non-dimming driver options |  | 4288 | 105 | 41 |  | 0.9 | 4000 | 70
P00000WQL | Infinilux Corporation | Infinilux CLSP Series | CLSPXX36 - 02 (4000K)-C01 | Outdoor Luminaires | Low Output | Fuel Pump Canopy Luminaires | Standard | FALSE | [9 empty] | 6/5/2013 12:00:00 AM | Not Yet Verified | Not Yet Verified | Not Yet Verified | Qualified with dimming and non-dimming driver options |  | 4288 | 105 | 41 |  | 0.9 | 4000 | 70
P00000WQC | Infinilux Corporation | Infinilux CLSP Series | CLSPXX48 - 02 (4000K) | Outdoor Luminaires | Mid Output | Fuel Pump Canopy Luminaires | Standard | TRUE | 5381 | 99.6 | 54.02 | 13.8 | 0.9087 | 4003 | 78 | 5 | 190000 | 3/19/2013 12:00:00 AM | Not Yet Verified | Not Yet Verified | Not Yet Verified | Qualified with dimming and non-dimming driver options | 1.7 | 5381 | 100 | 54 |  | 0.9 | 4000 | 70
P00000WQX | Infinilux Corporation | Infinilux CFSP Series | CFSPXX48-02 (4000K) | Outdoor Luminaires | Mid Output | Fuel Pump Canopy Luminaires | Standard | FALSE | [9 empty] | 6/5/2013 12:00:00 AM | Not Yet Verified | Not Yet Verified | Not Yet Verified | Qualified with dimming and non-dimming driver options |  | 5381 | 100 | 54 |  | 0.9 | 4000 | 70
P00000WQY | Infinilux Corporation | Infinilux CFSP Series | CFSPXX48-02 (4000K)-C01 | Outdoor Luminaires | Mid Output | Fuel Pump Canopy Luminaires | Standard | FALSE | [9 empty] | 6/5/2013 12:00:00 AM | Not Yet Verified | Not Yet Verified | Not Yet Verified | Qualified with dimming and non-dimming driver options |  | 5381 | 100 | 54 |  | 0.9 | 4000 | 70
P00000WQZ | Infinilux Corporation | Infinilux CFSP Series | CFSPXX48-02 (4000K)-C02 | Outdoor Luminaires | Mid Output | Fuel Pump Canopy Luminaires | Standard | FALSE | [9 empty] | 6/5/2013 12:00:00 AM | Not Yet Verified | Not Yet Verified | Not Yet Verified | Qualified with dimming and non-dimming driver options |  | 5381 | 100 | 54 |  | 0.9 | 4000 | 70
P00000WQV | Infinilux Corporation | Infinilux CLSP Series | CLSPXX48 - 02 (4000K)-C01 | Outdoor Luminaires | Mid Output | Fuel Pump Canopy Luminaires | Standard | FALSE | [9 empty] | 6/5/2013 12:00:00 AM | Not Yet Verified | Not Yet Verified | Not Yet Verified | Qualified with dimming and non-dimming driver options |  | 5381 | 100 | 54 |  | 0.9 | 4000 | 70
PS7W39XR | Infinilux Corporation | Infinilux CLSP Series | CRSPXX48 - 02 (4000K)-C01 | Outdoor Luminaires | Mid Output | Fuel Pump Canopy Luminaires | Standard | FALSE | [9 empty] | 11/11/2014 12:00:00 AM | Not Yet Verified | Not Yet Verified | Not Yet Verified | Qualified with dimming and non-dimming driver options |  | 5381 | 100 | 54 |  | 0.9 | 4000 | 70
P00000WQW | Infinilux Corporation | Infinilux CLSP Series | CLSPXX48 - 02 (4000K)-C02 | Outdoor Luminaires | Mid Output | Fuel Pump Canopy Luminaires | Standard | FALSE | [9 empty] | 6/5/2013 12:00:00 AM | Not Yet Verified | Not Yet Verified | Not Yet Verified | Qualified with dimming and non-dimming driver options |  | 5381 | 100 | 54 |  | 0.9 | 4000 | 70
P00000WRP | Infinilux Corporation | Infinilux CLSP Series XBD | CLSPXX18-01 (5000K) | Outdoor Luminaires | Low Output | Fuel Pump Canopy Luminaires | Standard | TRUE | 1964.03 | 94 | 20.89 | 14 | 0.89 | 4692 | 74 | 5 | 100000 | 9/16/2013 12:00:00 AM | Not Yet Verified | Not Yet Verified | Not Yet Verified |  | 2 | 1964 | 91 | 20 |  |  | 4500
P8KXGGTN | Infinilux Corporation | Infinilux CLSP Series XBD | CLRPXX18-01 (5000K) | Outdoor Luminaires | Low Output | Fuel Pump Canopy Luminaires | Standard | FALSE | [9 empty] | 2/11/2015 12:00:00 AM | Not Yet Verified | Not Yet Verified | Not Yet Verified |  |  | 1964 | 91 | 20 |  |  | 4500
PE7TTSU5 | Infinilux Corporation | Infinilux CLSP Series XBD | CRSPXX18-01 (5000K)-C01 | Outdoor Luminaires | Low Output | Fuel Pump Canopy Luminaires | Standard | FALSE | [9 empty] | 11/11/2014 12:00:00 AM | Not Yet Verified | Not Yet Verified | Not Yet Verified |  |  | 1964 | 91 | 20 |  |  | 4500
P00000WRV | Infinilux Corporation | Infinilux CTSP Series | CTSPXX18-01 (5000K) | Outdoor Luminaires | Low Output | Fuel Pump Canopy Luminaires | Standard | FALSE | [9 empty] | 10/21/2013 12:00:00 AM | Not Yet Verified | Not Yet Verified | Not Yet Verified |  |  | 1964 | 94 | 20
P00000WRQ | Infinilux Corporation | Infinilux CLR Series | CLRPXX24-01 (5000K) | Outdoor Retrofit Kit | Low Output | Retrofit Kits for Fuel Pump Canopy Luminaires | Standard | TRUE | 2936.49 | 104.53 | 28.09 | 13.5 | 0.9098 | 4648 | 72.8 | 5 | 100000 | 9/19/2013 12:00:00 AM | Not Yet Verified | Not Yet Verified | Not Yet Verified |  | 2 | 2937 | 105 | 28
P00000WRS | Infinilux Corporation | Infinilux CLR Series | CLRPXX48-01 (5000K) | Outdoor Retrofit Kit | Mid Output | Retrofit Kits for Fuel Pump Canopy Luminaires | Standard | TRUE | 5391.63 | 99 | 54.61 | 14.2 | 0.9095 | 4619 | 73 | 5 | 100000 | 9/27/2013 12:00:00 AM | Not Yet Verified | Not Yet Verified | Not Yet Verified |  | 2 | 5524 | 102 | 54 |  | 0.9
P00000WRT | Infinilux Corporation | Infinilux CLR Series | CLRPXX36-01 (5000K) | Outdoor Retrofit Kit | Low Output | Retrofit Kits for Fuel Pump Canopy Luminaires | Standard | TRUE | 4210.83 | 102 | 41.34 | 10.9 | 0.9608 | 4648 | 73 | 5 | 100000 | 9/27/2013 12:00:00 AM | Not Yet Verified | Not Yet Verified | Not Yet Verified |  | 2 | 4236 | 103 | 41 |  | 0.9
P00000WRU | Infinilux Corporation | Infinilux CLR Series | CLRPXX18-01 (5000K) | Outdoor Retrofit Kit | Low Output | Retrofit Kits for Fuel Pump Canopy Luminaires | Standard | TRUE | 2004.83 | 95 | 21.22 | 14 | 0.89 | 4735 | 74 | 5 | 100000 | 10/18/2013 12:00:00 AM | Not Yet Verified | Not Yet Verified | Not Yet Verified |  | 2 | 2005 | 95 | 21 |  |  | 4500
P00000WS3 | Infinilux Corporation | Infinilux CFSP Series | CFSPXX64-02 (4000K) | Outdoor Luminaires | Mid Output | Fuel Pump Canopy Luminaires | Standard | TRUE | 7497.51 | 106 | 70.67 | 10 | 0.92 | 4111 | 77 | 5 | 190000 | 11/19/2013 12:00:00 AM | Not Yet Verified | Not Yet Verified | Not Yet Verified |  | 2.1 | 7495 | 106 | 71 |  |  | 4000
P00000WS4 | Infinilux Corporation | Infinilux CFSP Series | CFSPXX64-02 (5000K) | Outdoor Luminaires | Mid Output | Fuel Pump Canopy Luminaires | Standard | FALSE | [9 empty] | 11/19/2013 12:00:00 AM | Not Yet Verified | Not Yet Verified | Not Yet Verified |  |  | 8383 | 116 | 72 |  |  | 5000
P00000WS9 | Infinilux Corporation | Infinilux CFSP Series | CFSPXX20-02 (4000K) | Outdoor Luminaires | Low Output | Fuel Pump Canopy Luminaires | Standard | TRUE | 2352.02 | 103 | 22.88 | 12 | 0.91 | 4095 | 77 | 5 | 190000 | 11/19/2013 12:00:00 AM | Not Yet Verified | Not Yet Verified | Not Yet Verified |  | 2.1 | 2411 | 105 | 23 |  |  | 4000
P00000WSA | Infinilux Corporation | Infinilux CFSP Series | CFSPXX20-02 (5000K) | Outdoor Luminaires | Low Output | Fuel Pump Canopy Luminaires | Standard | FALSE | [9 empty] | 11/19/2013 12:00:00 AM | Not Yet Verified | Not Yet Verified | Not Yet Verified |  |  | 2663 | 115 | 22 |  |  | 5000
P00000WU3 | Infinilux Corporation | Infinilux CLSP Series XBD | CLSPXX64-01 (5000K) | Outdoor Luminaires | Mid Output | Fuel Pump Canopy Luminaires | Standard | TRUE | 7309.31 | 101 | 72.21 | 10 | 0.93 | 4652 | 72 | 5 | 100000 | 3/5/2014 12:00:00 AM | Not Yet Verified | Not Yet Verified | Not Yet Verified |  | 2.1 | 7309 | 101 | 72
P00000WU5 | Infinilux Corporation | Infinilux | CTSPXX64-01 (5000K) | Outdoor Luminaires | Mid Output | Fuel Pump Canopy Luminaires | Standard | FALSE | [9 empty] | 4/11/2014 12:00:00 AM | Not Yet Verified | Not Yet Verified | Not Yet Verified |  |  | 7309 | 101 | 72
P5QVS8GB | Infinilux Corporation | Infinilux CLSP Series XBD | CRSPXX64-01 (5000K)-C01 | Outdoor Luminaires | Mid Output | Fuel Pump Canopy Luminaires | Standard | FALSE | [9 empty] | 11/11/2014 12:00:00 AM | Not Yet Verified | Not Yet Verified | Not Yet Verified |  |  | 7309 | 101 | 72
PFB8AYNN | Infinilux Corporation | Infinilux CLSP Series XBD | CLRPXX64-01 (5000K) | Outdoor Luminaires | Mid Output | Fuel Pump Canopy Luminaires | Standard | FALSE | [9 empty] | 2/11/2015 12:00:00 AM | Not Yet Verified | Not Yet Verified | Not Yet Verified |  |  | 7309 | 101 | 72
PQBKGUWT | Infinilux Corporation | Infinilux CSS Canopy Series | CSSDXX10-05 (4000K) | Outdoor Luminaires | Low Output | Fuel Pump Canopy Luminaires | Standard | TRUE | 4643 | 113.6 | 40.88 | 14.5 | 0.935 | 3815 | 75.7 | 5 | 190000 | 9/29/2015 12:00:00 AM | Dimmable | Continuous Below 10 | Not Yet Verified |  | 2.1 | 4730 | 115.6 | 40.91 | 14.5 | 0.935 | 4000 | 75.7
PHBEXYVV | Infinilux Corporation | Infinilux CSS Canopy Series | CSSDXX10-05 (5000K) | Outdoor Luminaires | Low Output | Fuel Pump Canopy Luminaires | Standard | FALSE | [9 empty] | 9/29/2015 12:00:00 AM | Dimmable | Continuous Below 10 | Not Yet Verified |  |  | 4730 | 115.6 | 40.91 | 14.5 | 0.935 | 5000 | 75.7
PQW4KB94 | Infinilux Corporation | Infinilux CP1 Series | CP1DXX20-05 (4000K) | Outdoor Luminaires | High Output | Fuel Pump Canopy Luminaires | Standard | TRUE | 11181 | 97.14 | 115.1 | 13.42 | 0.903 | 3927 | 75.9 | 5 | 190000 | 9/29/2015 12:00:00 AM | Dimmable | Continuous Below 10 | Not Yet Verified |  | 2.1 | 11258 | 97.47 | 115.5 | 13.42 | 0.903 | 4000 | 75.9
P34DCKEB | Infinilux Corporation | Infinilux CP1 Series | CP1DXX20-05 (5000K) | Outdoor Luminaires | High Output | Fuel Pump Canopy Luminaires | Standard | FALSE | [9 empty] | 9/29/2015 12:00:00 AM | Dimmable | Continuous Below 10 | Not Yet Verified |  |  | 11258 | 97.47 | 115.5 | 13.42 | 0.903 | 5000 | 75.9
PP5U49UZJ | Infinilux Corporation | Infinilux CP2 Series | CP2DXX30-05 (4000K) | Outdoor Luminaires | High Output | Fuel Pump Canopy Luminaires | Standard | TRUE | 15603 | 95.84 | 162.8 | 11.06 | 0.944 | 3994 | 83.8 | 5 | 150000 | 11/23/2015 12:00:00 AM | Dimmable | Continuous Below 10 | No |  | 3 | 15920 | 97.37 | 163.5 | 11.06 | 0.944 | 3994 | 83.8
PQQA6C833 | Infinilux Corporation | Infinilux CP2 Series | CP2DXX30-05 (5000K) | Outdoor Luminaires | High Output | Fuel Pump Canopy Luminaires | Standard | FALSE | [9 empty] | 12/3/2015 12:00:00 AM | Dimmable | Continuous Below 10 | No |  |  | 16576 | 99.68 | 166.3 | 11.06 | 0.945 | 5110 | 73.4
PS1451CS2 | Infinilux Corporation | Infinilux Slim Line Canopy series | SL1DXX10-05 (4000K) [120V Only] | Outdoor Luminaires | Low Output | Fuel Pump Canopy Luminaires | Standard | TRUE | 1905.67 | 94 | 20.33 | 15 | 0.99 | 3942 | 73 | 5 |  | 2/18/2016 12:00:00 AM | Not Dimmable | Not Dimmable | No |  | 3.1 | 1905 | 94 | 20.33 | 15 | 0.99 | 4000 | 73
PKR6TWEE | Infinilux Corporation | Infinilux CS1 50W Series | CS1DXX15-05 (4000K) | Outdoor Luminaires | Mid Output | Fuel Pump Canopy Luminaires | Premium | TRUE | 6011.46 | 105 | 57.14 | 10 | 0.93 | 3850 | 76 | 5 | 50000 | 4/5/2016 12:00:00 AM | Dimmable | Continuous Below 10 | No | Product updated on 9/27/2016 | 3.1 | 6011 | 105 | 57 | 9 | 0.99 | 3850 | 76
PZU429EK | Infinilux Corporation | Infinilux CS1, CS2 50W series Series | CS1DXX15-05 (4000K)-34V | Outdoor Luminaires | Mid Output | Fuel Pump Canopy Luminaires | Standard | TRUE | 5815.3 | 97 | 60.19 | 15 | 0.97 | 3879 | 73 | 5 | 50000 | 7/6/2016 12:00:00 AM | Dimmable | Continuous Below 10 | No | Product updated on 9/27/2016 | 4 | 5815.3 | 96.62 | 60.19 | 15 | 0.97 | 3879 | 73.2
PFT5MN6X | Infinilux Corporation | Infinilux CS1 50W Series | CS1DXX15-05 (5000K) | Outdoor Luminaires | Mid Output | Fuel Pump Canopy Luminaires | Premium | FALSE | [9 empty] | 4/5/2016 12:00:00 AM | Dimmable | Continuous Below 10 | No | Product updated on 9/27/2016 |  | 6205 | 108 | 57 | 9 | 0.99 | 4979 | 73
PJZSXSVE | Infinilux Corporation | Infinilux CS1, CS2 50W series Series | CS1DXX15-05 (5000K)-34V | Outdoor Luminaires | Mid Output | Fuel Pump Canopy Luminaires | Standard | FALSE | [9 empty] | 7/6/2016 12:00:00 AM | Dimmable | Continuous Below 10 | No | Product updated on 9/27/2016 |  | 5856.98 | 96.53 | 60.68 | 14 | 0.97 | 4992 | 73
PJGVRRJE | Infinilux Corporation | Infinilux CS1, CS2 50W series Series | CS2DXX15-05 (4000K)-34V | Outdoor Luminaires | Mid Output | Fuel Pump Canopy Luminaires | Standard | FALSE | [9 empty] | 7/6/2016 12:00:00 AM | Dimmable | Continuous Below 10 | No | Product updated on 9/27/2016 |  | 5815.3 | 96.62 | 60.19 | 15 | 0.97 | 3879 | 73.2
PB4ABRZ3 | Infinilux Corporation | Infinilux CS1, CS2 50W series Series | CS2DXX15-05 (5000K)-34V | Outdoor Luminaires | Mid Output | Fuel Pump Canopy Luminaires | Standard | FALSE | [9 empty] | 7/6/2016 12:00:00 AM | Dimmable | Continuous Below 10 | No | Product updated on 9/27/2016 |  | 5856.98 | 96.53 | 60.68 | 14 | 0.97 | 4992 | 73
PUTJN4E3 | Infinilux Corporation | Infinilux CS2 50W Series | CS2DXX15-05 (4000K) | Outdoor Luminaires | Mid Output | Fuel Pump Canopy Luminaires | Premium | FALSE | [9 empty] | 4/5/2016 12:00:00 AM | Dimmable | Continuous Below 10 | No | Product updated on 9/27/2016 |  | 6011 | 105 | 57 | 9 | 0.99 | 3850 | 76
PRU7QF4G | Infinilux Corporation | Infinilux CS2 50W Series | CS2DXX15-05 (5000K) | Outdoor Luminaires | Mid Output | Fuel Pump Canopy Luminaires | Premium | FALSE | [9 empty] | 4/5/2016 12:00:00 AM | Dimmable | Continuous Below 10 | No | Product updated on 9/27/2016 |  | 6205 | 108 | 57 | 9 | 0.99 | 4979 | 73
PV3H1QPK | Infinilux Corporation | Infinilux CS1 40W Series | CS1DXX10-05 (4000K) | Outdoor Luminaires | Low Output | Fuel Pump Canopy Luminaires | Premium | TRUE | 4845.9 | 115 | 42 | 14 | 0.93 | 3826 | 76 | 5 | 50000 | 4/5/2016 12:00:00 AM | Dimmable | Continuous Below 10 | No | Product updated on 9/27/2016 | 3.1 | 4845 | 115 | 42 | 9 | 0.99 | 3826 | 76
PSF4ZWZY | Infinilux Corporation | Infinilux CS1, CS2 40W Series | CS1DXX10-05 (4000K)-34V | Outdoor Luminaires | Low Output | Fuel Pump Canopy Luminaires | Standard | TRUE | 4720.63 | 103 | 45.73 | 21 | 0.97 | 3849 | 73 | 5 | 50000 | 7/6/2016 12:00:00 AM | Dimmable | Continuous Below 10 | No | Product updated on 9/27/2016 | 4 | 4720.63 | 103.23 | 45.73 | 21 | 0.97 | 3849 | 73
P37M7SGU | Infinilux Corporation | Infinilux CS1 40W Series | CS1DXX10-05 (5000K) | Outdoor Luminaires | Low Output | Fuel Pump Canopy Luminaires | Premium | FALSE | [9 empty] | 4/5/2016 12:00:00 AM | Dimmable | Continuous Below 10 | No | Product updated on 9/27/2016 |  | 4944 | 117 | 42 | 9 | 0.99 | 4944 | 73
PS8WE2SH | Infinilux Corporation | Infinilux CS1, CS2 40W Series | CS1DXX10-05 (5000K)-34V | Outdoor Luminaires | Low Output | Fuel Pump Canopy Luminaires | Standard | FALSE | [9 empty] | 7/6/2016 12:00:00 AM | Dimmable | Continuous Below 10 | No | Product updated on 9/27/2016 |  | 4784.84 | 104.05 | 45.98 | 19 | 0.96 | 4953 | 72.6
P4WP2X34 | Infinilux Corporation | Infinilux CS1, CS2 40W Series | CS2DXX10-05 (4000K)-34V | Outdoor Luminaires | Low Output | Fuel Pump Canopy Luminaires | Standard | FALSE | [9 empty] | 7/6/2016 12:00:00 AM | Dimmable | Continuous Below 10 | No | Product updated on 9/27/2016 |  | 4720.63 | 103.23 | 45.73 | 21 | 0.97 | 3849 | 73
P57ZBE9M | Infinilux Corporation | Infinilux CS1, CS2 40W Series | CS2DXX10-05 (5000K)-34V | Outdoor Luminaires | Low Output | Fuel Pump Canopy Luminaires | Standard | FALSE | [9 empty] | 7/6/2016 12:00:00 AM | Dimmable | Continuous Below 10 | No | Product updated on 9/27/2016 |  | 4784.84 | 104.05 | 45.98 | 19 | 0.96 | 4953 | 72.6
PRWJBJUN | Infinilux Corporation | Infinilux CS2 40W Series | CS2DXX10-05 (4000K) | Outdoor Luminaires | Low Output | Fuel Pump Canopy Luminaires | Premium | FALSE | [9 empty] | 4/5/2016 12:00:00 AM | Dimmable | Continuous Below 10 | No | Product updated on 9/27/2016 |  | 4845 | 115 | 42 | 9 | 0.99 | 3826 | 76
P3H37Q44 | Infinilux Corporation | Infinilux CS2 40W Series | CS2DXX10-05 (5000K) | Outdoor Luminaires | Low Output | Fuel Pump Canopy Luminaires | Premium | FALSE | [9 empty] | 4/5/2016 12:00:00 AM | Dimmable | Continuous Below 10 | No | Product updated on 9/27/2016 |  | 4944 | 117 | 42 | 9 | 0.99 | 4944 | 73
PFB9619S | Infinilux Corporation | Infinilux CR2 Series | CR2DXX30-05 (4000K) | Outdoor Luminaires | High Output | Fuel Pump Canopy Luminaires | Standard | TRUE | 16610.21 | 97 | 170.69 | 11 | 0.95 | 4065 | 85 | 5 |  | 6/5/2013 12:00:00 AM | Dimmable | Continuous Below 10 | No |  | 3.1 | 15920 | 97.37 | 163.5 | 7.75 | 0.99 | 3994 | 83.8
P6M4YT31 | Infinilux Corporation | Infinilux CR2 Series | CR2DXX30-05 (5000K) | Outdoor Luminaires | High Output | Fuel Pump Canopy Luminaires | Standard | FALSE | [9 empty] | 6/5/2013 12:00:00 AM | Dimmable | Continuous Below 10 | No |  |  | 16860 | 101 | 166.3 | 7.75 | 0.99 | 5110 | 73.4
PDW4M4KDH | Infinilux Corporation | Infinilux CLSD Series | CLSDXX36-02 (4000K) | Outdoor Luminaires | Low Output | Fuel Pump Canopy Luminaires | Standard | TRUE | 4208.8 | 103 | 41.03 | 10 | 0.95 | 4110 | 73 | 5 | 190000 | 12/8/2014 12:00:00 AM | Dimmable | Continuous Below 10 | Not Yet Verified |  | 2.1 | 4208 | 103 | 41 |  |  | 4000
P68H7R6D | Infinilux Corporation | Infinilux CLRD Series | CLRDXX36-02 (4000K) | Outdoor Luminaires | Low Output | Fuel Pump Canopy Luminaires | Standard | FALSE | [9 empty] | 4/28/2015 12:00:00 AM | Dimmable | Continuous Below 10 | Not Yet Verified |  |  | 4208 | 103 | 41 |  |  | 4000
PHB1XATC | Infinilux Corporation | Infinilux CLRD Series | CLRDXX36-02 (5000K) | Outdoor Luminaires | Low Output | Fuel Pump Canopy Luminaires | Standard | FALSE | [9 empty] | 4/28/2015 12:00:00 AM | Dimmable | Continuous Below 10 | Not Yet Verified |  |  | 4208 | 103 | 41 |  |  | 4889 | 71
PAUXKWUJ | Infinilux Corporation | Infinilux CLSD Series | CHSDXX36-02 (5000K) | Outdoor Luminaires | Low Output | Fuel Pump Canopy Luminaires | Standard | FALSE | [9 empty] | 10/29/2015 12:00:00 AM | Dimmable | Continuous Below 10 | No |  |  | 4496 | 110 | 41 | 10 | 0.95 | 4889 | 73
PUMN2V3Z | Infinilux Corporation | Infinilux CLSD Series | CHSDXX36-02 (4000K) | Outdoor Luminaires | Low Output | Fuel Pump Canopy Luminaires | Standard | FALSE | [9 empty] | 10/29/2015 12:00:00 AM | Dimmable | Continuous Below 10 | No |  |  | 4208 | 103 | 41 | 10 | 0.95 | 4000 | 73
PWQ9AUDZY | Infinilux Corporation | Infinilux CLSD Series | CLSDXX36-02 (5000K) | Outdoor Luminaires | Low Output | Fuel Pump Canopy Luminaires | Standard | FALSE | [9 empty] | 12/8/2014 12:00:00 AM | Dimmable | Continuous Below 10 | Not Yet Verified |  |  | 4208 | 103 | 41 |  |  | 4889 | 71
PEY43SF27 | Infinilux Corporation | Infinilux CLSD Series | CLSDXX48-02 (4000K) | Outdoor Luminaires | Mid Output | Fuel Pump Canopy Luminaires | Standard | TRUE | 5564.22 | 104 | 53.6 | 15 | 0.88 | 4107 | 73 | 5 | 190000 | 12/8/2014 12:00:00 AM | Dimmable | Continuous Above 10 | Not Yet Verified |  | 2.1 | 5564 | 104 | 54 | 12 | 0.93 | 4000 | 73
PPT921CH | Infinilux Corporation | Infinilux CLRD Series | CLRDXX48-02 (4000K) | Outdoor Luminaires | Mid Output | Fuel Pump Canopy Luminaires | Standard | FALSE | [9 empty] | 4/28/2015 12:00:00 AM | Dimmable | Continuous Above 10 | Not Yet Verified |  |  | 5564 | 104 | 54 | 12 | 0.93 | 4000 | 73
P8FV61GY | Infinilux Corporation | Infinilux CLRD Series | CLRDXX48-02 (5000K) | Outdoor Luminaires | Mid Output | Fuel Pump Canopy Luminaires | Standard | FALSE | [9 empty] | 4/28/2015 12:00:00 AM | Dimmable | Continuous Above 10 | Not Yet Verified |  |  | 5564 | 104 | 54 | 12 | 0.93 | 4889 | 71
PSX5647T4 | Infinilux Corporation | Infinilux CLSD Series | CLSDXX64-02 (5000K) | Outdoor Luminaires | Mid Output | Fuel Pump Canopy Luminaires | Standard | FALSE | [9 empty] | 12/8/2014 12:00:00 AM | Dimmable | Continuous Above 10 | Not Yet Verified |  |  | 7297 | 102 | 72 | 12 | 0.93 | 4889 | 71
PK1ECUWSN | Infinilux Corporation | Infinilux CLSD Series | CLSDXX48-02 (5000K) | Outdoor Luminaires | Mid Output | Fuel Pump Canopy Luminaires | Standard | FALSE | [9 empty] | 12/8/2014 12:00:00 AM | Dimmable | Continuous Above 10 | Not Yet Verified |  |  | 5564 | 104 | 54 | 12 | 0.93 | 4889 | 71
P3F6UX66 | Infinilux Corporation | Infinilux CLSD Series | CHSDXX48-02 (4000K) | Outdoor Luminaires | Mid Output | Fuel Pump Canopy Luminaires | Standard | FALSE | [9 empty] | 10/29/2015 12:00:00 AM | Dimmable | Continuous Above 10 | No |  |  | 5564 | 104 | 54 | 15 | 0.88 | 4000 | 73
PVU4ZF6U | Infinilux Corporation | Infinilux CLSD Series | CHSDXX48-02 (5000K) | Outdoor Luminaires | Mid Output | Fuel Pump Canopy Luminaires | Standard | FALSE | [9 empty] | 10/29/2015 12:00:00 AM | Dimmable | Continuous Above 10 | No |  |  | 5948 | 110 | 54 | 15 | 0.88 | 4889 | 73
PAYKZ339 | Infinilux Corporation | Infinilux CLSD Series | CHSDXX64-02 (5000K) | Outdoor Luminaires | Mid Output | Fuel Pump Canopy Luminaires | Standard | FALSE | [9 empty] | 10/29/2015 12:00:00 AM | Dimmable | Continuous Above 10 | No |  |  | 7809 | 108 | 72 | 12 | 0.93 | 4889 | 73
P4UF1HVBS | Infinilux Corporation | Infinilux CLSD Series | CLSDXX64-02 (4000K) | Outdoor Luminaires | Mid Output | Fuel Pump Canopy Luminaires | Standard | TRUE | 7297.62 | 102 | 71.47 | 12 | 0.93 | 4121 | 73 | 5 | 190000 | 12/8/2014 12:00:00 AM | Dimmable | Continuous Below 10 | Not Yet Verified |  | 2.1 | 7297 | 102 | 72 | 12 | 0.93 | 4000 | 71
P7XXZCKZ | Infinilux Corporation | Infinilux CLRD Series | CLRDXX64-02 (4000K) | Outdoor Luminaires | Mid Output | Fuel Pump Canopy Luminaires | Standard | FALSE | [9 empty] | 4/28/2015 12:00:00 AM | Dimmable | Continuous Below 10 | Not Yet Verified |  |  | 7297 | 102 | 72 | 12 | 0.93 | 4000 | 73
PFDM6NUJ | Infinilux Corporation | Infinilux CLRD Series | CLRDXX64-02 (5000K) | Outdoor Luminaires | Mid Output | Fuel Pump Canopy Luminaires | Standard | FALSE | [9 empty] | 4/28/2015 12:00:00 AM | Dimmable | Continuous Below 10 | Not Yet Verified |  |  | 7297 | 102 | 72 | 12 | 0.93 | 4889 | 71
PW9J86DY | Infinilux Corporation | Infinilux CLSD Series | CHSDXX64-02 (4000K) | Outdoor Luminaires | Mid Output | Fuel Pump Canopy Luminaires | Standard | FALSE | [9 empty] | 10/29/2015 12:00:00 AM | Dimmable | Continuous Above 10 | No |  |  | 7297 | 102 | 72 | 12 | 0.93 | 4000 | 73
PQ8UWRSPD | Infinilux Corporation | Infinilux CLSD Series | CLSDXX20-02 (4000K) | Outdoor Luminaires | Low Output | Fuel Pump Canopy Luminaires | Standard | TRUE | 2391.94 | 103 | 23.13 | 12 | 0.89 | 4134 | 73 |  | 190000 | 12/8/2014 12:00:00 AM | Dimmable | Continuous Below 10 | Not Yet Verified |  | 2.1 | 2392 | 103 | 23 |  |  | 4000
PT6GM2X1 | Infinilux Corporation | Infinilux CLRD Series | CLRDXX20-02 (4000K) | Outdoor Luminaires | Low Output | Fuel Pump Canopy Luminaires | Standard | FALSE | [9 empty] | 4/28/2015 12:00:00 AM | Dimmable | Continuous Below 10 | Not Yet Verified |  |  | 2392 | 103 | 23 |  |  | 4000
P6QAVE9D | Infinilux Corporation | Infinilux CLRD Series | CLRDXX20-02 (5000K) | Outdoor Luminaires | Low Output | Fuel Pump Canopy Luminaires | Standard | FALSE | [9 empty] | 4/28/2015 12:00:00 AM | Dimmable | Continuous Below 10 | Not Yet Verified |  |  | 2320 | 103 | 23 |  |  | 4889 | 71
PBY1PW8Z | Infinilux Corporation | Infinilux CLSD Series | CHSDXX20-02 (5000K) | Outdoor Luminaires | Low Output | Fuel Pump Canopy Luminaires | Standard | FALSE | [9 empty] | 10/29/2015 12:00:00 AM | Dimmable | Continuous Below 10 | No |  |  | 2552 | 111 | 23 | 12 | 0.89 | 4889 | 73
P8B4JUFW9 | Infinilux Corporation | Infinilux CLSD Series | CLSDXX20-02 (5000K) | Outdoor Luminaires | Low Output | Fuel Pump Canopy Luminaires | Standard | FALSE | [9 empty] | 12/8/2014 12:00:00 AM | Dimmable | Continuous Below 10 | Not Yet Verified |  |  | 2320 | 103 | 23 |  |  | 4889 | 71
P9GWEED3 | Infinilux Corporation | Infinilux CLSD Series | CHSDXX20-02 (4000K) | Outdoor Luminaires | Low Output | Fuel Pump Canopy Luminaires | Standard | FALSE | [9 empty] | 10/29/2015 12:00:00 AM | Dimmable | Continuous Below 10 | No |  |  | 2392 | 103 | 23 | 12 | 0.89 | 4000 | 73
P4J7T5WS9 | Infinilux Corporation | Infinilux CLSP Series | CLSPXX64-02 (4000K) | Outdoor Luminaires | Mid Output | Fuel Pump Canopy Luminaires | Standard | TRUE | 7603.55 | 106 | 72.06 | 14 | 0.92 | 4101 | 74 | 5 | 190000 | 1/15/2015 12:00:00 AM | Dimmable | Continuous Below 10 | Not Yet Verified |  | 2.1 | 7604 | 106 | 72 |  |  | 4000
PQT63Q6V | Infinilux Corporation | Infinilux CLSP Series | CLRPXX64-02 (5000K) | Outdoor Luminaires | Mid Output | Fuel Pump Canopy Luminaires | Standard | FALSE | [9 empty] | 2/11/2015 12:00:00 AM | Dimmable | Continuous Below 10 | Not Yet Verified |  |  | 8364 | 116 | 72 |  |  | 5000
PEMGE1MM | Infinilux Corporation | Infinilux CLSP Series | CRSPXX64-02 (5000K)-C01 | Outdoor Luminaires | Mid Output | Fuel Pump Canopy Luminaires | Standard | FALSE | [9 empty] | 1/15/2015 12:00:00 AM | Dimmable | Continuous Below 10 | Not Yet Verified |  |  | 8364 | 116 | 72 |  |  | 5000
PZ3FV1XEB | Infinilux Corporation | Infinilux CLSP Series | CLSPXX64-02 (5000K) | Outdoor Luminaires | Mid Output | Fuel Pump Canopy Luminaires | Standard | FALSE | [9 empty] | 1/15/2015 12:00:00 AM | Dimmable | Continuous Below 10 | Not Yet Verified |  |  | 8364 | 116 | 72 |  |  | 5000
PBSNMMM2 | Infinilux Corporation | Infinilux CLSP Series | CRSPXX64-02 (4000K)-C01 | Outdoor Luminaires | Mid Output | Fuel Pump Canopy Luminaires | Standard | FALSE | [9 empty] | 1/15/2015 12:00:00 AM | Dimmable | Continuous Below 10 | Not Yet Verified |  |  | 7604 | 106 | 72 |  |  | 4000
PA2TGSZY9 | Infinilux Corporation | Infinilux CLSP Series | CLSPXX20-02 (4000K) | Outdoor Luminaires | Low Output | Fuel Pump Canopy Luminaires | Standard | TRUE | 2451.41 | 107 | 22.96 | 13 | 0.9 | 4072 | 74 | 5 | 190000 | 1/15/2015 12:00:00 AM | Dimmable | Continuous Below 10 | Not Yet Verified |  | 2.1 | 2451 | 107 | 23 |  |  | 4000
PYB4FJR2 | Infinilux Corporation | Infinilux CLRP Series | CLRPXX20-02 (4000K) | Outdoor Luminaires | Low Output | Fuel Pump Canopy Luminaires | Standard | FALSE | [9 empty] | 3/5/2015 12:00:00 AM | Dimmable | Continuous Below 10 | Not Yet Verified |  |  | 2451 | 107 | 23 |  |  | 4000
PVME5MDD | Infinilux Corporation | Infinilux CLSP Series | CLRPXX20-02 (5000K) | Outdoor Luminaires | Low Output | Fuel Pump Canopy Luminaires | Standard | FALSE | [9 empty] | 2/11/2015 12:00:00 AM | Dimmable | Continuous Below 10 | Not Yet Verified |  |  | 2696 | 117 | 23 |  |  | 5000
PJ462YTAT | Infinilux Corporation | Infinilux CLSP Series | CLSPXX20-02 (5000K) | Outdoor Luminaires | Low Output | Fuel Pump Canopy Luminaires | Standard | FALSE | [9 empty] | 1/15/2015 12:00:00 AM | Dimmable | Continuous Below 10 | Not Yet Verified |  |  | 2696 | 117 | 23 |  |  | 5000
PR8VAGRA | Infinilux Corporation | Infinilux CLSP Series | CRSPXX20-02 (4000K)-C01 | Outdoor Luminaires | Low Output | Fuel Pump Canopy Luminaires | Standard | FALSE | [9 empty] | 1/15/2015 12:00:00 AM | Dimmable | Continuous Below 10 | Not Yet Verified |  |  | 2451 | 107 | 23 |  |  | 4000
PC76RFHM | Infinilux Corporation | Infinilux CLSP Series | CRSPXX20-02 (5000K)-C01 | Outdoor Luminaires | Low Output | Fuel Pump Canopy Luminaires | Standard | FALSE | [9 empty] | 1/15/2015 12:00:00 AM | Dimmable | Continuous Below 10 | Not Yet Verified |  |  | 2696 | 117 | 23 |  |  | 5000
P00000WSC | Infinilux Corporation | Infinilux | CFSPXX20-02 (4000K) C01 | Outdoor Luminaires | Low Output | Fuel Pump Canopy Luminaires | Standard | TRUE | 2318.85 | 100 | 22.95 | 13 | 0.91 | 4027 | 77 | 5 | 50000 | 12/27/2013 12:00:00 AM | Not Yet Verified | Not Yet Verified | Not Yet Verified |  | 2.1 | 2318.85 | 100 | 20 | 13 | 0.91 | 4000
P00000WTI | Infinilux Corporation | Infinilux | CFSPXX64-02 (5000K) - Y | Outdoor Luminaires | Mid Output | Fuel Pump Canopy Luminaires | Standard | FALSE | [9 empty] | 12/27/2013 12:00:00 AM | Not Yet Verified | Not Yet Verified | Not Yet Verified |  |  | 7698.02 | 106 | 72.37 | 14 | 0.95 | 5000
P00000WTB | Infinilux Corporation | Infinilux | CFSPXX20-02 (4000K) C02 | Outdoor Luminaires | Low Output | Fuel Pump Canopy Luminaires | Standard | FALSE | [9 empty] | 12/27/2013 12:00:00 AM | Not Yet Verified | Not Yet Verified | Not Yet Verified |  |  | 2634.87 | 100 | 26.27 | 24 | 0.96 | 4000
P00000WTJ | Infinilux Corporation | Infinilux | CFSPXX20-02 (4000K) - Y - C01 | Outdoor Luminaires | Low Output | Fuel Pump Canopy Luminaires | Standard | FALSE | [9 empty] | 12/27/2013 12:00:00 AM | Not Yet Verified | Not Yet Verified | Not Yet Verified |  |  | 2634.87 | 100 | 26.27 | 24 | 0.96 | 4000
P00000WTK | Infinilux Corporation | Infinilux | CFSPXX20-02 (5000K) - Y - C01 | Outdoor Luminaires | Low Output | Fuel Pump Canopy Luminaires | Standard | FALSE | [9 empty] | 12/27/2013 12:00:00 AM | Not Yet Verified | Not Yet Verified | Not Yet Verified |  |  | 2634.87 | 100 | 26.27 | 24 | 0.96 | 5000
P00000WTW | Infinilux Corporation | Infinilux | CFSPXX36-02 (5000K) - Y - C01 | Outdoor Luminaires | Low Output | Fuel Pump Canopy Luminaires | Standard | FALSE | [9 empty] | 12/27/2013 12:00:00 AM | Not Yet Verified | Not Yet Verified | Not Yet Verified |  |  | 4296.46 | 95 | 45.01 | 16 | 0.98 | 5000
P00000WTP | Infinilux Corporation | Infinilux | CFSPXX64-02 (4000K) - Y - C02 | Outdoor Luminaires | Mid Output | Fuel Pump Canopy Luminaires | Standard | FALSE | [9 empty] | 12/27/2013 12:00:00 AM | Not Yet Verified | Not Yet Verified | Not Yet Verified |  |  | 7206.17 | 93 | 77.12 | 14 | 0.95 | 4000
P00000WTT | Infinilux Corporation | Infinilux | CFSPXX48-02 (4000K) - Y | Outdoor Luminaires | Mid Output | Fuel Pump Canopy Luminaires | Standard | FALSE | [9 empty] | 12/27/2013 12:00:00 AM | Not Yet Verified | Not Yet Verified | Not Yet Verified |  |  | 6241.86 | 102 | 61.01 | 17 | 0.92 | 4000
P00000WTX | Infinilux Corporation | Infinilux | CFSPXX48-02 (4000K) - Y - C01 | Outdoor Luminaires | Mid Output | Fuel Pump Canopy Luminaires | Standard | FALSE | [9 empty] | 12/27/2013 12:00:00 AM | Not Yet Verified | Not Yet Verified | Not Yet Verified |  |  | 6241.86 | 102 | 61.01 | 17 | 0.92 | 4000
P00000WT8 | Infinilux Corporation | Infinilux | CFSPXX20-02 (5000K) C01 | Outdoor Luminaires | Low Output | Fuel Pump Canopy Luminaires | Standard | FALSE | [9 empty] | 12/27/2013 12:00:00 AM | Not Yet Verified | Not Yet Verified | Not Yet Verified |  |  | 2634.87 | 100 | 26.27 | 24 | 0.96 | 5000
P00000WTV | Infinilux Corporation | Infinilux | CFSPXX36-02 (4000K) - Y - C01 | Outdoor Luminaires | Low Output | Fuel Pump Canopy Luminaires | Standard | FALSE | [9 empty] | 12/27/2013 12:00:00 AM | Not Yet Verified | Not Yet Verified | Not Yet Verified |  |  | 4296.46 | 95 | 45.01 | 16 | 0.98 | 4000
P00000WTY | Infinilux Corporation | Infinilux | CFSPXX48-02 (5000K) - Y - C01 | Outdoor Luminaires | Mid Output | Fuel Pump Canopy Luminaires | Standard | FALSE | [9 empty] | 12/27/2013 12:00:00 AM | Not Yet Verified | Not Yet Verified | Not Yet Verified |  |  | 6241.86 | 102 | 61.01 | 17 | 0.92 | 5000
P00000WTH | Infinilux Corporation | Infinilux | CFSPXX64-02 (4000K) - Y | Outdoor Luminaires | Mid Output | Fuel Pump Canopy Luminaires | Standard | FALSE | [9 empty] | 12/27/2013 12:00:00 AM | Not Yet Verified | Not Yet Verified | Not Yet Verified |  |  | 7206.17 | 93 | 77.12 | 14 | 0.95 | 4000
P00000WTS | Infinilux Corporation | Infinilux | CFSPXX36-02 (5000K) - Y | Outdoor Luminaires | Low Output | Fuel Pump Canopy Luminaires | Standard | FALSE | [9 empty] | 12/27/2013 12:00:00 AM | Not Yet Verified | Not Yet Verified | Not Yet Verified |  |  | 4296.46 | 95 | 45.01 | 16 | 0.98 | 5000
P00000WTA | Infinilux Corporation | Infinilux | CFSPXX64-02 (5000K) C01 | Outdoor Luminaires | Mid Output | Fuel Pump Canopy Luminaires | Standard | FALSE | [9 empty] | 12/27/2013 12:00:00 AM | Not Yet Verified | Not Yet Verified | Not Yet Verified |  |  | 7698.02 | 106 | 72.37 | 14 | 0.95 | 5000
P00000WT9 | Infinilux Corporation | Infinilux | CFSPXX64-02 (4000K) C01 | Outdoor Luminaires | Mid Output | Fuel Pump Canopy Luminaires | Standard | FALSE | [9 empty] | 12/27/2013 12:00:00 AM | Not Yet Verified | Not Yet Verified | Not Yet Verified |  |  | 7206.17 | 93 | 77.12 | 14 | 0.95 | 4000
P00000WTD | Infinilux Corporation | Infinilux | CFSPXX64-02 (4000K) C02 | Outdoor Luminaires | Mid Output | Fuel Pump Canopy Luminaires | Standard | FALSE | [9 empty] | 12/27/2013 12:00:00 AM | Not Yet Verified | Not Yet Verified | Not Yet Verified |  |  | 7206.17 | 93 | 77.12 | 14 | 0.95 | 4000
P00000WTE | Infinilux Corporation | Infinilux | CFSPXX64-02 (5000K) C02 | Outdoor Luminaires | Mid Output | Fuel Pump Canopy Luminaires | Standard | FALSE | [9 empty] | 12/27/2013 12:00:00 AM | Not Yet Verified | Not Yet Verified | Not Yet Verified |  |  | 7698.02 | 106 | 72.37 | 14 | 0.95 | 5000
P00000WTL | Infinilux Corporation | Infinilux | CFSPXX64-02 (4000K) - Y - C01 | Outdoor Luminaires | Mid Output | Fuel Pump Canopy Luminaires | Standard | FALSE | [9 empty] | 12/27/2013 12:00:00 AM | Not Yet Verified | Not Yet Verified | Not Yet Verified |  |  | 7206.17 | 93 | 77.12 | 14 | 0.95 | 4000
P00000WTF | Infinilux Corporation | Infinilux | CFSPXX20-02 (4000K) - Y | Outdoor Luminaires | Low Output | Fuel Pump Canopy Luminaires | Standard | FALSE | [9 empty] | 12/27/2013 12:00:00 AM | Not Yet Verified | Not Yet Verified | Not Yet Verified |  |  | 2634.87 | 100 | 26.27 | 24 | 0.96 | 4000
P00000WTN | Infinilux Corporation | Infinilux | CFSPXX20-02 (4000K) - Y - C02 | Outdoor Luminaires | Low Output | Fuel Pump Canopy Luminaires | Standard | FALSE | [9 empty] | 12/27/2013 12:00:00 AM | Not Yet Verified | Not Yet Verified | Not Yet Verified |  |  | 2634.87 | 100 | 26.27 | 24 | 0.96 | 4000
P00000WTO | Infinilux Corporation | Infinilux | CFSPXX20-02 (5000K) - Y - C02 | Outdoor Luminaires | Low Output | Fuel Pump Canopy Luminaires | Standard | FALSE | [9 empty] | 12/27/2013 12:00:00 AM | Not Yet Verified | Not Yet Verified | Not Yet Verified |  |  | 2634.87 | 100 | 26.27 | 24 | 0.96 | 5000
P00000WTR | Infinilux Corporation | Infinilux | CFSPXX36-02 (4000K) - Y | Outdoor Luminaires | Low Output | Fuel Pump Canopy Luminaires | Standard | FALSE | [9 empty] | 12/27/2013 12:00:00 AM | Not Yet Verified | Not Yet Verified | Not Yet Verified |  |  | 4296.46 | 95 | 45.01 | 16 | 0.98 | 4000
P00000WTZ | Infinilux Corporation | Infinilux | CFSPXX36-02 (4000K) - Y - C02 | Outdoor Luminaires | Low Output | Fuel Pump Canopy Luminaires | Standard | FALSE | [9 empty] | 12/27/2013 12:00:00 AM | Not Yet Verified | Not Yet Verified | Not Yet Verified |  |  | 4296.46 | 95 | 45.01 | 16 | 0.98 | 4000
P00000WU1 | Infinilux Corporation | Infinilux | CFSPXX48-02 (4000K) - Y - C02 | Outdoor Luminaires | Mid Output | Fuel Pump Canopy Luminaires | Standard | FALSE | [9 empty] | 12/27/2013 12:00:00 AM | Not Yet Verified | Not Yet Verified | Not Yet Verified |  |  | 6241.86 | 102 | 61.01 | 17 | 0.92 | 4000
P00000WU2 | Infinilux Corporation | Infinilux | CFSPXX48-02 (5000K) - Y - C02 | Outdoor Luminaires | Mid Output | Fuel Pump Canopy Luminaires | Standard | FALSE | [9 empty] | 12/27/2013 12:00:00 AM | Not Yet Verified | Not Yet Verified | Not Yet Verified |  |  | 6241.86 | 102 | 61.01 | 17 | 0.92 | 5000
P00000WTQ | Infinilux Corporation | Infinilux | CFSPXX64-02 (5000K) - Y - C02 | Outdoor Luminaires | Mid Output | Fuel Pump Canopy Luminaires | Standard | FALSE | [9 empty] | 12/27/2013 12:00:00 AM | Not Yet Verified | Not Yet Verified | Not Yet Verified |  |  | 7698.02 | 106 | 72.37 | 14 | 0.95 | 5000
P00000WTU | Infinilux Corporation | Infinilux | CFSPXX48-02 (5000K) - Y | Outdoor Luminaires | Mid Output | Fuel Pump Canopy Luminaires | Standard | FALSE | [9 empty] | 12/27/2013 12:00:00 AM | Not Yet Verified | Not Yet Verified | Not Yet Verified |  |  | 6241.86 | 102 | 61.01 | 17 | 0.92 | 5000
P00000WU0 | Infinilux Corporation | Infinilux | CFSPXX36-02 (5000K) - Y - C02 | Outdoor Luminaires | Low Output | Fuel Pump Canopy Luminaires | Standard | FALSE | [9 empty] | 12/27/2013 12:00:00 AM | Not Yet Verified | Not Yet Verified | Not Yet Verified |  |  | 4296.46 | 95 | 45.01 | 16 | 0.98 | 5000
P00000WTC | Infinilux Corporation | Infinilux | CFSPXX20-02 (5000K) C02 | Outdoor Luminaires | Low Output | Fuel Pump Canopy Luminaires | Standard | FALSE | [9 empty] | 12/27/2013 12:00:00 AM | Not Yet Verified | Not Yet Verified | Not Yet Verified |  |  | 2634.87 | 100 | 26.27 | 24 | 0.96 | 5000
P00000WTM | Infinilux Corporation | Infinilux | CFSPXX64-02 (5000K) - Y - C01 | Outdoor Luminaires | Mid Output | Fuel Pump Canopy Luminaires | Standard | FALSE | [9 empty] | 12/27/2013 12:00:00 AM | Not Yet Verified | Not Yet Verified | Not Yet Verified |  |  | 7698.02 | 106 | 72.37 | 14 | 0.95 | 5000
P00000WTG | Infinilux Corporation | Infinilux | CFSPXX20-02 (5000K) - Y | Outdoor Luminaires | Low Output | Fuel Pump Canopy Luminaires | Standard | FALSE | [9 empty] | 12/27/2013 12:00:00 AM | Not Yet Verified | Not Yet Verified | Not Yet Verified |  |  | 2634.87 | 100 | 26.27 | 24 | 0.96 | 5000
P00000WU7 | Infinilux Corporation | Infinilux CFSD Series | CFSDXX36-02 (4000K) | Outdoor Luminaires | Low Output | Fuel Pump Canopy Luminaires | Standard | TRUE | 3690.95 | 88 | 41.96 | 9 | 0.95 | 4026 | 81 | 5 | 50000 | 6/2/2014 12:00:00 AM | Not Yet Verified | Not Yet Verified | Not Yet Verified |  | 2.1 | 3690 | 88 | 42 | 9 | 0.95 | 4000 | 81
P00000WU8 | Infinilux Corporation | Infinilux CFSD Series | CFSDXX36-02 (5000K) | Outdoor Luminaires | Low Output | Fuel Pump Canopy Luminaires | Standard | FALSE | [9 empty] | 6/2/2014 12:00:00 AM | Not Yet Verified | Not Yet Verified | Not Yet Verified |  |  | 3690 | 88 | 42 | 9 | 0.95 | 5000 | 81
P00000WUB | Infinilux Corporation | Infinilux CFSD Series | CFSDXX36-02 (4000K)-C01 | Outdoor Luminaires | Low Output | Fuel Pump Canopy Luminaires | Standard | FALSE | [9 empty] | 6/2/2014 12:00:00 AM | Not Yet Verified | Not Yet Verified | Not Yet Verified |  |  | 3690 | 88 | 42 | 9 | 0.95 | 4000 | 81
P00000WUG | Infinilux Corporation | Infinilux CFSD Series | CFSDXX36-02 (5000K)-C02 | Outdoor Luminaires | Low Output | Fuel Pump Canopy Luminaires | Standard | FALSE | [9 empty] | 6/2/2014 12:00:00 AM | Not Yet Verified | Not Yet Verified | Not Yet Verified |  |  | 3690 | 88 | 42 | 9 | 0.95 | 5000 | 81
P00000WUH | Infinilux Corporation | Infinilux CFSD Series | CFSDXX36-02 (4000K) - Y-C02 | Outdoor Luminaires | Low Output | Fuel Pump Canopy Luminaires | Standard | FALSE | [9 empty] | 6/2/2014 12:00:00 AM | Not Yet Verified | Not Yet Verified | Not Yet Verified |  |  | 4296 | 95 | 45 | 16 | 0.98 | 4000 | 81
P00000WU9 | Infinilux Corporation | Infinilux CFSD Series | CFSDXX36-02 (4000K) - Y | Outdoor Luminaires | Low Output | Fuel Pump Canopy Luminaires | Standard | FALSE | [9 empty] | 6/2/2014 12:00:00 AM | Not Yet Verified | Not Yet Verified | Not Yet Verified |  |  | 4296 | 95 | 45 | 16 | 0.98 | 4000 | 81
P00000WUC | Infinilux Corporation | Infinilux CFSD Series | CFSDXX36-02 (5000K)-C01 | Outdoor Luminaires | Low Output | Fuel Pump Canopy Luminaires | Standard | FALSE | [9 empty] | 6/2/2014 12:00:00 AM | Not Yet Verified | Not Yet Verified | Not Yet Verified |  |  | 3690 | 88 | 42 | 9 | 0.95 | 5000 | 81
P00000WUE | Infinilux Corporation | Infinilux CFSD Series | CFSDXX36-02 (5000K) - Y-C01 | Outdoor Luminaires | Low Output | Fuel Pump Canopy Luminaires | Standard | FALSE | [9 empty] | 6/2/2014 12:00:00 AM | Not Yet Verified | Not Yet Verified | Not Yet Verified |  |  | 4296 | 95 | 45 | 16 | 0.98 | 5000 | 81
P00000WUF | Infinilux Corporation | Infinilux CFSD Series | CFSDXX36-02 (4000K)-C02 | Outdoor Luminaires | Low Output | Fuel Pump Canopy Luminaires | Standard | FALSE | [9 empty] | 6/2/2014 12:00:00 AM | Not Yet Verified | Not Yet Verified | Not Yet Verified |  |  | 3690 | 88 | 42 | 9 | 0.95 | 4000 | 81
P00000WUA | Infinilux Corporation | Infinilux CFSD Series | CFSDXX36-02 (5000K) - Y | Outdoor Luminaires | Low Output | Fuel Pump Canopy Luminaires | Standard | FALSE | [9 empty] | 6/2/2014 12:00:00 AM | Not Yet Verified | Not Yet Verified | Not Yet Verified |  |  | 4296 | 95 | 45 | 16 | 0.98 | 5000 | 81
P00000WUD | Infinilux Corporation | Infinilux CFSD Series | CFSDXX36-02 (4000K) - Y-C01 | Outdoor Luminaires | Low Output | Fuel Pump Canopy Luminaires | Standard | FALSE | [9 empty] | 6/2/2014 12:00:00 AM | Not Yet Verified | Not Yet Verified | Not Yet Verified |  |  | 4296 | 95 | 45 | 16 | 0.98 | 4000 | 81
P00000WUI | Infinilux Corporation | Infinilux CFSD Series | CFSDXX36-02 (5000K) - Y-C02 | Outdoor Luminaires | Low Output | Fuel Pump Canopy Luminaires | Standard | FALSE | [9 empty] | 6/2/2014 12:00:00 AM | Not Yet Verified | Not Yet Verified | Not Yet Verified |  |  | 4296 | 95 | 45 | 16 | 0.98 | 5000 | 81
P00000WUJ | Infinilux Corporation | Infinilux CFSD Series | CFSDXX48-02 (4000K) | Outdoor Luminaires | Low Output | Fuel Pump Canopy Luminaires | Standard | TRUE | 4742.28 | 86 | 55.17 | 12 | 0.87 | 4163 | 80 | 5 | 50000 | 6/2/2014 12:00:00 AM | Not Yet Verified | Not Yet Verified | Not Yet Verified |  | 2.1 | 4742 | 86 | 55 | 12 | 0.87 | 4000 | 80
P00000WUQ | Infinilux Corporation | Infinilux CFSD Series | CFSDXX48-02 (5000K) - Y-C01 | Outdoor Luminaires | Mid Output | Fuel Pump Canopy Luminaires | Standard | FALSE | [9 empty] | 6/2/2014 12:00:00 AM | Not Yet Verified | Not Yet Verified | Not Yet Verified |  |  | 6241 | 102 | 61 | 17 | 0.92 | 5000 | 80
P00000WUN | Infinilux Corporation | Infinilux CFSD Series | CFSDXX48-02 (4000K)-C01 | Outdoor Luminaires | Low Output | Fuel Pump Canopy Luminaires | Standard | FALSE | [9 empty] | 6/2/2014 12:00:00 AM | Not Yet Verified | Not Yet Verified | Not Yet Verified |  |  | 4742 | 86 | 55.17 | 12 | 0.87 | 4000 | 80
P00000WUO | Infinilux Corporation | Infinilux CFSD Series | CFSDXX48-02 (5000K)-C01 | Outdoor Luminaires | Low Output | Fuel Pump Canopy Luminaires | Standard | FALSE | [9 empty] | 6/2/2014 12:00:00 AM | Not Yet Verified | Not Yet Verified | Not Yet Verified |  |  | 4742 | 86 | 55.17 | 12 | 0.87 | 5000 | 80
P00000WUK | Infinilux Corporation | Infinilux CFSD Series | CFSDXX48-02 (5000K) | Outdoor Luminaires | Low Output | Fuel Pump Canopy Luminaires | Standard | FALSE | [9 empty] | 6/2/2014 12:00:00 AM | Not Yet Verified | Not Yet Verified | Not Yet Verified |  |  | 4742 | 86 | 55.17 | 12 | 0.87 | 5000 | 80
P00000WUU | Infinilux Corporation | Infinilux CFSD Series | CFSDXX48-02 (5000K) - Y-C02 | Outdoor Luminaires | Mid Output | Fuel Pump Canopy Luminaires | Standard | FALSE | [9 empty] | 6/2/2014 12:00:00 AM | Not Yet Verified | Not Yet Verified | Not Yet Verified |  |  | 6241 | 102 | 61 | 17 | 0.92 | 5000 | 80
P00000WUS | Infinilux Corporation | Infinilux CFSD Series | CFSDXX48-02 (5000K)-C02 | Outdoor Luminaires | Low Output | Fuel Pump Canopy Luminaires | Standard | FALSE | [9 empty] | 6/2/2014 12:00:00 AM | Not Yet Verified | Not Yet Verified | Not Yet Verified |  |  | 4742 | 86 | 55.17 | 12 | 0.87 | 5000 | 80
P00000WUL | Infinilux Corporation | Infinilux CFSD Series | CFSDXX48-02 (4000K) - Y | Outdoor Luminaires | Mid Output | Fuel Pump Canopy Luminaires | Standard | FALSE | [9 empty] | 6/2/2014 12:00:00 AM | Not Yet Verified | Not Yet Verified | Not Yet Verified |  |  | 6241 | 102 | 61 | 17 | 0.92 | 4000 | 80
P00000WUM | Infinilux Corporation | Infinilux CFSD Series | CFSDXX48-02 (5000K) - Y | Outdoor Luminaires | Mid Output | Fuel Pump Canopy Luminaires | Standard | FALSE | [9 empty] | 6/2/2014 12:00:00 AM | Not Yet Verified | Not Yet Verified | Not Yet Verified |  |  | 6241 | 102 | 61 | 17 | 0.92 | 5000 | 80
P00000WUT | Infinilux Corporation | Infinilux CFSD Series | CFSDXX48-02 (4000K) - Y-C02 | Outdoor Luminaires | Mid Output | Fuel Pump Canopy Luminaires | Standard | FALSE | [9 empty] | 6/2/2014 12:00:00 AM | Not Yet Verified | Not Yet Verified | Not Yet Verified |  |  | 6241 | 102 | 61 | 17 | 0.92 | 4000 | 80
P00000WUP | Infinilux Corporation | Infinilux CFSD Series | CFSDXX48-02 (4000K) - Y-C01 | Outdoor Luminaires | Mid Output | Fuel Pump Canopy Luminaires | Standard | FALSE | [9 empty] | 6/2/2014 12:00:00 AM | Not Yet Verified | Not Yet Verified | Not Yet Verified |  |  | 6241 | 102 | 61 | 17 | 0.92 | 4000 | 80
P00000WUR | Infinilux Corporation | Infinilux CFSD Series | CFSDXX48-02 (4000K)-C02 | Outdoor Luminaires | Low Output | Fuel Pump Canopy Luminaires | Standard | FALSE | [9 empty] | 6/2/2014 12:00:00 AM | Not Yet Verified | Not Yet Verified | Not Yet Verified |  |  | 4742 | 86 | 55.17 | 12 | 0.87 | 4000 | 80
P00000WUV | Infinilux Corporation | Infinilux CFSD Series | CFSDXX64-02 (4000K) | Outdoor Luminaires | Mid Output | Fuel Pump Canopy Luminaires | Standard | TRUE | 6628.53 | 90 | 73.95 | 9 | 0.93 | 4262 | 78 | 5 | 50000 | 6/2/2014 12:00:00 AM | Not Yet Verified | Not Yet Verified | Not Yet Verified |  | 2.1 | 6628 | 90 | 74 | 9 | 0.93 | 4000 | 78
P00000WV6 | Infinilux Corporation | Infinilux CFSD Series | CFSDXX64-02 (5000K) - Y-C02 | Outdoor Luminaires | Mid Output | Fuel Pump Canopy Luminaires | Standard | FALSE | [9 empty] | 6/2/2014 12:00:00 AM | Not Yet Verified | Not Yet Verified | Not Yet Verified |  |  | 7206 | 93 | 77 | 14 | 0.95 | 5000 | 80
P00000WUX | Infinilux Corporation | Infinilux CFSD Series | CFSDXX64-02 (4000K) - Y | Outdoor Luminaires | Mid Output | Fuel Pump Canopy Luminaires | Standard | FALSE | [9 empty] | 6/2/2014 12:00:00 AM | Not Yet Verified | Not Yet Verified | Not Yet Verified |  |  | 7206 | 93 | 77 | 14 | 0.95 | 4000 | 80
P00000WUY | Infinilux Corporation | Infinilux CFSD Series | CFSDXX64-02 (5000K) - Y | Outdoor Luminaires | Mid Output | Fuel Pump Canopy Luminaires | Standard | FALSE | [9 empty] | 6/2/2014 12:00:00 AM | Not Yet Verified | Not Yet Verified | Not Yet Verified |  |  | 7206 | 93 | 77 | 14 | 0.95 | 5000 | 80
P00000WUW | Infinilux Corporation | Infinilux CFSD Series | CFSDXX64-02 (5000K) | Outdoor Luminaires | Mid Output | Fuel Pump Canopy Luminaires | Standard | FALSE | [9 empty] | 6/2/2014 12:00:00 AM | Not Yet Verified | Not Yet Verified | Not Yet Verified |  |  | 6629 | 90 | 73.95 | 9 | 0.93 | 5000 | 80
P00000WV0 | Infinilux Corporation | Infinilux CFSD Series | CFSDXX64-02 (5000K)-C01 | Outdoor Luminaires | Mid Output | Fuel Pump Canopy Luminaires | Standard | FALSE | [9 empty] | 6/2/2014 12:00:00 AM | Not Yet Verified | Not Yet Verified | Not Yet Verified |  |  | 6629 | 90 | 73.95 | 9 | 0.93 | 5000 | 80
P00000WV5 | Infinilux Corporation | Infinilux CFSD Series | CFSDXX64-02 (4000K) - Y-C02 | Outdoor Luminaires | Mid Output | Fuel Pump Canopy Luminaires | Standard | FALSE | [9 empty] | 6/2/2014 12:00:00 AM | Not Yet Verified | Not Yet Verified | Not Yet Verified |  |  | 7206 | 93 | 77 | 14 | 0.95 | 4000 | 80
P00000WUZ | Infinilux Corporation | Infinilux CFSD Series | CFSDXX64-02 (4000K)-C01 | Outdoor Luminaires | Mid Output | Fuel Pump Canopy Luminaires | Standard | FALSE | [9 empty] | 6/2/2014 12:00:00 AM | Not Yet Verified | Not Yet Verified | Not Yet Verified |  |  | 6629 | 90 | 73.95 | 9 | 0.93 | 4000 | 80
P00000WV1 | Infinilux Corporation | Infinilux CFSD Series | CFSDXX64-02 (4000K) - Y-C01 | Outdoor Luminaires | Mid Output | Fuel Pump Canopy Luminaires | Standard | FALSE | [9 empty] | 6/2/2014 12:00:00 AM | Not Yet Verified | Not Yet Verified | Not Yet Verified |  |  | 7206 | 93 | 77 | 14 | 0.95 | 4000 | 80
P00000WV2 | Infinilux Corporation | Infinilux CFSD Series | CFSDXX64-02 (5000K) - Y-C01 | Outdoor Luminaires | Mid Output | Fuel Pump Canopy Luminaires | Standard | FALSE | [9 empty] | 6/2/2014 12:00:00 AM | Not Yet Verified | Not Yet Verified | Not Yet Verified |  |  | 7206 | 93 | 77 | 14 | 0.95 | 5000 | 80
P00000WV3 | Infinilux Corporation | Infinilux CFSD Series | CFSDXX64-02 (4000K)-C02 | Outdoor Luminaires | Mid Output | Fuel Pump Canopy Luminaires | Standard | FALSE | [9 empty] | 6/2/2014 12:00:00 AM | Not Yet Verified | Not Yet Verified | Not Yet Verified |  |  | 6629 | 90 | 73.95 | 9 | 0.93 | 4000 | 80
P00000WV4 | Infinilux Corporation | Infinilux CFSD Series | CFSDXX64-02 (5000K)-C02 | Outdoor Luminaires | Mid Output | Fuel Pump Canopy Luminaires | Standard | FALSE | [9 empty] | 6/2/2014 12:00:00 AM | Not Yet Verified | Not Yet Verified | Not Yet Verified |  |  | 6629 | 90 | 73.95 | 9 | 0.93 | 5000 | 80
P00000WV7 | Infinilux Corporation | Infinilux CFSD Series | CFSDXX20-02 (4000K) | Outdoor Luminaires | Low Output | Fuel Pump Canopy Luminaires | Standard | TRUE | 1942.17 | 86 | 22.7 | 10 | 0.92 | 4201 | 78 | 5 | 50000 | 6/2/2014 12:00:00 AM | Not Yet Verified | Not Yet Verified | Not Yet Verified |  | 2.1 | 1942 | 86 | 22.7 | 10 | 0.92 | 4000 | 78
P00000WVD | Infinilux Corporation | Infinilux CFSD Series | CFSDXX20-02 (4000K) - Y-C01 | Outdoor Luminaires | Low Output | Fuel Pump Canopy Luminaires | Standard | FALSE | [9 empty] | 6/2/2014 12:00:00 AM | Not Yet Verified | Not Yet Verified | Not Yet Verified |  |  | 2635 | 100 | 27 | 24 | 0.96 | 4000 | 80
P00000WVG | Infinilux Corporation | Infinilux CFSD Series | CFSDXX20-02 (5000K)-C02 | Outdoor Luminaires | Low Output | Fuel Pump Canopy Luminaires | Standard | FALSE | [9 empty] | 6/2/2014 12:00:00 AM | Not Yet Verified | Not Yet Verified | Not Yet Verified |  |  | 1942 | 86 | 22.7 | 10 | 0.92 | 5000 | 80
P00000WVF | Infinilux Corporation | Infinilux CFSD Series | CFSDXX20-02 (4000K)-C02 | Outdoor Luminaires | Low Output | Fuel Pump Canopy Luminaires | Standard | FALSE | [9 empty] | 6/2/2014 12:00:00 AM | Not Yet Verified | Not Yet Verified | Not Yet Verified |  |  | 1942 | 86 | 22.7 | 10 | 0.92 | 4000 | 80
P00000WVE | Infinilux Corporation | Infinilux CFSD Series | CFSDXX20-02 (5000K) - Y-C01 | Outdoor Luminaires | Low Output | Fuel Pump Canopy Luminaires | Standard | FALSE | [9 empty] | 6/2/2014 12:00:00 AM | Not Yet Verified | Not Yet Verified | Not Yet Verified |  |  | 2635 | 100 | 27 | 24 | 0.96 | 5000 | 80
P00000WVI | Infinilux Corporation | Infinilux CFSD Series | CFSDXX20-02 (5000K) - Y-C02 | Outdoor Luminaires | Low Output | Fuel Pump Canopy Luminaires | Standard | FALSE | [9 empty] | 6/2/2014 12:00:00 AM | Not Yet Verified | Not Yet Verified | Not Yet Verified |  |  | 2635 | 100 | 27 | 24 | 0.96 | 5000 | 80
P00000WV8 | Infinilux Corporation | Infinilux CFSD Series | CFSDXX20-02 (5000K) | Outdoor Luminaires | Low Output | Fuel Pump Canopy Luminaires | Standard | FALSE | [9 empty] | 6/2/2014 12:00:00 AM | Not Yet Verified | Not Yet Verified | Not Yet Verified |  |  | 1942 | 86 | 22.7 | 10 | 0.92 | 5000 | 80
P00000WV9 | Infinilux Corporation | Infinilux CFSD Series | CFSDXX20-02 (4000K) - Y | Outdoor Luminaires | Low Output | Fuel Pump Canopy Luminaires | Standard | FALSE | [9 empty] | 6/2/2014 12:00:00 AM | Not Yet Verified | Not Yet Verified | Not Yet Verified |  |  | 2635 | 100 | 27 | 24 | 0.96 | 4000 | 80
P00000WVC | Infinilux Corporation | Infinilux CFSD Series | CFSDXX20-02 (5000K)-C01 | Outdoor Luminaires | Low Output | Fuel Pump Canopy Luminaires | Standard | FALSE | [9 empty] | 6/2/2014 12:00:00 AM | Not Yet Verified | Not Yet Verified | Not Yet Verified |  |  | 1942 | 86 | 22.7 | 10 | 0.92 | 5000 | 80
P00000WVH | Infinilux Corporation | Infinilux CFSD Series | CFSDXX20-02 (4000K) - Y-C02 | Outdoor Luminaires | Low Output | Fuel Pump Canopy Luminaires | Standard | FALSE | [9 empty] | 6/2/2014 12:00:00 AM | Not Yet Verified | Not Yet Verified | Not Yet Verified |  |  | 2635 | 100 | 27 | 24 | 0.96 | 4000 | 80
P00000WVA | Infinilux Corporation | Infinilux CFSD Series | CFSDXX20-02 (5000K) - Y | Outdoor Luminaires | Low Output | Fuel Pump Canopy Luminaires | Standard | FALSE | [9 empty] | 6/2/2014 12:00:00 AM | Not Yet Verified | Not Yet Verified | Not Yet Verified |  |  | 2635 | 100 | 27 | 24 | 0.96 | 5000 | 80
P00000WVB | Infinilux Corporation | Infinilux CFSD Series | CFSDXX20-02 (4000K)-C01 | Outdoor Luminaires | Low Output | Fuel Pump Canopy Luminaires | Standard | FALSE | [9 empty] | 6/2/2014 12:00:00 AM | Not Yet Verified | Not Yet Verified | Not Yet Verified |  |  | 1942 | 86 | 22.7 | 10 | 0.92 | 4000 | 80
P9F1ZASS | InLine Electrical Resources | IER | IERCPLED100(4000K) | Outdoor Luminaires | Mid Output | Fuel Pump Canopy Luminaires | Standard | TRUE | 9714.7 | 98.43 | 98.35 | 19.43 | 0.909 | 4053 | 73.1 | 5 | 50000 | 1/11/2016 12:00:00 AM | Not Dimmable | Not Dimmable | Not Yet Verified |  | 2.1 | 9714.7 | 98.43 | 98.7 | 19.43 | 0.909 | 4000 | 73.1
PMCCCA9H | InLine Electrical Resources | IER | IERCPLED100(4500K) | Outdoor Luminaires | Mid Output | Fuel Pump Canopy Luminaires | Standard | FALSE | [9 empty] | 1/11/2016 12:00:00 AM | Not Dimmable | Not Dimmable | Not Yet Verified |  |  | 9714.7 | 98.43 | 98.7 | 19.43 | 0.909 | 4500 | 73.1
P9KZQ7UE | InLine Electrical Resources | IER | IERCPLED100(5000K) | Outdoor Luminaires | Mid Output | Fuel Pump Canopy Luminaires | Standard | FALSE | [9 empty] | 1/11/2016 12:00:00 AM | Not Dimmable | Not Dimmable | Not Yet Verified |  |  | 9714.7 | 98.43 | 98.7 | 19.43 | 0.909 | 5000 | 73.1
PH57X55E | InLine Electrical Resources | IER | IERCPLED100(5700K) | Outdoor Luminaires | Mid Output | Fuel Pump Canopy Luminaires | Standard | FALSE | [9 empty] | 1/11/2016 12:00:00 AM | Not Dimmable | Not Dimmable | Not Yet Verified |  |  | 10271 | 101.49 | 100.8 | 18.93 | 0.906 | 5700 | 72.5
PPH84Y8D | InLine Electrical Resources | IER | IERGCPLED100(4000K) | Outdoor Luminaires | High Output | Fuel Pump Canopy Luminaires | Standard | TRUE | 10650 | 105.97 | 100.5 | 14.13 | 0.9023 | 4012 | 83.5 | 5 | 50000 | 1/11/2016 12:00:00 AM | Not Dimmable | Not Dimmable | No |  | 3 | 10650 | 105.97 | 100.5 | 14.13 | 0.9023 | 4000 | 83.5
PN83TZWW | InLine Electrical Resources | IER | IERGCPLED100(4500K) | Outdoor Luminaires | High Output | Fuel Pump Canopy Luminaires | Standard | FALSE | [9 empty] | 1/11/2016 12:00:00 AM | Not Dimmable | Not Dimmable | No |  |  | 10650 | 105.97 | 100.5 | 14.13 | 0.9023 | 4500 | 83.5
PBH75DRT | InLine Electrical Resources | IER | IERGCPLED100(5000K) | Outdoor Luminaires | High Output | Fuel Pump Canopy Luminaires | Standard | FALSE | [9 empty] | 1/11/2016 12:00:00 AM | Not Dimmable | Not Dimmable | No |  |  | 10650 | 105.97 | 100.5 | 14.13 | 0.9023 | 5000 | 83.5
P228AP11 | InLine Electrical Resources | IER | IERGCPLED100(5700K) | Outdoor Luminaires | High Output | Fuel Pump Canopy Luminaires | Standard | FALSE | [9 empty] | 1/11/2016 12:00:00 AM | Not Dimmable | Not Dimmable | No |  |  | 11056 | 108.18 | 102.2 | 13.97 | 0.9106 | 5700 | 83.8
PM4CEXM7 | InLine Electrical Resources | IER | IERCPLED120(4000K) | Outdoor Luminaires | High Output | Fuel Pump Canopy Luminaires | Standard | TRUE | 11754 | 96.69 | 122.3 | 15.91 | 0.903 | 4033 | 73 | 5 | 50000 | 1/11/2016 12:00:00 AM | Not Dimmable | Not Dimmable | Not Yet Verified |  | 2.1 | 11754 | 96.69 | 122.3 | 15.91 | 0.903 | 4000 | 73
PM67G8TF | InLine Electrical Resources | IER | IERCPLED120(5000K) | Outdoor Luminaires | High Output | Fuel Pump Canopy Luminaires | Standard | FALSE | [9 empty] | 1/11/2016 12:00:00 AM | Not Dimmable | Not Dimmable | Not Yet Verified |  |  | 11754 | 96.69 | 122.3 | 15.91 | 0.903 | 5000 | 73
P4DHNAEW | InLine Electrical Resources | IER | IERCPLED120(4500K) | Outdoor Luminaires | High Output | Fuel Pump Canopy Luminaires | Standard | FALSE | [9 empty] | 1/11/2016 12:00:00 AM | Not Dimmable | Not Dimmable | Not Yet Verified |  |  | 11754 | 96.69 | 122.3 | 15.91 | 0.903 | 4500 | 73
PW922PXW | InLine Electrical Resources | IER | IERCPLED120(5700K) | Outdoor Luminaires | High Output | Fuel Pump Canopy Luminaires | Standard | FALSE | [9 empty] | 1/11/2016 12:00:00 AM | Not Dimmable | Not Dimmable | Not Yet Verified |  |  | 12103 | 99.56 | 122.4 | 14.85 | 0.904 | 5700 | 73.3
PSA4JHNA | InLine Electrical Resources | IER | IERGCPLED130(4000K) | Outdoor Luminaires | High Output | Fuel Pump Canopy Luminaires | Standard | TRUE | 14063 | 105.26 | 133.6 | 11.38 | 0.9172 | 4031 | 83.6 | 5 | 50000 | 1/11/2016 12:00:00 AM | Not Dimmable | Not Dimmable | No |  | 3 | 14063 | 105.26 | 133.6 | 11.38 | 0.9172 | 4000 | 83.6
P6A3RGVZ | InLine Electrical Resources | IER | IERGCPLED130(5700K) | Outdoor Luminaires | High Output | Fuel Pump Canopy Luminaires | Standard | FALSE | [9 empty] | 1/11/2016 12:00:00 AM | Not Dimmable | Not Dimmable | No |  |  | 14657 | 108.41 | 135.2 | 11.57 | 0.9292 | 5700 | 84
PE1NCJZG | InLine Electrical Resources | IER | IERGCPLED130(4500K) | Outdoor Luminaires | High Output | Fuel Pump Canopy Luminaires | Standard | FALSE | [9 empty] | 1/11/2016 12:00:00 AM | Not Dimmable | Not Dimmable | No |  |  | 14063 | 105.26 | 133.6 | 11.38 | 0.9172 | 4500 | 83.6
PEZTCM6R | InLine Electrical Resources | IER | IERGCPLED130(5000K) | Outdoor Luminaires | High Output | Fuel Pump Canopy Luminaires | Standard | FALSE | [9 empty] | 1/11/2016 12:00:00 AM | Not Dimmable | Not Dimmable | No |  |  | 14063 | 105.26 | 133.6 | 11.38 | 0.9172 | 5000 | 83.6
P4KNHZKN | InLine Electrical Resources | IER | IERGCPLED150(4000K) | Outdoor Luminaires | High Output | Fuel Pump Canopy Luminaires | Standard | TRUE | 15934 | 104.83 | 152 | 10.52 | 0.933 | 4028 | 83.6 | 5 | 50000 | 1/11/2016 12:00:00 AM | Not Dimmable | Not Dimmable | No |  | 3 | 15934 | 104.83 | 152 | 10.52 | 0.933 | 4000 | 83.6
PKJZC1FV | InLine Electrical Resources | IER | IERGCPLED150(5700K) | Outdoor Luminaires | High Output | Fuel Pump Canopy Luminaires | Standard | FALSE | [9 empty] | 1/11/2016 12:00:00 AM | Not Dimmable | Not Dimmable | No |  |  | 16606 | 106.59 | 155.8 | 11.23 | 0.9241 | 5700 | 84
PCQC32VG | InLine Electrical Resources | IER | IERGCPLED150(4500K) | Outdoor Luminaires | High Output | Fuel Pump Canopy Luminaires | Standard | FALSE | [9 empty] | 1/11/2016 12:00:00 AM | Not Dimmable | Not Dimmable | No |  |  | 15934 | 104.83 | 152 | 10.52 | 0.933 | 4500 | 83.6
PEUEY48S | InLine Electrical Resources | IER | IERGCPLED150(5000K) | Outdoor Luminaires | High Output | Fuel Pump Canopy Luminaires | Standard | FALSE | [9 empty] | 1/11/2016 12:00:00 AM | Not Dimmable | Not Dimmable | No |  |  | 15934 | 104.83 | 152 | 10.52 | 0.933 | 5000 | 83.6
PAA4A3MK | InLine Electrical Resources | IER | IERCPLED45(4000K) | Outdoor Luminaires | Low Output | Fuel Pump Canopy Luminaires | Standard | TRUE | 3918.5 | 84.98 | 46.11 | 6.9 | 0.8902 | 4041 | 73 | 5 | 50000 | 1/11/2016 12:00:00 AM | Not Dimmable | Not Dimmable | Not Yet Verified |  | 2.1 | 4006.5 | 86.16 | 46.5 | 6.9 | 0.8902 | 4000 | 73
PR94VQ5B | InLine Electrical Resources | IER | IERCPLED45(4500K) | Outdoor Luminaires | Low Output | Fuel Pump Canopy Luminaires | Standard | FALSE | [9 empty] | 1/11/2016 12:00:00 AM | Not Dimmable | Not Dimmable | Not Yet Verified |  |  | 4006.5 | 86.16 | 46.5 | 6.9 | 0.8902 | 4500 | 73
PJQJUKH1 | InLine Electrical Resources | IER | IERCPLED45(5000K) | Outdoor Luminaires | Low Output | Fuel Pump Canopy Luminaires | Standard | FALSE | [9 empty] | 1/11/2016 12:00:00 AM | Not Dimmable | Not Dimmable | Not Yet Verified |  |  | 4006.5 | 86.16 | 46.5 | 6.9 | 0.8902 | 5000 | 73
PRY2PWHU | InLine Electrical Resources | IER | IERCPLED45(5700K) | Outdoor Luminaires | Low Output | Fuel Pump Canopy Luminaires | Standard | FALSE | [9 empty] | 1/11/2016 12:00:00 AM | Not Dimmable | Not Dimmable | Not Yet Verified |  |  | 4082 | 86.2 | 47.41 | 6.5 | 0.9021 | 5700 | 72.6
PAYF8D2C | InLine Electrical Resources | IER | IERCPLED80(4000K) | Outdoor Luminaires | Mid Output | Fuel Pump Canopy Luminaires | Standard | TRUE | 8211.2 | 97.2 | 84.53 | 15.17 | 0.9241 | 4038 | 72.9 | 5 | 50000 | 1/11/2016 12:00:00 AM | Not Dimmable | Not Dimmable | Not Yet Verified |  | 2.1 | 8211.2 | 97.2 | 84.48 | 15.17 | 0.9241 | 4000 | 72.9
PVKDPDQA | InLine Electrical Resources | IER | IERCPLED80(5000K) | Outdoor Luminaires | Mid Output | Fuel Pump Canopy Luminaires | Standard | FALSE | [9 empty] | 1/11/2016 12:00:00 AM | Not Dimmable | Not Dimmable | Not Yet Verified |  |  | 8211.2 | 97.2 | 84.48 | 15.17 | 0.9241 | 5000 | 72.9
P5QTR75U | InLine Electrical Resources | IER | IERCPLED80(5700K) | Outdoor Luminaires | Mid Output | Fuel Pump Canopy Luminaires | Standard | FALSE | [9 empty] | 1/11/2016 12:00:00 AM | Not Dimmable | Not Dimmable | Not Yet Verified |  |  | 8453 | 99.11 | 85.43 | 15.68 | 0.9236 | 5700 | 73.2
PPJ38J6Z | InLine Electrical Resources | IER | IERCPLED80(4500K) | Outdoor Luminaires | Mid Output | Fuel Pump Canopy Luminaires | Standard | FALSE | [9 empty] | 1/11/2016 12:00:00 AM | Not Dimmable | Not Dimmable | Not Yet Verified |  |  | 8211.2 | 97.2 | 84.48 | 15.17 | 0.9241 | 4500 | 72.9
P00000X2B | International Light Technologies | Canopy Light | ILTCPY-W50H-S-D | Outdoor Luminaires | Mid Output | Fuel Pump Canopy Luminaires | Standard | TRUE | 7914 | 88.46 | 89.41 | 13.4 | 0.976 | 5330 | 72.1 | 5 | 84000 | 8/24/2012 12:00:00 AM | Not Yet Verified | Not Yet Verified | Not Yet Verified |  | 2.1 |  |  |  |  | 0.9 | 5000
P6HAD6SU | International Light Technologies | Canopy Light | ILTCPY-W50H-GD8 | Outdoor Luminaires | Mid Output | Fuel Pump Canopy Luminaires | Standard | FALSE | [9 empty] | 10/30/2014 12:00:00 AM | Not Yet Verified | Not Yet Verified | Not Yet Verified |  |  | 8000 | 88.5 | 90 | 13.4 | 0.97 | 5000 | 70
PYXQG1JW | International Light Technologies | Canopy Light | ILTCPY-W50H-GD9 | Outdoor Luminaires | Mid Output | Fuel Pump Canopy Luminaires | Standard | FALSE | [9 empty] | 10/30/2014 12:00:00 AM | Not Yet Verified | Not Yet Verified | Not Yet Verified |  |  | 8000 | 88.5 | 90 | 13.4 | 0.97 | 5000 | 70
P00000X2C | International Light Technologies | Canopy Light | ILTCPY-W50H-G-D | Outdoor Luminaires | Mid Output | Fuel Pump Canopy Luminaires | Standard | FALSE | [9 empty] | 8/24/2012 12:00:00 AM | Not Yet Verified | Not Yet Verified | Not Yet Verified |  |  | 7914 | 88.46 | 89.41 |  | 0.9 | 5000 | 72.1
P00000X2E | International Light Technologies | Canopy Light | ILTCPY-W50H-GD2 | Outdoor Luminaires | Mid Output | Fuel Pump Canopy Luminaires | Standard | FALSE | [9 empty] | 8/24/2012 12:00:00 AM | Not Yet Verified | Not Yet Verified | Not Yet Verified |  |  | 7914 | 88.46 | 89.41 |  | 0.9 | 5000 | 72.1
P00000X2G | International Light Technologies | Canopy Light | ILTCPY-W50H-GD4 | Outdoor Luminaires | Mid Output | Fuel Pump Canopy Luminaires | Standard | FALSE | [9 empty] | 8/24/2012 12:00:00 AM | Not Yet Verified | Not Yet Verified | Not Yet Verified |  |  | 7914 | 88.46 | 89.41 |  | 0.9 | 5000 | 72.1
PJ4G54TY | International Light Technologies | Canopy Light | ILTCPY-W50H-GD0 | Outdoor Luminaires | Mid Output | Fuel Pump Canopy Luminaires | Standard | FALSE | [9 empty] | 10/30/2014 12:00:00 AM | Not Yet Verified | Not Yet Verified | Not Yet Verified |  |  | 8000 | 88.5 | 90 | 13.4 | 0.97 | 5000 | 70
P00000X2D | International Light Technologies | Canopy Light | ILTCPY-W50H-GD1 | Outdoor Luminaires | Mid Output | Fuel Pump Canopy Luminaires | Standard | FALSE | [9 empty] | 8/24/2012 12:00:00 AM | Not Yet Verified | Not Yet Verified | Not Yet Verified |  |  | 7914 | 88.46 | 89.41 |  | 0.9 | 5000 | 72.1
P00000X2F | International Light Technologies | Canopy Light | ILTCPY-W50H-GD3 | Outdoor Luminaires | Mid Output | Fuel Pump Canopy Luminaires | Standard | FALSE | [9 empty] | 8/24/2012 12:00:00 AM | Not Yet Verified | Not Yet Verified | Not Yet Verified |  |  | 7914 | 88.46 | 89.41 |  | 0.9 | 5000 | 72.1
P00000X3R | International Light Technologies | CanopyLight Plus | ILTCPY-W50H-GDL | Outdoor Luminaires | Mid Output | Fuel Pump Canopy Luminaires | Standard | FALSE | [9 empty] | 4/29/2014 12:00:00 AM | Not Yet Verified | Not Yet Verified | Not Yet Verified |  |  | 8000 | 88.5 | 90 | 13.4 | 0.97 | 5000 | 70
P00000X3T | International Light Technologies | CanopyLight Plus | ILTCPY-W50H-GD6 | Outdoor Luminaires | Mid Output | Fuel Pump Canopy Luminaires | Standard | FALSE | [9 empty] | 4/29/2014 12:00:00 AM | Not Yet Verified | Not Yet Verified | Not Yet Verified |  |  | 8000 | 88.5 | 90 | 13.4 | 0.97 | 5000 | 70
P00000X3U | International Light Technologies | CanopyLight Plus | ILTCPY-W50H-GD7 | Outdoor Luminaires | Mid Output | Fuel Pump Canopy Luminaires | Standard | FALSE | [9 empty] | 4/29/2014 12:00:00 AM | Not Yet Verified | Not Yet Verified | Not Yet Verified |  |  | 8000 | 88.5 | 90 | 13.4 | 0.97 | 5000 | 70
P00000X3S | International Light Technologies | CanopyLight Plus | ILTCPY-W50H-GD5 | Outdoor Luminaires | Mid Output | Fuel Pump Canopy Luminaires | Standard | FALSE | [9 empty] | 4/29/2014 12:00:00 AM | Not Yet Verified | Not Yet Verified | Not Yet Verified |  |  | 8000 | 88.5 | 90 | 13.4 | 0.97 | 5000 | 70
P00000X2H | International Light Technologies | CanopyLight | ILTCPY-W55-S-DL | Outdoor Luminaires | Low Output | Fuel Pump Canopy Luminaires | Standard | TRUE | 2612 | 87.03 | 30.01 | 19.89 | 0.899 | 5119 | 73.8 | 5 | 50000 | 4/12/2012 12:00:00 AM | Not Yet Verified | Not Yet Verified | Not Yet Verified |  | 2.1 | 2300 |  | 33 |  | 0.9 | 5700 | 70
PNBF5MXQ | International Light Technologies | Canopy Light | ILTCPY-W50C11KP | Outdoor Retrofit Kit | High Output | Retrofit Kits for Fuel Pump Canopy Luminaires | Premium | TRUE | 10992 | 106.7 | 103 | 20 | 0.948 | 4995 | 71.3 | 5 | 50000 | 10/19/2015 12:00:00 AM | Not Dimmable | Not Dimmable | Not Yet Verified |  | 3 | 11150 | 108.3 | 108 |  |  | 5000
PGJBNVA8 | International Light Technologies | ILTCPY-WaaA-BK# | ILTCPY-W40A-4K# | Outdoor Luminaires | Low Output | Fuel Pump Canopy Luminaires | Premium | TRUE | 4429 | 106.8 | 41.22 | 16.7 | 0.898 | 3938 | 74 | 5 | 50000 | 2/26/2016 12:00:00 AM | Not Dimmable | Not Dimmable | No | # is any alphanumerical character specifying plate size | 3.1 | 4358 | 104.8 | 41.22 | 16.7 | 0.898 | 3938 | 74
PR94C4QQ | International Light Technologies | ILTCPY-WaaA-BK# | ILTCPY-W40A-8K# | Outdoor Luminaires | Mid Output | Fuel Pump Canopy Luminaires | Premium | FALSE | [9 empty] | 2/26/2016 12:00:00 AM | Not Dimmable | Not Dimmable | No | # is any alphanumerical character specifying plate size |  | 8716 | 104.8 | 82.44 | 16.7 | 0.898 | 3938 | 74
PXBZXKRD | International Light Technologies | ILTCPY-WaaA-BK# | ILTCPY-W50A-4K# | Outdoor Luminaires | Low Output | Fuel Pump Canopy Luminaires | Premium | FALSE | [9 empty] | 2/26/2016 12:00:00 AM | Not Dimmable | Not Dimmable | No | # is any alphanumerical character specifying plate size |  | 4321 | 108 | 40.17 | 10.3 | 0.92 | 4851 | 74.9
PNYDR96H | International Light Technologies | ILTCPY-WaaA-BK# | ILTCPY-W50A-8K# | Outdoor Luminaires | Mid Output | Fuel Pump Canopy Luminaires | Premium | FALSE | [9 empty] | 2/26/2016 12:00:00 AM | Not Dimmable | Not Dimmable | No | # is any alphanumerical character specifying plate size |  | 8642 | 108 | 80.34 | 10.3 | 0.92 | 4851 | 74.9
P1WTV468 | International Light Technologies | International Light Technologies | ILTCPY-W50C-13K | Outdoor Retrofit Kit | High Output | Retrofit Kits for Fuel Pump Canopy Luminaires | Standard | TRUE | 12880 | 95.5 | 135.5 | 21.8 | 0.886 | 5363 | 74.8 | 5 | 50000 | 4/20/2015 12:00:00 AM | Not Dimmable | Not Dimmable | Not Yet Verified |  | 2.1 | 12880 | 95.5 | 134.9 | 21.8 | 0.9 | 5000 | 70
PZXATNFX | International Light Technologies | ILTCPY-Waac-BBB | ILTCPY-W50C13KP | Outdoor Retrofit Kit | High Output | Retrofit Kits for Fuel Pump Canopy Luminaires | Premium | TRUE | 12683 | 109.7 | 115.6 | 23.9 | 0.915 | 5365 | 69.5 | 5 | 50000 | 11/17/2015 12:00:00 AM | Not Dimmable | Not Dimmable | No |  | 3 | 12683 | 110 | 113.1 | 23.9 | 0.915 | 5365 | 69.5
PR4CS19U | International Light Technologies | Canopy Light | ILTCPY-W50C-11K | Outdoor Retrofit Kit | High Output | Retrofit Kits for Fuel Pump Canopy Luminaires | Standard | TRUE | 11070 | 106.4 | 104 | 20 | 0.948 | 5286 | 73.7 | 5 | 50000 | 6/16/2015 12:00:00 AM | Not Dimmable | Not Dimmable | Not Yet Verified |  | 2.1 | 13000 |  |  |  |  | 5000
P00001K24 | Ishpower, LLC | ISH | RG-100-01-D-5700 | Outdoor Luminaires | Mid Output | Fuel Pump Canopy Luminaires | Standard | TRUE | 7463 | 84.78 | 87.79 | 19.7 | 0.911 | 5841 | 70 | 5 |  | 7/31/2014 12:00:00 AM | Not Yet Verified | Not Yet Verified | Not Yet Verified |  | 2 |  |  | 100 |  | 0.9 | 5700 | 70
P00001K25 | Ishpower, LLC | ISH | RG-150-01-D-5700 | Outdoor Luminaires | High Output | Fuel Pump Canopy Luminaires | Standard | TRUE | 11242 | 80.01 | 140.5 | 12.2 | 0.9392 | 5868 | 71.3 | 5 |  | 7/31/2014 12:00:00 AM | Not Yet Verified | Not Yet Verified | Not Yet Verified |  | 2 | 12000 | 95 | 150 |  | 0.989 | 5700 | 75
P00000XQ5 | Jarvis Corporation | Jarvis Corp | CP3-140-NI-6LED26-530C-50K-T5 | Outdoor Luminaires | Mid Output | Fuel Pump Canopy Luminaires | Standard | TRUE | 9611 | 81.26 | 118.28 | 8.74 | 0.955 | 4887 | 72.1 | 5 | 86000 | 7/26/2013 12:00:00 AM | Not Yet Verified | Not Yet Verified | Not Yet Verified |  | 2 | 10500 | 75 | 140 |  | 0.9 | 5000 | 70
P00000XQ4 | Jarvis Corporation | Jarvis Corp | CP3-120-NI-4LED26-700C-50K-T5 | Outdoor Luminaires | Mid Output | Fuel Pump Canopy Luminaires | Standard | TRUE | 8832.1 | 80.71 | 107.44 | 8.76 | 0.95 | 4964 | 75.6 | 5 | 75000 | 1/28/2014 12:00:00 AM | Not Yet Verified | Not Yet Verified | Not Yet Verified |  | 2.1 | 8800 |  | 120 |  | 0.9 | 5000 | 70
P00000XQ7 | Jarvis Corporation | Jarvis Corporation | PGRT-60 | Outdoor Luminaires | Low Output | Fuel Pump Canopy Luminaires | Standard | TRUE | 4440.6 | 81.5 | 54.58 | 9.53 | 0.9 | 4835 | 67.9 | 5 | 75000 | 4/3/2014 12:00:00 AM | Not Yet Verified | Not Yet Verified | Not Yet Verified |  | 2.1 | 4600 |  | 56 |  | 0.9 | 5000
P00000XQA | Jarvis Corporation | Jarvis Corp | SCRT-320 | Outdoor Retrofit Kit | High Output | Retrofit Kits for Fuel Pump Canopy Luminaires | Premium | TRUE | 14680 | 137.25 | 106.96 | 12.85 | 0.956 | 4984 | 72.1 | 5 | 75000 | 5/21/2014 12:00:00 AM | Dimmable | Continuous Below 10 | No | LSI Industries' Scottsdale Canopy Light | 4 | 14680 | 137.3 | 106.96 | 5.18 | 0.997 | 4984 | 72.1
P00000XQB | Jarvis Corporation | Jarvis Corp | CM-30 [120V ONLY] | Outdoor Luminaires | Low Output | Fuel Pump Canopy Luminaires | Standard | TRUE | 2622 | 96.5 | 27.71 | 5.6 | 0.991 | 5024 | 69.6 | 5 | 75000 | 6/19/2014 12:00:00 AM | Not Yet Verified | Not Yet Verified | Not Yet Verified |  | 2.1 | 2600 |  | 28 |  | 0.9 | 5000 | 65
P00000XQC | Jarvis Corporation | Jarvis Corp | CM-40 [120V ONLY] | Outdoor Luminaires | Low Output | Fuel Pump Canopy Luminaires | Standard | TRUE | 3906 | 99.14 | 39.4 | 14.18 | 0.983 | 5066 | 70 | 5 | 75000 | 7/2/2014 12:00:00 AM | Not Yet Verified | Not Yet Verified | Not Yet Verified |  | 2.1 | 3900 |  | 38 |  | 0.9 | 5000 | 65
PEA6JM82 | Jarvis Corporation | Jarvis Corp | CPL-400 | Outdoor Luminaires | High Output | Fuel Pump Canopy Luminaires | Standard | TRUE | 12456 | 98.94 | 125.9 | 9.81 | 0.959 | 5870 | 77.5 | 10 | 75000 | 8/3/2015 12:00:00 AM | Not Dimmable | Not Dimmable | Not Yet Verified |  | 2.1 | 12756 | 101.2 | 126 | 4.86 | 0.998 | 5870 | 77.5
P3UKURHV | Jarvis Corporation | Jarvis Corp | CPL-300 | Outdoor Luminaires | Mid Output | Fuel Pump Canopy Luminaires | Standard | TRUE | 9670 | 109.4 | 88.4 | 10.58 | 0.93 | 5899 | 77.6 | 10 | 75000 | 8/3/2015 12:00:00 AM | Not Dimmable | Not Dimmable | Not Yet Verified |  | 2.1 | 9956 | 112.6 | 88.4 | 5.77 | 0.997 | 5899 | 77.6
P52X15E3 | Jarvis Corporation | Jarvis Corp | CPL-400-HO | Outdoor Luminaires | High Output | Fuel Pump Canopy Luminaires | Premium | TRUE | 13907 | 108.6 | 128.1 | 9.22 | 0.96 | 5641 | 75.2 | 10 | 50000 | 10/15/2015 12:00:00 AM | Not Dimmable | Not Dimmable | No |  | 3 | 14436 | 112.9 | 127.9 | 4.59 | 0.998 | 5641 | 75.2
P00000XS2 | JayKal LED Solutions, Inc. | JayKal | JLS-J40-NSC | Outdoor Luminaires | Low Output | Fuel Pump Canopy Luminaires | Standard | TRUE | 3398.692 | 79.279 | 42.87 | 14.9 | 0.974 | 5934 | 71.2 | 5 | 58000 | 8/14/2013 12:00:00 AM | Not Yet Verified | Not Yet Verified | Not Yet Verified |  | 2 |  | 79 | 40 |  | 0.99 | 5700 | 70
P00000XS4 | JayKal LED Solutions, Inc. | JayKal | JLS-J80-NSC | Outdoor Luminaires | Mid Output | Fuel Pump Canopy Luminaires | Standard | TRUE | 6222.7 | 78.4 | 79.37 | 13.8 | 0.975 | 5947 | 70.6 | 5 | 58000 | 8/14/2013 12:00:00 AM | Not Yet Verified | Not Yet Verified | Not Yet Verified |  | 2 |  | 78.4 | 80 |  | 0.99 | 5700 | 70
P8GH7XWA | Jenco Canada | JENCO | JC-FL-0262 | Outdoor Luminaires | Low Output | Fuel Pump Canopy Luminaires | Standard | TRUE | 4672.61 | 93.84 | 49.79 | 18.5 | 0.887 | 5294 | 87.1 | 5 |  | 3/29/2016 12:00:00 AM | Not Dimmable | Not Dimmable | No |  | 3 | 4672 | 90 | 52 | 19 | 0.99 | 5000 | 80
P00001I2L | Jiangsu Yongjiong Electricity Lighting Co., Ltd | YJL | YJLED350-I-100WFPC | Outdoor Luminaires | Mid Output | Fuel Pump Canopy Luminaires | Standard | TRUE | 8288.5 | 84.53 | 98.05 | 17.5 | 0.91 | 5386 | 67.4 | 5 | 100000 | 2/19/2014 12:00:00 AM | Not Yet Verified | Not Yet Verified | Not Yet Verified |  | 2.1 |  |  |  | 20 | 0.9 | 5000 | 70
P00001I2Q | Jiangsu Yongjiong Electricity Lighting Co., Ltd | YJL | YJLED350-I-100WFPC-GK | Outdoor Luminaires | Mid Output | Fuel Pump Canopy Luminaires | Standard | FALSE | [9 empty] | 2/19/2014 12:00:00 AM | Not Yet Verified | Not Yet Verified | Not Yet Verified |  |  | 8000 | 80 | 100 | 20 | 0.9 | 5000 | 70
P00001I2S | Jiangsu Yongjiong Electricity Lighting Co., Ltd | YJL | YJLED350-II-100WFPC-GK | Outdoor Luminaires | Mid Output | Fuel Pump Canopy Luminaires | Standard | FALSE | [9 empty] | 2/19/2014 12:00:00 AM | Not Yet Verified | Not Yet Verified | Not Yet Verified |  |  | 8000 | 80 | 100 | 20 | 0.9 | 5000 | 70
P00001I2R | Jiangsu Yongjiong Electricity Lighting Co., Ltd | YJL | YJLED350-II-100WFPC | Outdoor Luminaires | Mid Output | Fuel Pump Canopy Luminaires | Standard | FALSE | [9 empty] | 2/19/2014 12:00:00 AM | Not Yet Verified | Not Yet Verified | Not Yet Verified |  |  | 8000 | 80 | 100 | 20 | 0.9 | 5000 | 70
P00001I2M | Jiangsu Yongjiong Electricity Lighting Co., Ltd | YJL | YJLED350-I-80WFPC | Outdoor Luminaires | Mid Output | Fuel Pump Canopy Luminaires | Standard | TRUE | 6996.3 | 91.39 | 76.56 | 17.9 | 0.88 | 5347 | 67.1 | 5 | 100000 | 2/19/2014 12:00:00 AM | Not Yet Verified | Not Yet Verified | Not Yet Verified |  | 2.1 |  |  |  | 20 | 0.9 | 5000 | 70
P00001I2N | Jiangsu Yongjiong Electricity Lighting Co., Ltd | YJL | YJLED350-I-80WFPC-GK | Outdoor Luminaires | Mid Output | Fuel Pump Canopy Luminaires | Standard | FALSE | [9 empty] | 2/14/2014 12:00:00 AM | Not Yet Verified | Not Yet Verified | Not Yet Verified |  |  | 6400 | 80 | 80 | 20 | 0.9 | 5000 | 70
P00001I2O | Jiangsu Yongjiong Electricity Lighting Co., Ltd | YJL | YJLED350-II-80WFPC | Outdoor Luminaires | Mid Output | Fuel Pump Canopy Luminaires | Standard | FALSE | [9 empty] | 2/14/2014 12:00:00 AM | Not Yet Verified | Not Yet Verified | Not Yet Verified |  |  | 6400 | 80 | 80 | 20 | 0.9 | 5000 | 70
P00001I2P | Jiangsu Yongjiong Electricity Lighting Co., Ltd | YJL | YJLED350-II-80WFPC-GK | Outdoor Luminaires | Mid Output | Fuel Pump Canopy Luminaires | Standard | FALSE | [9 empty] | 2/14/2014 12:00:00 AM | Not Yet Verified | Not Yet Verified | Not Yet Verified |  |  | 6400 | 80 | 80 | 20 | 0.9 | 5000 | 70
PKEUVZ84 | Jubilee International INC | JUBILEE LED™ | JLL-CNP-60W | Outdoor Luminaires | Mid Output | Fuel Pump Canopy Luminaires | Standard | TRUE | 5373.3 | 89.63 | 59.95 | 15.78 | 0.9156 | 5982 | 71.2 | 5 | 50000 | 4/1/2016 12:00:00 AM | Not Yet Verified | Not Yet Verified | Not Yet Verified |  | 2.1 | 5000 | 89 | 60 |  | 0.9 | 5700 | 70
PE8RSFH7 | Jubilee International INC | JUBILEE LED™ | JLL-CNP-100W | Outdoor Luminaires | Mid Output | Fuel Pump Canopy Luminaires | Standard | TRUE | 8298.7 | 83.15 | 99.8 | 14.3 | 0.9154 | 5977 | 71.6 | 5 | 50000 | 4/1/2016 12:00:00 AM | Not Yet Verified | Not Yet Verified | Not Yet Verified |  | 2.1 | 8000 | 80 | 100 |  | 0.9 | 5700 | 70
P6XXZ2XG | Jubilee International INC | JUBILEE LED™ | JLL-CNP-130W | Outdoor Luminaires | High Output | Fuel Pump Canopy Luminaires | Standard | TRUE | 10853 | 83.87 | 129.4 | 15.01 | 0.9207 | 5992 | 72.1 | 5 | 50000 | 4/1/2016 12:00:00 AM | Not Yet Verified | Not Yet Verified | Not Yet Verified |  | 2.1 | 10000 | 83 | 130 |  | 0.9 | 5700 | 70
PYDK1BVY | Juno Lighting, LLC | Acculite | CPLA035KUN | Outdoor Luminaires | Low Output | Fuel Pump Canopy Luminaires | Standard | TRUE | 4257.83 | 88.32 | 48.21 | 10.2 | 0.99 | 5258 | 84 | 5 | 50000 | 6/30/2015 12:00:00 AM | Not Dimmable | Not Dimmable | Not Yet Verified |  | 2.1 | 4200 | 84 | 50 |  |  | 5000
PWR65JG2 | King Luminaire | Cree 228 Series | CAN-228-SL-RM-06-E-Ux-xx-525-DIM-40K | Outdoor Luminaires | High Output | Fuel Pump Canopy Luminaires | Standard | TRUE | 10351.2 | 101.96 | 101.52 | 12.88 | 0.934 | 3922 | 74 | 10 | 50000 | 6/29/2015 12:00:00 AM | Dimmable | Continuous Below 10 | Not Yet Verified | XCTB_E06*_CY7 | 2.1 | 10445 | 105.5 | 99 | 20 | 0.9 | 4000 | 70
PCCSJ613 | King Luminaire | Cree 228 Series | CAN-228-SL-RM-06-E-Ux-xx-700-DIM-40K | Outdoor Luminaires | High Output | Fuel Pump Canopy Luminaires | Standard | TRUE | 13101.5 | 95.6 | 137.25 | 10.09 | 0.968 | 3953 | 74 | 10 | 50000 | 6/29/2015 12:00:00 AM | Dimmable | Continuous Below 10 | Not Yet Verified | XCTB_E06*_DY7 | 2.1 | 13430 | 101.7 | 132 | 20 | 0.9 | 4000 | 70
P3YEBZ7F | KONKA GREEN LIGHTING CO.,LTD | Konka | KK-CA-AM100-A0US | Outdoor Luminaires | High Output | Fuel Pump Canopy Luminaires | Standard | TRUE | 10262.78 | 95.23 | 107.77 | 14.48 | 0.989 | 2820 | 81.9 | 5 | 50000 | 12/11/2015 12:00:00 AM | Not Dimmable | Not Dimmable | No |  | 3.1 | 10000 | 100 | 100 | 20 | 0.95 | 2700 | 83.7
PSUSWWB4 | KONKA GREEN LIGHTING CO.,LTD | Konka | KK-CA-DM100-A0US | Outdoor Luminaires | High Output | Fuel Pump Canopy Luminaires | Standard | FALSE | [9 empty] | 12/11/2015 12:00:00 AM | Not Dimmable | Not Dimmable | No |  |  | 10000 | 100 | 100 | 20 | 0.95 | 4000
PXWMMQ82 | KONKA GREEN LIGHTING CO.,LTD | Konka | KK-CA-EM100-A0US | Outdoor Luminaires | High Output | Fuel Pump Canopy Luminaires | Standard | FALSE | [9 empty] | 12/11/2015 12:00:00 AM | Not Dimmable | Not Dimmable | No |  |  | 10000 | 100 | 100 | 20 | 0.95 | 5000
P1TYXKN1 | KONKA GREEN LIGHTING CO.,LTD | Konka | KK-CA-FM100-A0US | Outdoor Luminaires | High Output | Fuel Pump Canopy Luminaires | Standard | FALSE | [9 empty] | 12/11/2015 12:00:00 AM | Not Dimmable | Not Dimmable | No |  |  | 10000 | 100 | 100 | 20 | 0.95 | 5700 | 70
P15FUWRH | KONKA GREEN LIGHTING CO.,LTD | Konka | KK-CA-AM120-A0US | Outdoor Luminaires | High Output | Fuel Pump Canopy Luminaires | Standard | TRUE | 10266.3 | 84.97 | 120.8 | 12.9 | 0.991 | 2798 | 81.1 | 5 | 50000 | 12/10/2015 12:00:00 AM | Not Dimmable | Not Dimmable | No |  | 3 | 12000 | 100 | 120 | 20 | 0.95 | 2700 | 70
PVYYUTMS | KONKA GREEN LIGHTING CO.,LTD | Konka | KK-CA-DM120-A0US | Outdoor Luminaires | High Output | Fuel Pump Canopy Luminaires | Standard | FALSE | [9 empty] | 12/10/2015 12:00:00 AM | Not Dimmable | Not Dimmable | No |  |  | 12000 | 100 | 120 | 20 | 0.95 | 4000 | 70
PMD35UH5 | KONKA GREEN LIGHTING CO.,LTD | Konka | KK-CA-FM120-A0US | Outdoor Luminaires | High Output | Fuel Pump Canopy Luminaires | Standard | FALSE | [9 empty] | 12/10/2015 12:00:00 AM | Not Dimmable | Not Dimmable | No |  |  | 12000 | 100 | 120 | 20 | 0.95 | 5700 | 70
PV9XXV57 | KONKA GREEN LIGHTING CO.,LTD | Konka | KK-CA-EM120-A0US | Outdoor Luminaires | High Output | Fuel Pump Canopy Luminaires | Standard | FALSE | [9 empty] | 12/10/2015 12:00:00 AM | Not Dimmable | Not Dimmable | No |  |  | 12000 | 100 | 120 | 20 | 0.95 | 5000 | 70
P3UER55K | KONKA GREEN LIGHTING CO.,LTD | Konka | KK-CA-AM075-A0US | Outdoor Luminaires | Mid Output | Fuel Pump Canopy Luminaires | Standard | TRUE | 6575.9 | 89 | 73.87 | 15.7 | 0.987 | 2830 | 81.8 | 5 | 50000 | 12/10/2015 12:00:00 AM | Not Dimmable | Not Dimmable | No |  | 3 | 6700 | 89 | 75 | 20 | 0.95 | 2700 | 70
PZNDUH5D | KONKA GREEN LIGHTING CO.,LTD | Konka | KK-CA-EM075-A0US | Outdoor Luminaires | Mid Output | Fuel Pump Canopy Luminaires | Standard | FALSE | [9 empty] | 12/10/2015 12:00:00 AM | Not Dimmable | Not Dimmable | No |  |  | 7500 | 100 | 75 | 20 | 0.95 | 5000 | 70
PPFE1MRF | KONKA GREEN LIGHTING CO.,LTD | Konka | KK-CA-DM075-A0US | Outdoor Luminaires | Mid Output | Fuel Pump Canopy Luminaires | Standard | FALSE | [9 empty] | 12/10/2015 12:00:00 AM | Not Dimmable | Not Dimmable | No |  |  | 7500 | 100 | 75 | 20 | 0.95 | 4000 | 70
PSGHFUZJ | Krut Systems LLC | Krut LED | KL130CP4K-SLIM | Outdoor Luminaires | High Output | Fuel Pump Canopy Luminaires | Standard | TRUE | 14063 | 105.26 | 133.6 | 11.38 | 0.9172 | 4031 | 83.6 | 5 | 50000 | 1/22/2016 12:00:00 AM | Not Dimmable | Not Dimmable | No |  | 3 | 14063 | 105.26 | 133.6 | 11.38 | 0.9172 | 4000 | 83.6
PMHQRU7K | Krut Systems LLC | Krut LED | KL130CP5K-SLIM | Outdoor Luminaires | High Output | Fuel Pump Canopy Luminaires | Standard | FALSE | [9 empty] | 1/22/2016 12:00:00 AM | Not Dimmable | Not Dimmable | No |  |  | 14063 | 105.26 | 133.6 | 11.38 | 0.9172 | 5000 | 83.6
PZSN7U25 | Krut Systems LLC | Krut LED | KL130CP4K5-SLIM | Outdoor Luminaires | High Output | Fuel Pump Canopy Luminaires | Standard | FALSE | [9 empty] | 1/22/2016 12:00:00 AM | Not Dimmable | Not Dimmable | No |  |  | 14063 | 105.26 | 133.6 | 11.38 | 0.9172 | 4500 | 83.6
P7MAXKV1 | Krut Systems LLC | Krut LED | KL130CP5K7-SLIM | Outdoor Luminaires | High Output | Fuel Pump Canopy Luminaires | Standard | FALSE | [9 empty] | 1/22/2016 12:00:00 AM | Not Dimmable | Not Dimmable | No |  |  | 14657 | 108.41 | 135.2 | 11.57 | 0.9292 | 5700 | 84
PUUJ54EZ | Krut Systems LLC | Krut LED | KL45CP4K | Outdoor Luminaires | Low Output | Fuel Pump Canopy Luminaires | Standard | TRUE | 3918.5 | 84.98 | 46.11 | 6.9 | 0.8902 | 4041 | 73 | 5 | 50000 | 5/23/2016 12:00:00 AM | Not Dimmable | Not Dimmable | Not Yet Verified |  | 2.1 | 4006.5 | 86.16 | 46.5 | 6.9 | 0.8902 | 4000 | 73
PJY76ZR6 | Krut Systems LLC | Krut LED | KL45CP5K | Outdoor Luminaires | Low Output | Fuel Pump Canopy Luminaires | Standard | FALSE | [9 empty] | 5/23/2016 12:00:00 AM | Not Dimmable | Not Dimmable | Not Yet Verified |  |  | 4006.5 | 86.16 | 46.5 | 6.9 | 0.8902 | 5000 | 73
P7SCNGA3 | Krut Systems LLC | Krut LED | KL45CP5K7 | Outdoor Luminaires | Low Output | Fuel Pump Canopy Luminaires | Standard | FALSE | [9 empty] | 5/23/2016 12:00:00 AM | Not Dimmable | Not Dimmable | Not Yet Verified |  |  | 4082 | 86.2 | 47.41 | 6.5 | 0.9021 | 5700 | 72.6
P64ZN98N | Krut Systems LLC | Krut LED | KL45CP4K5 | Outdoor Luminaires | Low Output | Fuel Pump Canopy Luminaires | Standard | FALSE | [9 empty] | 5/23/2016 12:00:00 AM | Not Dimmable | Not Dimmable | Not Yet Verified |  |  | 4006.5 | 86.16 | 46.5 | 6.9 | 0.8902 | 4500 | 73
PUBSJ7GT | Krut Systems LLC | Krut LED | KL80CP4K | Outdoor Luminaires | Mid Output | Fuel Pump Canopy Luminaires | Standard | TRUE | 8211.2 | 97.2 | 84.53 | 15.17 | 0.9241 | 4038 | 72.9 | 5 | 50000 | 5/23/2016 12:00:00 AM | Not Dimmable | Not Dimmable | Not Yet Verified |  | 2.1 | 8211.2 | 97.2 | 84.48 | 15.17 | 0.9241 | 4000 | 72.9
PZP4ECCJ | Krut Systems LLC | Krut LED | KL80CP5K | Outdoor Luminaires | Mid Output | Fuel Pump Canopy Luminaires | Standard | FALSE | [9 empty] | 5/23/2016 12:00:00 AM | Not Dimmable | Not Dimmable | Not Yet Verified |  |  | 8211.2 | 97.2 | 84.48 | 15.17 | 0.9241 | 5000 | 72.9
PFRZZRT2 | Krut Systems LLC | Krut LED | KL80CP4K5 | Outdoor Luminaires | Mid Output | Fuel Pump Canopy Luminaires | Standard | FALSE | [9 empty] | 5/23/2016 12:00:00 AM | Not Dimmable | Not Dimmable | Not Yet Verified |  |  | 8211.2 | 97.2 | 84.48 | 15.17 | 0.9241 | 4500 | 72.9
PFWPM1PX | Krut Systems LLC | Krut LED | KL80CP5K7 | Outdoor Luminaires | Mid Output | Fuel Pump Canopy Luminaires | Standard | FALSE | [9 empty] | 5/23/2016 12:00:00 AM | Not Dimmable | Not Dimmable | Not Yet Verified |  |  | 8453 | 99.11 | 85.43 | 15.68 | 0.9236 | 5700 | 73.2
PBFSWD7M | Krut Systems LLC | Krut LED | KL80CP4K-HV | Outdoor Luminaires | Mid Output | Fuel Pump Canopy Luminaires | Standard | TRUE | 8074.7 | 99.8 | 80.91 | 11.53 | 0.953 | 4033 | 72.9 | 5 | 50000 | 5/23/2016 12:00:00 AM | Not Dimmable | Not Dimmable | Not Yet Verified |  | 2.1 | 8074.6 | 99.8 | 80.91 | 11.53 | 0.9532 | 4000 | 72.9
PDJHD7UP | Krut Systems LLC | Krut LED | KL80CP5K7-HV | Outdoor Luminaires | Mid Output | Fuel Pump Canopy Luminaires | Standard | FALSE | [9 empty] | 5/23/2016 12:00:00 AM | Not Dimmable | Not Dimmable | Not Yet Verified |  |  | 8108 | 100.19 | 80.93 | 11.69 | 0.9521 | 5700 | 73.4
P2GCC25C | Krut Systems LLC | Krut LED | KL80CP4K5-HV | Outdoor Luminaires | Mid Output | Fuel Pump Canopy Luminaires | Standard | FALSE | [9 empty] | 5/23/2016 12:00:00 AM | Not Dimmable | Not Dimmable | Not Yet Verified |  |  | 8074.6 | 99.8 | 80.91 | 11.53 | 0.9532 | 4500 | 72.9
PGGGH8EG | Krut Systems LLC | Krut LED | KL80CP5K-HV | Outdoor Luminaires | Mid Output | Fuel Pump Canopy Luminaires | Standard | FALSE | [9 empty] | 5/23/2016 12:00:00 AM | Not Dimmable | Not Dimmable | Not Yet Verified |  |  | 8074.6 | 99.8 | 80.91 | 11.53 | 0.9532 | 5000 | 72.9
PRD8F36D | Krut Systems LLC | Krut LED | KL100CP4K | Outdoor Luminaires | Mid Output | Fuel Pump Canopy Luminaires | Standard | TRUE | 9714.7 | 98.43 | 98.35 | 19.43 | 0.909 | 4053 | 73.1 | 5 | 50000 | 5/23/2016 12:00:00 AM | Not Dimmable | Not Dimmable | Not Yet Verified |  | 2.1 | 9714.7 | 98.43 | 98.7 | 19.43 | 0.909 | 4000 | 73.1
PKHCMWR7 | Krut Systems LLC | Krut LED | KL100CP4K5 | Outdoor Luminaires | Mid Output | Fuel Pump Canopy Luminaires | Standard | FALSE | [9 empty] | 5/23/2016 12:00:00 AM | Not Dimmable | Not Dimmable | Not Yet Verified |  |  | 9714.7 | 98.43 | 98.7 | 19.43 | 0.909 | 4500 | 73.1
PF1BKHF9 | Krut Systems LLC | Krut LED | KL100CP5K | Outdoor Luminaires | Mid Output | Fuel Pump Canopy Luminaires | Standard | FALSE | [9 empty] | 5/23/2016 12:00:00 AM | Not Dimmable | Not Dimmable | Not Yet Verified |  |  | 9714.7 | 98.43 | 98.7 | 19.43 | 0.909 | 5000 | 73.1
PPGC3JQ8 | Krut Systems LLC | Krut LED | KL100CP5K7 | Outdoor Luminaires | Mid Output | Fuel Pump Canopy Luminaires | Standard | FALSE | [9 empty] | 5/23/2016 12:00:00 AM | Not Dimmable | Not Dimmable | Not Yet Verified |  |  | 10271 | 101.49 | 100.8 | 18.93 | 0.906 | 5700 | 72.5
P7HTGP8M | Krut Systems LLC | Krut LED | KL120CP4K | Outdoor Luminaires | High Output | Fuel Pump Canopy Luminaires | Standard | TRUE | 11754 | 96.69 | 122.3 | 15.91 | 0.903 | 4033 | 73 | 5 | 50000 | 5/23/2016 12:00:00 AM | Not Dimmable | Not Dimmable | Not Yet Verified |  | 2.1 | 11754 | 96.69 | 122.3 | 15.91 | 0.903 | 4000 | 73
PTF4YNPB | Krut Systems LLC | Krut LED | KL120CP5K7 | Outdoor Luminaires | High Output | Fuel Pump Canopy Luminaires | Standard | FALSE | [9 empty] | 5/23/2016 12:00:00 AM | Not Dimmable | Not Dimmable | Not Yet Verified |  |  | 12103 | 99.56 | 122.4 | 14.85 | 0.904 | 5700 | 73.3
PDE68897 | Krut Systems LLC | Krut LED | KL120CP4K5 | Outdoor Luminaires | High Output | Fuel Pump Canopy Luminaires | Standard | FALSE | [9 empty] | 5/23/2016 12:00:00 AM | Not Dimmable | Not Dimmable | Not Yet Verified |  |  | 11754 | 96.69 | 122.3 | 15.91 | 0.903 | 4500 | 73
P9D7NYJ8 | Krut Systems LLC | Krut LED | KL120CP5K | Outdoor Luminaires | High Output | Fuel Pump Canopy Luminaires | Standard | FALSE | [9 empty] | 5/23/2016 12:00:00 AM | Not Dimmable | Not Dimmable | Not Yet Verified |  |  | 11754 | 96.69 | 122.3 | 15.91 | 0.903 | 5000 | 73
P66PURFN | Krut Systems LLC | Krut LED | KL120CP4K-HV | Outdoor Luminaires | High Output | Fuel Pump Canopy Luminaires | Standard | TRUE | 11215 | 95.65 | 117.3 | 11.12 | 0.956 | 4026 | 73.1 | 5 | 50000 | 5/23/2016 12:00:00 AM | Not Dimmable | Not Dimmable | Not Yet Verified |  | 2.1 | 11215 | 95.65 | 117.3 | 11.12 | 0.956 | 4000 | 73.1
PDERWE9Q | Krut Systems LLC | Krut LED | KL120CP5K7-HV | Outdoor Luminaires | High Output | Fuel Pump Canopy Luminaires | Standard | FALSE | [9 empty] | 5/23/2016 12:00:00 AM | Not Dimmable | Not Dimmable | Not Yet Verified |  |  | 11430 | 96.29 | 119.5 | 11.96 | 0.95 | 5700 | 73.3
PWFMJGCQ | Krut Systems LLC | Krut LED | KL120CP5K-HV | Outdoor Luminaires | High Output | Fuel Pump Canopy Luminaires | Standard | FALSE | [9 empty] | 5/23/2016 12:00:00 AM | Not Dimmable | Not Dimmable | Not Yet Verified |  |  | 11215 | 95.65 | 117.3 | 11.12 | 0.956 | 5000 | 73.1
P9VDHTWB | Krut Systems LLC | Krut LED | KL120CP4K5-HV | Outdoor Luminaires | High Output | Fuel Pump Canopy Luminaires | Standard | FALSE | [9 empty] | 5/23/2016 12:00:00 AM | Not Dimmable | Not Dimmable | Not Yet Verified |  |  | 11215 | 95.65 | 117.3 | 11.12 | 0.956 | 4500 | 73.1
PCYTAUJG | Krut Systems LLC | Krut LED | KL100CP4K-SLIM | Outdoor Luminaires | High Output | Fuel Pump Canopy Luminaires | Standard | TRUE | 10650 | 105.97 | 100.5 | 14.13 | 0.9023 | 4012 | 83.5 | 5 | 50000 | 5/23/2016 12:00:00 AM | Not Dimmable | Not Dimmable | No |  | 3 | 10650 | 105.97 | 100.5 | 14.13 | 0.9023 | 4000 | 83.5
PT3DEY76 | Krut Systems LLC | Krut LED | KL100CP5K-SLIM | Outdoor Luminaires | High Output | Fuel Pump Canopy Luminaires | Standard | FALSE | [9 empty] | 5/23/2016 12:00:00 AM | Not Dimmable | Not Dimmable | No |  |  | 10650 | 105.97 | 100.5 | 14.13 | 0.9023 | 5000 | 83.5
PHTQS4U9 | Krut Systems LLC | Krut LED | KL100CP4K5-SLIM | Outdoor Luminaires | High Output | Fuel Pump Canopy Luminaires | Standard | FALSE | [9 empty] | 5/23/2016 12:00:00 AM | Not Dimmable | Not Dimmable | No |  |  | 10650 | 105.97 | 100.5 | 14.13 | 0.9023 | 4500 | 83.5
PASPFMX3 | Krut Systems LLC | Krut LED | KL100CP5K7-SLIM | Outdoor Luminaires | High Output | Fuel Pump Canopy Luminaires | Standard | FALSE | [9 empty] | 5/23/2016 12:00:00 AM | Not Dimmable | Not Dimmable | No |  |  | 11056 | 108.18 | 102.2 | 13.97 | 0.9106 | 5700 | 83.8
P178MF87 | Krut Systems LLC | Krut LED | KL100CPH4K | Outdoor Luminaires | High Output | Fuel Pump Canopy Luminaires | Standard | TRUE | 10368 | 103.92 | 99.77 | 16.14 | 0.9111 | 3998 | 83.4 | 5 | 50000 | 5/23/2016 12:00:00 AM | Not Dimmable | Not Dimmable | No |  | 3.1 | 10368 | 103.92 | 99.77 | 16.14 | 0.9111 | 4000 | 83.4
P6VG8N4N | Krut Systems LLC | Krut LED | KL100CPH4K5 | Outdoor Luminaires | High Output | Fuel Pump Canopy Luminaires | Standard | FALSE | [9 empty] | 5/23/2016 12:00:00 AM | Not Dimmable | Not Dimmable | No |  |  | 10473 | 104.92 | 99.82 | 16.14 | 0.9111 | 4500 | 83.4
PMMRSCTB | Krut Systems LLC | Krut LED | KL100CPH5K7 | Outdoor Luminaires | High Output | Fuel Pump Canopy Luminaires | Standard | FALSE | [9 empty] | 5/23/2016 12:00:00 AM | Not Dimmable | Not Dimmable | No |  |  | 10683 | 106.98 | 99.86 | 16.14 | 0.9058 | 5700 | 83.1
PX73NTRV | Krut Systems LLC | Krut LED | KL100CPH5K | Outdoor Luminaires | High Output | Fuel Pump Canopy Luminaires | Standard | FALSE | [9 empty] | 5/23/2016 12:00:00 AM | Not Dimmable | Not Dimmable | No |  |  | 10578 | 105.98 | 99.82 | 16.14 | 0.9111 | 5000 | 83.4
PGE4HWQT | Krut Systems LLC | Krut LED | KL130CPH4K | Outdoor Luminaires | High Output | Fuel Pump Canopy Luminaires | Standard | TRUE | 12947 | 98.68 | 131.2 | 11.45 | 0.9126 | 4017 | 83.6 | 5 | 50000 | 5/23/2016 12:00:00 AM | Not Dimmable | Not Dimmable | No |  | 3.1 | 12947 | 98.68 | 131.2 | 11.45 | 0.9126 | 4000 | 83.6
PVSFXWBW | Krut Systems LLC | Krut LED | KL130CPH4K5 | Outdoor Luminaires | High Output | Fuel Pump Canopy Luminaires | Standard | FALSE | [9 empty] | 5/23/2016 12:00:00 AM | Not Dimmable | Not Dimmable | No |  |  | 13048.3 | 99.38 | 131.3 | 11.45 | 0.9126 | 4500 | 83.6
PH7GMCUN | Krut Systems LLC | Krut LED | KL130CPH5K | Outdoor Luminaires | High Output | Fuel Pump Canopy Luminaires | Standard | FALSE | [9 empty] | 5/23/2016 12:00:00 AM | Not Dimmable | Not Dimmable | No |  |  | 13149.7 | 100.15 | 131.3 | 11.45 | 0.9126 | 5000 | 83.6
PVW33GHP | Krut Systems LLC | Krut LED | KL130CPH5K7 | Outdoor Luminaires | High Output | Fuel Pump Canopy Luminaires | Standard | FALSE | [9 empty] | 5/23/2016 12:00:00 AM | Not Dimmable | Not Dimmable | No |  |  | 13251 | 100.84 | 131.4 | 11.45 | 0.9047 | 5700 | 83.2
PWS5CR6Z | Krut Systems LLC | Krut LED | KL150CP4K-SLIM | Outdoor Luminaires | High Output | Fuel Pump Canopy Luminaires | Standard | TRUE | 15934 | 104.83 | 152 | 10.52 | 0.933 | 4028 | 83.6 | 5 | 50000 | 5/23/2016 12:00:00 AM | Not Dimmable | Not Dimmable | No |  | 3 | 15934 | 104.83 | 152 | 10.52 | 0.933 | 4000 | 83.6
PQJE99YX | Krut Systems LLC | Krut LED | KL150CP5K7-SLIM | Outdoor Luminaires | High Output | Fuel Pump Canopy Luminaires | Standard | FALSE | [9 empty] | 5/23/2016 12:00:00 AM | Not Dimmable | Not Dimmable | No |  |  | 16606 | 106.59 | 155.8 | 11.23 | 0.9241 | 5700 | 84
PRN11Q5B | Krut Systems LLC | Krut LED | KL150CP4K5-SLIM | Outdoor Luminaires | High Output | Fuel Pump Canopy Luminaires | Standard | FALSE | [9 empty] | 5/23/2016 12:00:00 AM | Not Dimmable | Not Dimmable | No |  |  | 15934 | 104.83 | 152 | 10.52 | 0.933 | 4500 | 83.6
PQW17P8D | Krut Systems LLC | Krut LED | KL150CP5K-SLIM | Outdoor Luminaires | High Output | Fuel Pump Canopy Luminaires | Standard | FALSE | [9 empty] | 5/23/2016 12:00:00 AM | Not Dimmable | Not Dimmable | No |  |  | 15934 | 104.83 | 152 | 10.52 | 0.933 | 5000 | 83.6
PTBRQFD9 | Krut Systems LLC | Krut LED | KL150CPH4K | Outdoor Luminaires | High Output | Fuel Pump Canopy Luminaires | Standard | TRUE | 14962 | 99.09 | 151 | 10.43 | 0.9298 | 4005 | 83.6 | 5 | 50000 | 5/23/2016 12:00:00 AM | Not Dimmable | Not Dimmable | No |  | 3.1 | 14962 | 99.09 | 151 | 10.43 | 0.9298 | 4000 | 83.6
PAC63JKG | Krut Systems LLC | Krut LED | KL150CPH5K7 | Outdoor Luminaires | High Output | Fuel Pump Canopy Luminaires | Standard | FALSE | [9 empty] | 5/23/2016 12:00:00 AM | Not Dimmable | Not Dimmable | No |  |  | 15377 | 101.77 | 151.1 | 10.43 | 0.9291 | 5700 | 83.3
P9KUFE72 | Krut Systems LLC | Krut LED | KL150CPH4K5 | Outdoor Luminaires | High Output | Fuel Pump Canopy Luminaires | Standard | FALSE | [9 empty] | 5/23/2016 12:00:00 AM | Not Dimmable | Not Dimmable | No |  |  | 15100.3 | 99.97 | 151.05 | 10.43 | 0.9298 | 4500 | 83.6
PURVYYME | Krut Systems LLC | Krut LED | KL150CPH5K | Outdoor Luminaires | High Output | Fuel Pump Canopy Luminaires | Standard | FALSE | [9 empty] | 5/23/2016 12:00:00 AM | Not Dimmable | Not Dimmable | No |  |  | 15238.7 | 100.88 | 151.05 | 10.43 | 0.9298 | 5000 | 83.6
PE27BS5H | Lamp Shining Manufacturing Co.,Ltd | Lamp Shining | LSCP-100W1203030-H(3000K) | Outdoor Luminaires | High Output | Fuel Pump Canopy Luminaires | Standard | TRUE | 11029 | 113.13 | 97.49 | 13.42 | 0.934 | 3029 | 73.3 | 5 | 50000 | 4/18/2016 12:00:00 AM | Not Dimmable | Not Dimmable | No |  | 3.1 | 11000 | 110 | 100 | 7 | 0.95 | 3000 | 70
PHBNR7H3 | Lamp Shining Manufacturing Co.,Ltd | Lamp Shining | LSCP-100W1203030-H(5000K) | Outdoor Luminaires | High Output | Fuel Pump Canopy Luminaires | Standard | FALSE | [9 empty] | 4/18/2016 12:00:00 AM | Not Dimmable | Not Dimmable | No |  |  | 11890 | 118.9 | 100 | 7 | 0.95 | 5000 | 70
PVQZ97JG | Lamp Shining Manufacturing Co.,Ltd | Lamp Shining | LSCP-100W1203030-H(4000K) | Outdoor Luminaires | High Output | Fuel Pump Canopy Luminaires | Standard | FALSE | [9 empty] | 4/18/2016 12:00:00 AM | Not Dimmable | Not Dimmable | No |  |  | 11330 | 113.3 | 100 | 7 | 0.95 | 4000 | 70
PP2245DU | Lamp Shining Manufacturing Co.,Ltd | Lamp Shining | LSCP-100W1203030-H(3500K) | Outdoor Luminaires | High Output | Fuel Pump Canopy Luminaires | Standard | FALSE | [9 empty] | 4/18/2016 12:00:00 AM | Not Dimmable | Not Dimmable | No |  |  | 11000 | 110 | 100 | 7 | 0.95 | 3500 | 70
P5CDGGQH | Lamp Shining Manufacturing Co.,Ltd | Lamp Shining | LSCP-100W1203030-H(4500K) | Outdoor Luminaires | High Output | Fuel Pump Canopy Luminaires | Standard | FALSE | [9 empty] | 4/18/2016 12:00:00 AM | Not Dimmable | Not Dimmable | No |  |  | 11330 | 113.3 | 100 | 7 | 0.95 | 4500 | 70
PE23HCFD | Lamp Shining Manufacturing Co.,Ltd | Lamp Shining | LSCP-100W1203030-H(5700K) | Outdoor Luminaires | High Output | Fuel Pump Canopy Luminaires | Standard | FALSE | [9 empty] | 4/18/2016 12:00:00 AM | Not Dimmable | Not Dimmable | No |  |  | 12300 | 123 | 100 | 7 | 0.95 | 5700 | 70
PP8T2C64 | Lamp Shining Manufacturing Co.,Ltd | Lamp Shining | LSCP-120W1203030-H(3000K) | Outdoor Luminaires | High Output | Fuel Pump Canopy Luminaires | Standard | TRUE | 13853.23 | 118 | 117.4 | 11.36 | 0.938 | 3019 | 73.6 | 5 | 50000 | 4/22/2016 12:00:00 AM | Not Dimmable | Not Dimmable | No |  | 3.1 | 13500 | 112.5 | 120 | 7 | 0.95 | 3000 | 70
P9JFEX3B | Lamp Shining Manufacturing Co.,Ltd | Lamp Shining | LSCP-120W1203030-H(5000K) | Outdoor Luminaires | High Output | Fuel Pump Canopy Luminaires | Standard | FALSE | [9 empty] | 4/22/2016 12:00:00 AM | Not Dimmable | Not Dimmable | No |  |  | 14920 | 118.9 | 120 | 7 | 0.95 | 5000 | 70
P7W8WTSJ | Lamp Shining Manufacturing Co.,Ltd | Lamp Shining | LSCP-120W1203030-H(5700K) | Outdoor Luminaires | High Output | Fuel Pump Canopy Luminaires | Standard | FALSE | [9 empty] | 4/22/2016 12:00:00 AM | Not Dimmable | Not Dimmable | No |  |  | 15900 | 132.5 | 120 | 7 | 0.95 | 5700 | 70
P2ZM5C94 | Lamp Shining Manufacturing Co.,Ltd | Lamp Shining | LSCP-120W1203030-H(3500K) | Outdoor Luminaires | High Output | Fuel Pump Canopy Luminaires | Standard | FALSE | [9 empty] | 4/22/2016 12:00:00 AM | Not Dimmable | Not Dimmable | No |  |  | 13500 | 112.5 | 120 | 7 | 0.95 | 3500 | 70
PJP8RB8J | Lamp Shining Manufacturing Co.,Ltd | Lamp Shining | LSCP-120W1203030-H(4500K) | Outdoor Luminaires | High Output | Fuel Pump Canopy Luminaires | Standard | FALSE | [9 empty] | 4/22/2016 12:00:00 AM | Not Dimmable | Not Dimmable | No |  |  | 14150 | 117.92 | 120 | 7 | 0.95 | 4500 | 70
PKEYGRVD | Lamp Shining Manufacturing Co.,Ltd | Lamp Shining | LSCP-120W1203030-H(4000K) | Outdoor Luminaires | High Output | Fuel Pump Canopy Luminaires | Standard | FALSE | [9 empty] | 4/22/2016 12:00:00 AM | Not Dimmable | Not Dimmable | No |  |  | 14150 | 117.92 | 120 | 7 | 0.95 | 4000 | 70
P9BJEHP6 | Lamp Shining Manufacturing Co.,Ltd | Lamp Shining | LSCP-200W1203030-H(3000K) | Outdoor Luminaires | High Output | Fuel Pump Canopy Luminaires | Standard | TRUE | 20709.42 | 111.13 | 186.36 | 11.3 | 0.907 | 3040 | 73.6 | 5 | 50000 | 4/22/2016 12:00:00 AM | Not Dimmable | Not Dimmable | No |  | 3.1 | 21000 | 105 | 200 | 7 | 0.95 | 3000 | 70
PMHWUQWV | Lamp Shining Manufacturing Co.,Ltd | Lamp Shining | LSCP-200W1203030-H(5700K) | Outdoor Luminaires | High Output | Fuel Pump Canopy Luminaires | Standard | FALSE | [9 empty] | 4/22/2016 12:00:00 AM | Not Dimmable | Not Dimmable | No |  |  | 23800 | 119 | 200 | 7 | 0.95 | 5700 | 70
PNG6UY3Z | Lamp Shining Manufacturing Co.,Ltd | Lamp Shining | LSCP-200W1203030-H(4000K) | Outdoor Luminaires | High Output | Fuel Pump Canopy Luminaires | Standard | FALSE | [9 empty] | 4/22/2016 12:00:00 AM | Not Dimmable | Not Dimmable | No |  |  | 22000 | 110 | 200 | 7 | 0.95 | 4000 | 70
P66EU8HX | Lamp Shining Manufacturing Co.,Ltd | Lamp Shining | LSCP-200W1203030-H(3500K) | Outdoor Luminaires | High Output | Fuel Pump Canopy Luminaires | Standard | FALSE | [9 empty] | 4/22/2016 12:00:00 AM | Not Dimmable | Not Dimmable | No |  |  | 21000 | 105 | 200 | 7 | 0.95 | 3500 | 70
PQKBKVKG | Lamp Shining Manufacturing Co.,Ltd | Lamp Shining | LSCP-200W1203030-H(5000K) | Outdoor Luminaires | High Output | Fuel Pump Canopy Luminaires | Standard | FALSE | [9 empty] | 4/22/2016 12:00:00 AM | Not Dimmable | Not Dimmable | No |  |  | 22800 | 114 | 200 | 7 | 0.95 | 5000 | 70
P7BR5DZZ | Lamp Shining Manufacturing Co.,Ltd | Lamp Shining | LSCP-200W1203030-H(4500K) | Outdoor Luminaires | High Output | Fuel Pump Canopy Luminaires | Standard | FALSE | [9 empty] | 4/22/2016 12:00:00 AM | Not Dimmable | Not Dimmable | No |  |  | 22000 | 110 | 200 | 7 | 0.95 | 4500 | 70
PMMPN9SC | Lamp Shining Manufacturing Co.,Ltd | Lamp Shining | LSCP-150W1203030-H(3000K) | Outdoor Luminaires | High Output | Fuel Pump Canopy Luminaires | Standard | TRUE | 17928.33 | 121.44 | 148 | 12.52 | 0.936 | 3025 | 73.6 | 5 | 50000 | 4/22/2016 12:00:00 AM | Not Dimmable | Not Dimmable | No |  | 3.1 | 18000 | 120 | 150 | 7 | 0.95 | 3000 | 70
PT5D5FU5 | Lamp Shining Manufacturing Co.,Ltd | Lamp Shining | LSCP-150W1203030-H(4000K) | Outdoor Luminaires | High Output | Fuel Pump Canopy Luminaires | Standard | FALSE | [9 empty] | 4/22/2016 12:00:00 AM | Not Dimmable | Not Dimmable | No |  |  | 19000 | 126.67 | 150 | 7 | 0.95 | 4000 | 70
PHF5MX4P | Lamp Shining Manufacturing Co.,Ltd | Lamp Shining | LSCP-150W1203030-H(4500K) | Outdoor Luminaires | High Output | Fuel Pump Canopy Luminaires | Standard | FALSE | [9 empty] | 4/22/2016 12:00:00 AM | Not Dimmable | Not Dimmable | No |  |  | 19000 | 126.67 | 150 | 7 | 0.95 | 4500 | 70
PWJ5GX7K | Lamp Shining Manufacturing Co.,Ltd | Lamp Shining | LSCP-150W1203030-H(3500K) | Outdoor Luminaires | High Output | Fuel Pump Canopy Luminaires | Standard | FALSE | [9 empty] | 4/22/2016 12:00:00 AM | Not Dimmable | Not Dimmable | No |  |  | 18000 | 120 | 150 | 7 | 0.95 | 3500 | 70
P2CSZ6DS | Lamp Shining Manufacturing Co.,Ltd | Lamp Shining | LSCP-150W1203030-H(5000K) | Outdoor Luminaires | High Output | Fuel Pump Canopy Luminaires | Standard | FALSE | [9 empty] | 4/22/2016 12:00:00 AM | Not Dimmable | Not Dimmable | No |  |  | 19500 | 130 | 150 | 7 | 0.95 | 5000 | 70
PAQ7RGXD | Lamp Shining Manufacturing Co.,Ltd | Lamp Shining | LSCP-150W1203030-H(5700K) | Outdoor Luminaires | High Output | Fuel Pump Canopy Luminaires | Standard | FALSE | [9 empty] | 4/22/2016 12:00:00 AM | Not Dimmable | Not Dimmable | No |  |  | 20000 | 133.33 | 150 | 7 | 0.95 | 5700 | 70
P00000YPR | Leading Energy Designs, Ltd. | Fuel Pump Canopy | R84-802C | Outdoor Retrofit Kit | Mid Output | Retrofit Kits for Fuel Pump Canopy Luminaires | Standard | TRUE | 5986 | 78.02 | 76.72 | 19.87 | 0.892 | 5363 | 75.1 | 5 | 50000 | 7/14/2014 12:00:00 AM | Not Yet Verified | Not Yet Verified | Not Yet Verified |  | 2.1 | 8000 |  | 77 | 20 | 0.95 | 5700 | 75
P1HXQHD8 | Leadray Energy Co., Ltd. | Leadray | CB150NGE | Outdoor Luminaires | High Output | Fuel Pump Canopy Luminaires | Standard | TRUE | 14074 | 92 | 152.98 | 6.45 | 0.9948 | 4833 | 77.9 | 5 | 50000 | 6/22/2015 12:00:00 AM | Not Dimmable | Not Dimmable | Not Yet Verified |  | 2.1 | 13500 | 90 | 150 | 20 | 0.9 | 5000 | 70
P9T62B3C | Leadray Energy Co., Ltd. | Leadray | CB150NGD | Outdoor Luminaires | High Output | Fuel Pump Canopy Luminaires | Standard | FALSE | [9 empty] | 6/22/2015 12:00:00 AM | Dimmable | Continuous Below 10 | Not Yet Verified |  |  | 13500 | 90 | 150 | 20 | 0.9 | 5000 | 70
P2AS5PY2 | Leadray Energy Co., Ltd. | Leadray | CB120NGE | Outdoor Luminaires | High Output | Fuel Pump Canopy Luminaires | Standard | TRUE | 12503 | 100.6 | 124.3 | 6.56 | 0.9955 | 4779 | 74.3 | 5 | 50000 | 7/13/2015 12:00:00 AM | Not Dimmable | Not Dimmable | Not Yet Verified |  |  | 12000 | 100 | 120 | 20 | 0.9 | 5000 | 70
P9P6BBT9 | Leadray Energy Co., Ltd. | Leadray | CB120NGD | Outdoor Luminaires | High Output | Fuel Pump Canopy Luminaires | Standard | FALSE | [9 empty] | 7/13/2015 12:00:00 AM | Dimmable | Continuous Below 10 | Not Yet Verified |  |  | 12000 | 100 | 120 | 20 | 0.9 | 5000 | 70
PME6SN1C | LED Light Technology LLC | LED Light Technology | LLT-19-CPL-100 | Outdoor Luminaires | Mid Output | Fuel Pump Canopy Luminaires | Standard | TRUE | 9591.5 | 98 | 97.87 | 13.66 | 0.933 | 4999 | 72.3 | 5 | 50000 | 4/14/2015 12:00:00 AM | Not Dimmable | Not Dimmable | Not Yet Verified |  | 2.1 | 9591.5 | 98 | 100 |  |  | 5000 | 72.3
PWHUP7CC | LED Light Technology LLC | LED Light Technology | LLT-19-CPL-150 | Outdoor Luminaires | High Output | Fuel Pump Canopy Luminaires | Standard | TRUE | 14245 | 98.63 | 144.4 | 12.9 | 0.932 | 5016 | 72.2 | 5 | 50000 | 4/14/2015 12:00:00 AM | Not Dimmable | Not Dimmable | Not Yet Verified |  | 2.1 | 14245 | 98.63 | 150 |  |  | 5000 | 73
PBT95T3S | LED Rite, LLC | LED Rite | RC080XXX30KX | Outdoor Luminaires | Mid Output | Fuel Pump Canopy Luminaires | Standard | TRUE | 7349.4 | 97.9 | 75.1 | 19.3 | 0.9082 | 3051 | 72.7 | 5 | 50000 | 8/3/2015 12:00:00 AM | Not Yet Verified | Not Yet Verified | Not Yet Verified |  | 2.1 | 7349.4 | 97.9 | 75.1 | 10.01 | 0.9909 | 3051 | 72.7
PCB8NMQR | LED Rite, LLC | LED Rite | RC080XXX57KX | Outdoor Luminaires | Mid Output | Fuel Pump Canopy Luminaires | Standard | FALSE | [9 empty] | 8/3/2015 12:00:00 AM | Not Dimmable | Not Dimmable | Not Yet Verified |  |  | 8087.2 | 107.5 | 75.2 | 8.6 | 0.9915 | 5734 | 75.7
P00000ZB7 | LED Trail | LED Trail | 4770 | Outdoor Luminaires | Low Output | Fuel Pump Canopy Luminaires | Standard | TRUE | 4812 | 78.06 | 61.64 | 10.96 | 0.919 | 5388 | 73 | 5 | 50000 | 6/12/2013 12:00:00 AM | Not Yet Verified | Not Yet Verified | Not Yet Verified |  | 1.7 | 4920 | 82 | 60 |  |  | 5200 | 75
P8N4PER2 | LED Trail | LED Trail | 476150-A (4000K) | Outdoor Luminaires | High Output | Fuel Pump Canopy Luminaires | Standard | TRUE | 16142 | 107.04 | 150.8 | 10.01 | 0.9345 | 3965 | 74.3 | 5 | 50000 | 5/18/2016 12:00:00 AM | Not Dimmable | Not Dimmable | No |  | 3.1 | 16435 | 107 | 153.6 | 10.01 | 0.9345 | 4000 | 74.3
PT6GQYKS | LED Trail | LED Trail | 476150-A (5700K) | Outdoor Luminaires | High Output | Fuel Pump Canopy Luminaires | Standard | FALSE | [9 empty] | 5/18/2016 12:00:00 AM | Not Dimmable | Not Dimmable | No |  |  | 16877 | 110.02 | 153.4 | 10.37 | 0.9315 | 5700 | 75.9
PZGE7M1M | LED Trail | LED Trail | 476150-A (5000K) | Outdoor Luminaires | High Output | Fuel Pump Canopy Luminaires | Standard | FALSE | [9 empty] | 5/18/2016 12:00:00 AM | Not Dimmable | Not Dimmable | No |  |  | 16656 | 108.51 | 153.5 | 10.01 | 0.9345 | 5000 | 74.3
P292728X | LED Trail | LED Trail | 476150-B (4000K) | Outdoor Luminaires | High Output | Fuel Pump Canopy Luminaires | Standard | FALSE | [9 empty] | 5/18/2016 12:00:00 AM | Not Dimmable | Not Dimmable | No |  |  | 16435 | 107 | 153.6 | 10.01 | 0.9345 | 4000 | 74.3
PADJE7TR | LED Trail | LED Trail | 476150-B (5700K) | Outdoor Luminaires | High Output | Fuel Pump Canopy Luminaires | Standard | FALSE | [9 empty] | 5/18/2016 12:00:00 AM | Not Dimmable | Not Dimmable | No |  |  | 16877 | 110.02 | 153.4 | 10.37 | 0.9315 | 5700 | 75.9
PWZJKR97 | LED Trail | LED Trail | 476150-B (5000K) | Outdoor Luminaires | High Output | Fuel Pump Canopy Luminaires | Standard | FALSE | [9 empty] | 5/18/2016 12:00:00 AM | Not Dimmable | Not Dimmable | No |  |  | 16656 | 108.51 | 153.5 | 10.01 | 0.9345 | 5000 | 74.3
PHZ9ZX64 | LED Trail | LED Trail | 476130-C (4000K) | Outdoor Luminaires | High Output | Fuel Pump Canopy Luminaires | Standard | TRUE | 14163 | 109.78 | 129 | 13.83 | 0.9094 | 3963 | 74.2 | 5 | 50000 | 5/18/2016 12:00:00 AM | Not Dimmable | Not Dimmable | No |  | 3.1 | 14291 | 110.19 | 129.7 | 13.83 | 0.9094 | 4000 | 74.2
PRW8SEKP | LED Trail | LED Trail | 476130-C (5000K) | Outdoor Luminaires | High Output | Fuel Pump Canopy Luminaires | Standard | FALSE | [9 empty] | 5/18/2016 12:00:00 AM | Not Dimmable | Not Dimmable | No |  |  | 14440 | 111.08 | 130 | 13.83 | 0.9094 | 5000 | 74.2
PQA4SUT7 | LED Trail | LED Trail | 476130-D (5000K) | Outdoor Luminaires | High Output | Fuel Pump Canopy Luminaires | Standard | FALSE | [9 empty] | 5/18/2016 12:00:00 AM | Not Dimmable | Not Dimmable | No |  |  | 14440 | 111.08 | 130 | 13.83 | 0.9094 | 5000 | 74.2
PMS52BGQ | LED Trail | LED Trail | 476130-D (4000K) | Outdoor Luminaires | High Output | Fuel Pump Canopy Luminaires | Standard | FALSE | [9 empty] | 5/18/2016 12:00:00 AM | Not Dimmable | Not Dimmable | No |  |  | 14291 | 110.19 | 129.7 | 13.83 | 0.9094 | 4000 | 74.2
PGN9V2YK | LED Trail | LED Trail | 476130-D (5700K) | Outdoor Luminaires | High Output | Fuel Pump Canopy Luminaires | Standard | FALSE | [9 empty] | 5/18/2016 12:00:00 AM | Not Dimmable | Not Dimmable | No |  |  | 14589 | 111.96 | 130.3 | 14.16 | 0.9091 | 5700 | 75.6
PGHZBQYK | LED Trail | LED Trail | 476130-C (5700K) | Outdoor Luminaires | High Output | Fuel Pump Canopy Luminaires | Standard | FALSE | [9 empty] | 5/18/2016 12:00:00 AM | Not Dimmable | Not Dimmable | No |  |  | 14589 | 111.96 | 130.3 | 14.16 | 0.9091 | 5700 | 75.6
PGQUP2SK | LED Trail | LED Trail | 476130-A (4000K) | Outdoor Luminaires | High Output | Fuel Pump Canopy Luminaires | Standard | TRUE | 13929 | 107.39 | 129.7 | 11.46 | 0.915 | 3962 | 74.2 | 5 | 50000 | 5/18/2016 12:00:00 AM | Not Dimmable | Not Dimmable | No |  | 3.1 | 14146 | 107.25 | 131.9 | 11.46 | 0.915 | 4000 | 74.2
PVKC2AW3 | LED Trail | LED Trail | 476130-B (4000K) | Outdoor Luminaires | High Output | Fuel Pump Canopy Luminaires | Standard | FALSE | [9 empty] | 5/18/2016 12:00:00 AM | Not Dimmable | Not Dimmable | No |  |  | 14146 | 107.25 | 131.9 | 11.46 | 0.915 | 4000 | 74.2
PYFHDN6D | LED Trail | LED Trail | 476130-A (5000K) | Outdoor Luminaires | High Output | Fuel Pump Canopy Luminaires | Standard | FALSE | [9 empty] | 5/18/2016 12:00:00 AM | Not Dimmable | Not Dimmable | No |  |  | 14390 | 108.97 | 132.1 | 11.46 | 0.915 | 5000 | 74.2
PP3RWYJ4 | LED Trail | LED Trail | 476130-B (5000K) | Outdoor Luminaires | High Output | Fuel Pump Canopy Luminaires | Standard | FALSE | [9 empty] | 5/18/2016 12:00:00 AM | Not Dimmable | Not Dimmable | No |  |  | 14390 | 108.97 | 132.1 | 11.46 | 0.915 | 5000 | 74.2
PD5GJUEJ | LED Trail | LED Trail | 476130-B (5700K) | Outdoor Luminaires | High Output | Fuel Pump Canopy Luminaires | Standard | FALSE | [9 empty] | 5/18/2016 12:00:00 AM | Not Dimmable | Not Dimmable | No |  |  | 14634 | 110.7 | 132.2 | 11.83 | 0.9127 | 5700 | 75.7
PPHQ1XCG | LED Trail | LED Trail | 476130-A (5700K) | Outdoor Luminaires | High Output | Fuel Pump Canopy Luminaires | Standard | FALSE | [9 empty] | 5/18/2016 12:00:00 AM | Not Dimmable | Not Dimmable | No |  |  | 14634 | 110.7 | 132.2 | 11.83 | 0.9127 | 5700 | 75.7
PUT8DQST | LED Trail | LED Trail | 476100-A (4000K) | Outdoor Luminaires | High Output | Fuel Pump Canopy Luminaires | Standard | TRUE | 11087 | 112.16 | 98.84 | 17.9 | 0.9099 | 3968 | 74.3 | 5 | 50000 | 5/18/2016 12:00:00 AM | Not Dimmable | Not Dimmable | No |  | 3.1 | 11194 | 111.38 | 100.5 | 17.9 | 0.9099 | 4000 | 74.3
PUMDHNBA | LED Trail | LED Trail | 476100-A (5000K) | Outdoor Luminaires | High Output | Fuel Pump Canopy Luminaires | Standard | FALSE | [9 empty] | 5/18/2016 12:00:00 AM | Not Dimmable | Not Dimmable | No |  |  | 11357 | 113.11 | 100.4 | 17.9 | 0.9099 | 5000 | 74.3
P5EMNJKV | LED Trail | LED Trail | 476100-A (5700K) | Outdoor Luminaires | High Output | Fuel Pump Canopy Luminaires | Standard | FALSE | [9 empty] | 5/18/2016 12:00:00 AM | Not Dimmable | Not Dimmable | No |  |  | 11519 | 114.85 | 100.3 | 17.51 | 0.9101 | 5700 | 75.9
PNHFDY1K | LED Trail | LED Trail | 476100-B (4000K) | Outdoor Luminaires | High Output | Fuel Pump Canopy Luminaires | Standard | FALSE | [9 empty] | 5/18/2016 12:00:00 AM | Not Dimmable | Not Dimmable | No |  |  | 11194 | 111.38 | 100.5 | 17.9 | 0.9099 | 4000 | 74.3
PVA5AFWD | LED Trail | LED Trail | 476100-B (5000K) | Outdoor Luminaires | High Output | Fuel Pump Canopy Luminaires | Standard | FALSE | [9 empty] | 5/18/2016 12:00:00 AM | Not Dimmable | Not Dimmable | No |  |  | 11357 | 113.11 | 100.4 | 17.9 | 0.9099 | 5000 | 74.3
PCS8B2FC | LED Trail | LED Trail | 476100-B (5700K) | Outdoor Luminaires | High Output | Fuel Pump Canopy Luminaires | Standard | FALSE | [9 empty] | 5/18/2016 12:00:00 AM | Not Dimmable | Not Dimmable | No |  |  | 11519 | 114.85 | 100.3 | 17.51 | 0.9101 | 5700 | 75.9
P1SZ56DA | LED Trail | LED Trail | 476075-A (4000K) | Outdoor Luminaires | Mid Output | Fuel Pump Canopy Luminaires | Standard | TRUE | 8354.8 | 111.65 | 74.83 | 13.09 | 0.9337 | 3983 | 84 | 5 | 50000 | 5/18/2016 12:00:00 AM | Not Dimmable | Not Dimmable | No |  | 3.1 | 8510.4 | 112.11 | 75.91 | 13.09 | 0.9337 | 4000 | 84
P99TYU39 | LED Trail | LED Trail | 476075-A (5700K) | Outdoor Luminaires | Mid Output | Fuel Pump Canopy Luminaires | Standard | FALSE | [9 empty] | 5/18/2016 12:00:00 AM | Not Dimmable | Not Dimmable | No |  |  | 8791 | 115.47 | 76.13 | 12.94 | 0.9316 | 5700 | 83
PC8EYMZ4 | LED Trail | LED Trail | 476075-B (5700K) | Outdoor Luminaires | Mid Output | Fuel Pump Canopy Luminaires | Standard | FALSE | [9 empty] | 5/18/2016 12:00:00 AM | Not Dimmable | Not Dimmable | No |  |  | 8791 | 115.47 | 76.13 | 12.94 | 0.9316 | 5700 | 83
PNWZS6TG | LED Trail | LED Trail | 476075-B (5000K) | Outdoor Luminaires | Mid Output | Fuel Pump Canopy Luminaires | Standard | FALSE | [9 empty] | 5/18/2016 12:00:00 AM | Not Dimmable | Not Dimmable | No |  |  | 8650.7 | 113.8 | 76.02 | 13.09 | 0.9337 | 5000 | 84
PSDCJ5QG | LED Trail | LED Trail | 476075-A (5000K) | Outdoor Luminaires | Mid Output | Fuel Pump Canopy Luminaires | Standard | FALSE | [9 empty] | 5/18/2016 12:00:00 AM | Not Dimmable | Not Dimmable | No |  |  | 8650.7 | 113.8 | 76.02 | 13.09 | 0.9337 | 5000 | 84
PTFFJSC6 | LED Trail | LED Trail | 476075-B (4000K) | Outdoor Luminaires | Mid Output | Fuel Pump Canopy Luminaires | Standard | FALSE | [9 empty] | 5/18/2016 12:00:00 AM | Not Dimmable | Not Dimmable | No |  |  | 8510.4 | 112.11 | 75.91 | 13.09 | 0.9337 | 4000 | 84
PHRKXQCA | LED Trail | LED Trail | 4791-0000 | Outdoor Luminaires | Low Output | Fuel Pump Canopy Luminaires | Standard | TRUE | 3727.9 | 92.41 | 40.34 | 16.9 | 0.879 | 2690 | 82.1 | 5 | 50000 | 7/29/2015 12:00:00 AM | Not Dimmable | Not Dimmable | Not Yet Verified |  | 2.1 | 3727.97 | 92.41 | 40.34 | 8.9 | 0.95 | 2690 | 82.1
P2MWPP7U | LED Trail | LED Trail | 4791-0004 | Outdoor Luminaires | Low Output | Fuel Pump Canopy Luminaires | Standard | FALSE | [9 empty] | 7/29/2015 12:00:00 AM | Not Dimmable | Not Dimmable | Not Yet Verified |  |  | 3700 | 92.5 | 40 | 8.9 | 0.95 | 5700 | 82.1
PNS121Y7 | LED Trail | LED Trail | 4791-0002 | Outdoor Luminaires | Low Output | Fuel Pump Canopy Luminaires | Standard | FALSE | [9 empty] | 7/29/2015 12:00:00 AM | Not Dimmable | Not Dimmable | Not Yet Verified |  |  | 3700 | 92.5 | 40 | 8.9 | 0.95 | 4000 | 82.1
P1VEVV23 | LED Trail | LED Trail | 4791-0003 | Outdoor Luminaires | Low Output | Fuel Pump Canopy Luminaires | Standard | FALSE | [9 empty] | 7/29/2015 12:00:00 AM | Not Dimmable | Not Dimmable | Not Yet Verified |  |  | 3700 | 92.5 | 40 | 8.9 | 0.95 | 5000 | 82.1
PB5G7V6R | LED Trail | LED Trail | 4792-0000D | Outdoor Luminaires | Mid Output | Fuel Pump Canopy Luminaires | Standard | TRUE | 5621.49 | 92.46 | 60.8 | 11.9 | 0.972 | 2682 | 82.1 | 5 | 50000 | 7/29/2015 12:00:00 AM | Not Dimmable | Not Dimmable | Not Yet Verified |  | 2.1 | 5621.49 | 92.46 | 60.8 | 3.8 | 0.997 | 2682 | 82.1
PDZJBFSC | LED Trail | LED Trail | 4792-0002 | Outdoor Luminaires | Mid Output | Fuel Pump Canopy Luminaires | Standard | FALSE | [9 empty] | 7/29/2015 12:00:00 AM | Not Dimmable | Not Dimmable | Not Yet Verified |  |  | 5500 | 91.7 | 60 | 3.8 | 0.997 | 4000 | 82.1
PHC72GSV | LED Trail | LED Trail | 4792-0002D | Outdoor Luminaires | Mid Output | Fuel Pump Canopy Luminaires | Standard | FALSE | [9 empty] | 7/29/2015 12:00:00 AM | Dimmable | Continuous Above 10 | Not Yet Verified |  |  | 5500 | 91.7 | 60 | 3.8 | 0.997 | 4000 | 82.1
P4V7KXBH | LED Trail | LED Trail | 4792-0003D | Outdoor Luminaires | Mid Output | Fuel Pump Canopy Luminaires | Standard | FALSE | [9 empty] | 7/29/2015 12:00:00 AM | Dimmable | Continuous Above 10 | Not Yet Verified |  |  | 5500 | 91.7 | 60 | 3.8 | 0.997 | 5000 | 82.1
PKHY49RR | LED Trail | LED Trail | 4792-0002S | Outdoor Luminaires | Mid Output | Fuel Pump Canopy Luminaires | Standard | FALSE | [9 empty] | 7/29/2015 12:00:00 AM | Dimmable | Stepped | Not Yet Verified |  |  | 5500 | 91.7 | 60 | 3.8 | 0.997 | 4000 | 82.1
PFW2B2GQ | LED Trail | LED Trail | 4792-0003S | Outdoor Luminaires | Mid Output | Fuel Pump Canopy Luminaires | Standard | FALSE | [9 empty] | 7/29/2015 12:00:00 AM | Dimmable | Stepped | Not Yet Verified |  |  | 5500 | 91.7 | 60 | 3.8 | 0.997 | 5000 | 82.1
P9NU3UPE | LED Trail | LED Trail | 4792-0003 | Outdoor Luminaires | Mid Output | Fuel Pump Canopy Luminaires | Standard | FALSE | [9 empty] | 7/29/2015 12:00:00 AM | Not Dimmable | Not Dimmable | Not Yet Verified |  |  | 5500 | 91.7 | 60 | 3.8 | 0.997 | 5000 | 82.1
PNR7PV9B | LED Trail | LED Trail | 4792-0004 | Outdoor Luminaires | Mid Output | Fuel Pump Canopy Luminaires | Standard | FALSE | [9 empty] | 7/29/2015 12:00:00 AM | Not Dimmable | Not Dimmable | Not Yet Verified |  |  | 5500 | 91.7 | 60 | 3.8 | 0.997 | 5700 | 82.1
P6T9W1MP | LED Trail | LED Trail | 4792-0004D | Outdoor Luminaires | Mid Output | Fuel Pump Canopy Luminaires | Standard | FALSE | [9 empty] | 7/29/2015 12:00:00 AM | Dimmable | Continuous Above 10 | Not Yet Verified |  |  | 5500 | 91.7 | 60 | 3.8 | 0.997 | 5700 | 82.1
PXTASCJS | LED Trail | LED Trail | 4792-0004S | Outdoor Luminaires | Mid Output | Fuel Pump Canopy Luminaires | Standard | FALSE | [9 empty] | 7/29/2015 12:00:00 AM | Dimmable | Stepped | Not Yet Verified |  |  | 5500 | 91.7 | 60 | 3.8 | 0.997 | 5700 | 82.1
PW9NXSTC | LED Trail | LED Trail | 4793-0000D | Outdoor Luminaires | Mid Output | Fuel Pump Canopy Luminaires | Standard | TRUE | 6992.26 | 84.81 | 82.45 | 15.4 | 0.963 | 2674 | 81.8 | 5 | 50000 | 7/29/2015 12:00:00 AM | Not Dimmable | Not Dimmable | Not Yet Verified |  | 2.1 | 6992.26 | 84.81 | 82.45 | 9.6 | 0.992 | 2674 | 81.8
PTYDASMJ | LED Trail | LED Trail | 4793-0003S | Outdoor Luminaires | Mid Output | Fuel Pump Canopy Luminaires | Standard | FALSE | [9 empty] | 7/29/2015 12:00:00 AM | Dimmable | Stepped | Not Yet Verified |  |  | 7200 | 90 | 80 | 9.6 | 0.992 | 5000 | 81.8
PRGQ4EF5 | LED Trail | LED Trail | 4793-0002D | Outdoor Luminaires | Mid Output | Fuel Pump Canopy Luminaires | Standard | FALSE | [9 empty] | 7/29/2015 12:00:00 AM | Dimmable | Continuous Below 10 | Not Yet Verified |  |  | 7200 | 90 | 80 | 9.6 | 0.992 | 4000 | 81.8
PQDZ637B | LED Trail | LED Trail | 4793-0002S | Outdoor Luminaires | Mid Output | Fuel Pump Canopy Luminaires | Standard | FALSE | [9 empty] | 7/29/2015 12:00:00 AM | Dimmable | Stepped | Not Yet Verified |  |  | 7200 | 90 | 80 | 9.6 | 0.992 | 4000 | 81.8
PEN1TQ46 | LED Trail | LED Trail | 4793-0004S | Outdoor Luminaires | Mid Output | Fuel Pump Canopy Luminaires | Standard | FALSE | [9 empty] | 7/29/2015 12:00:00 AM | Dimmable | Stepped | Not Yet Verified |  |  | 7200 | 90 | 80 | 9.6 | 0.992 | 5700 | 81.8
P5UG4B1P | LED Trail | LED Trail | 4793-0002 | Outdoor Luminaires | Mid Output | Fuel Pump Canopy Luminaires | Standard | FALSE | [9 empty] | 7/29/2015 12:00:00 AM | Not Dimmable | Not Dimmable | Not Yet Verified |  |  | 7200 | 90 | 80 | 9.6 | 0.992 | 4000 | 81.8
P34PCY32 | LED Trail | LED Trail | 4793-0003 | Outdoor Luminaires | Mid Output | Fuel Pump Canopy Luminaires | Standard | FALSE | [9 empty] | 7/29/2015 12:00:00 AM | Not Dimmable | Not Dimmable | Not Yet Verified |  |  | 7200 | 90 | 80 | 9.6 | 0.992 | 5000 | 81.8
PE7FRV5Y | LED Trail | LED Trail | 4793-0004D | Outdoor Luminaires | Mid Output | Fuel Pump Canopy Luminaires | Standard | FALSE | [9 empty] | 7/29/2015 12:00:00 AM | Dimmable | Continuous Below 10 | Not Yet Verified |  |  | 7200 | 90 | 80 | 9.6 | 0.992 | 5700 | 81.8
PFJCKST4 | LED Trail | LED Trail | 4793-0003D | Outdoor Luminaires | Mid Output | Fuel Pump Canopy Luminaires | Standard | FALSE | [9 empty] | 7/29/2015 12:00:00 AM | Dimmable | Continuous Below 10 | Not Yet Verified |  |  | 7200 | 90 | 80 | 9.6 | 0.992 | 5000 | 81.8
PDNHMP9X | LED Trail | LED Trail | 4793-0004 | Outdoor Luminaires | Mid Output | Fuel Pump Canopy Luminaires | Standard | FALSE | [9 empty] | 7/29/2015 12:00:00 AM | Not Dimmable | Not Dimmable | Not Yet Verified |  |  | 7200 | 90 | 80 | 9.6 | 0.992 | 5700 | 81.8
P6C5GMMX | LED Trail | LED Trail | 475100(4000k) | Outdoor Luminaires | High Output | Fuel Pump Canopy Luminaires | Standard | TRUE | 10650 | 105.97 | 100.5 | 14.13 | 0.9023 | 4012 | 83.5 | 5 | 50000 | 11/24/2015 12:00:00 AM | Not Dimmable | Not Dimmable | No |  | 3 | 10650 | 105.97 | 100.5 | 14.13 | 0.9023 | 4000 | 83.5
PSYCYT6A | LED Trail | LED Trail | 475100(5000k) | Outdoor Luminaires | High Output | Fuel Pump Canopy Luminaires | Standard | FALSE | [9 empty] | 11/24/2015 12:00:00 AM | Not Dimmable | Not Dimmable | No |  |  | 10650 | 105.97 | 100.5 | 14.13 | 0.9023 | 5000 | 83.5
P132P7H6 | LED Trail | LED Trail | 475100(4500k) | Outdoor Luminaires | High Output | Fuel Pump Canopy Luminaires | Standard | FALSE | [9 empty] | 11/24/2015 12:00:00 AM | Not Dimmable | Not Dimmable | No |  |  | 10650 | 105.97 | 100.5 | 14.13 | 0.9023 | 4500 | 83.5
PDRXJFGF | LED Trail | LED Trail | 475100(5700k) | Outdoor Luminaires | High Output | Fuel Pump Canopy Luminaires | Standard | FALSE | [9 empty] | 11/24/2015 12:00:00 AM | Not Dimmable | Not Dimmable | No |  |  | 11056 | 108.18 | 102.2 | 13.97 | 0.9106 | 5700 | 83.8
PUMMBPBF | LED Trail | LED Trail | 475130(4000k) | Outdoor Luminaires | High Output | Fuel Pump Canopy Luminaires | Standard | TRUE | 14063 | 105.26 | 133.6 | 11.38 | 0.9172 | 4031 | 83.6 | 5 | 50000 | 11/24/2015 12:00:00 AM | Not Dimmable | Not Dimmable | No |  | 3 | 14063 | 105.26 | 133.6 | 11.38 | 0.9172 | 4000 | 83.6
P1B6N1SP | LED Trail | LED Trail | 475130(4500k) | Outdoor Luminaires | High Output | Fuel Pump Canopy Luminaires | Standard | FALSE | [9 empty] | 11/24/2015 12:00:00 AM | Not Dimmable | Not Dimmable | No |  |  | 14063 | 105.26 | 133.6 | 11.38 | 0.9172 | 4500 | 83.6
P93W28JV | LED Trail | LED Trail | 475130(5700k) | Outdoor Luminaires | High Output | Fuel Pump Canopy Luminaires | Standard | FALSE | [9 empty] | 11/24/2015 12:00:00 AM | Not Dimmable | Not Dimmable | No |  |  | 14657 | 108.41 | 135.2 | 11.57 | 0.9292 | 5700 | 84
P5DE31HY | LED Trail | LED Trail | 475130(5000k) | Outdoor Luminaires | High Output | Fuel Pump Canopy Luminaires | Standard | FALSE | [9 empty] | 11/24/2015 12:00:00 AM | Not Dimmable | Not Dimmable | No |  |  | 14063 | 105.26 | 133.6 | 11.38 | 0.9172 | 5000 | 83.6
PQ3T4RXV | LED Trail | LED Trail | 475150(4000k) | Outdoor Luminaires | High Output | Fuel Pump Canopy Luminaires | Standard | TRUE | 15934 | 104.83 | 152 | 10.52 | 0.933 | 4028 | 83.6 | 5 | 50000 | 11/24/2015 12:00:00 AM | Not Dimmable | Not Dimmable | No |  | 3 | 15934 | 104.83 | 152 | 10.52 | 0.933 | 4000 | 83.6
PEMG2EA1 | LED Trail | LED Trail | 475150(5700k) | Outdoor Luminaires | High Output | Fuel Pump Canopy Luminaires | Standard | FALSE | [9 empty] | 11/24/2015 12:00:00 AM | Not Dimmable | Not Dimmable | No |  |  | 16606 | 106.59 | 155.8 | 11.23 | 0.9241 | 5700 | 84
PV852XN3 | LED Trail | LED Trail | 475150(5000k) | Outdoor Luminaires | High Output | Fuel Pump Canopy Luminaires | Standard | FALSE | [9 empty] | 11/24/2015 12:00:00 AM | Not Dimmable | Not Dimmable | No |  |  | 15934 | 104.83 | 152 | 10.52 | 0.933 | 5000 | 83.6
PAFX89KX | LED Trail | LED Trail | 475150(4500k) | Outdoor Luminaires | High Output | Fuel Pump Canopy Luminaires | Standard | FALSE | [9 empty] | 11/24/2015 12:00:00 AM | Not Dimmable | Not Dimmable | No |  |  | 15934 | 104.83 | 152 | 10.52 | 0.933 | 4500 | 83.6
PPQGMGQZ | LED2 Lighting Group, Inc | LED2 | LED2-SHPCPY-120W-30-UNV-XX | Outdoor Luminaires | High Output | Fuel Pump Canopy Luminaires | Standard | TRUE | 11435.98 | 91.43 | 124.37 | 9.96 | 0.95 | 2995 | 84.4 | 5 | 50000 | 5/5/2015 12:00:00 AM | Not Yet Verified | Not Yet Verified | Not Yet Verified |  | 2.1 | 10800 | 90 | 120 | 20 | 0.95 | 3000 | 70
P8TGKX7V | LED2 Lighting Group, Inc | LED2 | LED2-SHPCPY-120W-40-UNV-XX | Outdoor Luminaires | High Output | Fuel Pump Canopy Luminaires | Standard | FALSE | [9 empty] | 5/5/2015 12:00:00 AM | Not Yet Verified | Not Yet Verified | Not Yet Verified |  |  | 10800 | 90 | 120 | 20 | 0.95 | 4000 | 70
PRZGJMR9 | LED2 Lighting Group, Inc | LED2 | LED2-SHPCPY-120W-35-UNV-XX | Outdoor Luminaires | High Output | Fuel Pump Canopy Luminaires | Standard | FALSE | [9 empty] | 5/5/2015 12:00:00 AM | Not Yet Verified | Not Yet Verified | Not Yet Verified |  |  | 10800 | 90 | 120 | 20 | 0.95 | 3500 | 70
PXQBSHE7 | LED2 Lighting Group, Inc | LED2 | LED2-SHPCPY-120W-50-UNV-XX | Outdoor Luminaires | High Output | Fuel Pump Canopy Luminaires | Standard | FALSE | [9 empty] | 5/5/2015 12:00:00 AM | Not Yet Verified | Not Yet Verified | Not Yet Verified |  |  | 10800 | 90 | 120 | 20 | 0.95 | 5000 | 70
P8G398GF | LED2 Lighting Group, Inc | LED2 | LED2-SHPCPY-120W-57-UNV-XX | Outdoor Luminaires | High Output | Fuel Pump Canopy Luminaires | Standard | FALSE | [9 empty] | 5/5/2015 12:00:00 AM | Not Yet Verified | Not Yet Verified | Not Yet Verified |  |  | 12000 | 100 | 120 | 20 | 0.95 | 5700 | 70
P3PYRDU5 | LED2 Lighting Group, Inc | LED2 | LED2-SHPCPY-120W-45-UNV-XX | Outdoor Luminaires | High Output | Fuel Pump Canopy Luminaires | Standard | FALSE | [9 empty] | 5/5/2015 12:00:00 AM | Not Yet Verified | Not Yet Verified | Not Yet Verified |  |  | 10800 | 90 | 120 | 20 | 0.95 | 4500 | 70
PSGASSZ6 | LED2 Lighting Group, Inc | LED2 | LED2-SHPCPY-150W-30-UNV-XX | Outdoor Luminaires | High Output | Fuel Pump Canopy Luminaires | Standard | TRUE | 14303.91 | 92.03 | 155.42 | 11.3 | 0.94 | 2997 | 84.3 | 5 | 50000 | 5/5/2015 12:00:00 AM | Not Yet Verified | Not Yet Verified | Not Yet Verified |  | 2.1 | 13500 | 90 | 150 | 20 | 0.95 | 3000 | 70
PKF2DMCA | LED2 Lighting Group, Inc | LED2 | LED2-SHPCPY-150W-45-UNV-XX | Outdoor Luminaires | High Output | Fuel Pump Canopy Luminaires | Standard | FALSE | [9 empty] | 5/5/2015 12:00:00 AM | Not Yet Verified | Not Yet Verified | Not Yet Verified |  |  | 13500 | 90 | 150 | 20 | 0.95 | 4500 | 70
PMPKY1QK | LED2 Lighting Group, Inc | LED2 | LED2-SHPCPY-150W-50-UNV-XX | Outdoor Luminaires | High Output | Fuel Pump Canopy Luminaires | Standard | FALSE | [9 empty] | 5/5/2015 12:00:00 AM | Not Yet Verified | Not Yet Verified | Not Yet Verified |  |  | 13500 | 90 | 150 | 20 | 0.95 | 5000 | 70
PGX8W587 | LED2 Lighting Group, Inc | LED2 | LED2-SHPCPY-150W-57-UNV-XX | Outdoor Luminaires | High Output | Fuel Pump Canopy Luminaires | Standard | FALSE | [9 empty] | 5/5/2015 12:00:00 AM | Not Yet Verified | Not Yet Verified | Not Yet Verified |  |  | 15000 | 100 | 150 | 20 | 0.95 | 5700 | 70
PAU6C643 | LED2 Lighting Group, Inc | LED2 | LED2-SHPCPY-150W-40-UNV-XX | Outdoor Luminaires | High Output | Fuel Pump Canopy Luminaires | Standard | FALSE | [9 empty] | 5/5/2015 12:00:00 AM | Not Yet Verified | Not Yet Verified | Not Yet Verified |  |  | 13500 | 90 | 150 | 20 | 0.95 | 4000 | 70
PZ94M52W | LED2 Lighting Group, Inc | LED2 | LED2-SHPCPY-150W-35-UNV-XX | Outdoor Luminaires | High Output | Fuel Pump Canopy Luminaires | Standard | FALSE | [9 empty] | 5/5/2015 12:00:00 AM | Not Yet Verified | Not Yet Verified | Not Yet Verified |  |  | 13500 | 90 | 150 | 20 | 0.95 | 3500 | 70
PWY3VKKM | Ledman Optoelectronics | Ledman | LM-CPY-42W-3000K-XXX | Outdoor Luminaires | Mid Output | Fuel Pump Canopy Luminaires | Standard | TRUE | 5208.5 | 121.13 | 43.04 | 12.45 | 0.917 | 3125 | 71 | 5 | 50000 | 6/9/2015 12:00:00 AM | Dimmable | Stepped | Not Yet Verified |  | 2.1 | 5000 |  | 42 |  | 0.9 | 3000 | 70
PM6VNVKT | LEDone Distribution, Inc. | LEDone | LOD-MA-60WSADXXK | Outdoor Luminaires | Mid Output | Fuel Pump Canopy Luminaires | Standard | TRUE | 5023.415 | 82.432 | 60.94 | 13.53 | 0.9209 | 5378 | 73.5 | 5 | 50000 | 3/10/2016 12:00:00 AM | Not Dimmable | Not Dimmable | Not Yet Verified |  | 2.1 | 5079.67 | 83.31 | 60.97 | 15 | 0.993 | 5378 | 75
PNQ1QAME | LEDone Distribution, Inc. | LEDone | CPSM90HU50KFP | Outdoor Luminaires | Mid Output | Fuel Pump Canopy Luminaires | Standard | TRUE | 8024.48 | 92.17 | 87.07 | 22 | 0.915 | 5030 | 83.7 | 5 | 50000 | 11/21/2014 12:00:00 AM | Not Dimmable | Not Dimmable | Not Yet Verified |  | 2.1 | 8024 | 92.17 | 90 | 22 | 0.915 | 5000 | 80
PM85HR8C | LEDone Distribution, Inc. | LEDone | CPRM100HU50K | Outdoor Luminaires | Mid Output | Fuel Pump Canopy Luminaires | Standard | TRUE | 9218.64 | 91.58 | 100.66 | 12.58 | 0.9527 | 5306 | 70 | 5 | 50000 | 11/13/2014 12:00:00 AM | Not Dimmable | Not Dimmable | Not Yet Verified |  | 2.1 | 9218 | 92 | 100 | 20 | 0.9 | 5000 | 70
PSYHRMKC | LEDone Distribution, Inc. | LEDone | CPRM100HU55K | Outdoor Luminaires | Mid Output | Fuel Pump Canopy Luminaires | Standard | FALSE | [9 empty] | 11/13/2014 12:00:00 AM | Not Dimmable | Not Dimmable | Not Yet Verified |  |  | 9218 | 92 | 100 | 20 | 0.9 | 5500 | 70
P74NYD53 | LEDrock | LEDrock | Sla120W-3005HH | Outdoor Luminaires | High Output | Fuel Pump Canopy Luminaires | Standard | TRUE | 10665 | 94.45 | 112.9 | 12.6 | 0.9338 | 3048 | 83.7 | 5 | 50000 | 12/29/2015 12:00:00 AM | Not Dimmable | Not Dimmable | Not Yet Verified |  | 2.1 | 10600 | 90 | 120 |  | 0.9 | 3000 | 80
PGN4CCNV | LEDrock | LEDrock | Sla120W-4005HH | Outdoor Luminaires | High Output | Fuel Pump Canopy Luminaires | Standard | FALSE | [9 empty] | 12/29/2015 12:00:00 AM | Not Dimmable | Not Dimmable | Not Yet Verified |  |  | 10600 | 90 | 120 |  | 0.9 | 4000 | 80
P6KYAE84 | LEDrock | LEDrock | Sla120W-5005HH | Outdoor Luminaires | High Output | Fuel Pump Canopy Luminaires | Standard | FALSE | [9 empty] | 12/29/2015 12:00:00 AM | Not Dimmable | Not Dimmable | Not Yet Verified |  |  | 10600 | 90 | 120 |  | 0.9 | 5000 | 80
PSSG4UB1 | LEDrock | LEDrock | Lun40W-3005HH | Outdoor Luminaires | Low Output | Fuel Pump Canopy Luminaires | Standard | TRUE | 3327.7 | 84.93 | 39.18 | 19.8 | 0.9022 | 3017 | 84.1 | 5 | 50000 | 12/29/2015 12:00:00 AM | Not Dimmable | Not Dimmable | Not Yet Verified |  | 2.1 | 3327.7 | 84.93 | 38.18 | 19.8 | 0.9022 | 3000 | 84.1
PG4EER44 | LEDrock | LEDrock | Lun40W-4005HH | Outdoor Luminaires | Low Output | Fuel Pump Canopy Luminaires | Standard | FALSE | [9 empty] | 12/29/2015 12:00:00 AM | Not Dimmable | Not Dimmable | Not Yet Verified |  |  | 3327.7 | 84.93 | 38.18 | 19.8 | 0.9022 | 4000 | 84.1
PUVNH6FE | LEDrock | LEDrock | Lun40W-5005HH | Outdoor Luminaires | Low Output | Fuel Pump Canopy Luminaires | Standard | FALSE | [9 empty] | 12/29/2015 12:00:00 AM | Not Dimmable | Not Dimmable | Not Yet Verified |  |  | 3327.7 | 84.93 | 38.18 | 19.8 | 0.9022 | 5000 | 84.1
PVNZRT7U | LEDrock | LEDrock | Lun60W-3005HH | Outdoor Luminaires | Mid Output | Fuel Pump Canopy Luminaires | Standard | TRUE | 5119.1 | 85.58 | 59.82 | 19.55 | 0.9073 | 3012 | 84.2 | 5 | 50000 | 12/29/2015 12:00:00 AM | Not Dimmable | Not Dimmable | Not Yet Verified |  | 2.1 | 5190.4 | 87.49 | 59.32 | 19.55 | 0.9073 | 3000 | 84.2
PZ7BXWJQ | LEDrock | LEDrock | Lun60W-4005HH | Outdoor Luminaires | Mid Output | Fuel Pump Canopy Luminaires | Standard | FALSE | [9 empty] | 12/29/2015 12:00:00 AM | Not Dimmable | Not Dimmable | Not Yet Verified |  |  | 5190.4 | 87.49 | 59.32 | 19.55 | 0.9073 | 4000 | 84.2
PMF5U3CA | LEDrock | LEDrock | Lun60W-5005HH | Outdoor Luminaires | Mid Output | Fuel Pump Canopy Luminaires | Standard | FALSE | [9 empty] | 12/29/2015 12:00:00 AM | Not Dimmable | Not Dimmable | Not Yet Verified |  |  | 5190.4 | 87.49 | 59.32 | 19.55 | 0.9073 | 5000 | 84.2
PTY7WT1M | LEDrock | LEDrock | Lun80W-3005HH | Outdoor Luminaires | Mid Output | Fuel Pump Canopy Luminaires | Standard | TRUE | 6824.5 | 86.72 | 78.7 | 16.56 | 0.9249 | 3055 | 83.7 | 5 | 50000 | 12/29/2015 12:00:00 AM | Not Dimmable | Not Dimmable | Not Yet Verified |  | 2.1 | 6824.5 | 86.72 | 78.7 | 20 | 0.9 | 3000 | 80
PDSPADFT | LEDrock | LEDrock | Lun80W-50MMHH | Outdoor Luminaires | Mid Output | Fuel Pump Canopy Luminaires | Standard | FALSE | [9 empty] | 12/29/2015 12:00:00 AM | Not Dimmable | Not Dimmable | Not Yet Verified |  |  | 6824.5 | 86.72 | 78.7 | 20 | 0.9 | 5000 | 80
PZK3J2Z7 | LEDrock | LEDrock | Lun80W-40MMHH | Outdoor Luminaires | Mid Output | Fuel Pump Canopy Luminaires | Standard | FALSE | [9 empty] | 12/29/2015 12:00:00 AM | Not Dimmable | Not Dimmable | Not Yet Verified |  |  | 6824.5 | 86.72 | 78.7 | 20 | 0.9 | 4000 | 80
P837DYG3 | Ledsion Lighting Technology Co.,Ltd | LEDSION | LS-NCP45W 4000K | Outdoor Luminaires | Mid Output | Fuel Pump Canopy Luminaires | Standard | TRUE | 5029.4 | 111.89 | 44.95 | 19.29 | 0.9088 | 3899 | 83.6 | 5 | 50000 | 9/14/2016 12:00:00 AM | Not Dimmable | Not Dimmable | No |  | 3.1 | 5034.2 | 113.13 | 44.5 | 19.29 | 0.9088 | 4000 | 83.6
PN7G43XC | Ledsion Lighting Technology Co.,Ltd | LEDSION | LS-NCP45W 5000K | Outdoor Luminaires | Mid Output | Fuel Pump Canopy Luminaires | Standard | FALSE | [9 empty] | 9/14/2016 12:00:00 AM | Not Dimmable | Not Dimmable | No |  |  | 5085.1 | 114.54 | 44.4 | 19.29 | 0.9088 | 5000 | 83.6
PP28VEW9 | Ledsion Lighting Technology Co.,Ltd | LEDSION | LS-NCP45W 5700K | Outdoor Luminaires | Mid Output | Fuel Pump Canopy Luminaires | Standard | FALSE | [9 empty] | 9/14/2016 12:00:00 AM | Not Dimmable | Not Dimmable | No |  |  | 5136 | 115.96 | 44.29 | 19.41 | 0.9076 | 5700 | 75.9
P85FJC3M | Ledsion Lighting Technology Co.,Ltd | LEDSION | LS-NCP75W 4000K | Outdoor Luminaires | Mid Output | Fuel Pump Canopy Luminaires | Standard | TRUE | 8354.8 | 111.65 | 74.83 | 13.09 | 0.9337 | 3983 | 84 | 5 | 50000 | 9/14/2016 12:00:00 AM | Not Dimmable | Not Dimmable | No |  | 3.1 | 8510.4 | 112.11 | 75.91 | 13.09 | 0.9337 | 4000 | 84
P1XX1ADT | Ledsion Lighting Technology Co.,Ltd | LEDSION | LS-NCP75W 5000K | Outdoor Luminaires | Mid Output | Fuel Pump Canopy Luminaires | Standard | FALSE | [9 empty] | 9/14/2016 12:00:00 AM | Not Dimmable | Not Dimmable | No |  |  | 8650.7 | 113.8 | 76.02 | 13.09 | 0.9337 | 5000 | 84
PMGNKS8P | Ledsion Lighting Technology Co.,Ltd | LEDSION | LS-NCP75W 5700K | Outdoor Luminaires | Mid Output | Fuel Pump Canopy Luminaires | Standard | FALSE | [9 empty] | 9/14/2016 12:00:00 AM | Not Dimmable | Not Dimmable | No |  |  | 8791 | 115.47 | 76.13 | 12.94 | 0.9316 | 5700 | 83
P3FSV7J3 | Ledsion Lighting Technology Co.,Ltd | LEDSION | LS-NCP100W(4000K) | Outdoor Luminaires | High Output | Fuel Pump Canopy Luminaires | Standard | TRUE | 10650 | 105.97 | 100.5 | 14.13 | 0.9023 | 4012 | 83.5 | 5 | 50000 | 12/1/2015 12:00:00 AM | Not Dimmable | Not Dimmable | No |  | 3 | 10650 | 105.97 | 100.5 | 14.13 | 0.9023 | 4000 | 83.5
PPFNQKUQ | Ledsion Lighting Technology Co.,Ltd | LEDSION | LS-NCP100W(4500K) | Outdoor Luminaires | High Output | Fuel Pump Canopy Luminaires | Standard | FALSE | [9 empty] | 12/1/2015 12:00:00 AM | Not Dimmable | Not Dimmable | No |  |  | 10650 | 105.97 | 100.5 | 14.13 | 0.9023 | 4500 | 83.5
PE53778D | Ledsion Lighting Technology Co.,Ltd | LEDSION | LS-NCP100W(5000K) | Outdoor Luminaires | High Output | Fuel Pump Canopy Luminaires | Standard | FALSE | [9 empty] | 12/1/2015 12:00:00 AM | Not Dimmable | Not Dimmable | No |  |  | 10650 | 105.97 | 100.5 | 14.13 | 0.9023 | 5000 | 83.5
PKGXB9DZ | Ledsion Lighting Technology Co.,Ltd | LEDSION | LS-NCP100W(5700K) | Outdoor Luminaires | High Output | Fuel Pump Canopy Luminaires | Standard | FALSE | [9 empty] | 12/1/2015 12:00:00 AM | Not Dimmable | Not Dimmable | No |  |  | 11056 | 108.18 | 102.2 | 13.97 | 0.9106 | 5700 | 83.8
PTS31BYA | Ledsion Lighting Technology Co.,Ltd | LEDSION | LS-NCP130W(4000K) | Outdoor Luminaires | High Output | Fuel Pump Canopy Luminaires | Standard | TRUE | 14063 | 105.26 | 133.6 | 11.38 | 0.9172 | 4031 | 83.6 | 5 | 50000 | 12/1/2015 12:00:00 AM | Not Dimmable | Not Dimmable | No |  | 3 | 14063 | 105.26 | 133.6 | 11.38 | 0.9172 | 4000 | 83.6
P6BPFY37 | Ledsion Lighting Technology Co.,Ltd | LEDSION | LS-NCP130W(5000K) | Outdoor Luminaires | High Output | Fuel Pump Canopy Luminaires | Standard | FALSE | [9 empty] | 12/1/2015 12:00:00 AM | Not Dimmable | Not Dimmable | No |  |  | 14063 | 105.26 | 133.6 | 11.38 | 0.9172 | 5000 | 83.6
PYDCG58Z | Ledsion Lighting Technology Co.,Ltd | LEDSION | LS-NCP130W(4500K) | Outdoor Luminaires | High Output | Fuel Pump Canopy Luminaires | Standard | FALSE | [9 empty] | 12/1/2015 12:00:00 AM | Not Dimmable | Not Dimmable | No |  |  | 14063 | 105.26 | 133.6 | 11.38 | 0.9172 | 4500 | 83.6
P7DG8YST | Ledsion Lighting Technology Co.,Ltd | LEDSION | LS-NCP130W(5700K) | Outdoor Luminaires | High Output | Fuel Pump Canopy Luminaires | Standard | FALSE | [9 empty] | 12/1/2015 12:00:00 AM | Not Dimmable | Not Dimmable | No |  |  | 14657 | 108.41 | 135.2 | 11.57 | 0.9292 | 5700 | 84
P84T8EC6 | Ledsion Lighting Technology Co.,Ltd | LEDSION | LS-NCP150W(4000K) | Outdoor Luminaires | High Output | Fuel Pump Canopy Luminaires | Standard | TRUE | 15934 | 104.83 | 152 | 10.52 | 0.933 | 4028 | 83.6 | 5 | 50000 | 12/1/2015 12:00:00 AM | Not Dimmable | Not Dimmable | No |  | 3 | 15934 | 104.83 | 152 | 10.52 | 0.933 | 4000 | 83.6
PFJ5KM3V | Ledsion Lighting Technology Co.,Ltd | LEDSION | LS-NCP150W(5700K) | Outdoor Luminaires | High Output | Fuel Pump Canopy Luminaires | Standard | FALSE | [9 empty] | 12/1/2015 12:00:00 AM | Not Dimmable | Not Dimmable | No |  |  | 16606 | 106.59 | 155.8 | 11.23 | 0.9241 | 5700 | 84
PZUYJ5QS | Ledsion Lighting Technology Co.,Ltd | LEDSION | LS-NCP150W(4500K) | Outdoor Luminaires | High Output | Fuel Pump Canopy Luminaires | Standard | FALSE | [9 empty] | 12/1/2015 12:00:00 AM | Not Dimmable | Not Dimmable | No |  |  | 15934 | 104.83 | 152 | 10.52 | 0.933 | 4500 | 83.6
P21ZB9PP | Ledsion Lighting Technology Co.,Ltd | LEDSION | LS-NCP150W(5000K) | Outdoor Luminaires | High Output | Fuel Pump Canopy Luminaires | Standard | FALSE | [9 empty] | 12/1/2015 12:00:00 AM | Not Dimmable | Not Dimmable | No |  |  | 15934 | 104.83 | 152 | 10.52 | 0.933 | 5000 | 83.6
P00000ZFS | LEDtronics, Inc. | LEDtronics | SLL017-4X60W-XPW-001 | Outdoor Luminaires | High Output | Fuel Pump Canopy Luminaires | Standard | TRUE | 15883 | 91.12 | 174.3 | 20.62 | 0.889 | 5161 | 73.9 | 5 |  | 6/19/2012 12:00:00 AM | Not Yet Verified | Not Yet Verified | Not Yet Verified |  | 1.6 | 13067 | 70 | 185.7 |  | 0.99 | 5000 | 65
P00000ZGL | LEDtronics, Inc. | LEDtronics | SLL021-85W-XPW-*03 | Outdoor Luminaires | Mid Output | Fuel Pump Canopy Luminaires | Standard | TRUE | 9948 | 111.1 | 89.58 | 18.81 | 0.894 | 5676 | 87.4 | 5 |  | 8/4/2014 12:00:00 AM | Not Yet Verified | Not Yet Verified | Not Yet Verified |  | 2.1 | 9948 | 111.1 | 89.58 | 18.81 | 0.894 | 5676 | 87.4
P00000ZGM | LEDtronics, Inc. | LEDtronics | SLL021-50W-XPW-*03 | Outdoor Luminaires | Mid Output | Fuel Pump Canopy Luminaires | Standard | TRUE | 5464 | 110.8 | 49.31 | 16.91 | 0.961 | 5444 | 89.4 | 5 |  | 8/4/2014 12:00:00 AM | Not Yet Verified | Not Yet Verified | Not Yet Verified |  | 2.1 | 5464 | 110.8 | 49.31 | 16.91 | 0.961 | 5444 | 89.4
P66XJ637 | LEDtronics, Inc. | LEDtronics Inc | CNP001-060WF-XPW-105 | Outdoor Luminaires | Mid Output | Fuel Pump Canopy Luminaires | Standard | TRUE | 5373.3 | 89.63 | 59.95 | 15.78 | 0.9156 | 5982 | 71.2 | 5 | 50000 | 8/12/2016 12:00:00 AM | Not Yet Verified | Not Yet Verified | Not Yet Verified |  | 2.1 | 5000 | 89 | 60 |  | 0.9 | 5700 | 70
PKVD9VFC | LEDtronics, Inc. | LEDtronics Inc | CNP001-060WC-XPW-105 | Outdoor Luminaires | Mid Output | Fuel Pump Canopy Luminaires | Premium | TRUE | 6883.5 | 112.79 | 61.03 | 14.96 | 0.904 | 5164 | 71.5 | 5 | 60600 | 8/12/2016 12:00:00 AM | Not Dimmable | Not Dimmable | No |  | 3 | 6883.5 | 112.79 | 61.03 | 14.96 | 0.904 | 5000 | 71.5
PT1975CE | LEDtronics, Inc. | LEDtronics Inc | CNP001-100WF-XPW-105 | Outdoor Luminaires | Mid Output | Fuel Pump Canopy Luminaires | Standard | TRUE | 8298.7 | 83.15 | 99.8 | 14.3 | 0.9154 | 5977 | 71.6 | 5 | 50000 | 8/12/2016 12:00:00 AM | Not Yet Verified | Not Yet Verified | Not Yet Verified |  | 2.1 | 8000 | 80 | 100 |  | 0.9 | 5700 | 70
PVW1VRX6 | LEDtronics, Inc. | LEDtronics Inc | CNP001-100WC-XPW-105 | Outdoor Luminaires | High Output | Fuel Pump Canopy Luminaires | Premium | TRUE | 11223 | 110.35 | 101.7 | 15.38 | 0.9224 | 5176 | 71.7 | 5 | 50000 | 8/12/2016 12:00:00 AM | Not Dimmable | Not Dimmable | No |  | 3.1 | 12546 | 107.05 | 117.2 | 16.08 | 0.9137 | 5000 | 71.5
PMKH56BW | LEDtronics, Inc. | LEDtronics Inc | CNP001-130WF-XPW-105 | Outdoor Luminaires | High Output | Fuel Pump Canopy Luminaires | Standard | TRUE | 10853 | 83.87 | 129.4 | 15.01 | 0.9207 | 5992 | 72.1 | 5 | 50000 | 8/12/2016 12:00:00 AM | Not Yet Verified | Not Yet Verified | Not Yet Verified |  | 2.1 | 10000 | 83 | 130 |  | 0.9 | 5700 | 70
P8ED54KN | LEDtronics, Inc. | LEDtronics Inc | CNP001-130WC-XPW-105 | Outdoor Luminaires | High Output | Fuel Pump Canopy Luminaires | Premium | TRUE | 13661 | 107.23 | 127.4 | 15.95 | 0.914 | 5159 | 71.6 | 5 | 60600 | 8/12/2016 12:00:00 AM | Not Dimmable | Not Dimmable | No |  | 3.1 | 13661 | 107.23 | 127.4 | 15.95 | 0.9141 | 5000 | 71.6
P8536ZJD | LEDVANCE, LLC (formerly OSRAM SYLVANIA, INC) | SYLVANIA | CANOPYA/040UNVD740/10C5/WH | Outdoor Luminaires | Low Output | Fuel Pump Canopy Luminaires | Premium | TRUE | 4845.9 | 115 | 42 | 14 | 0.93 | 3826 | 76 | 5 |  | 4/8/2016 12:00:00 AM | Dimmable | Continuous Below 10 | No |  | 3.1 | 4845 | 115 | 42 | 9 | 0.99 | 3826 | 76
PCU61H49 | LEDVANCE, LLC (formerly OSRAM SYLVANIA, INC) | SYLVANIA | CANOPYA/040UNVD750/10C5/WH | Outdoor Luminaires | Low Output | Fuel Pump Canopy Luminaires | Premium | FALSE | [9 empty] | 4/8/2016 12:00:00 AM | Dimmable | Continuous Below 10 | No |  |  | 4944 | 117 | 42 | 9 | 0.99 | 4944 | 73
PQGN4G9F | LEDVANCE, LLC (formerly OSRAM SYLVANIA, INC) | SYLVANIA | CANOPYA/055UNVD740/10C5/WH | Outdoor Luminaires | Mid Output | Fuel Pump Canopy Luminaires | Premium | TRUE | 6011.46 | 105 | 57.14 | 10 | 0.93 | 3850 | 76 | 5 |  | 4/8/2016 12:00:00 AM | Dimmable | Continuous Below 10 | No |  | 3.1 | 6011 | 105 | 57 | 9 | 0.99 | 3850 | 76
P7NXNF52 | LEDVANCE, LLC (formerly OSRAM SYLVANIA, INC) | SYLVANIA | CANOPYA/055UNVD750/10C5/WH | Outdoor Luminaires | Mid Output | Fuel Pump Canopy Luminaires | Premium | FALSE | [9 empty] | 4/8/2016 12:00:00 AM | Dimmable | Continuous Below 10 | No |  |  | 6205 | 108 | 57 | 9 | 0.99 | 4979 | 73
PY18TP6P | LEDVANCE, LLC (formerly OSRAM SYLVANIA, INC) | LEDVANCE | CANOPYA045347D74010C5WH | Outdoor Luminaires | Low Output | Fuel Pump Canopy Luminaires | Standard | TRUE | 4720.63 | 103 | 45.73 | 21 | 0.97 | 3849 | 73 | 5 | 50000 | 7/8/2016 12:00:00 AM | Dimmable | Continuous Below 10 | No |  | 4 | 4720.63 | 103.23 | 45.73 | 21 | 0.97 | 3849 | 73
PFK4WJ5U | LEDVANCE, LLC (formerly OSRAM SYLVANIA, INC) | LEDVANCE | CANOPYA045347D75010C5WH | Outdoor Luminaires | Low Output | Fuel Pump Canopy Luminaires | Standard | FALSE | [9 empty] | 7/8/2016 12:00:00 AM | Dimmable | Continuous Below 10 | No |  |  | 4784.84 | 104.05 | 45.98 | 19 | 0.96 | 4953 | 72.6
PGAAX64E | LEDVANCE, LLC (formerly OSRAM SYLVANIA, INC) | LEDVANCE | CANOPYA060347D74010C5WH | Outdoor Luminaires | Mid Output | Fuel Pump Canopy Luminaires | Standard | TRUE | 5815.3 | 97 | 60.19 | 15 | 0.97 | 3879 | 73 | 5 | 50000 | 7/8/2016 12:00:00 AM | Dimmable | Continuous Below 10 | No |  | 4 | 5815.3 | 96.62 | 60.19 | 15 | 0.97 | 3879 | 73.2
P1KGE4XP | LEDVANCE, LLC (formerly OSRAM SYLVANIA, INC) | LEDVANCE | CANOPYA060347D75010C5WH | Outdoor Luminaires | Mid Output | Fuel Pump Canopy Luminaires | Standard | FALSE | [9 empty] | 7/8/2016 12:00:00 AM | Dimmable | Continuous Below 10 | No |  |  | 5856.98 | 96.53 | 60.68 | 14 | 0.97 | 4992 | 73
P00000ZLY | Leotek Electronics USA, LLC | Leotek Electronics Corp. | LCN3-60K-MV-CW-5S-WH-530 | Outdoor Luminaires | Mid Output | Fuel Pump Canopy Luminaires | Standard | TRUE | 9290 | 89.2 | 104.2 | 10.4 | 0.946 | 5061 | 69 | 5 | 60000 | 10/9/2012 12:00:00 AM | Not Yet Verified | Not Yet Verified | Not Yet Verified |  | 1.7 | 9167 | 89 | 103 |  | 0.9 | 5000
P00000ZM0 | Leotek Electronics USA, LLC | Leotek Electronics Corp. | LCN3-100K-MV-CW-5S-WH-530 | Outdoor Luminaires | High Output | Fuel Pump Canopy Luminaires | Standard | FALSE | [9 empty] | 10/9/2012 12:00:00 AM | Not Yet Verified | Not Yet Verified | Not Yet Verified |  |  | 15059 | 87 | 174 |  | 0.9 | 5000
P00000ZM1 | Leotek Electronics USA, LLC | Leotek Electronics Corp. | LCN3-120K-MV-CW-5S-WH-530 | Outdoor Luminaires | High Output | Fuel Pump Canopy Luminaires | Standard | FALSE | [9 empty] | 10/9/2012 12:00:00 AM | Not Yet Verified | Not Yet Verified | Not Yet Verified |  |  | 17353 | 85 | 205 |  | 0.9 | 5000
P00000ZLZ | Leotek Electronics USA, LLC | Leotek Electronics Corp. | LCN3-80K-MV-CW-5S-WH-530 | Outdoor Luminaires | High Output | Fuel Pump Canopy Luminaires | Standard | FALSE | [9 empty] | 10/9/2012 12:00:00 AM | Not Yet Verified | Not Yet Verified | Not Yet Verified |  |  | 12241 | 89 | 137 |  | 0.9 | 5000
P00000ZOQ | Leotek Electronics USA, LLC | Leotek Electronics Corp. | LCN3-060T-MV-CW-5S-WH-700 | Outdoor Luminaires | High Output | Fuel Pump Canopy Luminaires | Standard | TRUE | 12620 | 93 | 135.7 | 12.6 | 0.969 | 5114 | 74.9 | 5 | 60000 | 8/21/2013 12:00:00 AM | Not Yet Verified | Not Yet Verified | Not Yet Verified |  | 2 | 12424 | 92 | 134 |  |  | 5000 | 70
P00000ZSP | Leotek Electronics USA, LLC | Leotek Electronics USA Corp. | LCN3-060T-MV-CW-5S-WH-450 | Outdoor Luminaires | Mid Output | Fuel Pump Canopy Luminaires | Standard | TRUE | 9321 | 111 | 84.24 | 11.9 | 0.949 | 5139 | 73.5 | 5 | 60000 | 5/29/2014 12:00:00 AM | Not Yet Verified | Not Yet Verified | Not Yet Verified |  | 2.1 | 9321 | 111 | 84.24 |  | 0.946 | 5139 | 73.5
P00000ZU9 | Leotek Electronics USA, LLC | Leotek Electronics Corp. | LCN3-080T-MV-CW-5S-WH-FDC-700 | Outdoor Luminaires | High Output | Fuel Pump Canopy Luminaires | Standard | FALSE | [9 empty] | 7/3/2014 12:00:00 AM | Not Yet Verified | Not Yet Verified | Not Yet Verified |  |  | 17643 | 101.3 | 174.3 |  |  | 5000 | 70
P00000ZOR | Leotek Electronics USA, LLC | Leotek Electronics Corp. | LCN3-080T-MV-CW-5S-WH-620 | Outdoor Luminaires | High Output | Fuel Pump Canopy Luminaires | Standard | FALSE | [9 empty] | 8/21/2013 12:00:00 AM | Not Yet Verified | Not Yet Verified | Not Yet Verified |  |  | 14783 | 95 | 155 |  |  | 5000 | 70
P00000ZOT | Leotek Electronics USA, LLC | Leotek Electronics Corp. | LCN3-120T-MV-CW-5S-WH-FDC-530 | Outdoor Luminaires | High Output | Fuel Pump Canopy Luminaires | Standard | FALSE | [9 empty] | 8/21/2013 12:00:00 AM | Not Yet Verified | Not Yet Verified | Not Yet Verified |  |  | 20384 | 98 | 208 |  |  | 5000 | 70
P00000ZU8 | Leotek Electronics USA, LLC | Leotek Electronics Corp. | LCN3-080T-MV-CW-5S-WH-570 | Outdoor Luminaires | High Output | Fuel Pump Canopy Luminaires | Standard | FALSE | [9 empty] | 7/3/2014 12:00:00 AM | Not Yet Verified | Not Yet Verified | Not Yet Verified |  |  | 14859.2 | 108 | 138.2 |  |  | 5000 | 70
P00000ZOS | Leotek Electronics USA, LLC | Leotek Electronics Corp. | LCN3-100T-MV-CW-5S-WH-FDC-530 | Outdoor Luminaires | High Output | Fuel Pump Canopy Luminaires | Standard | FALSE | [9 empty] | 8/21/2013 12:00:00 AM | Not Yet Verified | Not Yet Verified | Not Yet Verified |  |  | 16388 | 96 | 170 |  |  | 5000 | 70
P00000ZSQ | Leotek Electronics USA, LLC | Leotek Electronics USA Corp. | LCN3-060T-MV-CW-5S-WH-530 | Outdoor Luminaires | High Output | Fuel Pump Canopy Luminaires | Standard | FALSE | [9 empty] | 5/29/2014 12:00:00 AM | Not Yet Verified | Not Yet Verified | Not Yet Verified |  |  | 10702 | 107.1 | 99.87 |  |  | 5000
P00000ZLU | Leotek Electronics USA, LLC | Leotek | LSF1-036-MV-CW-5S-WH [120V ONLY] | Outdoor Luminaires | Low Output | Fuel Pump Canopy Luminaires | Standard | TRUE | 2781.41 | 78.4 | 35.49 | 15.1 | 0.982 | 5060 | 67.7 | 10 | 70481 | 3/6/2014 12:00:00 AM | Not Yet Verified | Not Yet Verified | Not Yet Verified |  | 2.1 | 2416 | 73 | 33 |  | 0.9 | 5000 | 70
P00000ZLV | Leotek Electronics USA, LLC | Leotek | LSF1-060-MV-CW-5S-WH [120V ONLY] | Outdoor Luminaires | Low Output | Fuel Pump Canopy Luminaires | Standard | FALSE | [9 empty] | 3/6/2014 12:00:00 AM | Not Yet Verified | Not Yet Verified | Not Yet Verified |  |  | 4423 | 72 | 62 |  | 0.9 | 5000 | 70
P00000ZQS | Leotek Electronics USA, LLC | Leotek Electronics Corp. | LCN3-100T-MV-CW-5S-WH-FDC-530 | Outdoor Luminaires | High Output | Fuel Pump Canopy Luminaires | Standard | TRUE | 17786 | 107.7 | 165.1 | 14.3 | 0.941 | 5144 | 71.9 | 10 | 100000 | 4/3/2014 12:00:00 AM | Not Yet Verified | Not Yet Verified | Not Yet Verified |  | 2.1 |  |  |  |  | 0.9 | 5000 | 70
P00001HSK | Lighting & Supplies, Inc. dba Sunshine Lighting Co. | Sunlite | 88120 | Outdoor Luminaires | Low Output | Fuel Pump Canopy Luminaires | Standard | TRUE | 3112 | 79.09 | 39.35 | 9.5 | 0.968 | 4993 | 67 | 5 | 50000 | 3/19/2014 12:00:00 AM | Not Yet Verified | Not Yet Verified | Not Yet Verified |  | 2.1 | 3100 | 70.09 | 42 |  | 0.95 | 5000 | 70
P00001HSL | Lighting & Supplies, Inc. dba Sunshine Lighting Co. | Sunlite | 88125 | Outdoor Luminaires | Mid Output | Fuel Pump Canopy Luminaires | Standard | TRUE | 7274 | 87.92 | 82.74 | 19.48 | 0.875 | 5070 | 67 | 5 | 50000 | 3/19/2014 12:00:00 AM | Not Yet Verified | Not Yet Verified | Not Yet Verified |  | 2.1 | 7300 | 87.92 | 85 |  | 0.95 | 5000 | 70
PQH3ZPRU | Lighting & Supplies, Inc. dba Sunshine Lighting Co. | SUNLITE | 88126-SU(3000K) | Outdoor Luminaires | Mid Output | Fuel Pump Canopy Luminaires | Standard | TRUE | 8712.8 | 107.76 | 80.85 | 13.3 | 0.9461 | 3005 | 83.8 | 5 | 50000 | 6/9/2015 12:00:00 AM | Dimmable | Continuous Below 10 | Not Yet Verified |  | 2.1 | 8712.8 | 107.76 | 80.85 | 13.3 | 0.9461 | 3000 | 83.8
PRUUT88W | Lighting & Supplies, Inc. dba Sunshine Lighting Co. | SUNLITE | 88126-SU(5000K) | Outdoor Luminaires | Mid Output | Fuel Pump Canopy Luminaires | Standard | FALSE | [9 empty] | 6/9/2015 12:00:00 AM | Dimmable | Continuous Below 10 | Not Yet Verified |  |  | 9325 | 113.79 | 81.95 | 7.69 | 0.9487 | 5000 | 84.3
PPCVES15 | Lighting & Supplies, Inc. dba Sunshine Lighting Co. | SUNLITE | 88126-SU(3500K) | Outdoor Luminaires | Mid Output | Fuel Pump Canopy Luminaires | Standard | FALSE | [9 empty] | 6/9/2015 12:00:00 AM | Dimmable | Continuous Below 10 | Not Yet Verified |  |  | 8712.8 | 107.76 | 80.85 | 13.3 | 0.9461 | 3500 | 83.8
PGHUJ2V9 | Lighting & Supplies, Inc. dba Sunshine Lighting Co. | SUNLITE | 88126-SU(4500K) | Outdoor Luminaires | Mid Output | Fuel Pump Canopy Luminaires | Standard | FALSE | [9 empty] | 6/9/2015 12:00:00 AM | Dimmable | Continuous Below 10 | Not Yet Verified |  |  | 8712.8 | 107.76 | 80.85 | 13.3 | 0.9461 | 4500 | 83.8
P3BWXNY2 | Lighting & Supplies, Inc. dba Sunshine Lighting Co. | SUNLITE | 88126-SU(4000K) | Outdoor Luminaires | Mid Output | Fuel Pump Canopy Luminaires | Standard | FALSE | [9 empty] | 6/9/2015 12:00:00 AM | Dimmable | Continuous Below 10 | Not Yet Verified |  |  | 8712.8 | 107.76 | 80.85 | 13.3 | 0.9461 | 4000 | 83.8
P44C77U5 | Lighting & Supplies, Inc. dba Sunshine Lighting Co. | SUNLITE | 88121-SU(3000K) | Outdoor Luminaires | Low Output | Fuel Pump Canopy Luminaires | Standard | TRUE | 4358.8 | 99.27 | 43.91 | 10.35 | 0.9701 | 3002 | 83.7 | 5 | 50000 | 6/9/2015 12:00:00 AM | Dimmable | Continuous Below 10 | Not Yet Verified |  | 2.1 | 4358.8 | 99.29 | 43.9 | 10.35 | 0.9701 | 3000 | 83.7
P8M13UYB | Lighting & Supplies, Inc. dba Sunshine Lighting Co. | SUNLITE | 88121-SU(3500K) | Outdoor Luminaires | Low Output | Fuel Pump Canopy Luminaires | Standard | FALSE | [9 empty] | 6/9/2015 12:00:00 AM | Dimmable | Continuous Below 10 | Not Yet Verified |  |  | 4358.8 | 99.29 | 43.9 | 10.35 | 0.9701 | 3500 | 83.7
P86FHA1D | Lighting & Supplies, Inc. dba Sunshine Lighting Co. | SUNLITE | 88121-SU(5000K) | Outdoor Luminaires | Low Output | Fuel Pump Canopy Luminaires | Standard | FALSE | [9 empty] | 6/9/2015 12:00:00 AM | Dimmable | Continuous Below 10 | Not Yet Verified |  |  | 4532 | 102.19 | 44.35 | 7.69 | 0.9721 | 5000 | 84.2
PAQCG1AK | Lighting & Supplies, Inc. dba Sunshine Lighting Co. | SUNLITE | 88121-SU(4000K) | Outdoor Luminaires | Low Output | Fuel Pump Canopy Luminaires | Standard | FALSE | [9 empty] | 6/9/2015 12:00:00 AM | Dimmable | Continuous Below 10 | Not Yet Verified |  |  | 4358.8 | 99.29 | 43.9 | 10.35 | 0.9701 | 4000 | 83.7
PCW4NY3J | Lighting & Supplies, Inc. dba Sunshine Lighting Co. | SUNLITE | 88121-SU(4500K) | Outdoor Luminaires | Low Output | Fuel Pump Canopy Luminaires | Standard | FALSE | [9 empty] | 6/9/2015 12:00:00 AM | Dimmable | Continuous Below 10 | Not Yet Verified |  |  | 4358.8 | 99.29 | 43.9 | 10.35 | 0.9701 | 4500 | 83.7
PGDZZ49T | Lighting Group of America | Lighting Group of America | GSL368A | Outdoor Luminaires | High Output | Fuel Pump Canopy Luminaires | Standard | TRUE | 12559.4 | 127 | 98.94 | 16 | 0.92 | 4714 | 74 | 5 | 50000 | 12/9/2015 12:00:00 AM | Not Dimmable | Not Dimmable | No |  | 3 | 12556.4 | 127 | 98.94 | 8 | 0.99 | 4714 | 74
P727P5CU | Lighting Group of America | Lighting Group of America | GSL368B | Outdoor Luminaires | High Output | Fuel Pump Canopy Luminaires | Standard | TRUE | 15609.07 | 121 | 129.23 | 15 | 0.92 | 5064 | 74 | 5 | 50000 | 12/9/2015 12:00:00 AM | Not Dimmable | Not Dimmable | No |  | 3 | 15609.07 | 121 | 1.08 | 7 | 0.99 | 5064 | 74
PC1QSGMB | Lighting Group of America | Lighting Group of America | CL-364-L1[120V ONLY] | Outdoor Luminaires | Low Output | Fuel Pump Canopy Luminaires | Standard | TRUE | 2976 | 88.4 | 33.7 | 14.5 | 0.971 | 4980 | 72 | 5 | 50000 | 10/8/2014 12:00:00 AM | Not Yet Verified | Not Yet Verified | Not Yet Verified |  | 2.1 | 3000 | 88 | 34 |  |  | 5000 | 70
PHM354G4 | Lighting Group of America | Lighting Group of America | GL364L1[120V ONLY] | Outdoor Luminaires | Low Output | Fuel Pump Canopy Luminaires | Standard | TRUE | 2976 | 88.4 | 33.7 | 14.5 | 0.971 | 4980 | 72 | 5 | 50000 | 2/10/2015 12:00:00 AM | Not Yet Verified | Not Yet Verified | Not Yet Verified |  | 2.1 | 3000 | 88 | 34 |  |  | 5000 | 70
P4GA3WMB | Lighting Group of America | Lighting Group of America | GL012L1 | Outdoor Luminaires | Low Output | Fuel Pump Canopy Luminaires | Standard | TRUE | 3706.4 | 90.68 | 40.87 | 18.75 | 0.912 | 5115 | 73 | 5 |  | 2/10/2015 12:00:00 AM | Not Dimmable | Not Dimmable | Not Yet Verified |  | 2.1
PMUETGHN | Lighting Group of America | Lighting Group of America | GL-012L1 | Outdoor Luminaires | Low Output | Fuel Pump Canopy Luminaires | Standard | TRUE | 3706.4 | 90.68 | 40.87 | 18.75 | 0.912 | 5115 | 73 | 5 |  | 9/15/2015 12:00:00 AM | Not Dimmable | Not Dimmable | Not Yet Verified |  | 2.1
PXZ4M11Z | Lighting Group of America | Lighting Group of America | GL-012L2 | Outdoor Luminaires | Low Output | Fuel Pump Canopy Luminaires | Standard | TRUE | 4285.8 | 78 | 54.62 | 19 | 0.92 | 5518 | 78 | 5 |  | 9/15/2015 12:00:00 AM | Not Dimmable | Not Dimmable | Not Yet Verified |  | 2.1
PETPFVE9 | Lighting Group of America | Lighting Group of America | GL364L1B | Outdoor Luminaires | Mid Output | Fuel Pump Canopy Luminaires | Standard | TRUE | 5524 | 95.91 | 57.6 | 17.68 | 0.931 | 5116 | 73.1 | 5 | 50000 | 9/15/2015 12:00:00 AM | Not Dimmable | Not Dimmable | Not Yet Verified |  | 2.1 | 5524 | 95.24 | 58 |  |  | 5000 | 70
PUUG8GN8 | Lighting Solutions Group LLc D.B.A.SpecGradeLED | Lighting Solutions | CAN-120-4100K-XX-120-277V-XX | Outdoor Luminaires | High Output | Fuel Pump Canopy Luminaires | Standard | TRUE | 11864 | 87.3 | 135.9 | 19.2 | 0.936 | 4152 | 67.6 | 5 | 50000 | 3/9/2015 12:00:00 AM | Not Yet Verified | Not Yet Verified | Not Yet Verified |  | 2.1 | 11834 | 87 | 135 |  | 0.9 | 4000 | 70
P0000103Y | LiLEDs (Shanghai) Company | LiLEDs | ATLASGS60H | Outdoor Luminaires | Mid Output | Fuel Pump Canopy Luminaires | Standard | TRUE | 7610 | 80.4 | 94.6 | 19.95 | 0.8934 | 5824 | 71 | 5 | 50000 | 9/20/2012 12:00:00 AM | Not Yet Verified | Not Yet Verified | Not Yet Verified |  | 1.6 | 7610 | 80.4 | 100 |  | 0.98 | 5500 | 71
P00001047 | LiLEDs (Shanghai) Company | LiLEDs | ATLASGS60HRS | Outdoor Luminaires | Mid Output | Fuel Pump Canopy Luminaires | Standard | TRUE | 7929 | 80.4 | 98.6 | 15.22 | 0.92 | 5793 | 72 | 5 | 50000 | 1/17/2014 12:00:00 AM | Not Yet Verified | Not Yet Verified | Not Yet Verified |  | 2.1 | 7610 | 80.4 |  |  | 0.95 | 5500 | 71
P0000104C | LiLEDs (Shanghai) Company | LiLEDs | AtlasGS30H | Outdoor Luminaires | Mid Output | Fuel Pump Canopy Luminaires | Standard | TRUE | 5675 | 102.93 | 55.13 | 17.5 | 0.979 | 5714 | 71 | 5 | 50000 | 2/27/2014 12:00:00 AM | Not Yet Verified | Not Yet Verified | Not Yet Verified |  | 2.1 | 4800 |  | 60 |  | 0.98 | 5500 | 70
PA9SDW1C | Liron Lighting,LLC | Liron Lighting | LED-CNP130W40K | Outdoor Luminaires | High Output | Fuel Pump Canopy Luminaires | Standard | TRUE | 14063 | 105.26 | 133.6 | 11.38 | 0.9172 | 4031 | 83.6 | 5 | 50000 | 4/28/2016 12:00:00 AM | Not Dimmable | Not Dimmable | No |  | 3 | 14063 | 105.26 | 133.6 | 11.38 | 0.9172 | 4000 | 83.6
PN29UHPC | Liron Lighting,LLC | Liron Lighting | LED-CNP130W45K | Outdoor Luminaires | High Output | Fuel Pump Canopy Luminaires | Standard | FALSE | [9 empty] | 4/28/2016 12:00:00 AM | Not Dimmable | Not Dimmable | No |  |  | 14063 | 105.26 | 133.6 | 11.38 | 0.9172 | 4500 | 83.6
PG81G78F | Liron Lighting,LLC | Liron Lighting | LED-CNP130W57K | Outdoor Luminaires | High Output | Fuel Pump Canopy Luminaires | Standard | FALSE | [9 empty] | 4/28/2016 12:00:00 AM | Not Dimmable | Not Dimmable | No |  |  | 14657 | 108.41 | 135.2 | 11.57 | 0.9292 | 5700 | 84
PHU5WUB6 | Liron Lighting,LLC | Liron Lighting | LED-CNP130W50K | Outdoor Luminaires | High Output | Fuel Pump Canopy Luminaires | Standard | FALSE | [9 empty] | 4/28/2016 12:00:00 AM | Not Dimmable | Not Dimmable | No |  |  | 14063 | 105.26 | 133.6 | 11.38 | 0.9172 | 5000 | 83.6
PWSXCPSG | Living Well Industrial Co., LTD | Living Well | CP100RG277 (5000K) | Outdoor Luminaires | Mid Output | Fuel Pump Canopy Luminaires | Standard | TRUE | 9218.64 | 91.58 | 100.66 | 12.58 | 0.9527 | 5306 | 70 | 5 | 50000 | 1/28/2015 12:00:00 AM | Not Dimmable | Not Dimmable | Not Yet Verified |  | 2.1 | 9218.64 | 91.58 | 100 | 12.58 | 0.9527 | 5000 | 70
PASQBR1S | Living Well Industrial Co., LTD | Living Well | CP100RG277 (5500K) | Outdoor Luminaires | Mid Output | Fuel Pump Canopy Luminaires | Standard | FALSE | [9 empty] | 1/28/2015 12:00:00 AM | Not Dimmable | Not Dimmable | Not Yet Verified |  |  | 9218.64 | 91.58 | 100 | 12.58 | 0.9527 | 5500 | 70
PHNVPG9D | Living Well Industrial Co., LTD | Living Well | CP90SPFP277 (5000K) | Outdoor Luminaires | Mid Output | Fuel Pump Canopy Luminaires | Standard | TRUE | 8024.48 | 92.17 | 87.07 | 22 | 0.915 | 5030 | 83.7 | 5 | 50000 | 1/28/2015 12:00:00 AM | Not Dimmable | Not Dimmable | Not Yet Verified |  | 2.1 | 8024 | 92.17 | 90 | 22 | 0.915 | 5000 | 80
P3AVPFNZ | Living Well Industrial Co., LTD | Living Well | CP90SPFP277 (5500K) | Outdoor Luminaires | Mid Output | Fuel Pump Canopy Luminaires | Standard | FALSE | [9 empty] | 1/28/2015 12:00:00 AM | Not Dimmable | Not Dimmable | Not Yet Verified |  |  | 8024 | 92.17 | 90 | 22 | 0.915 | 5500 | 80
P00001FSL | Los Angeles Lighting Mfg. Co. | Los Angeles Lighting | BCL100-1-1L-MSx-BP-1DRCDM740-UNV-840 | Outdoor Luminaires | Low Output | Fuel Pump Canopy Luminaires | Standard | TRUE | 3172 | 99 | 31.94 | 17 | 0.94 | 4084 | 85 | 5 | 50000 | 10/28/2013 12:00:00 AM | Not Yet Verified | Not Yet Verified | Not Yet Verified | Placeholder "x" can be "I" as infrared sensor or "S" super high frequency sensor | 2.1 | 3172 | 99 | 32 |  |  | 4000 | 85
P00001FSO | Los Angeles Lighting Mfg. Co. | Los Angeles Lighting | BCL100-1-1L-1DRCDM740-UNV-840 | Outdoor Luminaires | Low Output | Fuel Pump Canopy Luminaires | Standard | FALSE | [9 empty] | 10/28/2013 12:00:00 AM | Not Yet Verified | Not Yet Verified | Not Yet Verified |  |  | 3172 | 109 | 29 |  |  | 4000 | 85
P00001FSN | Los Angeles Lighting Mfg. Co. | Los Angeles Lighting | BCL100-1-1L-BP-1DRCDM740-UNV-840 | Outdoor Luminaires | Low Output | Fuel Pump Canopy Luminaires | Standard | FALSE | [9 empty] | 10/28/2013 12:00:00 AM | Not Yet Verified | Not Yet Verified | Not Yet Verified |  |  | 3172 | 99 | 32 |  |  | 4000 | 85
P00001FSM | Los Angeles Lighting Mfg. Co. | Los Angeles Lighting | BCL100-1-1L-MSx-1DRCDM740-UNV-840 | Outdoor Luminaires | Low Output | Fuel Pump Canopy Luminaires | Standard | FALSE | [9 empty] | 10/28/2013 12:00:00 AM | Not Yet Verified | Not Yet Verified | Not Yet Verified | Placeholder "x" can be "I" as infrared sensor or "S" super high frequency sensor |  | 3172 | 99 | 32 |  |  | 4000 | 85
P00001FSP | Los Angeles Lighting Mfg. Co. | Los Angeles Lighting Mfg. Co. | BCL100-1-1L-MSx-BP-1DRCDM1050-UNV-840 | Outdoor Luminaires | Low Output | Fuel Pump Canopy Luminaires | Standard | TRUE | 4042.23 | 92 | 43.9 | 10 | 0.91 | 4165 | 84 | 5 | 50000 | 12/17/2013 12:00:00 AM | Not Yet Verified | Not Yet Verified | Not Yet Verified | Placeholder "x" can be "I" as infrared sensor or "S" super high frequency sensor | 2.1 | 4042 | 92 | 43.9 |  |  | 4000 | 84
P00001FSR | Los Angeles Lighting Mfg. Co. | Los Angeles Lighting Mfg. Co. | BCL100-1-1L-MSx-1DRCDM1050-UNV-840 | Outdoor Luminaires | Low Output | Fuel Pump Canopy Luminaires | Standard | FALSE | [9 empty] | 12/17/2013 12:00:00 AM | Not Yet Verified | Not Yet Verified | Not Yet Verified | Placeholder "x" can be "I" as infrared sensor or "S" super high frequency sensor |  | 4042 | 92 | 42.9 |  |  | 4000 | 84
P00001FSS | Los Angeles Lighting Mfg. Co. | Los Angeles Lighting Mfg. Co. | BCL100-1-1DRCDM1050-UNV-840 | Outdoor Luminaires | Low Output | Fuel Pump Canopy Luminaires | Standard | FALSE | [9 empty] | 12/17/2013 12:00:00 AM | Not Yet Verified | Not Yet Verified | Not Yet Verified |  |  | 4042 | 92 | 43.9 |  |  | 4000 | 84
P00001FSQ | Los Angeles Lighting Mfg. Co. | Los Angeles Lighting Mfg. Co. | BCL100-1-1L-BP-1DRCDM1050-UNV-840 | Outdoor Luminaires | Low Output | Fuel Pump Canopy Luminaires | Standard | FALSE | [9 empty] | 12/17/2013 12:00:00 AM | Not Yet Verified | Not Yet Verified | Not Yet Verified |  |  | 4042 | 92 | 43.9 |  |  | 4000 | 84
PMSCV14Y | Louvers International Inc | Louvers LED | RC-52-CNP-LED | Outdoor Retrofit Kit | Mid Output | Retrofit Kits for Fuel Pump Canopy Luminaires | Standard | TRUE | 6648 | 109.128 | 59.27 | 8.4 | 0.93 | 5030 | 75.7 | 5 | 60000 | 6/27/2016 12:00:00 AM | Not Dimmable | Not Dimmable | Not Yet Verified |  | 2.1 | 6468 | 109 | 59.18 | 8.4 | 0.93 | 5030 | 75.7
PTBXJCQ9 | Louvers International Inc | LouversLED | ADV4-2-LED-48W-5K-[U, EM]-FR-XX-Sx-[DV, EC] Revision1 | Outdoor Luminaires | Mid Output | Fuel Pump Canopy Luminaires | Standard | TRUE | 4635 | 95.96 | 48.3 | 8.28 | 0.972 | 5115 | 83.6 | 5 | 50000 | 2/10/2016 12:00:00 AM | Dimmable | Continuous Below 10 | No |  | 3.1 | 4635 | 95.96 | 48.3 | 8.32 | 0.971 | 5022 | 83.2
PPNMYBQ4 | Louvers International Inc | LouversLED | ADV4-2-LED-48W-5K-[U, EM]-FR-XX-Sx-[OS, OA] Revision1 | Outdoor Luminaires | Mid Output | Fuel Pump Canopy Luminaires | Standard | FALSE | [9 empty] | 2/10/2016 12:00:00 AM | Dimmable | Continuous Below 10 | Yes |  |  | 4635 | 95.96 | 48.3 | 8.32 | 0.971 | 5022 | 83.2
P44SU8V7 | Louvers International Inc | LouversLED | ADV8-2-LED-96W-5K-[U, EM]-FR-XX-Sx-[OS, OA] Revision1 | Outdoor Luminaires | Mid Output | Fuel Pump Canopy Luminaires | Standard | FALSE | [9 empty] | 2/10/2016 12:00:00 AM | Dimmable | Continuous Below 10 | Yes |  |  | 9332 | 96.8 | 96.4 | 8.28 | 0.972 | 5115 | 83.6
PH5MWA7R | Louvers International Inc | LouversLED | ADV8-2-LED-96W-5K-[U, EM]-FR-XX-Sx-[DS, DA] Revision1 | Outdoor Luminaires | Mid Output | Fuel Pump Canopy Luminaires | Standard | FALSE | [9 empty] | 2/10/2016 12:00:00 AM | Dimmable | Stepped | Yes |  |  | 9332 | 96.8 | 96.4 | 8.28 | 0.972 | 5115 | 83.6
PY4B4C8W | Louvers International Inc | LouversLED | ADV8-2-LED-96W-5K-[U, EM]-FR-XX-Sx-[DV, EC] Revision1 | Outdoor Luminaires | Mid Output | Fuel Pump Canopy Luminaires | Standard | FALSE | [9 empty] | 2/10/2016 12:00:00 AM | Dimmable | Continuous Below 10 | No |  |  | 9332 | 96.8 | 96.4 | 8.28 | 0.972 | 5115 | 83.6
P4US8A7S | Louvers International Inc | LouversLED | ADV4-2-LED-48W-5K-[U, EM]-FR-XX-Sx-[DS, DA] Revision1 | Outdoor Luminaires | Mid Output | Fuel Pump Canopy Luminaires | Standard | FALSE | [9 empty] | 2/10/2016 12:00:00 AM | Dimmable | Stepped | Yes |  |  | 4635 | 95.96 | 48.3 | 8.32 | 0.971 | 5022 | 83.2
PB7856FN | Louvers International Inc | Louvers LED | OSP18-100-4K | Outdoor Luminaires | High Output | Fuel Pump Canopy Luminaires | Standard | TRUE | 11549.86 | 116.1 | 99.48 | 17.5 | 0.952 | 4210 | 86 | 7 | 50000 | 1/11/2016 12:00:00 AM | Dimmable | Continuous Above 10 | No |  | 3 | 11549.9 | 116.102734217933 | 99.48 | 3.7 | 0.996 | 4210 | 86
P3HRKUX5 | Louvers International Inc | Louvers LED | OSP18-100-5K | Outdoor Luminaires | High Output | Fuel Pump Canopy Luminaires | Standard | FALSE | [9 empty] | 1/11/2016 12:00:00 AM | Dimmable | Continuous Above 10 | No |  |  | 11649.95 | 117.084924623116 | 99.5 | 4.6 | 0.996 | 5126 | 82.7
P00001059 | LSI Industries | Crossover LED Lighting | CRO3 FO LED 30 350 CW | Outdoor Luminaires | Low Output | Fuel Pump Canopy Luminaires | Standard | TRUE | 3372 | 89 | 38.1 | 17.6 | 0.879 | 5250 | 67 | 5 | 65000 | 10/1/2012 12:00:00 AM | Not Yet Verified | Not Yet Verified | Not Yet Verified |  | 1.7
P0000105C | LSI Industries | LSI Industries | XSL2 S LED 50 CW UE [All Voltages except 277] | Outdoor Luminaires | Low Output | Fuel Pump Canopy Luminaires | Standard | TRUE | 4957 | 79.7 | 62.2 | 19.3 | 0.911 | 5407 | 68 | 5 | 60000 | 12/11/2013 12:00:00 AM | Not Yet Verified | Not Yet Verified | Not Yet Verified |  | 2.1 | 4957 | 79 | 62.2 |  |  | 5000 | 69
P000010AL | LSI Industries | LSI Industries | CRS AC LED 64 HO CW | Outdoor Luminaires | High Output | Fuel Pump Canopy Luminaires | Standard | TRUE | 13194 | 85 | 155 | 5.7 | 0.995 | 5320 | 81 | 5 | 50000 | 8/24/2012 12:00:00 AM | Not Yet Verified | Not Yet Verified | Not Yet Verified |  | 1.6 | 13198 |  | 155 |  |  | 5300 | 70
P000010EB | LSI Industries | LSI Industries | CRS ES LED 128 SS CW UE COLOR | Outdoor Luminaires | High Output | Fuel Pump Canopy Luminaires | Standard | TRUE | 13519 | 94 | 144 | 4.1 | 0.968 | 5634 | 80 | 5 |  | 6/27/2013 12:00:00 AM | Not Yet Verified | Not Yet Verified | Not Yet Verified |  | 2 | 13519 | 94 | 144 |  |  | 5300 | 70
P000010EC | LSI Industries | LSI Industries | CRSK UNV ES LED 128 SS CW UE COLOR | Outdoor Luminaires | High Output | Fuel Pump Canopy Luminaires | Standard | TRUE | 13519 | 94 | 144 | 4.1 | 0.968 | 5634 | 80 | 5 |  | 6/27/2013 12:00:00 AM | Not Yet Verified | Not Yet Verified | Not Yet Verified |  | 2 | 13519 | 93 | 145 |  |  | 5300 | 70
P000010ED | LSI Industries | LSI Industries | CRSK RECU ES LED 128 SS CW UE COLOR | Outdoor Luminaires | High Output | Fuel Pump Canopy Luminaires | Standard | TRUE | 13519 | 94 | 144 | 4.1 | 0.968 | 5634 | 80 | 5 |  | 6/27/2013 12:00:00 AM | Not Yet Verified | Not Yet Verified | Not Yet Verified |  | 2 | 13519 | 93 | 145 |  |  | 5300 | 70
P000010EF | LSI Industries | LSI Industries | CRU SC LED SS CW XX COLOR | Outdoor Luminaires | High Output | Fuel Pump Canopy Luminaires | Standard | TRUE | 13638 | 106 | 128.8 | 11.8 | 0.964 | 5037 | 74 | 5 | 60000 | 6/28/2013 12:00:00 AM | Dimmable | Continuous Below 10 | Not Yet Verified |  | 2 | 13638 | 106 | 129 |  |  | 5300 | 70
P000010EE | LSI Industries | LSI Industries | CRU SC LED LW CW XX COLOR | Outdoor Luminaires | Mid Output | Fuel Pump Canopy Luminaires | Standard | TRUE | 8435 | 111 | 76.4 | 14.6 | 0.962 | 5037 | 74 | 5 | 60000 | 6/28/2013 12:00:00 AM | Dimmable | Continuous Below 10 | Not Yet Verified |  | 2 | 8438 | 111 | 76 |  |  | 5300 | 70
P000010EP | LSI Industries | LSI Industries | CRUK RECU SC LED VHO CW XX COLOR | Outdoor Luminaires | High Output | Fuel Pump Canopy Luminaires | Standard | FALSE | [9 empty] | 6/28/2013 12:00:00 AM | Dimmable | Continuous Below 10 | Not Yet Verified |  |  | 20201 | 107 | 189 |  |  | 5300 | 70
P000010EM | LSI Industries | LSI Industries | CRUK RECU SC LED LW CW XX COLOR | Outdoor Luminaires | Mid Output | Fuel Pump Canopy Luminaires | Standard | FALSE | [9 empty] | 6/28/2013 12:00:00 AM | Dimmable | Continuous Below 10 | Not Yet Verified |  |  | 8438 | 111 | 76 |  |  | 5300 | 70
P000010EH | LSI Industries | LSI Industries | CRU SC LED VHO CW XX COLOR | Outdoor Luminaires | High Output | Fuel Pump Canopy Luminaires | Standard | FALSE | [9 empty] | 6/28/2013 12:00:00 AM | Dimmable | Continuous Below 10 | Not Yet Verified |  |  | 20201 | 107 | 189 |  |  | 5300 | 70
P000010EJ | LSI Industries | LSI Industries | CRUK UNV SC LED SS CW XX COLOR | Outdoor Luminaires | High Output | Fuel Pump Canopy Luminaires | Standard | FALSE | [9 empty] | 6/28/2013 12:00:00 AM | Dimmable | Continuous Below 10 | Not Yet Verified |  |  | 13638 | 106 | 129 |  |  | 5300 | 70
P000010ET | LSI Industries | LSI Industries | CRU SM SC LED VHO CW XX COLOR | Outdoor Luminaires | High Output | Fuel Pump Canopy Luminaires | Standard | FALSE | [9 empty] | 6/28/2013 12:00:00 AM | Dimmable | Continuous Below 10 | Not Yet Verified |  |  | 20201 | 107 | 189 |  |  | 5300 | 70
P000010EG | LSI Industries | LSI Industries | CRU SC LED HO CW XX COLOR | Outdoor Luminaires | High Output | Fuel Pump Canopy Luminaires | Standard | FALSE | [9 empty] | 6/28/2013 12:00:00 AM | Dimmable | Continuous Below 10 | Not Yet Verified |  |  | 17001 | 114 | 149 |  |  | 5300 | 70
P000010EN | LSI Industries | LSI Industries | CRUK RECU SC LED SS CW XX COLOR | Outdoor Luminaires | High Output | Fuel Pump Canopy Luminaires | Standard | FALSE | [9 empty] | 6/28/2013 12:00:00 AM | Dimmable | Continuous Below 10 | Not Yet Verified |  |  | 13638 | 106 | 129 |  |  | 5300 | 70
P000010EO | LSI Industries | LSI Industries | CRUK RECU SC LED HO CW XX COLOR | Outdoor Luminaires | High Output | Fuel Pump Canopy Luminaires | Standard | FALSE | [9 empty] | 6/28/2013 12:00:00 AM | Dimmable | Continuous Below 10 | Not Yet Verified |  |  | 17001 | 114 | 149 |  |  | 5300 | 70
P000010ES | LSI Industries | LSI Industries | CRU SM SC LED HO CW XX COLOR | Outdoor Luminaires | High Output | Fuel Pump Canopy Luminaires | Standard | FALSE | [9 empty] | 6/28/2013 12:00:00 AM | Dimmable | Continuous Below 10 | Not Yet Verified |  |  | 17001 | 114 | 149 |  |  | 5300 | 70
P000010EI | LSI Industries | LSI Industries | CRUK UNV SC LED LW CW XX COLOR | Outdoor Luminaires | Mid Output | Fuel Pump Canopy Luminaires | Standard | FALSE | [9 empty] | 6/28/2013 12:00:00 AM | Dimmable | Continuous Below 10 | Not Yet Verified |  |  | 8438 | 111 | 76 |  |  | 5300 | 70
P000010EL | LSI Industries | LSI Industries | CRUK UNV SC LED VHO CW XX COLOR | Outdoor Luminaires | High Output | Fuel Pump Canopy Luminaires | Standard | FALSE | [9 empty] | 6/28/2013 12:00:00 AM | Dimmable | Continuous Below 10 | Not Yet Verified |  |  | 20201 | 107 | 189 |  |  | 5300 | 70
P000010ER | LSI Industries | LSI Industries | CRU SM SC LED SS CW XX COLOR | Outdoor Luminaires | High Output | Fuel Pump Canopy Luminaires | Standard | FALSE | [9 empty] | 6/28/2013 12:00:00 AM | Dimmable | Continuous Below 10 | Not Yet Verified |  |  | 13638 | 106 | 129 |  |  | 5300 | 70
P000010EQ | LSI Industries | LSI Industries | CRU SM SC LED LW CW XX COLOR | Outdoor Luminaires | Mid Output | Fuel Pump Canopy Luminaires | Standard | FALSE | [9 empty] | 6/28/2013 12:00:00 AM | Dimmable | Continuous Below 10 | Not Yet Verified |  |  | 8438 | 111 | 76 |  |  | 5300 | 70
P000010EK | LSI Industries | LSI Industries | CRUK UNV SC LED HO CW XX COLOR | Outdoor Luminaires | High Output | Fuel Pump Canopy Luminaires | Standard | FALSE | [9 empty] | 6/28/2013 12:00:00 AM | Dimmable | Continuous Below 10 | Not Yet Verified |  |  | 17001 | 114 | 149 |  |  | 5300 | 70
P000010LU | LSI Industries | EXTERIOR | CRUS AC LED LW CW | Outdoor Luminaires | Mid Output | Fuel Pump Canopy Luminaires | Standard | TRUE | 8746 | 105 | 82.9 | 13.3 | 0.925 | 4937 | 65 | 5 | 60000 | 8/7/2014 12:00:00 AM | Dimmable | Continuous Below 10 | Not Yet Verified |  | 2.1 | 8746 | 105 | 82.9 | 6.8 | 0.996 | 4937 | 65
P000010LV | LSI Industries | EXTERIOR | CRU AC LED VHO CW | Outdoor Luminaires | High Output | Fuel Pump Canopy Luminaires | Standard | TRUE | 19091 | 99 | 193.5 | 9.5 | 0.986 | 5128 | 66 | 5 | 60000 | 8/7/2014 12:00:00 AM | Dimmable | Continuous Below 10 | Not Yet Verified |  | 2.1 | 19091 | 99 | 193.5 | 7.6 | 0.997 | 5128 | 66
P000010LW | LSI Industries | EXTERIOR | CRU AC LED HO CW | Outdoor Luminaires | High Output | Fuel Pump Canopy Luminaires | Standard | TRUE | 14516 | 94 | 154.6 | 9.2 | 0.969 | 5121 | 66 | 5 | 60000 | 8/7/2014 12:00:00 AM | Dimmable | Continuous Below 10 | Not Yet Verified |  | 2.1 | 14516 | 94 | 154.6 | 8.3 | 0.996 | 5121 | 66
P000010HM | LSI Industries | EXTERIOR | CRUS SC LED LW CW UE [All Voltages] | Outdoor Luminaires | High Output | Fuel Pump Canopy Luminaires | Standard | TRUE | 10871 | 124 | 87.9 | 11 | 0.93 | 4930 | 73 | 5 | 60000 | 1/31/2014 12:00:00 AM | Dimmable | Continuous Below 10 | Not Yet Verified |  | 2.1 | 10871 | 124 | 88 |  |  | 5300 | 70
P000010HN | LSI Industries | EXTERIOR | CRUSK RECU SC LED LW CW UE [All Voltages] | Outdoor Luminaires | High Output | Fuel Pump Canopy Luminaires | Standard | FALSE | [9 empty] | 1/31/2014 12:00:00 AM | Dimmable | Continuous Below 10 | Not Yet Verified |  |  | 10871 | 124 | 88 |  |  | 5300 | 70
P000010HO | LSI Industries | EXTERIOR | CRUSK UNV SC LED LW CW UE [All Voltages] | Outdoor Luminaires | High Output | Fuel Pump Canopy Luminaires | Standard | FALSE | [9 empty] | 1/31/2014 12:00:00 AM | Dimmable | Continuous Below 10 | Not Yet Verified |  |  | 10871 | 124 | 88 |  |  | 5300 | 70
P000010HP | LSI Industries | EXTERIOR | CRUS SM SC LED LW CW UE [All Voltages] | Outdoor Luminaires | High Output | Fuel Pump Canopy Luminaires | Standard | FALSE | [9 empty] | 1/31/2014 12:00:00 AM | Dimmable | Continuous Below 10 | Not Yet Verified |  |  | 10871 | 124 | 88 |  |  | 5300 | 70
P000010HQ | LSI Industries | EXTERIOR | CRUS DDM SC LED LW CW UE [All Voltages] | Outdoor Luminaires | High Output | Fuel Pump Canopy Luminaires | Standard | FALSE | [9 empty] | 1/31/2014 12:00:00 AM | Dimmable | Continuous Below 10 | Not Yet Verified |  |  | 10871 | 124 | 88 |  |  | 5300 | 70
P000010HR | LSI Industries | EXTERIOR | CRUS SC LED SS CW UE [All Voltages] | Outdoor Luminaires | High Output | Fuel Pump Canopy Luminaires | Standard | TRUE | 13554 | 119 | 114.3 | 9.5 | 0.95 | 4948 | 73 | 5 | 60000 | 1/31/2014 12:00:00 AM | Dimmable | Continuous Below 10 | Not Yet Verified |  | 2.1 | 13554 | 119 | 114 |  |  | 5300 | 70
P000010HS | LSI Industries | EXTERIOR | CRUSK RECU SC LED SS CW UE [All Voltages] | Outdoor Luminaires | High Output | Fuel Pump Canopy Luminaires | Standard | FALSE | [9 empty] | 1/31/2014 12:00:00 AM | Dimmable | Continuous Below 10 | Not Yet Verified |  |  | 13554 | 119 | 114 |  |  | 5300 | 70
P000010HU | LSI Industries | EXTERIOR | CRUS SM SC LED SS CW UE [All Voltages] | Outdoor Luminaires | High Output | Fuel Pump Canopy Luminaires | Standard | FALSE | [9 empty] | 1/31/2014 12:00:00 AM | Dimmable | Continuous Below 10 | Not Yet Verified |  |  | 13554 | 119 | 114 |  |  | 5300 | 70
P000010HV | LSI Industries | EXTERIOR | CRUS DDM SC LED SS CW UE [All Voltages] | Outdoor Luminaires | High Output | Fuel Pump Canopy Luminaires | Standard | FALSE | [9 empty] | 1/31/2014 12:00:00 AM | Dimmable | Continuous Below 10 | Not Yet Verified |  |  | 13554 | 119 | 114 |  |  | 5300 | 70
P000010HT | LSI Industries | EXTERIOR | CRUSK UNV SC LED SS CW UE [All Voltages] | Outdoor Luminaires | High Output | Fuel Pump Canopy Luminaires | Standard | FALSE | [9 empty] | 1/31/2014 12:00:00 AM | Dimmable | Continuous Below 10 | Not Yet Verified |  |  | 13554 | 119 | 114 |  |  | 5300 | 70
PXDRCZZYA | LSI Industries | EXTERIOR | CRO3 FO LED 30 SS CW UE | Outdoor Luminaires | Low Output | Fuel Pump Canopy Luminaires | Standard | TRUE | 3368 | 88 | 38.4 | 14 | 0.883 | 5024 | 69 | 5 | 60000 | 2/25/2016 12:00:00 AM | Not Dimmable | Not Dimmable | No |  | 3.1 | 3138 | 82 | 38.4 | 8.55 | 0.985 | 5024 | 69
PHBXS57H | LSI Industries | EXTERIOR | CRUS SC LED VLW CW [All Voltages] | Outdoor Luminaires | Mid Output | Fuel Pump Canopy Luminaires | Standard | TRUE | 8842 | 112 | 78.7 | 9 | 0.89 | 5108 | 66 | 5 | 50000 | 10/2/2014 12:00:00 AM | Dimmable | Continuous Below 10 | Not Yet Verified |  | 2.1 | 8842 | 112 | 78.7 | 7.2 | 0.997 | 5108 | 66
PZZYUQKQ | LSI Industries | EXTERIOR | CRUS SM SC LED VLW CW [All Voltages] | Outdoor Luminaires | Mid Output | Fuel Pump Canopy Luminaires | Standard | FALSE | [9 empty] | 10/2/2014 12:00:00 AM | Dimmable | Continuous Below 10 | Not Yet Verified |  |  | 8842 | 112 | 78.7 | 7.2 | 0.997 | 5108 | 66
P1WG6TQ2 | LSI Industries | EXTERIOR | CRUSK RECU SC LED VLW CW [All Voltages] | Outdoor Luminaires | Mid Output | Fuel Pump Canopy Luminaires | Standard | FALSE | [9 empty] | 10/2/2014 12:00:00 AM | Dimmable | Continuous Below 10 | Not Yet Verified |  |  | 8842 | 112 | 78.7 | 7.2 | 0.997 | 5108 | 66
P9B8DAA8 | LSI Industries | EXTERIOR | CRUS DDM SC LED VLW CW [All Voltages] | Outdoor Luminaires | Mid Output | Fuel Pump Canopy Luminaires | Standard | FALSE | [9 empty] | 10/2/2014 12:00:00 AM | Dimmable | Continuous Below 10 | Not Yet Verified |  |  | 8842 | 112 | 78.7 | 7.2 | 0.997 | 5108 | 66
PD17AMXC | LSI Industries | EXTERIOR | CRUSK UNV SC LED VLW CW [All Voltages] | Outdoor Luminaires | Mid Output | Fuel Pump Canopy Luminaires | Standard | FALSE | [9 empty] | 10/2/2014 12:00:00 AM | Dimmable | Continuous Below 10 | Not Yet Verified |  |  | 8842 | 112 | 78.7 | 7.2 | 0.997 | 5108 | 66
PZFKV22Q | LSI Industries | EXTERIOR | XSPS S LED HO CW UE GWT DFL | Outdoor Luminaires | Mid Output | Fuel Pump Canopy Luminaires | Standard | TRUE | 5409 | 90 | 59.8 | 12.9 | 0.929 | 4980 | 64 | 5 | 60000 | 4/4/2016 12:00:00 AM | Not Dimmable | Not Dimmable | No |  | 3.1 | 5409 | 90 | 59.8 | 9.44 | 0.983 | 4980 | 64
PZ9G4268 | LSI Industries | EXTERIOR | XSPS S LED SS CW UE GWT DFL | Outdoor Luminaires | Low Output | Fuel Pump Canopy Luminaires | Standard | TRUE | 4486 | 99 | 45.5 | 6.6 | 0.947 | 4971 | 64 | 5 | 60000 | 4/4/2016 12:00:00 AM | Not Dimmable | Not Dimmable | No |  | 3.1 | 4486 | 99 | 45.5 | 3.53 | 0.993 | 4971 | 64
PQUV9YC7 | LSI Industries | EXTERIOR | CRUS SC LED HO 40 UE | Outdoor Luminaires | High Output | Fuel Pump Canopy Luminaires | Standard | TRUE | 17107 | 129 | 132.5 | 4.9 | 0.981 | 4020 | 81 | 5 | 60000 | 4/29/2016 12:00:00 AM | Not Dimmable | Not Dimmable | No |  | 3.1 | 17107 | 129 | 132.5 | 5.15 | 0.996 | 4020 | 81
PCQXUYCN | LSI Industries | EXTERIOR | CRUSK UNV SC LED HO 40 UE | Outdoor Luminaires | High Output | Fuel Pump Canopy Luminaires | Standard | FALSE | [9 empty] | 4/29/2016 12:00:00 AM | Not Dimmable | Not Dimmable | No |  |  | 17107 | 129 | 132.5 | 5.15 | 0.996 | 4020 | 81
PAU6ER6V | LSI Industries | EXTERIOR | CRUS SM SC LED HO 40 UE | Outdoor Luminaires | High Output | Fuel Pump Canopy Luminaires | Standard | FALSE | [9 empty] | 4/29/2016 12:00:00 AM | Not Dimmable | Not Dimmable | No |  |  | 17107 | 129 | 132.5 | 5.15 | 0.996 | 4020 | 81
PG8NEZ53 | LSI Industries | EXTERIOR | CRUS DDM SC LED HO 40 UE | Outdoor Luminaires | High Output | Fuel Pump Canopy Luminaires | Standard | FALSE | [9 empty] | 4/29/2016 12:00:00 AM | Not Dimmable | Not Dimmable | No |  |  | 17107 | 129 | 132.5 | 5.15 | 0.996 | 4020 | 81
PKJK8JTQ | LSI Industries | EXTERIOR | CRUSK UNV SC LED HO 50 UE | Outdoor Luminaires | High Output | Fuel Pump Canopy Luminaires | Standard | FALSE | [9 empty] | 4/29/2016 12:00:00 AM | Not Dimmable | Not Dimmable | No |  |  | 18633 | 141 | 132.4 | 4.95 | 0.998 | 5158 | 81
P8EGUFVW | LSI Industries | EXTERIOR | CRUS SC LED HO 50 UE | Outdoor Luminaires | High Output | Fuel Pump Canopy Luminaires | Standard | FALSE | [9 empty] | 4/29/2016 12:00:00 AM | Not Dimmable | Not Dimmable | No |  |  | 18633 | 141 | 132.4 | 4.95 | 0.998 | 5158 | 81
PMMKWT18 | LSI Industries | EXTERIOR | CRUSK RECU SC LED HO 50 UE | Outdoor Luminaires | High Output | Fuel Pump Canopy Luminaires | Standard | FALSE | [9 empty] | 4/29/2016 12:00:00 AM | Not Dimmable | Not Dimmable | No |  |  | 18633 | 141 | 132.4 | 4.95 | 0.998 | 5158 | 81
PAY4HGMV | LSI Industries | EXTERIOR | CRUS SM SC LED HO 50 UE | Outdoor Luminaires | High Output | Fuel Pump Canopy Luminaires | Standard | FALSE | [9 empty] | 4/29/2016 12:00:00 AM | Not Dimmable | Not Dimmable | No |  |  | 18633 | 141 | 132.4 | 4.95 | 0.998 | 5158 | 81
P1FFXA5D | LSI Industries | EXTERIOR | CRUS DDM SC LED HO 50 UE | Outdoor Luminaires | High Output | Fuel Pump Canopy Luminaires | Standard | FALSE | [9 empty] | 4/29/2016 12:00:00 AM | Not Dimmable | Not Dimmable | No |  |  | 18633 | 141 | 132.4 | 4.95 | 0.998 | 5158 | 81
P2ZUMN6X | LSI Industries | EXTERIOR | CRUSK RECU SC LED HO 40 UE | Outdoor Luminaires | High Output | Fuel Pump Canopy Luminaires | Standard | FALSE | [9 empty] | 4/29/2016 12:00:00 AM | Not Dimmable | Not Dimmable | No |  |  | 17107 | 129 | 132.5 | 5.15 | 0.996 | 4020 | 81
PMHDJ9UH | LSI Industries | EXTERIOR | CRUS AC LED HO 40 UE | Outdoor Luminaires | High Output | Fuel Pump Canopy Luminaires | Standard | TRUE | 13977 | 106 | 132 | 4.9 | 0.981 | 4098 | 82 | 5 | 60000 | 5/3/2016 12:00:00 AM | Not Dimmable | Not Dimmable | No |  | 3.1 | 13977 | 106 | 132 | 5.15 | 0.996 | 4098 | 82
P8NTW4EG | LSI Industries | EXTERIOR | CRUSK RECU AC LED HO 40 UE | Outdoor Luminaires | High Output | Fuel Pump Canopy Luminaires | Standard | FALSE | [9 empty] | 5/3/2016 12:00:00 AM | Not Dimmable | Not Dimmable | No |  |  | 13977 | 106 | 132 | 5.15 | 0.996 | 4098 | 82
PV92AXGF | LSI Industries | EXTERIOR | CRUSK UNV AC LED HO 40 UE | Outdoor Luminaires | High Output | Fuel Pump Canopy Luminaires | Standard | FALSE | [9 empty] | 5/3/2016 12:00:00 AM | Not Dimmable | Not Dimmable | No |  |  | 13977 | 106 | 132 | 5.15 | 0.996 | 4098 | 82
P92P916A | LSI Industries | EXTERIOR | CRUS DDM AC LED HO 40 UE | Outdoor Luminaires | High Output | Fuel Pump Canopy Luminaires | Standard | FALSE | [9 empty] | 5/3/2016 12:00:00 AM | Not Dimmable | Not Dimmable | No |  |  | 13977 | 106 | 132 | 5.15 | 0.996 | 4098 | 82
P52V8CD8 | LSI Industries | EXTERIOR | CRUS SM AC LED HO 50 UE | Outdoor Luminaires | High Output | Fuel Pump Canopy Luminaires | Standard | FALSE | [9 empty] | 5/3/2016 12:00:00 AM | Not Dimmable | Not Dimmable | No |  |  | 15145 | 114 | 133.1 | 5.2 | 0.996 | 5040 | 81
PVDWCJFB | LSI Industries | EXTERIOR | CRUS DDM AC LED HO 50 UE | Outdoor Luminaires | High Output | Fuel Pump Canopy Luminaires | Standard | FALSE | [9 empty] | 5/3/2016 12:00:00 AM | Not Dimmable | Not Dimmable | No |  |  | 15145 | 114 | 133.1 | 5.2 | 0.996 | 5040 | 81
PT7S5DZU | LSI Industries | EXTERIOR | CRUS AC LED HO 50 UE | Outdoor Luminaires | High Output | Fuel Pump Canopy Luminaires | Standard | FALSE | [9 empty] | 5/3/2016 12:00:00 AM | Not Dimmable | Not Dimmable | No |  |  | 15145 | 114 | 133.1 | 5.2 | 0.996 | 5040 | 81
PEF1AT7V | LSI Industries | EXTERIOR | CRUSK RECU AC LED HO 50 UE | Outdoor Luminaires | High Output | Fuel Pump Canopy Luminaires | Standard | FALSE | [9 empty] | 5/3/2016 12:00:00 AM | Not Dimmable | Not Dimmable | No |  |  | 15145 | 114 | 133.1 | 5.2 | 0.996 | 5040 | 81
P2W6219F | LSI Industries | EXTERIOR | CRUSK UNV AC LED HO 50 UE | Outdoor Luminaires | High Output | Fuel Pump Canopy Luminaires | Standard | FALSE | [9 empty] | 5/3/2016 12:00:00 AM | Not Dimmable | Not Dimmable | No |  |  | 15145 | 114 | 133.1 | 5.2 | 0.996 | 5040 | 81
PFNNZARD | LSI Industries | EXTERIOR | CRUS SM AC LED HO 40 UE | Outdoor Luminaires | High Output | Fuel Pump Canopy Luminaires | Standard | FALSE | [9 empty] | 5/3/2016 12:00:00 AM | Not Dimmable | Not Dimmable | No |  |  | 13977 | 106 | 132 | 5.15 | 0.996 | 4098 | 82
PAHGP7HZ | LSI Industries | EXTERIOR | CRUS SC LED VHO 40 UE | Outdoor Luminaires | High Output | Fuel Pump Canopy Luminaires | Standard | TRUE | 20087 | 128 | 157 | 8.7 | 0.962 | 4013 | 81 | 5 | 60000 | 5/5/2016 12:00:00 AM | Not Dimmable | Not Dimmable | No |  | 3.1 | 20087 | 128 | 157 | 4.73 | 0.997 | 4013 | 81
PPM6PWFH | LSI Industries | EXTERIOR | CRUS SM SC LED VHO 50 UE | Outdoor Luminaires | High Output | Fuel Pump Canopy Luminaires | Standard | FALSE | [9 empty] | 5/5/2016 12:00:00 AM | Not Dimmable | Not Dimmable | No |  |  | 22418 | 141 | 159.1 | 4.93 | 0.997 | 5458 | 85
P94XQTVX | LSI Industries | EXTERIOR | CRUSK RECU SC LED VHO 40 UE | Outdoor Luminaires | High Output | Fuel Pump Canopy Luminaires | Standard | FALSE | [9 empty] | 5/5/2016 12:00:00 AM | Not Dimmable | Not Dimmable | No |  |  | 20087 | 128 | 157 | 4.73 | 0.997 | 4013 | 81
PP46STXT | LSI Industries | EXTERIOR | CRUS SM SC LED VHO 40 UE | Outdoor Luminaires | High Output | Fuel Pump Canopy Luminaires | Standard | FALSE | [9 empty] | 5/5/2016 12:00:00 AM | Not Dimmable | Not Dimmable | No |  |  | 20087 | 128 | 157 | 4.73 | 0.997 | 4013 | 81
PV9NW456 | LSI Industries | EXTERIOR | CRUSK RECU SC LED VHO 50 UE | Outdoor Luminaires | High Output | Fuel Pump Canopy Luminaires | Standard | FALSE | [9 empty] | 5/5/2016 12:00:00 AM | Not Dimmable | Not Dimmable | No |  |  | 22418 | 141 | 159.1 | 4.93 | 0.997 | 5458 | 85
PDHJDVE4 | LSI Industries | EXTERIOR | CRUS DDM SC LED VHO 50 UE | Outdoor Luminaires | High Output | Fuel Pump Canopy Luminaires | Standard | FALSE | [9 empty] | 5/5/2016 12:00:00 AM | Not Dimmable | Not Dimmable | No |  |  | 22418 | 141 | 159.1 | 4.93 | 0.997 | 5458 | 85
PQGU2T8G | LSI Industries | EXTERIOR | CRUSK UNV SC LED VHO 40 UE | Outdoor Luminaires | High Output | Fuel Pump Canopy Luminaires | Standard | FALSE | [9 empty] | 5/5/2016 12:00:00 AM | Not Dimmable | Not Dimmable | No |  |  | 20087 | 128 | 157 | 4.73 | 0.997 | 4013 | 81
PWNDC9HM | LSI Industries | EXTERIOR | CRUS SC LED VHO 50 UE | Outdoor Luminaires | High Output | Fuel Pump Canopy Luminaires | Standard | FALSE | [9 empty] | 5/5/2016 12:00:00 AM | Not Dimmable | Not Dimmable | No |  |  | 22418 | 141 | 159.1 | 4.93 | 0.997 | 5458 | 85
PJND6H2X | LSI Industries | EXTERIOR | CRUSK UNV SC LED VHO 50 UE | Outdoor Luminaires | High Output | Fuel Pump Canopy Luminaires | Standard | FALSE | [9 empty] | 5/5/2016 12:00:00 AM | Not Dimmable | Not Dimmable | No |  |  | 22418 | 141 | 159.1 | 4.93 | 0.997 | 5458 | 85
P2ZQFQAT | LSI Industries | EXTERIOR | CRUS DDM SC LED VHO 40 UE | Outdoor Luminaires | High Output | Fuel Pump Canopy Luminaires | Standard | FALSE | [9 empty] | 5/5/2016 12:00:00 AM | Not Dimmable | Not Dimmable | No |  |  | 20087 | 128 | 157 | 4.73 | 0.997 | 4013 | 81
P5QZU164 | LSI Industries | EXTERIOR | CRUS AC LED VHO 50 UE | Outdoor Luminaires | High Output | Fuel Pump Canopy Luminaires | Standard | TRUE | 17262 | 110 | 157.3 | 8.7 | 0.962 | 5355 | 84 | 5 | 60000 | 5/5/2016 12:00:00 AM | Not Dimmable | Not Dimmable | No |  | 3.1 | 17262 | 110 | 157.3 | 4.63 | 0.997 | 5355 | 84
PBHYNBCR | LSI Industries | EXTERIOR | CRUS SM AC LED VHO 50 UE | Outdoor Luminaires | High Output | Fuel Pump Canopy Luminaires | Standard | FALSE | [9 empty] | 5/5/2016 12:00:00 AM | Not Dimmable | Not Dimmable | No |  |  | 17262 | 110 | 157.3 | 4.63 | 0.997 | 5355 | 84
P2DSJZBQ | LSI Industries | EXTERIOR | CRUS DDM AC LED VHO 50 UE | Outdoor Luminaires | High Output | Fuel Pump Canopy Luminaires | Standard | FALSE | [9 empty] | 5/5/2016 12:00:00 AM | Not Dimmable | Not Dimmable | No |  |  | 17262 | 110 | 157.3 | 4.63 | 0.997 | 5355 | 84
P5T6Z3XS | LSI Industries | EXTERIOR | CRUSK RECU AC LED VHO 50 UE | Outdoor Luminaires | High Output | Fuel Pump Canopy Luminaires | Standard | FALSE | [9 empty] | 5/5/2016 12:00:00 AM | Not Dimmable | Not Dimmable | No |  |  | 17262 | 110 | 157.3 | 4.63 | 0.997 | 5355 | 84
PNKKGH5G | LSI Industries | EXTERIOR | CRUSK UNV AC LED VHO 50 UE | Outdoor Luminaires | High Output | Fuel Pump Canopy Luminaires | Standard | FALSE | [9 empty] | 5/5/2016 12:00:00 AM | Not Dimmable | Not Dimmable | No |  |  | 17262 | 110 | 157.3 | 4.63 | 0.997 | 5355 | 84
P000010LT | LSI Industries | EXTERIOR | CRUS AC LED SS CW UE [All voltages] | Outdoor Luminaires | High Output | Fuel Pump Canopy Luminaires | Standard | TRUE | 11518 | 104 | 111.2 | 11.7 | 0.95 | 4943 | 65 | 5 | 60000 | 8/4/2014 12:00:00 AM | Dimmable | Continuous Below 10 | Not Yet Verified |  | 2.1 | 11518 | 104 | 111 |  |  | 5300 | 70
PG21FZBPS | Lumecon LLC | Lumecon | LC-SM-25-DB-1-NW-X-X-X-X-X | Outdoor Luminaires | Low Output | Fuel Pump Canopy Luminaires | Premium | TRUE | 2196 | 98.83 | 22.22 | 7.66 | 0.932 | 3955 | 81.7 | 5 | 100000 | 4/2/2015 12:00:00 AM | Dimmable | Continuous Below 10 | Not Yet Verified |  | 2.1
P2R7FAGS | Lumecon LLC | Lumecon | LC-LG-25-[All Housing Colors]-[SFM, SM]-1-NW-X-X-X-X-X | Outdoor Luminaires | Low Output | Fuel Pump Canopy Luminaires | Premium | TRUE | 2766 | 112.3 | 24.62 | 7.23 | 0.942 | 3989 | 81.3 | 5 | 50000 | 7/7/2015 12:00:00 AM | Dimmable | Continuous Below 10 | Yes |  | 2.1 | 2766 | 112.3 | 24.62 | 20 | 0.9 | 4000 | 80
PX8YBSYHE | Lumecon LLC | Lumecon | LC-LG-40-[All Housing Colors]-[SFM,SM]-1-NW-X-X-X-X-X | Outdoor Luminaires | Low Output | Fuel Pump Canopy Luminaires | Premium | TRUE | 4707 | 113.9 | 41.31 | 6.34 | 0.968 | 3947 | 83.6 | 5 | 50000 | 10/2/2015 12:00:00 AM | Dimmable | Continuous Below 10 | No |  | 3.1 | 4700 | 110 | 41 | 20 | 0.9 | 4000 | 83.6
PPF199X29 | Lumecon LLC | Lumecon | LC-LG-40-[All housing Colors]-[SFM, SM]-1-NW-X-X-[PC1,PC2]-[OC1,OC2]-X | Outdoor Luminaires | Low Output | Fuel Pump Canopy Luminaires | Premium | FALSE | [9 empty] | 10/2/2015 12:00:00 AM | Dimmable | Continuous Below 10 | Yes |  |  | 4714 | 114.7 | 41.11 | 8.33 | 0.99 | 3947 | 83.6
PEXFNXXUS | Lumecon LLC | Lumecon | LC-LG-60-[All Housing Colors]-[SFM, SM]-1-NW-X-X-X-X-X | Outdoor Luminaires | Mid Output | Fuel Pump Canopy Luminaires | Premium | TRUE | 6481 | 104.5 | 62.04 | 10.49 | 0.909 | 3966 | 83.5 | 5 | 50000 | 10/13/2015 12:00:00 AM | Dimmable | Continuous Above 10 | No |  | 3 | 6484 | 104.5 | 62.04 | 2.73 | 0.996 | 3966 | 83.5
PRHX4MV72 | Lumecon LLC | Lumecon | LC-LG-60-[All Housing Colors]-[SFM,SM]-1-NW-X-X-[PC1,PC2]-[OC1,OC2]-X | Outdoor Luminaires | Mid Output | Fuel Pump Canopy Luminaires | Premium | FALSE | [9 empty] | 10/13/2015 12:00:00 AM | Dimmable | Continuous Below 10 | Yes |  |  | 6484 | 104.5 | 62.04 | 2.73 | 0.996 | 3966 | 83.5
P000010OR | Lumecon LLC | Lumecon | LC-LG-SH-2-XX-XXX-1-NW-X-X-X-X-X-X-X | Outdoor Luminaires | Low Output | Fuel Pump Canopy Luminaires | Standard | TRUE | 4255 | 89.7 | 47.44 | 13.1 | 0.886 | 4659 | 71.8 | 10 | 60000 | 8/29/2014 12:00:00 AM | Not Yet Verified | Not Yet Verified | Not Yet Verified |  | 2.1 | 4255 | 90 | 48 |  |  | 5000 | 73
P8WHMSSD | Lumight LLC | Lumight | L-CO20DX | Outdoor Luminaires | Low Output | Fuel Pump Canopy Luminaires | Standard | TRUE | 1836.3 | 93.87 | 19.56 | 14.55 | 0.9125 | 4051 | 85.4 | 5 | 50000 | 4/1/2016 12:00:00 AM | Dimmable | Continuous Below 10 | Yes |  | 3.1 | 1836.3 | 93.87 | 19.56 | 14.55 | 0.9125 | 4000 | 85.4
PJKZDC3N | Lumight LLC | Lumight | L-CO20X5 | Outdoor Luminaires | Low Output | Fuel Pump Canopy Luminaires | Premium | TRUE | 1849 | 97.58 | 18.95 | 14.72 | 0.9108 | 5159 | 85.4 | 5 | 50000 | 4/1/2016 12:00:00 AM | Not Dimmable | Not Dimmable | Yes |  | 3.1 | 1837 | 97.66 | 18.81 | 14.72 | 0.91 | 5000 | 85.4
P3D26VT2 | Lumight LLC | Lumight | L-CO20X | Outdoor Luminaires | Low Output | Fuel Pump Canopy Luminaires | Premium | FALSE | [9 empty] | 4/1/2016 12:00:00 AM | Not Dimmable | Not Dimmable | Yes |  |  | 1893.3 | 101.52 | 18.65 | 14.36 | 0.9 | 4000 | 85.3
PK6QB5VF | Lumight LLC | Lumight | L-CO50DX | Outdoor Luminaires | Mid Output | Fuel Pump Canopy Luminaires | Standard | TRUE | 5143 | 100.16 | 51.35 | 13.63 | 0.9087 | 3996 | 85.4 | 5 | 50000 | 4/1/2016 12:00:00 AM | Dimmable | Continuous Below 10 | Yes |  | 3.1 | 5143 | 100.16 | 51.35 | 13.63 | 0.9087 | 4000 | 85.4
PU3AGQS2 | Lumight LLC | Lumight | L-CO50X5 | Outdoor Luminaires | Mid Output | Fuel Pump Canopy Luminaires | Premium | TRUE | 5164 | 103.51 | 49.89 | 13.14 | 0.9112 | 5146 | 85.4 | 5 | 50000 | 4/1/2016 12:00:00 AM | Not Dimmable | Not Dimmable | Yes |  | 3 | 5197 | 103.73 | 50.1 | 13.14 | 0.9112 | 5000 | 85.4
P4QS83S9 | Lumight LLC | Lumight | L-CO50X | Outdoor Luminaires | Mid Output | Fuel Pump Canopy Luminaires | Premium | FALSE | [9 empty] | 4/1/2016 12:00:00 AM | Not Dimmable | Not Dimmable | Yes |  |  | 5255 | 105.37 | 49.87 | 13.52 | 0.9087 | 4000 | 85.4
PESZZ643 | Luminaire LED, Inc. | Anyx 13 | ARV13-25W-3500K-120-277-CP-XXX-DIM-TX/SD | Outdoor Luminaires | Low Output | Fuel Pump Canopy Luminaires | Standard | TRUE | 3009 | 113.5 | 26.5 | 6.2 | 0.934 | 3260 | 85 | 5 | 50000 | 8/5/2016 12:00:00 AM | Dimmable | Continuous Below 10 | Yes |  | 4 | 3009 | 106.5 | 28.26 | 6.2 | 0.93 | 3260 | 85
P8B7VTU1 | Luminaire LED, Inc. | Anyx 13 | ARV13-25W-4000K-120-277-CP-XXX-DIM-TX/SD | Outdoor Luminaires | Low Output | Fuel Pump Canopy Luminaires | Standard | FALSE | [9 empty] | 9/19/2016 12:00:00 AM | Dimmable | Continuous Below 10 | Yes |  |  | 3422 | 121.1 | 28.26 | 6.2 | 0.93 | 4160 | 86
P00001JOO | LuxEvo Inc. | LuxEvo | LE-LB-050 | Outdoor Luminaires | Low Output | Fuel Pump Canopy Luminaires | Standard | TRUE | 4101 | 81.2 | 50.5 | 12.9 | 0.95 | 4230 | 68 | 5 | 80000 | 6/10/2014 12:00:00 AM | Not Yet Verified | Not Yet Verified | Not Yet Verified |  | 2 | 6758 | 135 | 50 |  | 0.9 | 4000 | 75
P00001JOP | LuxEvo Inc. | LuxEvo | LE-HB-094 | Outdoor Luminaires | Mid Output | Fuel Pump Canopy Luminaires | Standard | TRUE | 7849 | 84.1 | 93.3 | 19.6 | 0.89 | 4213 | 68 | 5 | 80000 | 6/10/2014 12:00:00 AM | Not Yet Verified | Not Yet Verified | Not Yet Verified |  | 2 | 9600 | 96 | 100 |  | 0.95 | 4000 | 75
P00001EU0 | Luxtronik Technology (China) Company Limited | Luxtronik | LUX-CA-120-40(4000K) | Outdoor Luminaires | High Output | Fuel Pump Canopy Luminaires | Standard | TRUE | 11864 | 87.3 | 135.9 | 19.2 | 0.936 | 4152 | 67.6 | 5 | 50000 | 6/23/2014 12:00:00 AM | Not Yet Verified | Not Yet Verified | Not Yet Verified |  | 2.1 | 11834 | 87 | 135 |  | 0.9 | 4000 | 70
P00001EU1 | Luxtronik Technology (China) Company Limited | Luxtronik | LUX-CA-120-40(5000K) | Outdoor Luminaires | High Output | Fuel Pump Canopy Luminaires | Standard | FALSE | [9 empty] | 6/23/2014 12:00:00 AM | Not Yet Verified | Not Yet Verified | Not Yet Verified |  |  | 11864 | 87 | 135 |  | 0.9 | 5000 | 70
PZFPCHAF | Mastled Lighting Technology Co., Limited | Mastled | ML-CP-45WG21 4000K | Outdoor Luminaires | Mid Output | Fuel Pump Canopy Luminaires | Standard | TRUE | 5029.4 | 111.89 | 44.95 | 19.29 | 0.9088 | 3899 | 83.6 | 5 | 50000 | 7/1/2016 12:00:00 AM | Not Dimmable | Not Dimmable | No |  | 3.1 | 5034.2 | 113.13 | 44.5 | 19.29 | 0.9088 | 4000 | 83.6
PB88WNMM | Mastled Lighting Technology Co., Limited | Mastled | ML-CP-45WG22 4000K | Outdoor Luminaires | Mid Output | Fuel Pump Canopy Luminaires | Standard | FALSE | [9 empty] | 7/1/2016 12:00:00 AM | Not Dimmable | Not Dimmable | No |  |  | 5034.2 | 113.13 | 44.5 | 19.29 | 0.9088 | 4000 | 83.6
P38AEQ3W | Mastled Lighting Technology Co., Limited | Mastled | ML-CP-45WG22 5700K | Outdoor Luminaires | Mid Output | Fuel Pump Canopy Luminaires | Standard | FALSE | [9 empty] | 7/1/2016 12:00:00 AM | Not Dimmable | Not Dimmable | No |  |  | 5136 | 115.96 | 44.29 | 19.41 | 0.9076 | 5700 | 75.9
PX8TBH41 | Mastled Lighting Technology Co., Limited | Mastled | ML-CP-45WG21 5000K | Outdoor Luminaires | Mid Output | Fuel Pump Canopy Luminaires | Standard | FALSE | [9 empty] | 7/1/2016 12:00:00 AM | Not Dimmable | Not Dimmable | No |  |  | 5085.1 | 114.54 | 44.4 | 19.29 | 0.9088 | 5000 | 83.6
PGCARVV5 | Mastled Lighting Technology Co., Limited | Mastled | ML-CP-45WG21 5700K | Outdoor Luminaires | Mid Output | Fuel Pump Canopy Luminaires | Standard | FALSE | [9 empty] | 7/1/2016 12:00:00 AM | Not Dimmable | Not Dimmable | No |  |  | 5136 | 115.96 | 44.29 | 19.41 | 0.9076 | 5700 | 75.9
PU37A6CX | Mastled Lighting Technology Co., Limited | Mastled | ML-CP-45WG22 5000K | Outdoor Luminaires | Mid Output | Fuel Pump Canopy Luminaires | Standard | FALSE | [9 empty] | 7/1/2016 12:00:00 AM | Not Dimmable | Not Dimmable | No |  |  | 5085.1 | 114.54 | 44.4 | 19.29 | 0.9088 | 5000 | 83.6
P45H7NP5 | Mastled Lighting Technology Co., Limited | Mastled | ML-CP-75WG21 4000K | Outdoor Luminaires | Mid Output | Fuel Pump Canopy Luminaires | Standard | TRUE | 8354.8 | 111.65 | 74.83 | 13.09 | 0.9337 | 3983 | 84 | 5 | 50000 | 7/1/2016 12:00:00 AM | Not Dimmable | Not Dimmable | No |  | 3.1 | 8510.4 | 112.11 | 75.91 | 13.09 | 0.9337 | 4000 | 84
PCEQAUAY | Mastled Lighting Technology Co., Limited | Mastled | ML-CP-75WG21 5000K | Outdoor Luminaires | Mid Output | Fuel Pump Canopy Luminaires | Standard | FALSE | [9 empty] | 7/1/2016 12:00:00 AM | Not Dimmable | Not Dimmable | No |  |  | 8650.7 | 113.8 | 76.02 | 13.09 | 0.9337 | 5000 | 84
PEAKE2JH | Mastled Lighting Technology Co., Limited | Mastled | ML-CP-75WG22 5000K | Outdoor Luminaires | Mid Output | Fuel Pump Canopy Luminaires | Standard | FALSE | [9 empty] | 7/1/2016 12:00:00 AM | Not Dimmable | Not Dimmable | No |  |  | 8650.7 | 113.8 | 76.02 | 13.09 | 0.9337 | 5000 | 84
PHQR5Y4D | Mastled Lighting Technology Co., Limited | Mastled | ML-CP-75WG21 5700K | Outdoor Luminaires | Mid Output | Fuel Pump Canopy Luminaires | Standard | FALSE | [9 empty] | 7/1/2016 12:00:00 AM | Not Dimmable | Not Dimmable | No |  |  | 8791 | 115.47 | 76.13 | 12.94 | 0.9316 | 5700 | 83
PEVAM1CP | Mastled Lighting Technology Co., Limited | Mastled | ML-CP-75WG22 4000K | Outdoor Luminaires | Mid Output | Fuel Pump Canopy Luminaires | Standard | FALSE | [9 empty] | 7/1/2016 12:00:00 AM | Not Dimmable | Not Dimmable | No |  |  | 8510.4 | 112.11 | 75.91 | 13.09 | 0.9337 | 4000 | 84
PD1ZA8SR | Mastled Lighting Technology Co., Limited | Mastled | ML-CP-75WG22 5700K | Outdoor Luminaires | Mid Output | Fuel Pump Canopy Luminaires | Standard | FALSE | [9 empty] | 7/1/2016 12:00:00 AM | Not Dimmable | Not Dimmable | No |  |  | 8791 | 115.47 | 76.13 | 12.94 | 0.9316 | 5700 | 83
PYSAMC9V | Mastled Lighting Technology Co., Limited | Mastled | ML-CP-100WG21 4000K | Outdoor Luminaires | High Output | Fuel Pump Canopy Luminaires | Standard | TRUE | 11087 | 112.16 | 98.84 | 17.9 | 0.9099 | 3968 | 74.3 | 5 | 50000 | 7/1/2016 12:00:00 AM | Not Dimmable | Not Dimmable | No |  | 3.1 | 11194 | 111.38 | 100.5 | 17.9 | 0.9099 | 4000 | 74.3
PJGVWKR7 | Mastled Lighting Technology Co., Limited | Mastled | ML-CP-100WG21 5700K | Outdoor Luminaires | High Output | Fuel Pump Canopy Luminaires | Standard | FALSE | [9 empty] | 7/1/2016 12:00:00 AM | Not Dimmable | Not Dimmable | No |  |  | 11519 | 114.85 | 100.3 | 17.51 | 0.9101 | 5700 | 75.9
PDD522QD | Mastled Lighting Technology Co., Limited | Mastled | ML-CP-100WG22 4000K | Outdoor Luminaires | High Output | Fuel Pump Canopy Luminaires | Standard | FALSE | [9 empty] | 7/1/2016 12:00:00 AM | Not Dimmable | Not Dimmable | No |  |  | 11194 | 111.38 | 100.5 | 17.9 | 0.9099 | 4000 | 74.3
PZ25ZMXS | Mastled Lighting Technology Co., Limited | Mastled | ML-CP-100WG22 5000K | Outdoor Luminaires | High Output | Fuel Pump Canopy Luminaires | Standard | FALSE | [9 empty] | 7/1/2016 12:00:00 AM | Not Dimmable | Not Dimmable | No |  |  | 11357 | 113.11 | 100.4 | 17.9 | 0.9099 | 5000 | 74.3
PCAAYD4W | Mastled Lighting Technology Co., Limited | Mastled | ML-CP-100WG22 5700K | Outdoor Luminaires | High Output | Fuel Pump Canopy Luminaires | Standard | FALSE | [9 empty] | 7/1/2016 12:00:00 AM | Not Dimmable | Not Dimmable | No |  |  | 11519 | 114.85 | 100.3 | 17.51 | 0.9101 | 5700 | 75.9
PTUJ29SY | Mastled Lighting Technology Co., Limited | Mastled | ML-CP-100WG21 5000K | Outdoor Luminaires | High Output | Fuel Pump Canopy Luminaires | Standard | FALSE | [9 empty] | 7/1/2016 12:00:00 AM | Not Dimmable | Not Dimmable | No |  |  | 11357 | 113.11 | 100.4 | 17.9 | 0.9099 | 5000 | 74.3
PSBP32V4 | Mastled Lighting Technology Co., Limited | Mastled | ML-CP-130WG21 4000K | Outdoor Luminaires | High Output | Fuel Pump Canopy Luminaires | Standard | TRUE | 13929 | 107.39 | 129.7 | 11.46 | 0.915 | 3962 | 74.2 | 5 | 50000 | 7/1/2016 12:00:00 AM | Not Dimmable | Not Dimmable | No |  | 3.1 | 14146 | 107.25 | 131.9 | 11.46 | 0.915 | 4000 | 74.2
PGV8GXMX | Mastled Lighting Technology Co., Limited | Mastled | ML-CP-130WG22 5000K | Outdoor Luminaires | High Output | Fuel Pump Canopy Luminaires | Standard | FALSE | [9 empty] | 7/1/2016 12:00:00 AM | Not Dimmable | Not Dimmable | No |  |  | 14390 | 108.97 | 132.1 | 11.46 | 0.915 | 5000 | 74.2
PTEPYATU | Mastled Lighting Technology Co., Limited | Mastled | ML-CP-130WG21 5000K | Outdoor Luminaires | High Output | Fuel Pump Canopy Luminaires | Standard | FALSE | [9 empty] | 7/1/2016 12:00:00 AM | Not Dimmable | Not Dimmable | No |  |  | 14390 | 108.97 | 132.1 | 11.46 | 0.915 | 5000 | 74.2
PPFVMUR4 | Mastled Lighting Technology Co., Limited | Mastled | ML-CP-130WG21 5700K | Outdoor Luminaires | High Output | Fuel Pump Canopy Luminaires | Standard | FALSE | [9 empty] | 7/1/2016 12:00:00 AM | Not Dimmable | Not Dimmable | No |  |  | 14634 | 110.7 | 132.2 | 11.83 | 0.9127 | 5700 | 75.7
P2PBX5FG | Mastled Lighting Technology Co., Limited | Mastled | ML-CP-130WG22 4000K | Outdoor Luminaires | High Output | Fuel Pump Canopy Luminaires | Standard | FALSE | [9 empty] | 7/1/2016 12:00:00 AM | Not Dimmable | Not Dimmable | No |  |  | 14146 | 107.25 | 131.9 | 11.46 | 0.915 | 4000 | 74.2
PCS895JF | Mastled Lighting Technology Co., Limited | Mastled | ML-CP-130WG22 5700K | Outdoor Luminaires | High Output | Fuel Pump Canopy Luminaires | Standard | FALSE | [9 empty] | 7/1/2016 12:00:00 AM | Not Dimmable | Not Dimmable | No |  |  | 14634 | 110.7 | 132.2 | 11.83 | 0.9127 | 5700 | 75.7
PXSBMD7Z | Mastled Lighting Technology Co., Limited | Mastled | ML-CP-130WG21-HV 4000K | Outdoor Luminaires | High Output | Fuel Pump Canopy Luminaires | Standard | TRUE | 14163 | 109.78 | 129 | 13.83 | 0.9094 | 3963 | 74.2 | 5 | 50000 | 7/1/2016 12:00:00 AM | Not Dimmable | Not Dimmable | No |  | 3.1 | 14291 | 110.19 | 129.7 | 13.83 | 0.9094 | 4000 | 74.2
PVRRPG7K | Mastled Lighting Technology Co., Limited | Mastled | ML-CP-130WG22-HV 4000K | Outdoor Luminaires | High Output | Fuel Pump Canopy Luminaires | Standard | FALSE | [9 empty] | 7/1/2016 12:00:00 AM | Not Dimmable | Not Dimmable | No |  |  | 14291 | 110.19 | 129.7 | 13.83 | 0.9094 | 4000 | 74.2
P5QMUN2Z | Mastled Lighting Technology Co., Limited | Mastled | ML-CP-130WG21-HV 5000K | Outdoor Luminaires | High Output | Fuel Pump Canopy Luminaires | Standard | FALSE | [9 empty] | 7/1/2016 12:00:00 AM | Not Dimmable | Not Dimmable | No |  |  | 14440 | 111.08 | 130 | 13.83 | 0.9094 | 5000 | 74.2
PYWMZFXE | Mastled Lighting Technology Co., Limited | Mastled | ML-CP-130WG22-HV 5000K | Outdoor Luminaires | High Output | Fuel Pump Canopy Luminaires | Standard | FALSE | [9 empty] | 7/1/2016 12:00:00 AM | Not Dimmable | Not Dimmable | No |  |  | 14440 | 111.08 | 130 | 13.83 | 0.9094 | 5000 | 74.2
PXNF7PXM | Mastled Lighting Technology Co., Limited | Mastled | ML-CP-130WG21-HV 5700K | Outdoor Luminaires | High Output | Fuel Pump Canopy Luminaires | Standard | FALSE | [9 empty] | 7/1/2016 12:00:00 AM | Not Dimmable | Not Dimmable | No |  |  | 14589 | 111.96 | 130.3 | 14.16 | 0.9091 | 5700 | 75.6
P79M1HSM | Mastled Lighting Technology Co., Limited | Mastled | ML-CP-130WG22-HV 5700K | Outdoor Luminaires | High Output | Fuel Pump Canopy Luminaires | Standard | FALSE | [9 empty] | 7/1/2016 12:00:00 AM | Not Dimmable | Not Dimmable | No |  |  | 14589 | 111.96 | 130.3 | 14.16 | 0.9091 | 5700 | 75.6
PEWXJU8R | Mastled Lighting Technology Co., Limited | Mastled | ML-CP-150WG21 4000K | Outdoor Luminaires | High Output | Fuel Pump Canopy Luminaires | Standard | TRUE | 16142 | 107.04 | 150.8 | 10.01 | 0.9345 | 3965 | 74.3 | 5 | 50000 | 7/1/2016 12:00:00 AM | Not Dimmable | Not Dimmable | No |  | 3.1 | 16435 | 107 | 153.6 | 10.01 | 0.9345 | 4000 | 74.3
P43DX85V | Mastled Lighting Technology Co., Limited | Mastled | ML-CP-150WG22 5700K | Outdoor Luminaires | High Output | Fuel Pump Canopy Luminaires | Standard | FALSE | [9 empty] | 7/1/2016 12:00:00 AM | Not Dimmable | Not Dimmable | No |  |  | 16877 | 110.02 | 153.4 | 10.37 | 0.9315 | 5700 | 75.9
PBW87AQF | Mastled Lighting Technology Co., Limited | Mastled | ML-CP-150WG21 5700K | Outdoor Luminaires | High Output | Fuel Pump Canopy Luminaires | Standard | FALSE | [9 empty] | 7/1/2016 12:00:00 AM | Not Dimmable | Not Dimmable | No |  |  | 16877 | 110.02 | 153.4 | 10.37 | 0.9315 | 5700 | 75.9
P4A4GDUZ | Mastled Lighting Technology Co., Limited | Mastled | ML-CP-150WG22 4000K | Outdoor Luminaires | High Output | Fuel Pump Canopy Luminaires | Standard | FALSE | [9 empty] | 7/1/2016 12:00:00 AM | Not Dimmable | Not Dimmable | No |  |  | 16435 | 107 | 153.6 | 10.01 | 0.9345 | 4000 | 74.3
PP4GEEAR | Mastled Lighting Technology Co., Limited | Mastled | ML-CP-150WG22 5000K | Outdoor Luminaires | High Output | Fuel Pump Canopy Luminaires | Standard | FALSE | [9 empty] | 7/1/2016 12:00:00 AM | Not Dimmable | Not Dimmable | No |  |  | 16656 | 108.51 | 153.5 | 10.01 | 0.9345 | 5000 | 74.3
PD3CRX4C | Mastled Lighting Technology Co., Limited | Mastled | ML-CP-150WG21 5000K | Outdoor Luminaires | High Output | Fuel Pump Canopy Luminaires | Standard | FALSE | [9 empty] | 7/1/2016 12:00:00 AM | Not Dimmable | Not Dimmable | No |  |  | 16656 | 108.51 | 153.5 | 10.01 | 0.9345 | 5000 | 74.3
PP2SQR18 | MAVERICK ENERGY SOLUTIONS INTERNATIONAL | Maverick Energy Solutions International | MES-CP-1-150W 4000K | Outdoor Luminaires | High Output | Fuel Pump Canopy Luminaires | Standard | TRUE | 16142 | 107.04 | 150.8 | 10.01 | 0.9345 | 3965 | 74.3 | 5 | 50000 | 6/22/2016 12:00:00 AM | Not Dimmable | Not Dimmable | No |  | 3.1 | 16435 | 107 | 153.6 | 10.01 | 0.9345 | 4000 | 74.3
PUUB65WA | MAVERICK ENERGY SOLUTIONS INTERNATIONAL | Maverick Energy Solutions International | MES-CP-1-150W 5000K | Outdoor Luminaires | High Output | Fuel Pump Canopy Luminaires | Standard | FALSE | [9 empty] | 6/22/2016 12:00:00 AM | Not Dimmable | Not Dimmable | No |  |  | 16656 | 108.51 | 153.5 | 10.01 | 0.9345 | 5000 | 74.3
PTPKF2NW | MAVERICK ENERGY SOLUTIONS INTERNATIONAL | Maverick Energy Solutions International | MES-CP-1-150W 5700K | Outdoor Luminaires | High Output | Fuel Pump Canopy Luminaires | Standard | FALSE | [9 empty] | 6/22/2016 12:00:00 AM | Not Dimmable | Not Dimmable | No |  |  | 16877 | 110.02 | 153.4 | 10.37 | 0.9315 | 5700 | 75.9
PK27PRGA | MaxLite, Inc | MaxLite | CPL58AUC50B000 | Outdoor Luminaires | Mid Output | Fuel Pump Canopy Luminaires | Standard | TRUE | 5101.1 | 97.3 | 52.42 | 12.67 | 0.9201 | 5037 | 76.8 | 5 | 50000 | 8/17/2016 12:00:00 AM | Dimmable | Continuous Below 10 | Yes |  | 4 | 5100 | 98 | 58 | 12.67 | 0.92 | 5000 | 75
P9CRRQ6F | MaxLite, Inc | MaxLite | CP40AUTC50[B,W][000,100,200,300,400] | Outdoor Luminaires | Low Output | Fuel Pump Canopy Luminaires | Premium | FALSE | [9 empty] | 6/2/2016 12:00:00 AM | Dimmable | Continuous Below 10 | Yes |  |  | 4019.2 | 105.5 | 38.1 | 14.3 | 0.931 | 5474 | 84.5
P6JPWV1T | MaxLite, Inc | MaxLite | CP25AUTC50[B,W][000,100,200,300,400] | Outdoor Luminaires | Low Output | Fuel Pump Canopy Luminaires | Premium | FALSE | [9 empty] | 6/2/2016 12:00:00 AM | Dimmable | Continuous Below 10 | Yes |  |  | 2798.1 | 113.4 | 24.67 | 13.1 | 0.953 | 5308 | 84.9
P2FSN3XN | MaxLite, Inc | MaxLite | CP55AUTC50[B,W][000,100,200,300,400] | Outdoor Luminaires | Low Output | Fuel Pump Canopy Luminaires | Premium | FALSE | [9 empty] | 6/2/2016 12:00:00 AM | Dimmable | Continuous Below 10 | Yes |  |  | 4999.3 | 97 | 51.74 | 14.66 | 0.954 | 5572 | 84.9
PZ26VJ4E | MaxLite, Inc | MaxLite | RCX080AU50X | Outdoor Luminaires | High Output | Fuel Pump Canopy Luminaires | Premium | TRUE | 10911 | 132.3 | 82.45 | 17.19 | 0.9144 | 5128 | 84.2 | 5 | 50000 | 6/8/2016 12:00:00 AM | Dimmable | Continuous Below 10 | No | Product updated 8/29 | 3.1 | 10000 | 125 | 80 | 20 | 0.9 | 5000 | 80
PTVJ7RQZ | MaxLite, Inc | MaxLite | RCX120AU50X | Outdoor Luminaires | High Output | Fuel Pump Canopy Luminaires | Premium | TRUE | 15765 | 123.21 | 128 | 15.07 | 0.9141 | 5379 | 86.6 | 5 | 50000 | 7/25/2016 12:00:00 AM | Not Dimmable | Not Dimmable | Yes | Product updated 8/29 | 4 | 15765 | 123.2 | 128 | 16 | 0.91 | 5000 | 86
PT6UAZ3A | MaxLite, Inc | Maxlite | RC94U118LED50W | Outdoor Luminaires | High Output | Fuel Pump Canopy Luminaires | Standard | TRUE | 11797.7 | 126.5 | 93.26 | 15.51 | 0.9133 | 5211 | 84 | 10 | 124000 | 5/19/2015 12:00:00 AM | Not Dimmable | Not Dimmable | Not Yet Verified |  | 2.1 | 11795 | 125 | 94 |  | 0.99 | 5000 | 80
PUKZTV5Y | Medinah Power | Medinah | MED-CVL203-20-XX | Outdoor Luminaires | Low Output | Fuel Pump Canopy Luminaires | Standard | TRUE | 1836.3 | 93.87 | 19.56 | 14.55 | 0.9125 | 4051 | 85.4 | 5 | 50000 | 4/4/2016 12:00:00 AM | Dimmable | Continuous Below 10 | Yes |  | 3.1 | 1836.3 | 93.87 | 19.56 | 14.55 | 0.9125 | 4000 | 85.4
PWVWJ7AF | Medinah Power | Medinah | MED-CVL303-50-XX | Outdoor Luminaires | Mid Output | Fuel Pump Canopy Luminaires | Standard | TRUE | 5143 | 100.16 | 51.35 | 13.63 | 0.9087 | 3996 | 85.4 | 5 | 50000 | 4/4/2016 12:00:00 AM | Dimmable | Continuous Below 10 | Yes |  | 3.1 | 5143 | 100.16 | 51.35 | 13.63 | 0.9087 | 4000 | 85.4
P0000112B | Mercury Lighting Products Co. Inc. | Mercury Lighting | MER-CV303L*28W-4000K | Outdoor Luminaires | Low Output | Fuel Pump Canopy Luminaires | Standard | TRUE | 2557 | 90.07 | 28.39 | 12.42 | 0.874 | 4166 | 87 | 5 | 50000 | 12/17/2013 12:00:00 AM | Not Yet Verified | Not Yet Verified | Not Yet Verified |  | 2 | 3200 | 114 | 28 |  | 0.98 | 4000 | 80
PX4P9ZW1 | Metro LED | Metro Led | PHIL-130WD 4000K | Outdoor Luminaires | High Output | Fuel Pump Canopy Luminaires | Standard | TRUE | 12947 | 98.68 | 131.2 | 11.45 | 0.9126 | 4017 | 83.6 | 5 | 50000 | 4/15/2016 12:00:00 AM | Not Dimmable | Not Dimmable | No |  | 3.1 | 12947 | 98.68 | 131.2 | 11.45 | 0.9126 | 4000 | 83.6
PJRVM5SM | Metro LED | Metro Led | PHIL-130WD 5700K | Outdoor Luminaires | High Output | Fuel Pump Canopy Luminaires | Standard | FALSE | [9 empty] | 4/15/2016 12:00:00 AM | Not Dimmable | Not Dimmable | No |  |  | 13251 | 100.84 | 131.4 | 11.45 | 0.9047 | 5700 | 83.2
PTPVK4RC | Metro LED | Metro Led | PHIL-130WD 4500K | Outdoor Luminaires | High Output | Fuel Pump Canopy Luminaires | Standard | FALSE | [9 empty] | 4/15/2016 12:00:00 AM | Not Dimmable | Not Dimmable | No |  |  | 13048.3 | 99.38 | 131.3 | 11.45 | 0.9126 | 4500 | 83.6
PAYGKA98 | Metro LED | Metro Led | PHIL-130WD 5000K | Outdoor Luminaires | High Output | Fuel Pump Canopy Luminaires | Standard | FALSE | [9 empty] | 4/15/2016 12:00:00 AM | Not Dimmable | Not Dimmable | No |  |  | 13149.7 | 100.15 | 131.3 | 11.45 | 0.9126 | 5000 | 83.6
PGJF2XS3 | Metro LED | Metro Led | PHIL-130WF 4000K | Outdoor Luminaires | High Output | Fuel Pump Canopy Luminaires | Standard | TRUE | 14063 | 105.26 | 133.6 | 11.38 | 0.9172 | 4031 | 83.6 | 5 | 50000 | 4/15/2016 12:00:00 AM | Not Dimmable | Not Dimmable | No |  | 3 | 14063 | 105.26 | 133.6 | 11.38 | 0.9172 | 4000 | 83.6
PP6WZRFP | Metro LED | Metro Led | PHIL-130WF 5700K | Outdoor Luminaires | High Output | Fuel Pump Canopy Luminaires | Standard | FALSE | [9 empty] | 4/15/2016 12:00:00 AM | Not Dimmable | Not Dimmable | No |  |  | 14657 | 108.41 | 135.2 | 11.57 | 0.9292 | 5700 | 84
P3UR9AQ3 | Metro LED | Metro Led | PHIL-130WF 4500K | Outdoor Luminaires | High Output | Fuel Pump Canopy Luminaires | Standard | FALSE | [9 empty] | 4/15/2016 12:00:00 AM | Not Dimmable | Not Dimmable | No |  |  | 14063 | 105.26 | 133.6 | 11.38 | 0.9172 | 4500 | 83.6
PC7CG5WR | Metro LED | Metro Led | PHIL-130WF 5000K | Outdoor Luminaires | High Output | Fuel Pump Canopy Luminaires | Standard | FALSE | [9 empty] | 4/15/2016 12:00:00 AM | Not Dimmable | Not Dimmable | No |  |  | 14063 | 105.26 | 133.6 | 11.38 | 0.9172 | 5000 | 83.6
PN4Y4DPK | Metro LED | Metro Led | PHIL-150WD 4000K | Outdoor Luminaires | High Output | Fuel Pump Canopy Luminaires | Standard | TRUE | 14962 | 99.09 | 151 | 10.43 | 0.9298 | 4005 | 83.6 | 5 | 50000 | 4/15/2016 12:00:00 AM | Not Dimmable | Not Dimmable | No |  | 3.1 | 14962 | 99.09 | 151 | 10.43 | 0.9298 | 4000 | 83.6
PDPTG8JG | Metro LED | Metro Led | PHIL-150WD 4500K | Outdoor Luminaires | High Output | Fuel Pump Canopy Luminaires | Standard | FALSE | [9 empty] | 4/15/2016 12:00:00 AM | Not Dimmable | Not Dimmable | No |  |  | 15100.3 | 99.97 | 151.05 | 10.43 | 0.9298 | 4500 | 83.6
PUSDA654 | Metro LED | Metro Led | PHIL-150WD 5700K | Outdoor Luminaires | High Output | Fuel Pump Canopy Luminaires | Standard | FALSE | [9 empty] | 4/15/2016 12:00:00 AM | Not Dimmable | Not Dimmable | No |  |  | 15377 | 101.77 | 151.1 | 10.43 | 0.9291 | 5700 | 83.3
PD2KAUEF | Metro LED | Metro Led | PHIL-150WD 5000K | Outdoor Luminaires | High Output | Fuel Pump Canopy Luminaires | Standard | FALSE | [9 empty] | 4/15/2016 12:00:00 AM | Not Dimmable | Not Dimmable | No |  |  | 15238.7 | 100.88 | 151.05 | 10.43 | 0.9298 | 5000 | 83.6
PNVBFMPR | Metro LED | Metro Led | PHIL-150WF 4000K | Outdoor Luminaires | High Output | Fuel Pump Canopy Luminaires | Standard | TRUE | 15934 | 104.83 | 152 | 10.52 | 0.933 | 4028 | 83.6 | 5 | 50000 | 4/15/2016 12:00:00 AM | Not Dimmable | Not Dimmable | No |  | 3 | 15934 | 104.83 | 152 | 10.52 | 0.933 | 4000 | 83.6
PTVA6MHJ | Metro LED | Metro Led | PHIL-150WF 5000K | Outdoor Luminaires | High Output | Fuel Pump Canopy Luminaires | Standard | FALSE | [9 empty] | 4/15/2016 12:00:00 AM | Not Dimmable | Not Dimmable | No |  |  | 15934 | 104.83 | 152 | 10.52 | 0.933 | 5000 | 83.6
PEKZ6AH4 | Metro LED | Metro Led | PHIL-150WF 5700K | Outdoor Luminaires | High Output | Fuel Pump Canopy Luminaires | Standard | FALSE | [9 empty] | 4/15/2016 12:00:00 AM | Not Dimmable | Not Dimmable | No |  |  | 16606 | 106.59 | 155.8 | 11.23 | 0.9241 | 5700 | 84
P12E6AS9 | Metro LED | Metro Led | PHIL-150WF 4500K | Outdoor Luminaires | High Output | Fuel Pump Canopy Luminaires | Standard | FALSE | [9 empty] | 4/15/2016 12:00:00 AM | Not Dimmable | Not Dimmable | No |  |  | 15934 | 104.83 | 152 | 10.52 | 0.933 | 4500 | 83.6
P4JK6EJ7 | Metro LED | Metro LED | CPY 350 (4000K) | Outdoor Luminaires | High Output | Fuel Pump Canopy Luminaires | Standard | TRUE | 10485.4 | 89.21 | 120 | 15.2 | 0.932 | 4197 | 82.5 | 5 | 50000 | 10/3/2014 12:00:00 AM | Not Yet Verified | Not Yet Verified | Not Yet Verified |  | 2.1 | 10485.4 | 90 | 120 | 15.2 | 0.932 | 4000 | 83
P1C3TB7Y | Metro LED | Metro LED | CPY 350 (5700K) | Outdoor Luminaires | High Output | Fuel Pump Canopy Luminaires | Standard | FALSE | [9 empty] | 10/3/2014 12:00:00 AM | Not Yet Verified | Not Yet Verified | Not Yet Verified |  |  | 10485.4 | 89.21 | 120 | 15.2 | 0.932 | 5700 | 82.5
P00001GCU | Metro LED Lighting | Metro LED Lighting | MET-CAN-303-28-40K | Outdoor Luminaires | Low Output | Fuel Pump Canopy Luminaires | Standard | TRUE | 2557 | 90.07 | 28.39 | 12.42 | 0.874 | 4166 | 87 | 5 | 50000 | 10/17/2013 12:00:00 AM | Not Yet Verified | Not Yet Verified | Not Yet Verified |  | 2 | 3200 | 114 | 28 |  | 0.98 | 4000 | 80
P0000113M | Mobern Lighting Co | Mobern Lighting Co | MIMDCLLED28MV40 | Outdoor Luminaires | Low Output | Fuel Pump Canopy Luminaires | Standard | TRUE | 2557 | 90.07 | 28.39 | 12.42 | 0.874 | 4166 | 87 | 5 | 50000 | 12/17/2013 12:00:00 AM | Not Yet Verified | Not Yet Verified | Not Yet Verified |  | 2 | 3200 | 114 | 28 |  | 0.98 | 4000 | 80
P6G38YY1 | Mobern Lighting Co | Mobern Lighting Co | CPY10LED40MV50 | Outdoor Luminaires | Low Output | Fuel Pump Canopy Luminaires | Standard | TRUE | 3035.861 | 78.497 | 38.675 | 24.53 | 0.9113 | 4849 | 71.1 | 5 | 50000 | 9/10/2015 12:00:00 AM | Not Dimmable | Not Dimmable | Not Yet Verified |  | 2.1 | 3100 | 77.5 | 40 |  |  | 5000
P00001146 | Mobern Lighting Co | Mobern Lighting Co | RKMDCLLED35MV50 | Outdoor Retrofit Kit | Low Output | Retrofit Kits for Fuel Pump Canopy Luminaires | Standard | TRUE | 2329 | 92.79 | 25.1 | 6.53 | 0.967 | 4660 | 75 | 5 | 50000 | 8/20/2014 12:00:00 AM | Not Yet Verified | Not Yet Verified | Not Yet Verified |  | 2.1 | 2329 | 92.9 | 28 | 2.2 | 0.967 | 4660 | 75
P00001147 | Mobern Lighting Co | Mobern Lighting Co | MIMDCLLED35MV50 | Outdoor Luminaires | Low Output | Fuel Pump Canopy Luminaires | Standard | TRUE | 2329 | 92.9 | 25.1 | 2.18 | 0.97 | 4660 | 75 | 5 | 50000 | 8/20/2014 12:00:00 AM | Not Yet Verified | Not Yet Verified | Not Yet Verified |  | 2.1 | 2329 | 93 | 25.1 |  |  | 5000 | 75
PAGG8M7G | Morris Products Inc. | Morris | TL20 | Outdoor Luminaires | Mid Output | Fuel Pump Canopy Luminaires | Standard | TRUE | 6824.5 | 86.72 | 78.7 | 16.56 | 0.9249 | 3055 | 83.7 | 5 | 50000 | 2/29/2016 12:00:00 AM | Not Dimmable | Not Dimmable | Not Yet Verified |  | 2.1 | 6824.5 | 86.72 | 78.7 | 20 | 0.9 | 3000 | 80
PXKKQ52Z | Morris Products Inc. | Morris | 71466 | Outdoor Luminaires | Mid Output | Fuel Pump Canopy Luminaires | Standard | FALSE | [9 empty] | 2/29/2016 12:00:00 AM | Not Dimmable | Not Dimmable | Not Yet Verified |  |  | 6824.5 | 86.72 | 78.7 | 20 | 0.9 | 5000 | 80
P52ZT2UK | Morris Products Inc. | Morris | TL18 | Outdoor Luminaires | Low Output | Fuel Pump Canopy Luminaires | Standard | TRUE | 3327.7 | 84.93 | 39.18 | 19.8 | 0.9022 | 3017 | 84.1 | 5 | 50000 | 2/29/2016 12:00:00 AM | Not Dimmable | Not Dimmable | Not Yet Verified |  | 2.1 | 3327.7 | 84.93 | 38.18 | 19.8 | 0.9022 | 3000 | 84.1
PAN9U113 | Morris Products Inc. | Morris | 71462 | Outdoor Luminaires | Low Output | Fuel Pump Canopy Luminaires | Standard | FALSE | [9 empty] | 2/29/2016 12:00:00 AM | Not Dimmable | Not Dimmable | Not Yet Verified |  |  | 3327.7 | 84.93 | 38.18 | 19.8 | 0.9022 | 5000 | 84.1
P6NY9AHU | Morris Products Inc. | Morris | TL19 | Outdoor Luminaires | Mid Output | Fuel Pump Canopy Luminaires | Standard | TRUE | 5119.1 | 85.58 | 59.82 | 19.55 | 0.9073 | 3012 | 84.2 | 5 | 50000 | 2/29/2016 12:00:00 AM | Not Dimmable | Not Dimmable | Not Yet Verified |  | 2.1 | 5190.4 | 87.49 | 59.32 | 19.55 | 0.9073 | 3000 | 84.2
P3YK9BP8 | Morris Products Inc. | Morris | 71464 | Outdoor Luminaires | Mid Output | Fuel Pump Canopy Luminaires | Standard | FALSE | [9 empty] | 2/29/2016 12:00:00 AM | Not Dimmable | Not Dimmable | Not Yet Verified |  |  | 5190.4 | 87.49 | 59.32 | 19.55 | 0.9073 | 5000 | 84.2
P5YJ24FU | Morris Products Inc. | Morris | TL15 | Outdoor Luminaires | High Output | Fuel Pump Canopy Luminaires | Standard | TRUE | 10665 | 94.45 | 112.9 | 12.6 | 0.9338 | 3048 | 83.7 | 5 | 50000 | 5/8/2015 12:00:00 AM | Not Dimmable | Not Dimmable | Not Yet Verified |  | 2.1 | 10600 | 90 | 120 |  | 0.9 | 3000 | 80
PDZBEVUV | Morris Products Inc. | Morris | 71400 | Outdoor Luminaires | High Output | Fuel Pump Canopy Luminaires | Standard | FALSE | [9 empty] | 5/8/2015 12:00:00 AM | Not Dimmable | Not Dimmable | Not Yet Verified |  |  | 10600 | 90 | 120 |  | 0.9 | 5000 | 80
PWCM2DBT | Morstar Inc | MORSTAR | V-MMB510YZ(3000K) | Outdoor Luminaires | Mid Output | Fuel Pump Canopy Luminaires | Standard | TRUE | 8725.3 | 88.53 | 98.55 | 10.95 | 0.9081 | 3085 | 70.5 | 5 | 50000 | 5/12/2015 12:00:00 AM | Not Dimmable | Not Dimmable | Not Yet Verified |  | 2.1 | 8720 |  | 100 |  | 0.9 | 3000 | 70
PP1SC9HA | Morstar Inc | MORSTAR | V-MMB512YZ(3000) | Outdoor Luminaires | High Output | Fuel Pump Canopy Luminaires | Standard | TRUE | 10819 | 88.3 | 122.5 | 18.91 | 0.9356 | 3075 | 70.5 | 5 | 50000 | 5/12/2015 12:00:00 AM | Not Dimmable | Not Dimmable | Not Yet Verified |  | 2.1 | 10819 | 88.3 | 122.5 | 18.91 | 0.9356 | 3000 | 70.5
PDEV9A5N | Morstar Inc | MORSTAR | V-MMB512YZ(3500) | Outdoor Luminaires | High Output | Fuel Pump Canopy Luminaires | Standard | FALSE | [9 empty] | 5/12/2015 12:00:00 AM | Not Dimmable | Not Dimmable | Not Yet Verified |  |  | 10819 | 88.3 | 122.5 | 18.91 | 0.9356 | 3500 | 70.5
PFWXKEXY | Morstar Inc | MORSTAR | V-MMB512YZ(4500) | Outdoor Luminaires | High Output | Fuel Pump Canopy Luminaires | Standard | FALSE | [9 empty] | 5/12/2015 12:00:00 AM | Not Dimmable | Not Dimmable | Not Yet Verified |  |  | 10819 | 88.3 | 122.5 | 18.91 | 0.9356 | 4500 | 70.5
P8PFQQ4J | Morstar Inc | MORSTAR | V-MMB512YZ(5700) | Outdoor Luminaires | High Output | Fuel Pump Canopy Luminaires | Standard | FALSE | [9 empty] | 5/12/2015 12:00:00 AM | Not Dimmable | Not Dimmable | Not Yet Verified |  |  | 11289 | 95.83 | 117.8 | 18.79 | 0.9294 | 5700 | 74.1
PNRUZNY9 | Morstar Inc | MORSTAR | V-MMB512YZ(4000) | Outdoor Luminaires | High Output | Fuel Pump Canopy Luminaires | Standard | FALSE | [9 empty] | 5/12/2015 12:00:00 AM | Not Dimmable | Not Dimmable | Not Yet Verified |  |  | 10819 | 88.3 | 122.5 | 18.91 | 0.9356 | 4000 | 70.5
PKKY9BZ5 | Morstar Inc | MORSTAR | V-MMB512YZ(5000) | Outdoor Luminaires | High Output | Fuel Pump Canopy Luminaires | Standard | FALSE | [9 empty] | 5/12/2015 12:00:00 AM | Not Dimmable | Not Dimmable | Not Yet Verified |  |  | 10819 | 88.3 | 122.5 | 18.91 | 0.9356 | 5000 | 70.5
PNKRJY4G | Morstar Inc | MORSTAR | V-MMB508YZ(3000K) | Outdoor Luminaires | Mid Output | Fuel Pump Canopy Luminaires | Standard | TRUE | 7893.5 | 85.99 | 91.8 | 10.91 | 0.9053 | 3082 | 70.4 | 5 | 50000 | 5/12/2015 12:00:00 AM | Not Dimmable | Not Dimmable | Not Yet Verified |  | 2.1 | 7890 |  | 85 |  | 0.9 | 3000 | 70
P2GZSTTS | Morstar Inc | MORSTAR | V-CP01D-130W27V50K | Outdoor Luminaires | High Output | Fuel Pump Canopy Luminaires | Premium | TRUE | 13096 | 108.05 | 121.2 | 16.27 | 0.9025 | 5252 | 72.7 | 5 | 60600 | 6/1/2016 12:00:00 AM | Not Dimmable | Not Dimmable | No |  | 3 | 13096 | 108.05 | 121.2 | 16.27 | 0.9025 | 5000 | 72.7
PXCWQS41 | Morstar Inc | MORSTAR | V-CP01D-130W27V57K | Outdoor Luminaires | High Output | Fuel Pump Canopy Luminaires | Premium | FALSE | [9 empty] | 6/1/2016 12:00:00 AM | Not Dimmable | Not Dimmable | No |  |  | 13173 | 109.41 | 120.4 | 16.25 | 0.9102 | 5700 | 75
PMNVUH7P | Morstar Inc | MORSTAR | V-CP01A-60W27V50K | Outdoor Luminaires | Mid Output | Fuel Pump Canopy Luminaires | Premium | TRUE | 6883.5 | 112.79 | 61.03 | 14.96 | 0.904 | 5164 | 71.5 | 5 | 60600 | 9/26/2016 12:00:00 AM | Not Dimmable | Not Dimmable | No |  | 3 | 6883.5 | 112.79 | 61.03 | 14.96 | 0.904 | 5000 | 71.5
PDRUHV94 | Morstar Inc | MORSTAR | V-CP02A-100W27V50K | Outdoor Luminaires | High Output | Fuel Pump Canopy Luminaires | Premium | TRUE | 11223 | 110.35 | 101.7 | 15.38 | 0.9224 | 5176 | 71.7 | 5 | 50000 | 9/26/2016 12:00:00 AM | Not Dimmable | Not Dimmable | No |  | 3.1 | 12546 | 107.05 | 117.2 | 16.08 | 0.9137 | 5000 | 71.5
P1R6X9NT | Morstar Inc | MORSTAR | V-CP03A-130W27V50K | Outdoor Luminaires | High Output | Fuel Pump Canopy Luminaires | Premium | TRUE | 13661 | 107.23 | 127.4 | 15.95 | 0.914 | 5159 | 71.6 | 5 | 60600 | 9/26/2016 12:00:00 AM | Not Dimmable | Not Dimmable | No |  | 3.1 | 13661 | 107.23 | 127.4 | 15.95 | 0.9141 | 5000 | 71.6
P5VM6K66 | Mule Lighting,Inc. | LEDALUX | LX-CP-100 | Outdoor Luminaires | Mid Output | Fuel Pump Canopy Luminaires | Standard | TRUE | 9591.5 | 98 | 97.87 | 13.66 | 0.933 | 4999 | 72.3 | 5 | 50000 | 1/13/2016 12:00:00 AM | Not Dimmable | Not Dimmable | Not Yet Verified |  | 2.1 | 9591.5 | 98 | 100 |  |  | 5000 | 72.3
PC146NFF | Mule Lighting,Inc. | LEDALUX | LX-CP-150 | Outdoor Luminaires | High Output | Fuel Pump Canopy Luminaires | Standard | TRUE | 14245 | 98.63 | 144.4 | 12.9 | 0.932 | 5016 | 72.2 | 5 | 50000 | 1/13/2016 12:00:00 AM | Not Dimmable | Not Dimmable | Not Yet Verified |  | 2.1 | 14245 | 98.63 | 150 |  |  | 5000 | 73
P000011AB | National Bright Lighting | NBL | FP120-1-XX-XX-XX-700-5000K-XX | Outdoor Luminaires | Low Output | Fuel Pump Canopy Luminaires | Standard | TRUE | 3223.17 | 86 | 37.63 | 17 | 0.97 | 5230 | 71.7 | 5 | 50000 | 8/20/2014 12:00:00 AM | Not Yet Verified | Not Yet Verified | Not Yet Verified |  | 2.1 | 3223 | 86 | 37.63 |  |  | 5000 | 72
P000011AC | National Bright Lighting | NBL | FP120-5-XX-XX-XX-700-5000K-XX | Outdoor Luminaires | High Output | Fuel Pump Canopy Luminaires | Standard | TRUE | 13283.73 | 84 | 158.34 | 9.8 | 0.97 | 5188 | 73.3 | 5 | 50000 | 8/20/2014 12:00:00 AM | Not Yet Verified | Not Yet Verified | Not Yet Verified |  | 2.1 | 13283.7 | 84 | 158.3 |  |  | 5000 | 73
P000011AF | National Bright Lighting | NBL | FP120-4-XX-XXXX-700-5000K-XX | Outdoor Luminaires | High Output | Fuel Pump Canopy Luminaires | Standard | FALSE | [9 empty] | 8/20/2014 12:00:00 AM | Not Yet Verified | Not Yet Verified | Not Yet Verified |  |  | 10660 | 88.83 | 120 |  |  | 5000 | 73
P000011AD | National Bright Lighting | NBL | FP120-2-XX-XXXX-700-5000K-XX | Outdoor Luminaires | Mid Output | Fuel Pump Canopy Luminaires | Standard | FALSE | [9 empty] | 8/18/2014 12:00:00 AM | Not Yet Verified | Not Yet Verified | Not Yet Verified |  |  | 5330 | 88.83 | 60 |  |  | 5000 | 73
P000011AE | National Bright Lighting | NBL | FP120-3-XX-XXXX-700-5000K-XX | Outdoor Luminaires | Mid Output | Fuel Pump Canopy Luminaires | Standard | FALSE | [9 empty] | 8/18/2014 12:00:00 AM | Not Yet Verified | Not Yet Verified | Not Yet Verified |  |  | 7995 | 88.83 | 90 |  |  | 5000 | 73
P000011CB | Neptun Light, Inc. | Neptun Light | LED-22060-UNV-850 | Outdoor Luminaires | Mid Output | Fuel Pump Canopy Luminaires | Standard | TRUE | 6542.08 | 109.68 | 59.647 | 13.8 | 0.919 | 5106 | 92.5 | 10 | 75000 | 5/20/2014 12:00:00 AM | Not Yet Verified | Not Yet Verified | Not Yet Verified |  | 2.1 | 6542.08 | 109.68 | 59.647 | 14.6 | 0.946 | 5106 | 92.5
P000011CC | Neptun Light, Inc. | Neptun Light | LED-22120-UNV-850 | Outdoor Luminaires | High Output | Fuel Pump Canopy Luminaires | Standard | TRUE | 11454.08 | 93.61 | 122.36 | 13.8 | 0.919 | 5116 | 92.8 | 10 | 75000 | 5/20/2014 12:00:00 AM | Not Yet Verified | Not Yet Verified | Not Yet Verified |  | 2.1 | 11454.08 | 93.61 | 122.36 | 9.7 | 0.938 | 5116 | 92.8
P000011CE | Neptun Light, Inc. | Neptun Light | LED-22100-UNV-850 | Outdoor Luminaires | Mid Output | Fuel Pump Canopy Luminaires | Standard | FALSE | [9 empty] | 5/20/2014 12:00:00 AM | Not Yet Verified | Not Yet Verified | Not Yet Verified |  |  | 9875.81 | 98.39 | 100.37 | 13.8 | 0.919 | 5038 | 92.8
P000011CD | Neptun Light, Inc. | Neptun Light | LED-22080-UNV-850 | Outdoor Luminaires | Mid Output | Fuel Pump Canopy Luminaires | Standard | FALSE | [9 empty] | 5/20/2014 12:00:00 AM | Not Yet Verified | Not Yet Verified | Not Yet Verified |  |  | 8475.25 | 102.28 | 82.86 | 12.9 | 0.959 | 5302 | 92.6
PSTH5J6U | Net Zero USA | NET ZERO USA | NZ-8150 (4000K) | Outdoor Luminaires | High Output | Fuel Pump Canopy Luminaires | Standard | TRUE | 15934 | 104.83 | 152 | 10.52 | 0.933 | 4028 | 83.6 | 5 | 50000 | 12/29/2015 12:00:00 AM | Not Dimmable | Not Dimmable | No |  | 3 | 15934 | 104.83 | 152 | 10.52 | 0.933 | 4000 | 83.6
PF1F9E2W | Net Zero USA | NET ZERO USA | NZ-8150(5000K) | Outdoor Luminaires | High Output | Fuel Pump Canopy Luminaires | Standard | FALSE | [9 empty] | 12/29/2015 12:00:00 AM | Not Dimmable | Not Dimmable | No |  |  | 15934 | 104.83 | 152 | 10.52 | 0.933 | 5000 | 83.6
PH74FP4J | Net Zero USA | NET ZERO USA | NZ-8150 (4500K) | Outdoor Luminaires | High Output | Fuel Pump Canopy Luminaires | Standard | FALSE | [9 empty] | 12/29/2015 12:00:00 AM | Not Dimmable | Not Dimmable | No |  |  | 15934 | 104.83 | 152 | 10.52 | 0.933 | 4500 | 83.6
P3GUP7TA | Net Zero USA | NET ZERO USA | NZ_8150 (5700K) | Outdoor Luminaires | High Output | Fuel Pump Canopy Luminaires | Standard | FALSE | [9 empty] | 12/29/2015 12:00:00 AM | Not Dimmable | Not Dimmable | No |  |  | 16606 | 106.59 | 155.8 | 11.23 | 0.9241 | 5700 | 84
P000011CM | New Earth Lighting | New Earth Lighting | OR-60-UNV-XX-5K | Outdoor Luminaires | Low Output | Fuel Pump Canopy Luminaires | Standard | TRUE | 4812 | 78.06 | 61.64 | 10.96 | 0.919 | 5388 | 73 | 5 | 50000 | 7/2/2013 12:00:00 AM | Not Yet Verified | Not Yet Verified | Not Yet Verified |  | 1.7 | 4920 | 82 | 60 |  |  | 5200 | 75
PVN8JQUX | New Horizon Lighting | New Horizon Lighting | NHL-12SVR-28W-4K-LED | Outdoor Luminaires | Low Output | Fuel Pump Canopy Luminaires | Standard | TRUE | 2557 | 90.07 | 28.39 | 12.42 | 0.874 | 4166 | 87 | 5 | 50000 | 12/18/2014 12:00:00 AM | Not Yet Verified | Not Yet Verified | Not Yet Verified |  | 2 | 3200 | 114 | 28 |  | 0.98 | 4000 | 80
PE381JUF | New Horizon Lighting | New Horizon Lighting | NHL-12SVR-42W-4K-LED | Outdoor Luminaires | Low Output | Fuel Pump Canopy Luminaires | Standard | TRUE | 3877 | 85.73 | 45.34 | 22.28 | 0.87 | 4192 | 86.4 | 5 |  | 12/18/2014 12:00:00 AM | Not Yet Verified | Not Yet Verified | Not Yet Verified |  | 2.1 | 3609 | 93 | 42 |  | 0.98 | 4000 | 85
P2ZVT3TB | NINGBO MORELUX LIGHTING MFG LTD | MORELUX | CVL-203-020W-50K-8-3XX | Outdoor Luminaires | Low Output | Fuel Pump Canopy Luminaires | Premium | TRUE | 1849 | 97.58 | 18.95 | 14.72 | 0.9108 | 5159 | 85.4 | 5 | 50000 | 1/28/2016 12:00:00 AM | Not Dimmable | Not Dimmable | Yes |  | 3.1 | 1837 | 97.66 | 18.81 | 14.72 | 0.91 | 5000 | 85.4
PKYBZ92U | NINGBO MORELUX LIGHTING MFG LTD | MORELUX | CVL-203-020W-40K-8-3XX | Outdoor Luminaires | Low Output | Fuel Pump Canopy Luminaires | Premium | FALSE | [9 empty] | 1/28/2016 12:00:00 AM | Not Dimmable | Not Dimmable | Yes |  |  | 1893.3 | 101.52 | 18.65 | 14.36 | 0.9 | 4000 | 85.3
PW162JRC | NINGBO MORELUX LIGHTING MFG LTD | MORELUX | CVL-303-050W-50K-8-3XX | Outdoor Luminaires | Mid Output | Fuel Pump Canopy Luminaires | Premium | TRUE | 5164 | 103.51 | 49.89 | 13.14 | 0.9112 | 5146 | 85.4 | 5 | 50000 | 1/28/2016 12:00:00 AM | Not Dimmable | Not Dimmable | Yes |  | 3 | 5197 | 103.73 | 50.1 | 13.14 | 0.9112 | 5000 | 85.4
P9S4DZAE | NINGBO MORELUX LIGHTING MFG LTD | MORELUX | CVL-303-050W-40K-8-3XX | Outdoor Luminaires | Mid Output | Fuel Pump Canopy Luminaires | Premium | FALSE | [9 empty] | 1/28/2016 12:00:00 AM | Not Dimmable | Not Dimmable | Yes |  |  | 5255 | 105.37 | 49.87 | 13.52 | 0.9087 | 4000 | 85.4
P2VC4VF8 | NINGBO MORELUX LIGHTING MFG LTD | MORELUX | CVL-503-050W-40K-[1,5,8]-3PC | Outdoor Luminaires | Low Output | Fuel Pump Canopy Luminaires | Standard | TRUE | 4375.7 | 88.36 | 49.52 | 18.67 | 0.9221 | 3877 | 85.4 | 5 | 50000 | 4/4/2016 12:00:00 AM | Not Dimmable | Not Dimmable | Yes |  | 3.1 | 4346 | 88 | 49.1 | 18.67 | 0.9221 | 4000 | 85
P8Z5VTR2 | NINGBO MORELUX LIGHTING MFG LTD | MORELUX | CVL-503-050W-50K-[1,5,8]-3PC | Outdoor Luminaires | Low Output | Fuel Pump Canopy Luminaires | Standard | FALSE | [9 empty] | 4/4/2016 12:00:00 AM | Not Dimmable | Not Dimmable | Yes |  |  | 4529 | 90 | 50 | 18.73 | 0.9222 | 5000 | 84
PJYS1WX2 | NINGBO MORELUX LIGHTING MFG LTD | MORELUX | CVL-503-070W-40K-[1,5,8]-D-3PC | Outdoor Luminaires | Mid Output | Fuel Pump Canopy Luminaires | Standard | TRUE | 7105.6 | 100.04 | 71.03 | 15.63 | 0.9242 | 4073 | 84.2 | 5 | 50000 | 6/20/2016 12:00:00 AM | Dimmable | Continuous Below 10 | Yes |  | 3.1 | 7105 | 100 | 71 | 15.69 | 0.924 | 4000 | 84
P28RN8FK | NINGBO MORELUX LIGHTING MFG LTD | MORELUX | CVL-503-070W-50K-[1,5,8]-D-3PC | Outdoor Luminaires | Mid Output | Fuel Pump Canopy Luminaires | Standard | TRUE | 6911 | 101.31 | 68.22 | 15.42 | 0.9232 | 5139 | 86.4 | 5 | 50000 | 6/20/2016 12:00:00 AM | Dimmable | Continuous Below 10 | Yes |  | 3.1 | 6911 | 101 | 68 | 15.42 | 0.923 | 5000 | 86
PC6R7TK1 | NINGBO MORELUX LIGHTING MFG LTD | MORELUX | CVL-503-070W-40K-[1,5,8]-3PC | Outdoor Luminaires | Mid Output | Fuel Pump Canopy Luminaires | Standard | TRUE | 6876.9 | 98.69 | 69.68 | 18.61 | 0.9067 | 4087 | 84.2 | 5 | 50000 | 6/20/2016 12:00:00 AM | Not Yet Verified | Not Yet Verified | Yes |  | 3.1 | 6970 | 100 | 70 | 18.61 | 0.907 | 4000 | 84
PVNGW5T8 | NINGBO MORELUX LIGHTING MFG LTD | MORELUX | CVL-503-070W-50K-[1,5,8]-3PC | Outdoor Luminaires | Mid Output | Fuel Pump Canopy Luminaires | Standard | TRUE | 6816 | 102.2 | 66.69 | 18.25 | 0.9072 | 5122 | 86.3 | 5 | 50000 | 6/20/2016 12:00:00 AM | Not Yet Verified | Not Yet Verified | Yes |  | 3.1 | 6908 | 103 | 67 | 18.25 | 0.907 | 5000 | 86
PUVNBM67 | NINGBO MORELUX LIGHTING MFG LTD | MORELUX | CVL-503-035W-40K-[1,5,8]-3PC | Outdoor Luminaires | Low Output | Fuel Pump Canopy Luminaires | Standard | TRUE | 2940.4 | 87.43 | 33.63 | 17.75 | 0.9211 | 3978 | 86.3 | 5 | 50000 | 6/21/2016 12:00:00 AM | Not Dimmable | Not Dimmable | Yes |  | 3.1 | 2965 | 88 | 33.5 | 17.75 | 0.9211 | 4000 | 86
PSFQDPD8 | NINGBO MORELUX LIGHTING MFG LTD | MORELUX | CVL-503-035W-50K-[1,5,8]-3PC | Outdoor Luminaires | Low Output | Fuel Pump Canopy Luminaires | Standard | FALSE | [9 empty] | 6/21/2016 12:00:00 AM | Not Dimmable | Not Dimmable | Yes |  |  | 3190 | 93 | 34 | 17.5 | 0.9216 | 5000 | 83
PF137N4Y | NINGBO MORELUX LIGHTING MFG LTD | MORELUX | CVL-403-020W-40K-[1,5,8]-3PC | Outdoor Luminaires | Low Output | Fuel Pump Canopy Luminaires | Standard | TRUE | 2210.6 | 92.77 | 23.83 | 17.48 | 0.9522 | 4071 | 83.4 | 5 | 50000 | 6/21/2016 12:00:00 AM | Not Dimmable | Not Dimmable | Yes |  | 3.1 | 2219 | 94 | 23.6 | 17.48 | 0.9522 | 4000 | 83
P9DHC1UN | NINGBO MORELUX LIGHTING MFG LTD | MORELUX | CVL-403-020W-50K-[1,5,8]-3PC | Outdoor Luminaires | Low Output | Fuel Pump Canopy Luminaires | Standard | FALSE | [9 empty] | 6/21/2016 12:00:00 AM | Not Dimmable | Not Dimmable | Yes |  |  | 2426 | 106 | 23 | 17.8 | 0.9616 | 5000 | 85
PZFWZAQ1 | NINGBO MORELUX LIGHTING MFG LTD | MORELUX | CVL-503-050W-40K-[1,5,8]-D-3PC | Outdoor Luminaires | Mid Output | Fuel Pump Canopy Luminaires | Standard | TRUE | 5297.5 | 98.86 | 53.59 | 11.74 | 0.9114 | 4051 | 84.2 | 5 | 50000 | 6/21/2016 12:00:00 AM | Dimmable | Continuous Below 10 | Yes |  | 3.1 | 5297 | 98 | 53.6 | 11.74 | 0.9114 | 4000 | 84
PRKF41P5 | NINGBO MORELUX LIGHTING MFG LTD | MORELUX | CVL-503-050W-50K-[1,5,8]-D-3PC | Outdoor Luminaires | Mid Output | Fuel Pump Canopy Luminaires | Standard | TRUE | 5210 | 101.31 | 51.43 | 11.8 | 0.9041 | 5094 | 86.3 | 5 | 50000 | 6/21/2016 12:00:00 AM | Dimmable | Continuous Below 10 | Yes |  | 3.1 | 5210 | 101 | 51.4 | 11.8 | 0.9041 | 5000 | 86
PX9NK9UV | NINGBO MORELUX LIGHTING MFG LTD | MORELUX | CVL-503-035W-50K-[1,5,8]-D-3PC | Outdoor Luminaires | Low Output | Fuel Pump Canopy Luminaires | Standard | TRUE | 3476 | 102.38 | 33.95 | 8.41 | 0.9029 | 5094 | 86.3 | 5 | 50000 | 6/21/2016 12:00:00 AM | Dimmable | Continuous Below 10 | Yes |  | 3.1 | 3476 | 102 | 34 | 8.41 | 0.9029 | 5000 | 86
PU9YJ7DM | NINGBO MORELUX LIGHTING MFG LTD | MORELUX | CVL-503-035W-40K-[1,5,8]-D-3PC | Outdoor Luminaires | Low Output | Fuel Pump Canopy Luminaires | Standard | TRUE | 3578.1 | 100.73 | 35.52 | 8.63 | 0.9063 | 4041 | 84.1 | 5 | 50000 | 6/21/2016 12:00:00 AM | Dimmable | Continuous Below 10 | Yes |  | 3.1 | 3578 | 100 | 35.5 | 8.63 | 0.9063 | 4000 | 84
P8Y239HB | NINGBO MORELUX LIGHTING MFG LTD | MORELUX | CVL-303-050W-40K-8-D-3XX | Outdoor Luminaires | Mid Output | Fuel Pump Canopy Luminaires | Standard | TRUE | 5143 | 100.16 | 51.35 | 13.63 | 0.9087 | 3996 | 85.4 | 5 | 50000 | 2/11/2016 12:00:00 AM | Dimmable | Continuous Below 10 | Yes |  | 3.1 | 5143 | 100.16 | 51.35 | 13.63 | 0.9087 | 4000 | 85.4
P7ADFWFM | NINGBO MORELUX LIGHTING MFG LTD | MORELUX | CVL-303-050W-50K-8-D-3XX | Outdoor Luminaires | Mid Output | Fuel Pump Canopy Luminaires | Standard | FALSE | [9 empty] | 2/11/2016 12:00:00 AM | Dimmable | Continuous Below 10 | Yes |  |  | 5236 | 101.25 | 51.71 | 13.44 | 0.9092 | 5000 | 85.2
PGW7K3ZP | NINGBO MORELUX LIGHTING MFG LTD | MORELUX | CVL-203-020W-40K-8-D-3XX | Outdoor Luminaires | Low Output | Fuel Pump Canopy Luminaires | Standard | TRUE | 1836.3 | 93.87 | 19.56 | 14.55 | 0.9125 | 4051 | 85.4 | 5 | 50000 | 2/11/2016 12:00:00 AM | Dimmable | Continuous Below 10 | Yes |  | 3.1 | 1836.3 | 93.87 | 19.56 | 14.55 | 0.9125 | 4000 | 85.4
P7H9E2UE | NINGBO MORELUX LIGHTING MFG LTD | MORELUX | CVL-203-020W-50K-8-D-3XX | Outdoor Luminaires | Low Output | Fuel Pump Canopy Luminaires | Standard | FALSE | [9 empty] | 2/11/2016 12:00:00 AM | Dimmable | Continuous Below 10 | Yes |  |  | 1874 | 95.42 | 19.64 | 14.58 | 0.9151 | 5000 | 84.8
P86BCFCS | NINGBO MORELUX LIGHTING MFG LTD | MORELUX | CVL-403-020W-40K-[1,5,8]-D-3XX | Outdoor Luminaires | Low Output | Fuel Pump Canopy Luminaires | Standard | TRUE | 2193.4 | 90.26 | 24.3 | 12.89 | 0.9094 | 4065 | 93.5 | 5 | 50000 | 7/20/2016 12:00:00 AM | Dimmable | Continuous Below 10 | Yes |  | 4 | 2193 | 90 | 24 | 12.89 | 0.9094 | 4000 | 83
PQKN6RTJ | NINGBO MORELUX LIGHTING MFG LTD | MORELUX | CVL-403-020W-50K-[1,5,8]-D-3XX | Outdoor Luminaires | Low Output | Fuel Pump Canopy Luminaires | Standard | FALSE | [9 empty] | 7/20/2016 12:00:00 AM | Dimmable | Continuous Below 10 | Yes |  |  | 2376 | 102 | 23 | 12.75 | 0.9132 | 5000 | 85
PZDM39QJM | Ningbo Splendid Lighting Technology Co., Ltd | Splendid | FL-0262 | Outdoor Luminaires | Low Output | Fuel Pump Canopy Luminaires | Standard | TRUE | 4672.61 | 93.84 | 49.79 | 18.5 | 0.887 | 5294 | 87.1 | 5 |  | 8/11/2015 12:00:00 AM | Not Dimmable | Not Dimmable | No |  | 3 | 4672 | 90 | 52 | 19 | 0.99 | 5000 | 80
P5VVB5HT | NLS Lighting | NLS Lighting | ECP-20-T5-40K-UNV | Outdoor Luminaires | Low Output | Fuel Pump Canopy Luminaires | Standard | TRUE | 1836.3 | 93.87 | 19.56 | 14.55 | 0.9125 | 4051 | 85.4 | 5 | 50000 | 8/4/2016 12:00:00 AM | Dimmable | Continuous Below 10 | Yes |  | 3.1 | 1836.3 | 93.87 | 19.56 | 14.55 | 0.9125 | 4000 | 85.4
PVQ4RTNZK | Noribachi | Noribachi | 021-CAO-[optional upgrades]-[mounting] | Outdoor Luminaires | Low Output | Fuel Pump Canopy Luminaires | Standard | TRUE | 3306 | 104 | 31.86 | 15 | 0.916 | 4638 | 74.8 | 5 | 100000 | 6/22/2015 12:00:00 AM | Not Dimmable | Not Dimmable | Not Yet Verified |  | 2.1
PFMCWH2AS | Noribachi | Noribachi | 063-CAA-[optional upgrades]-[mounting] | Outdoor Luminaires | High Output | Fuel Pump Canopy Luminaires | Standard | TRUE | 11020 | 81.5 | 135.4 | 11.3 | 0.924 | 4944 | 72.2 | 5 | 100000 | 11/6/2014 12:00:00 AM | Not Dimmable | Not Dimmable | Not Yet Verified |  | 2.1
PWJYNVHXT | Noribachi | Noribachi | 021-CAA-[optional upgrades]-[mounting] | Outdoor Luminaires | Low Output | Fuel Pump Canopy Luminaires | Standard | TRUE | 4568 | 83.8 | 54.5 | 8.39 | 0.993 | 4971 | 71.9 | 5 | 100000 | 11/6/2014 12:00:00 AM | Not Dimmable | Not Dimmable | Not Yet Verified |  | 2.1
P5BZW9WGQ | Noribachi | Noribachi | 042-CAY-[optional upgrades]-[mounting] | Outdoor Luminaires | Mid Output | Fuel Pump Canopy Luminaires | Standard | TRUE | 6166 | 89.6 | 68.76 | 5.87 | 0.998 | 4857 | 71.1 | 5 | 100000 | 11/12/2014 12:00:00 AM | Not Dimmable | Not Dimmable | Not Yet Verified |  | 2.1
PJZ4G6VW5 | Noribachi | Noribachi | 126-CAY-[optional upgrades]-[mounting] | Outdoor Luminaires | High Output | Fuel Pump Canopy Luminaires | Standard | TRUE | 21582 | 79.1 | 272.7 | 9.27 | 0.945 | 4922 | 71.6 | 5 | 100000 | 11/12/2014 12:00:00 AM | Not Dimmable | Not Dimmable | Not Yet Verified |  | 2.1
P3UXRFES | Noribachi | Noribachi | CAW-021-[optional upgrades]-[mounting] | Outdoor Luminaires | Low Output | Fuel Pump Canopy Luminaires | Standard | TRUE | 3311 | 109.5 | 30.25 | 14.55 | 0.92 | 5227 | 70.6 | 5 | 50000 | 5/17/2016 12:00:00 AM | Not Dimmable | Not Dimmable | No |  | 3.1 | 3311 | 109.5 | 30.23 | 14.55 | 0.92 | 5227 | 70.6
PAPEY332 | Nuwave LLC | Alset | HL-10L-57K-NV-5 | Outdoor Luminaires | Mid Output | Fuel Pump Canopy Luminaires | Standard | TRUE | 8462.71 | 84.32 | 100.37 | 12.08 | 0.9426 | 5948 | 65.9 | 5 |  | 4/14/2016 12:00:00 AM | Dimmable | Stepped | Not Yet Verified |  | 2.1 | 8462.71 | 84.32 | 100.37 | 12.08 | 0.9426 | 5948 | 65.9
PQ29DQHQ | Nuwave LLC | ALSET | 53000 | Outdoor Luminaires | High Output | Fuel Pump Canopy Luminaires | Standard | TRUE | 11549.86 | 116.1 | 99.48 | 17.5 | 0.952 | 4210 | 86 | 7 | 50000 | 10/6/2015 12:00:00 AM | Dimmable | Continuous Above 10 | No |  | 3 | 11549.9 | 116.102734217933 | 99.48 | 3.7 | 0.996 | 4210 | 86
PGM1FERB | Nuwave LLC | ALSET | 53001 | Outdoor Luminaires | High Output | Fuel Pump Canopy Luminaires | Standard | FALSE | [9 empty] | 10/6/2015 12:00:00 AM | Dimmable | Continuous Above 10 | No |  |  | 11649.95 | 117.084924623116 | 99.5 | 4.6 | 0.996 | 5126 | 82.7
P00001I7Y | On Time Lighting | Metro LED Lighting | VNP300L.28W.40K | Outdoor Luminaires | Low Output | Fuel Pump Canopy Luminaires | Standard | TRUE | 2557 | 90.07 | 28.39 | 12.42 | 0.874 | 4166 | 87 | 5 | 50000 | 1/22/2014 12:00:00 AM | Not Yet Verified | Not Yet Verified | Not Yet Verified |  | 2 | 3200 | 114 | 28 |  | 0.98 | 4000 | 80
PVTKC9WV | Optec LED Lighting | Optec LED | OLC-240 | Outdoor Luminaires | High Output | Fuel Pump Canopy Luminaires | Standard | TRUE | 22436 | 98.4 | 228.1 |  | 0.999 | 4756 | 66 | 5 | 50000 | 5/23/2016 12:00:00 AM | Not Yet Verified | Not Yet Verified | Not Yet Verified |  | 1.5 | 23616 | 100 | 240 |  | 0.9 | 5000 | 70
PEJU9V44 | Optec LED Lighting | Optec LED | OLC-030 | Outdoor Luminaires | Low Output | Fuel Pump Canopy Luminaires | Standard | TRUE | 2641 | 88.3 | 29.9 | 14.93 | 0.898 | 4912 | 70 | 5 | 50000 | 6/13/2016 12:00:00 AM | Not Yet Verified | Not Yet Verified | Not Yet Verified |  | 1.5 | 2650 | 100 | 30 |  | 0.9 | 5000 | 70
PA8SPJCD | Optec LED Lighting | Optec LED | OLC-190 | Outdoor Luminaires | High Output | Fuel Pump Canopy Luminaires | Standard | FALSE | [9 empty] | 6/13/2016 12:00:00 AM | Not Yet Verified | Not Yet Verified | Not Yet Verified |  |  | 18236 | 95.978947368421 | 190 | 15 | 0.9 | 5000 | 65
PN781E8P | Optec LED Lighting | Optec LED | OLC-180 | Outdoor Luminaires | High Output | Fuel Pump Canopy Luminaires | Standard | FALSE | [9 empty] | 6/13/2016 12:00:00 AM | Not Yet Verified | Not Yet Verified | Not Yet Verified |  |  | 17190 | 95.5 | 180 | 15 | 0.9 | 5000 | 65
PT5C2YZG | Optec LED Lighting | Optec LED | OLC-140 | Outdoor Luminaires | High Output | Fuel Pump Canopy Luminaires | Standard | FALSE | [9 empty] | 6/13/2016 12:00:00 AM | Not Yet Verified | Not Yet Verified | Not Yet Verified |  |  | 13101 | 93.5785714285714 | 140 | 15 | 0.9 | 5000 | 65
PJQ27APW | Optec LED Lighting | Optec LED | OLC-130 | Outdoor Luminaires | High Output | Fuel Pump Canopy Luminaires | Standard | FALSE | [9 empty] | 6/13/2016 12:00:00 AM | Not Yet Verified | Not Yet Verified | Not Yet Verified |  |  | 12103 | 93.1 | 130 | 15 | 0.9 | 5000 | 65
PU4ATPHP | Optec LED Lighting | Optec LED | OLC-050 | Outdoor Luminaires | Low Output | Fuel Pump Canopy Luminaires | Standard | FALSE | [9 empty] | 6/13/2016 12:00:00 AM | Not Yet Verified | Not Yet Verified | Not Yet Verified |  |  | 4463 | 89.26 | 50 | 15 | 0.9 | 5000 | 65
PJUSEHU2 | Optec LED Lighting | Optec LED | OLC-040 | Outdoor Luminaires | Low Output | Fuel Pump Canopy Luminaires | Standard | FALSE | [9 empty] | 6/13/2016 12:00:00 AM | Not Yet Verified | Not Yet Verified | Not Yet Verified |  |  | 3550 | 88.75 | 40 | 15 | 0.9 | 5000 | 65
PQSNRA24 | Optec LED Lighting | Optec LED | OLC-220 | Outdoor Luminaires | High Output | Fuel Pump Canopy Luminaires | Standard | FALSE | [9 empty] | 6/13/2016 12:00:00 AM | Not Yet Verified | Not Yet Verified | Not Yet Verified |  |  | 21432 | 97.4181818181818 | 220 | 15 | 0.9 | 5000 | 65
PS2C3HRQ | Optec LED Lighting | Optec LED | OLC-150 | Outdoor Luminaires | High Output | Fuel Pump Canopy Luminaires | Standard | FALSE | [9 empty] | 6/13/2016 12:00:00 AM | Not Yet Verified | Not Yet Verified | Not Yet Verified |  |  | 14109 | 94.06 | 150 | 15 | 0.9 | 5000 | 65
PVFNSC92 | Optec LED Lighting | Optec LED | OLC-210 | Outdoor Luminaires | High Output | Fuel Pump Canopy Luminaires | Standard | FALSE | [9 empty] | 6/13/2016 12:00:00 AM | Not Yet Verified | Not Yet Verified | Not Yet Verified |  |  | 20357 | 96.9380952380952 | 210 | 15 | 0.9 | 5000 | 65
PAF6H67D | Optec LED Lighting | Optec LED | OLC-090 | Outdoor Luminaires | Mid Output | Fuel Pump Canopy Luminaires | Standard | FALSE | [9 empty] | 6/13/2016 12:00:00 AM | Not Yet Verified | Not Yet Verified | Not Yet Verified |  |  | 8206 | 91.1777777777778 | 90 | 15 | 0.9 | 5000 | 65
PNKUT51C | Optec LED Lighting | Optec LED | OLC-160 | Outdoor Luminaires | High Output | Fuel Pump Canopy Luminaires | Standard | FALSE | [9 empty] | 6/13/2016 12:00:00 AM | Not Yet Verified | Not Yet Verified | Not Yet Verified |  |  | 15126 | 94.5375 | 160 | 15 | 0.9 | 5000 | 65
PPRRZAEY | Optec LED Lighting | Optec LED | OLC-120 | Outdoor Luminaires | High Output | Fuel Pump Canopy Luminaires | Standard | FALSE | [9 empty] | 6/13/2016 12:00:00 AM | Not Yet Verified | Not Yet Verified | Not Yet Verified |  |  | 11114 | 92.6166666666667 | 120 | 15 | 0.9 | 5000 | 65
PE577T9N | Optec LED Lighting | Optec LED | OLC-100 | Outdoor Luminaires | Mid Output | Fuel Pump Canopy Luminaires | Standard | FALSE | [9 empty] | 6/13/2016 12:00:00 AM | Not Yet Verified | Not Yet Verified | Not Yet Verified |  |  | 9166 | 91.66 | 100 | 15 | 0.9 | 5000 | 65
P63V4NSC | Optec LED Lighting | Optec LED | OLC-080 | Outdoor Luminaires | Mid Output | Fuel Pump Canopy Luminaires | Standard | FALSE | [9 empty] | 6/13/2016 12:00:00 AM | Not Yet Verified | Not Yet Verified | Not Yet Verified |  |  | 7256 | 90.7 | 80 | 15 | 0.9 | 5000 | 65
PMWCGK25 | Optec LED Lighting | Optec LED | OLC-070 | Outdoor Luminaires | Mid Output | Fuel Pump Canopy Luminaires | Standard | FALSE | [9 empty] | 6/13/2016 12:00:00 AM | Not Yet Verified | Not Yet Verified | Not Yet Verified |  |  | 6315 | 90.2142857142857 | 70 | 15 | 0.9 | 5000 | 65
P7HNMYKD | Optec LED Lighting | Optec LED | OLC-060 | Outdoor Luminaires | Mid Output | Fuel Pump Canopy Luminaires | Standard | FALSE | [9 empty] | 6/13/2016 12:00:00 AM | Not Yet Verified | Not Yet Verified | Not Yet Verified |  |  | 5385 | 89.75 | 60 | 15 | 0.9 | 5000 | 65
PU1RFQ5Z | Optec LED Lighting | Optec LED | OLC-230 | Outdoor Luminaires | High Output | Fuel Pump Canopy Luminaires | Standard | FALSE | [9 empty] | 6/13/2016 12:00:00 AM | Not Yet Verified | Not Yet Verified | Not Yet Verified |  |  | 22517 | 97.9 | 230 | 15 | 0.9 | 5000 | 65
PSJYCWXJ | Optec LED Lighting | Optec LED | OLC-200 | Outdoor Luminaires | High Output | Fuel Pump Canopy Luminaires | Standard | FALSE | [9 empty] | 6/13/2016 12:00:00 AM | Not Yet Verified | Not Yet Verified | Not Yet Verified |  |  | 19292 | 96.46 | 200 | 15 | 0.9 | 5000 | 65
P56HX6WD | Optec LED Lighting | Optec LED | OLC-170 | Outdoor Luminaires | High Output | Fuel Pump Canopy Luminaires | Standard | FALSE | [9 empty] | 6/13/2016 12:00:00 AM | Not Yet Verified | Not Yet Verified | Not Yet Verified |  |  | 16153 | 95.0176470588235 | 170 | 15 | 0.9 | 5000 | 65
PX75PNB6 | Optec LED Lighting | Optec LED | OLC-110 | Outdoor Luminaires | High Output | Fuel Pump Canopy Luminaires | Standard | FALSE | [9 empty] | 6/13/2016 12:00:00 AM | Not Yet Verified | Not Yet Verified | Not Yet Verified |  |  | 10135 | 92.1363636363636 | 110 | 15 | 0.9 | 5000 | 65
PRHUJ5DS | OPTIK LED | OPTIK LED | OP-CPSL-130W-4K-ND | Outdoor Luminaires | High Output | Fuel Pump Canopy Luminaires | Standard | TRUE | 14063 | 105.26 | 133.6 | 11.38 | 0.9172 | 4031 | 83.6 | 5 | 50000 | 5/18/2016 12:00:00 AM | Not Dimmable | Not Dimmable | No |  | 3 | 14063 | 105.26 | 133.6 | 11.38 | 0.9172 | 4000 | 83.6
PM5TY5G9 | OPTIK LED | OPTIK LED | OP-CPSL-130W-5K-ND | Outdoor Luminaires | High Output | Fuel Pump Canopy Luminaires | Standard | FALSE | [9 empty] | 5/18/2016 12:00:00 AM | Not Dimmable | Not Dimmable | No |  |  | 14063 | 105.26 | 133.6 | 11.38 | 0.9172 | 5000 | 83.6
PWNA9HJX | OPTIK LED | OPTIK LED | OP-CPSL-150W-4K-ND | Outdoor Luminaires | High Output | Fuel Pump Canopy Luminaires | Standard | TRUE | 15934 | 104.83 | 152 | 10.52 | 0.933 | 4028 | 83.6 | 5 | 50000 | 5/18/2016 12:00:00 AM | Not Dimmable | Not Dimmable | No |  | 3 | 15934 | 104.83 | 152 | 10.52 | 0.933 | 4000 | 83.6
PNSKM6QG | OPTIK LED | OPTIK LED | OP-CPSL-150W-5K-ND | Outdoor Luminaires | High Output | Fuel Pump Canopy Luminaires | Standard | FALSE | [9 empty] | 5/18/2016 12:00:00 AM | Not Dimmable | Not Dimmable | No |  |  | 15934 | 104.83 | 152 | 10.52 | 0.933 | 5000 | 83.6
PU6PFERU | OPTIK LED | OPTIK LED | OP-CPSL-100W-4K-ND | Outdoor Luminaires | High Output | Fuel Pump Canopy Luminaires | Standard | TRUE | 10650 | 105.97 | 100.5 | 14.13 | 0.9023 | 4012 | 83.5 | 5 | 50000 | 5/18/2016 12:00:00 AM | Not Dimmable | Not Dimmable | No |  | 3 | 10650 | 105.97 | 100.5 | 14.13 | 0.9023 | 4000 | 83.5
PG72K63T | OPTIK LED | OPTIK LED | OP-CPSL-100W-5K-ND | Outdoor Luminaires | High Output | Fuel Pump Canopy Luminaires | Standard | FALSE | [9 empty] | 5/18/2016 12:00:00 AM | Not Dimmable | Not Dimmable | No |  |  | 10650 | 105.97 | 100.5 | 14.13 | 0.9023 | 5000 | 83.5
P000012C6 | Optilumen Inc | Optilumen | CISP1006-5390 | Outdoor Luminaires | Mid Output | Fuel Pump Canopy Luminaires | Standard | TRUE | 5628 | 86.7 | 64.91 | 21.6 | 0.888 | 5341 | 73 | 5 |  | 5/14/2013 12:00:00 AM | Not Yet Verified | Not Yet Verified | Not Yet Verified |  | 2 | 5628 | 86.7 | 65 |  | 0.989 | 5341 | 72.8
P000012C7 | Optilumen Inc | Optilumen | CISF1008-5390 | Outdoor Luminaires | Mid Output | Fuel Pump Canopy Luminaires | Standard | TRUE | 8324 | 90.3 | 92.23 | 21.5 | 0.94 | 5583 | 73.6 | 5 |  | 4/23/2014 12:00:00 AM | Not Yet Verified | Not Yet Verified | Not Yet Verified |  | 2.1 | 7689 | 97 | 80 | 11.9 | 0.973 | 5632 | 72.3
P000012C8 | Optilumen Inc | Optilumen | CISF1215-5390V[120V ONLY] | Outdoor Luminaires | High Output | Fuel Pump Canopy Luminaires | Standard | TRUE | 14600 | 95.8 | 152.5 | 6.69 | 0.995 | 5917 | 71.9 | 5 |  | 5/21/2014 12:00:00 AM | Not Yet Verified | Not Yet Verified | Not Yet Verified |  | 2.1 | 14600 | 95.8 | 153 | 6.69 | 0.995 | 5700 | 71.3
PKJN5JYA | Orbit Industries, Inc. | Orbit | LCM4-33W-CW-BR | Outdoor Luminaires | Low Output | Fuel Pump Canopy Luminaires | Standard | TRUE | 2976 | 88.4 | 33.7 | 14.5 | 0.971 | 4980 | 72 | 5 | 50000 | 9/14/2015 12:00:00 AM | Not Yet Verified | Not Yet Verified | Not Yet Verified |  | 2.1 | 3000 | 88 | 34 |  |  | 5000 | 70
P9DJF778 | Orbit Industries, Inc. | Orbit | LCM4-58W-CW-BR | Outdoor Luminaires | Mid Output | Fuel Pump Canopy Luminaires | Standard | TRUE | 5524 | 95.91 | 57.6 | 17.68 | 0.931 | 5116 | 73.1 | 5 | 50000 | 9/14/2015 12:00:00 AM | Not Dimmable | Not Dimmable | Not Yet Verified |  | 2.1 | 5524 | 95.24 | 58 |  |  | 5000 | 70
P000012D5 | Orion Energy Systems, Inc | Orion | CA123WLED50 | Outdoor Luminaires | High Output | Fuel Pump Canopy Luminaires | Standard | TRUE | 12230 | 95.7 | 127.79 | 9.3349 | 0.935 | 5077 | 75 | 5 | 50000 | 7/11/2013 12:00:00 AM | Not Yet Verified | Not Yet Verified | Not Yet Verified |  | 2 | 11000 | 89 | 123 |  |  | 5000
P000012JM | OSRAM | PermaLED | LSC-L-40-750-C5-UNV-XX | Outdoor Luminaires | Low Output | Fuel Pump Canopy Luminaires | Standard | TRUE | 4498 | 109.76 | 40.98 | 10.9 | 0.9598 | 4856 | 74 | 5 | 190000 | 2/20/2013 12:00:00 AM | Not Yet Verified | Not Yet Verified | Not Yet Verified | Qualified with dimming and non-dimming driver options | 1.7 | 4498 | 110 | 41 |  | 0.9 | 5000 | 75
P000012JL | OSRAM | PermaLED | LSC-L-40-740-C5-UNV-XX | Outdoor Luminaires | Low Output | Fuel Pump Canopy Luminaires | Standard | TRUE | 4288 | 105.37 | 40.7 | 10.4 | 0.9593 | 4016 | 78 | 5 | 190000 | 3/19/2013 12:00:00 AM | Not Yet Verified | Not Yet Verified | Not Yet Verified | Qualified with dimming and non-dimming driver options | 1.7 | 4288 | 105 | 41 |  | 0.9 | 4000 | 70
P000012KR | OSRAM | PermaLED | LS2-L-40-750-C5-UNV-XX | Outdoor Luminaires | Low Output | Fuel Pump Canopy Luminaires | Standard | FALSE | [9 empty] | 6/5/2013 12:00:00 AM | Not Yet Verified | Not Yet Verified | Not Yet Verified | Qualified with dimming and non-dimming driver options |  | 4498 | 110 | 41 |  | 0.9 | 5000 | 75
PPSTVTUE | OSRAM | PermaLED | RSC-L-40-740-C5-UNV-XX | Outdoor Luminaires | Low Output | Fuel Pump Canopy Luminaires | Standard | FALSE | [9 empty] | 3/5/2015 12:00:00 AM | Dimmable | Continuous Below 10 | Not Yet Verified | Qualified with dimming and non-dimming driver options |  | 4288 | 105 | 41 |  | 0.9 | 4000 | 70
P000012KP | OSRAM | PermaLED | LS2/L/40/740/C5/UNV/DX/OSP/XX | Outdoor Luminaires | Low Output | Fuel Pump Canopy Luminaires | Standard | FALSE | [9 empty] | 6/5/2013 12:00:00 AM | Not Yet Verified | Not Yet Verified | Not Yet Verified | Qualified with dimming and non-dimming driver options |  | 4288 | 105 | 41 |  | 0.9 | 4000 | 70
P000012KO | OSRAM | PermaLED | LS2-L-40-740-C5-UNV-XX | Outdoor Luminaires | Low Output | Fuel Pump Canopy Luminaires | Standard | FALSE | [9 empty] | 6/5/2013 12:00:00 AM | Not Yet Verified | Not Yet Verified | Not Yet Verified | Qualified with dimming and non-dimming driver options |  | 4288 | 105 | 41 |  | 0.9 | 4000 | 70
P000012KQ | OSRAM | PermaLED | LS2/L/40/740/C5/UNV/DX/IWC/XX | Outdoor Luminaires | Low Output | Fuel Pump Canopy Luminaires | Standard | FALSE | [9 empty] | 6/5/2013 12:00:00 AM | Not Yet Verified | Not Yet Verified | Not Yet Verified | Qualified with dimming and non-dimming driver options |  | 4288 | 105 | 41 |  | 0.9 | 4000 | 70
P000012KT | OSRAM | PermaLED | LS2/L/40/750/C5/UNV/DX/IWC/XX | Outdoor Luminaires | Low Output | Fuel Pump Canopy Luminaires | Standard | FALSE | [9 empty] | 6/5/2013 12:00:00 AM | Not Yet Verified | Not Yet Verified | Not Yet Verified | Qualified with dimming and non-dimming driver options |  | 4498 | 110 | 41 |  | 0.9 | 5000 | 75
PATW1PMK | OSRAM | PermaLED | RSC-L-40-750-C5-UNV-XX | Outdoor Luminaires | Low Output | Fuel Pump Canopy Luminaires | Standard | FALSE | [9 empty] | 3/5/2015 12:00:00 AM | Dimmable | Continuous Below 10 | Not Yet Verified | Qualified with dimming and non-dimming driver options |  | 4498 | 110 | 41 |  | 0.9 | 5000 | 75
P000012KS | OSRAM | PermaLED | LS2/L/40/750/C5/UNV/DX/OSP/XX | Outdoor Luminaires | Low Output | Fuel Pump Canopy Luminaires | Standard | FALSE | [9 empty] | 6/5/2013 12:00:00 AM | Not Yet Verified | Not Yet Verified | Not Yet Verified | Qualified with dimming and non-dimming driver options |  | 4498 | 110 | 41 |  | 0.9 | 5000 | 75
P000012JO | OSRAM | PermaLED | LSC-L-55-750-C5-UNV-XX | Outdoor Luminaires | Mid Output | Fuel Pump Canopy Luminaires | Standard | TRUE | 6161 | 113.71 | 54.18 | 7.7 | 0.9283 | 4956 | 74 | 5 | 190000 | 3/5/2013 12:00:00 AM | Not Yet Verified | Not Yet Verified | Not Yet Verified | Qualified with dimming and non-dimming driver options | 1.7 | 6161 | 114 | 54 |  | 0.9 | 5000 | 75
P000012JN | OSRAM | PermaLED | LSC-L-55-740-C5-UNV-XX | Outdoor Luminaires | Mid Output | Fuel Pump Canopy Luminaires | Standard | TRUE | 5381 | 99.6 | 54.02 | 13.8 | 0.9087 | 4003 | 78 | 5 | 190000 | 3/19/2013 12:00:00 AM | Not Yet Verified | Not Yet Verified | Not Yet Verified | Qualified with dimming and non-dimming driver options | 1.7 | 5381 | 100 | 54 |  | 0.9 | 4000 | 70
P000012KU | OSRAM | PermaLED | LS2-L-55-740-C5-UNV-XX | Outdoor Luminaires | Mid Output | Fuel Pump Canopy Luminaires | Standard | FALSE | [9 empty] | 6/5/2013 12:00:00 AM | Not Yet Verified | Not Yet Verified | Not Yet Verified | Qualified with dimming and non-dimming driver options |  | 5381 | 100 | 54 |  | 0.9 | 4000 | 70
P000012KX | OSRAM | PermaLED | LS2-L-55-750-C5-UNV-XX | Outdoor Luminaires | Mid Output | Fuel Pump Canopy Luminaires | Standard | FALSE | [9 empty] | 6/5/2013 12:00:00 AM | Not Yet Verified | Not Yet Verified | Not Yet Verified | Qualified with dimming and non-dimming driver options |  | 6161 | 114 | 54 |  | 0.9 | 5000 | 75
P000012KV | OSRAM | PermaLED | LS2/L/55/740/C5/UNV/DX/OSP/XX | Outdoor Luminaires | Mid Output | Fuel Pump Canopy Luminaires | Standard | FALSE | [9 empty] | 6/5/2013 12:00:00 AM | Not Yet Verified | Not Yet Verified | Not Yet Verified | Qualified with dimming and non-dimming driver options |  | 5381 | 100 | 54 |  | 0.9 | 4000 | 70
P000012KZ | OSRAM | PermaLED | LS2/L/55/750/C5/UNV/DX/IWC/XX | Outdoor Luminaires | Mid Output | Fuel Pump Canopy Luminaires | Standard | FALSE | [9 empty] | 6/5/2013 12:00:00 AM | Not Yet Verified | Not Yet Verified | Not Yet Verified | Qualified with dimming and non-dimming driver options |  | 6161 | 114 | 54 |  | 0.9 | 5000 | 75
P000012KY | OSRAM | PermaLED | LS2/L/55/750/C5/UNV/DX/OSP/XX | Outdoor Luminaires | Mid Output | Fuel Pump Canopy Luminaires | Standard | FALSE | [9 empty] | 6/5/2013 12:00:00 AM | Not Yet Verified | Not Yet Verified | Not Yet Verified | Qualified with dimming and non-dimming driver options |  | 6161 | 114 | 54 |  | 0.9 | 5000 | 75
P000012KW | OSRAM | PermaLED | LS2/L/55/740/C5/UNV/DX/IWC/XX | Outdoor Luminaires | Mid Output | Fuel Pump Canopy Luminaires | Standard | FALSE | [9 empty] | 6/5/2013 12:00:00 AM | Not Yet Verified | Not Yet Verified | Not Yet Verified | Qualified with dimming and non-dimming driver options |  | 5381 | 100 | 54 |  | 0.9 | 4000 | 70
P000012VZ | OSRAM | Osram Propoint Industrial Linear LED Luminaire | IL-L-100-745-LB-MV-48-XX (NAED 74852) | Outdoor Luminaires | Mid Output | Fuel Pump Canopy Luminaires | Standard | TRUE | 8227 | 82.5 | 99.7 | 16.21 | 0.915 | 4547 | 71 | 5 | 50000 | 4/17/2014 12:00:00 AM | Not Yet Verified | Not Yet Verified | Not Yet Verified |  | 2.1 | 8200 | 80 | 100 | 20 | 0.95 | 4500 | 70
P000012W1 | OSRAM | Osram Propoint Industrial Linear LED Luminaire | IL-L-50-745-LB-MV-24-XX (NAED 74851) | Outdoor Luminaires | Low Output | Fuel Pump Canopy Luminaires | Standard | TRUE | 3986 | 83.9 | 47.5 | 16.97 | 0.873 | 4483 | 71 | 5 | 50000 | 4/17/2014 12:00:00 AM | Not Yet Verified | Not Yet Verified | Not Yet Verified |  | 2.1 | 4100 | 80 | 50 | 20 | 0.95 | 4500 | 70
P000012QK | OSRAM | Osram | LS2-L-25-740-C5-UNV-DX-OSP-XX | Outdoor Luminaires | Low Output | Fuel Pump Canopy Luminaires | Standard | TRUE | 2318.85 | 100 | 22.95 | 13 | 0.91 | 4027 | 77 | 5 | 50000 | 12/27/2013 12:00:00 AM | Not Yet Verified | Not Yet Verified | Not Yet Verified |  | 2.1 | 2318.85 | 100 | 20 | 13 | 0.91 | 4000
P000012TR | OSRAM | Osram Sylvania | LS2-L-25-740-C5-UNV-DX-OSP-XX | Outdoor Luminaires | Low Output | Fuel Pump Canopy Luminaires | Standard | TRUE | 2318.85 | 100 | 22.95 | 13 | 0.91 | 4027 | 77 | 5 | 50000 | 12/27/2013 12:00:00 AM | Not Yet Verified | Not Yet Verified | Not Yet Verified |  | 2.1 | 2318.85 | 100 | 20 |  | 0.91 | 4000
P000012RI | OSRAM | Osram | LS2-L-72-750-C5-UNV-DX-OSP-XX | Outdoor Luminaires | Mid Output | Fuel Pump Canopy Luminaires | Standard | FALSE | [9 empty] | 12/28/2013 12:00:00 AM | Not Yet Verified | Not Yet Verified | Not Yet Verified |  |  | 7206.17 | 93 | 77.12 | 14 | 0.95 | 5000
P000012RH | OSRAM | Osram | LS2-L-72-740-C5-UNV-DX-OSP-XX | Outdoor Luminaires | Mid Output | Fuel Pump Canopy Luminaires | Standard | FALSE | [9 empty] | 12/28/2013 12:00:00 AM | Not Yet Verified | Not Yet Verified | Not Yet Verified |  |  | 7206.17 | 93 | 77.12 | 14 | 0.95 | 4000
P000012RG | OSRAM | Osram | LS2-L-25-750-C5-UNV-DX-OSP-XX | Outdoor Luminaires | Low Output | Fuel Pump Canopy Luminaires | Standard | FALSE | [9 empty] | 12/28/2013 12:00:00 AM | Not Yet Verified | Not Yet Verified | Not Yet Verified |  |  | 2634.87 | 100 | 26.27 | 24 | 0.96 | 5000
P000012U4 | OSRAM | Osram Sylvania | LS2-L-25-750-C5-347-DX-OSP-XX | Outdoor Luminaires | Low Output | Fuel Pump Canopy Luminaires | Standard | FALSE | [9 empty] | 12/27/2013 12:00:00 AM | Not Yet Verified | Not Yet Verified | Not Yet Verified |  |  | 2634.87 | 100 | 26.27 | 24 | 0.96 | 5000
P000012U8 | OSRAM | Osram Sylvania | LS2-L-25-750-C5-347-DX-IWC-XX | Outdoor Luminaires | Low Output | Fuel Pump Canopy Luminaires | Standard | FALSE | [9 empty] | 12/27/2013 12:00:00 AM | Not Yet Verified | Not Yet Verified | Not Yet Verified |  |  | 2634.87 | 100 | 26.27 | 24 | 0.96 | 5000
P000012U5 | OSRAM | Osram Sylvania | LS2-L-72-740-C5-347-DX-OSP-XX | Outdoor Luminaires | Mid Output | Fuel Pump Canopy Luminaires | Standard | FALSE | [9 empty] | 12/27/2013 12:00:00 AM | Not Yet Verified | Not Yet Verified | Not Yet Verified |  |  | 7206.17 | 93 | 77.12 | 14 | 0.95 | 4000
P000012U6 | OSRAM | Osram Sylvania | LS2-L-72-750-C5-347-DX-OSP-XX | Outdoor Luminaires | Mid Output | Fuel Pump Canopy Luminaires | Standard | FALSE | [9 empty] | 12/27/2013 12:00:00 AM | Not Yet Verified | Not Yet Verified | Not Yet Verified |  |  | 7206.17 | 93 | 77.12 | 14 | 0.95 | 5000
P000012U9 | OSRAM | Osram Sylvania | LS2-L-72-740-C5-347-DX-IWC-XX | Outdoor Luminaires | Mid Output | Fuel Pump Canopy Luminaires | Standard | FALSE | [9 empty] | 12/27/2013 12:00:00 AM | Not Yet Verified | Not Yet Verified | Not Yet Verified |  |  | 7206.17 | 93 | 77.12 | 14 | 0.95 | 4000
P000012UE | OSRAM | Osram Sylvania | LS2-L-55-750-C5-347-XX | Outdoor Luminaires | Mid Output | Fuel Pump Canopy Luminaires | Standard | FALSE | [9 empty] | 12/27/2013 12:00:00 AM | Not Yet Verified | Not Yet Verified | Not Yet Verified |  |  | 6241.86 | 102 | 61.01 | 17 | 0.92 | 5000
P000012UH | OSRAM | Osram Sylvania | LS2-L-55-740-C5-347-DX-OSP-XX | Outdoor Luminaires | Mid Output | Fuel Pump Canopy Luminaires | Standard | FALSE | [9 empty] | 12/27/2013 12:00:00 AM | Not Yet Verified | Not Yet Verified | Not Yet Verified |  |  | 6241.86 | 102 | 61.01 | 17 | 0.92 | 4000
P000012UI | OSRAM | Osram Sylvania | LS2-L-55-750-C5-347-DX-OSP-XX | Outdoor Luminaires | Mid Output | Fuel Pump Canopy Luminaires | Standard | FALSE | [9 empty] | 12/27/2013 12:00:00 AM | Not Yet Verified | Not Yet Verified | Not Yet Verified |  |  | 6241.86 | 102 | 61.01 | 17 | 0.92 | 5000
P000012UL | OSRAM | Osram Sylvania | LS2-L-55-740-C5-347-DX-IWC-XX | Outdoor Luminaires | Mid Output | Fuel Pump Canopy Luminaires | Standard | FALSE | [9 empty] | 12/27/2013 12:00:00 AM | Not Yet Verified | Not Yet Verified | Not Yet Verified |  |  | 6241.86 | 102 | 61.01 | 17 | 0.92 | 4000
P000012UP | OSRAM | Osram Sylvania | LS2-L-72-740-C5-UNV-XX | Outdoor Luminaires | Mid Output | Fuel Pump Canopy Luminaires | Standard | FALSE | [9 empty] | 12/27/2013 12:00:00 AM | Not Yet Verified | Not Yet Verified | Not Yet Verified |  |  | 7206.17 | 93 | 77.12 | 14 | 0.95 | 4000
P000012UO | OSRAM | Osram Sylvania | LS2-L-25-750-C5-UNV-XX | Outdoor Luminaires | Low Output | Fuel Pump Canopy Luminaires | Standard | FALSE | [9 empty] | 12/27/2013 12:00:00 AM | Not Yet Verified | Not Yet Verified | Not Yet Verified |  |  | 2634.87 | 100 | 26.27 | 24 | 0.96 | 5000
P000012TZ | OSRAM | Osram Sylvania | LS2-L-25-740-C5-347-XX | Outdoor Luminaires | Low Output | Fuel Pump Canopy Luminaires | Standard | FALSE | [9 empty] | 12/27/2013 12:00:00 AM | Not Yet Verified | Not Yet Verified | Not Yet Verified |  |  | 2634.87 | 100 | 26.27 | 24 | 0.96 | 4000
P000012RN | OSRAM | Osram Sylvania | LS2-L-72-740-C5-347-DX-IWC-XX | Outdoor Luminaires | Mid Output | Fuel Pump Canopy Luminaires | Standard | FALSE | [9 empty] | 12/27/2013 12:00:00 AM | Not Yet Verified | Not Yet Verified | Not Yet Verified |  |  | 7206.17 | 93 | 77.12 | 14 | 0.95 | 4000
P000012U1 | OSRAM | Osram Sylvania | LS2-L-72-740-C5-347-XX | Outdoor Luminaires | Mid Output | Fuel Pump Canopy Luminaires | Standard | FALSE | [9 empty] | 12/27/2013 12:00:00 AM | Not Yet Verified | Not Yet Verified | Not Yet Verified |  |  | 7206.17 | 93 | 77.12 | 14 | 0.95 | 4000
P000012UM | OSRAM | Osram Sylvania | LS2-L-55-750-C5-347-DX-IWC-XX | Outdoor Luminaires | Mid Output | Fuel Pump Canopy Luminaires | Standard | FALSE | [9 empty] | 12/27/2013 12:00:00 AM | Not Yet Verified | Not Yet Verified | Not Yet Verified |  |  | 6241.86 | 102 | 61.01 | 17 | 0.92 | 5000
P000012UG | OSRAM | Osram Sylvania | LS2-L-40-750-C5-347-DX-OSP-XX | Outdoor Luminaires | Low Output | Fuel Pump Canopy Luminaires | Standard | FALSE | [9 empty] | 12/27/2013 12:00:00 AM | Not Yet Verified | Not Yet Verified | Not Yet Verified |  |  | 4296.46 | 95 | 45.01 | 16 | 0.98 | 5000
P000012UN | OSRAM | Osram Sylvania | LS2-L-25-740-C5-UNV-XX | Outdoor Luminaires | Low Output | Fuel Pump Canopy Luminaires | Standard | FALSE | [9 empty] | 12/27/2013 12:00:00 AM | Not Yet Verified | Not Yet Verified | Not Yet Verified |  |  | 2634.87 | 100 | 26.27 | 24 | 0.96 | 5000
P000012TT | OSRAM | Osram Sylvania | LS2-L-72-740-C5-UNV-DX-OSP-XX | Outdoor Luminaires | Mid Output | Fuel Pump Canopy Luminaires | Standard | FALSE | [9 empty] | 12/27/2013 12:00:00 AM | Not Yet Verified | Not Yet Verified | Not Yet Verified |  |  | 7206.17 | 93 | 77.12 | 14 | 0.95 | 4000
P000012TU | OSRAM | Osram Sylvania | LS2-L-72-750-C5-UNV-DX-OSP-XX | Outdoor Luminaires | Mid Output | Fuel Pump Canopy Luminaires | Standard | FALSE | [9 empty] | 12/27/2013 12:00:00 AM | Not Yet Verified | Not Yet Verified | Not Yet Verified |  |  | 7206.17 | 93 | 77.12 | 14 | 0.95 | 5000
P000012U2 | OSRAM | Osram Sylvania | LS2-L-72-750-C5-347-XX | Outdoor Luminaires | Mid Output | Fuel Pump Canopy Luminaires | Standard | FALSE | [9 empty] | 12/27/2013 12:00:00 AM | Not Yet Verified | Not Yet Verified | Not Yet Verified |  |  | 7206.17 | 93 | 77.12 | 14 | 0.95 | 5000
P000012UD | OSRAM | Osram Sylvania | LS2-L-55-740-C5-347-XX | Outdoor Luminaires | Mid Output | Fuel Pump Canopy Luminaires | Standard | FALSE | [9 empty] | 12/27/2013 12:00:00 AM | Not Yet Verified | Not Yet Verified | Not Yet Verified |  |  | 6241.86 | 102 | 61.01 | 17 | 0.92 | 4000
P000012UQ | OSRAM | Osram Sylvania | LS2-L-72-750-C5-UNV-XX | Outdoor Luminaires | Mid Output | Fuel Pump Canopy Luminaires | Standard | FALSE | [9 empty] | 12/27/2013 12:00:00 AM | Not Yet Verified | Not Yet Verified | Not Yet Verified |  |  | 7206.17 | 93 | 77.12 | 14 | 0.95 | 5000
P000012TS | OSRAM | Osram Sylvania | LS2-L-25-750-C5-UNV-DX-OSP-XX | Outdoor Luminaires | Low Output | Fuel Pump Canopy Luminaires | Standard | FALSE | [9 empty] | 12/27/2013 12:00:00 AM | Not Yet Verified | Not Yet Verified | Not Yet Verified |  |  | 2634.87 | 100 | 26.27 | 24 | 0.96 | 5000
P000012U0 | OSRAM | Osram Sylvania | LS2-L-25-750-C5-347-XX | Outdoor Luminaires | Low Output | Fuel Pump Canopy Luminaires | Standard | FALSE | [9 empty] | 12/27/2013 12:00:00 AM | Not Yet Verified | Not Yet Verified | Not Yet Verified |  |  | 2634.87 | 100 | 26.27 | 24 | 0.96 | 5000
P000012U7 | OSRAM | Osram Sylvania | LS2-L-25-740-C5-347-DX-IWC-XX | Outdoor Luminaires | Low Output | Fuel Pump Canopy Luminaires | Standard | FALSE | [9 empty] | 12/27/2013 12:00:00 AM | Not Yet Verified | Not Yet Verified | Not Yet Verified |  |  | 2634.87 | 100 | 26.27 | 24 | 0.96 | 4000
P000012UB | OSRAM | Osram Sylvania | LS2-L-36-740-C5-347-XX | Outdoor Luminaires | Low Output | Fuel Pump Canopy Luminaires | Standard | FALSE | [9 empty] | 12/27/2013 12:00:00 AM | Not Yet Verified | Not Yet Verified | Not Yet Verified |  |  | 4296.46 | 95 | 45.01 | 16 | 0.98 | 4000
P000012UC | OSRAM | Osram Sylvania | LS2-L-36-750-C5-347-XX | Outdoor Luminaires | Low Output | Fuel Pump Canopy Luminaires | Standard | FALSE | [9 empty] | 12/27/2013 12:00:00 AM | Not Yet Verified | Not Yet Verified | Not Yet Verified |  |  | 4296.46 | 95 | 45.01 | 16 | 0.98 | 5000
P000012UJ | OSRAM | Osram Sylvania | LS2-L-40-740-C5-347-DX-IWC-XX | Outdoor Luminaires | Low Output | Fuel Pump Canopy Luminaires | Standard | FALSE | [9 empty] | 12/27/2013 12:00:00 AM | Not Yet Verified | Not Yet Verified | Not Yet Verified |  |  | 4296.46 | 95 | 45.01 | 16 | 0.98 | 4000
P000012UK | OSRAM | Osram Sylvania | LS2-L-40-750-C5-347-DX-IWC-XX | Outdoor Luminaires | Low Output | Fuel Pump Canopy Luminaires | Standard | FALSE | [9 empty] | 12/27/2013 12:00:00 AM | Not Yet Verified | Not Yet Verified | Not Yet Verified |  |  | 4296.46 | 95 | 45.01 | 16 | 0.98 | 5000
P000012UA | OSRAM | Osram Sylvania | LS2-L-72-750-C5-347-DX-IWC-XX | Outdoor Luminaires | Mid Output | Fuel Pump Canopy Luminaires | Standard | FALSE | [9 empty] | 12/27/2013 12:00:00 AM | Not Yet Verified | Not Yet Verified | Not Yet Verified |  |  | 7206.17 | 93 | 77.12 | 14 | 0.95 | 5000
P000012U3 | OSRAM | Osram Sylvania | LS2-L-25-740-C5-347-DX-OSP-XX | Outdoor Luminaires | Low Output | Fuel Pump Canopy Luminaires | Standard | FALSE | [9 empty] | 12/27/2013 12:00:00 AM | Not Yet Verified | Not Yet Verified | Not Yet Verified |  |  | 2634.87 | 100 | 26.27 | 24 | 0.96 | 4000
P000012UF | OSRAM | Osram Sylvania | LS2-L-40-740-C5-347-DX-OSP-XX | Outdoor Luminaires | Low Output | Fuel Pump Canopy Luminaires | Standard | FALSE | [9 empty] | 12/27/2013 12:00:00 AM | Not Yet Verified | Not Yet Verified | Not Yet Verified |  |  | 4296.46 | 95 | 45.01 | 16 | 0.98 | 4000
PJHDXXRJ | OSRAM | PermaLED | RSC-L-25-740-C5-UNV-XX | Outdoor Luminaires | Low Output | Fuel Pump Canopy Luminaires | Standard | FALSE | [9 empty] | 3/5/2015 12:00:00 AM | Dimmable | Continuous Below 10 | Not Yet Verified |  |  | 2634.87 | 100 | 26.27 | 24 | 0.96 | 4000
P8FDKXXA | OSRAM | PermaLED | RSC-L-25-750-C5-UNV-XX | Outdoor Luminaires | Low Output | Fuel Pump Canopy Luminaires | Standard | FALSE | [9 empty] | 3/5/2015 12:00:00 AM | Dimmable | Continuous Below 10 | Not Yet Verified |  |  | 2634.87 | 100 | 26.27 | 24 | 0.96 | 5000
P000012VX | OSRAM | Osram Sylvania | RSC-L-72-740-C5-UNV-XX | Outdoor Luminaires | Mid Output | Fuel Pump Canopy Luminaires | Standard | TRUE | 7497.51 | 106 | 70.67 | 10 | 0.92 | 4111 | 77 | 5 | 190000 | 3/20/2014 12:00:00 AM | Not Yet Verified | Not Yet Verified | Not Yet Verified |  | 2.1 | 7495 | 106 | 71 |  |  | 4000
P000012VW | OSRAM | Osram Sylvania | RSC-L-55-750-C5-UNV-XX | Outdoor Luminaires | Mid Output | Fuel Pump Canopy Luminaires | Standard | FALSE | [9 empty] | 3/20/2014 12:00:00 AM | Not Yet Verified | Not Yet Verified | Not Yet Verified | Qualified with dimming and non-dimming driver options |  | 6161 | 114 | 54 |  | 0.9 | 5000 | 75
P000012VY | OSRAM | Osram Sylvania | RSC-L-72-750-C5-UNV-XX | Outdoor Luminaires | Mid Output | Fuel Pump Canopy Luminaires | Standard | FALSE | [9 empty] | 3/20/2014 12:00:00 AM | Not Yet Verified | Not Yet Verified | Not Yet Verified |  |  | 8383 | 116 | 72 |  |  | 5000
P000012VV | OSRAM | Osram Sylvania | RSC-L-55-740-C5-UNV-XX | Outdoor Luminaires | Mid Output | Fuel Pump Canopy Luminaires | Standard | FALSE | [9 empty] | 3/20/2014 12:00:00 AM | Not Yet Verified | Not Yet Verified | Not Yet Verified | Qualified with dimming and non-dimming driver options |  | 5381 | 100 | 54 |  | 0.9 | 4000 | 70
P000012WL | OSRAM | Osram Sylvania | LS2-L-25-740-D5-UNV-XX | Outdoor Luminaires | Low Output | Fuel Pump Canopy Luminaires | Standard | TRUE | 1942.17 | 86 | 22.7 | 10 | 0.92 | 4201 | 78 | 5 | 50000 | 6/3/2014 12:00:00 AM | Not Yet Verified | Not Yet Verified | Not Yet Verified |  | 2.1 | 1942 | 86 | 22.7 | 10 | 0.92 | 4000 | 78
P000012WQ | OSRAM | Osram Sylvania | LS2-L-25-750-D5-UNV-DX-OSP-XX | Outdoor Luminaires | Low Output | Fuel Pump Canopy Luminaires | Standard | FALSE | [9 empty] | 6/3/2014 12:00:00 AM | Not Yet Verified | Not Yet Verified | Not Yet Verified |  |  | 1942 | 86 | 22.7 | 10 | 0.92 | 5000 | 80
P000012WS | OSRAM | Osram Sylvania | LS2-L-25-750-D5-347-DX-OSP-XX | Outdoor Luminaires | Low Output | Fuel Pump Canopy Luminaires | Standard | FALSE | [9 empty] | 6/3/2014 12:00:00 AM | Not Yet Verified | Not Yet Verified | Not Yet Verified |  |  | 2635 | 100 | 27 | 24 | 0.96 | 5000 | 80
P000012WV | OSRAM | Osram Sylvania | LS2-L-25-740-D5-347-DX-IWC-XX | Outdoor Luminaires | Low Output | Fuel Pump Canopy Luminaires | Standard | FALSE | [9 empty] | 6/3/2014 12:00:00 AM | Not Yet Verified | Not Yet Verified | Not Yet Verified |  |  | 2635 | 100 | 27 | 24 | 0.96 | 4000 | 80
P000012WW | OSRAM | Osram Sylvania | LS2-L-25-750-D5-347-DX-IWC-XX | Outdoor Luminaires | Low Output | Fuel Pump Canopy Luminaires | Standard | FALSE | [9 empty] | 6/3/2014 12:00:00 AM | Not Yet Verified | Not Yet Verified | Not Yet Verified |  |  | 2635 | 100 | 27 | 24 | 0.96 | 5000 | 80
P000012WM | OSRAM | Osram Sylvania | LS2-L-25-750-D5-UNV-XX | Outdoor Luminaires | Low Output | Fuel Pump Canopy Luminaires | Standard | FALSE | [9 empty] | 6/3/2014 12:00:00 AM | Not Yet Verified | Not Yet Verified | Not Yet Verified |  |  | 1942 | 86 | 22.7 | 10 | 0.92 | 5000 | 80
P000012WO | OSRAM | Osram Sylvania | LS2-L-25-750-D5-347-XX | Outdoor Luminaires | Low Output | Fuel Pump Canopy Luminaires | Standard | FALSE | [9 empty] | 6/3/2014 12:00:00 AM | Not Yet Verified | Not Yet Verified | Not Yet Verified |  |  | 2635 | 100 | 27 | 24 | 0.96 | 5000 | 80
P000012WP | OSRAM | Osram Sylvania | LS2-L-25-740-D5-UNV-DX-OSP-XX | Outdoor Luminaires | Low Output | Fuel Pump Canopy Luminaires | Standard | FALSE | [9 empty] | 6/3/2014 12:00:00 AM | Not Yet Verified | Not Yet Verified | Not Yet Verified |  |  | 1942 | 86 | 22.7 | 10 | 0.92 | 4000 | 80
P000012WR | OSRAM | Osram Sylvania | LS2-L-25-740-D5-347-DX-OSP-XX | Outdoor Luminaires | Low Output | Fuel Pump Canopy Luminaires | Standard | FALSE | [9 empty] | 6/3/2014 12:00:00 AM | Not Yet Verified | Not Yet Verified | Not Yet Verified |  |  | 2635 | 100 | 27 | 24 | 0.96 | 4000 | 80
P000012WT | OSRAM | Osram Sylvania | LS2-L-25-740-D5-UNV-DX-IWC-XX | Outdoor Luminaires | Low Output | Fuel Pump Canopy Luminaires | Standard | FALSE | [9 empty] | 6/3/2014 12:00:00 AM | Not Yet Verified | Not Yet Verified | Not Yet Verified |  |  | 1942 | 86 | 22.7 | 10 | 0.92 | 4000 | 80
P000012WU | OSRAM | Osram Sylvania | LS2-L-25-750-D5-UNV-DX-IWC-XX | Outdoor Luminaires | Low Output | Fuel Pump Canopy Luminaires | Standard | FALSE | [9 empty] | 6/3/2014 12:00:00 AM | Not Yet Verified | Not Yet Verified | Not Yet Verified |  |  | 1942 | 86 | 22.7 | 10 | 0.92 | 5000 | 80
P000012WN | OSRAM | Osram Sylvania | LS2-L-25-740-D5-347-XX | Outdoor Luminaires | Low Output | Fuel Pump Canopy Luminaires | Standard | FALSE | [9 empty] | 6/3/2014 12:00:00 AM | Not Yet Verified | Not Yet Verified | Not Yet Verified |  |  | 2635 | 100 | 27 | 24 | 0.96 | 4000 | 80
P000012WX | OSRAM | Osram Sylvania | LS2-L-40-740-D5-UNV-XX | Outdoor Luminaires | Low Output | Fuel Pump Canopy Luminaires | Standard | TRUE | 3690.95 | 88 | 41.96 | 9 | 0.95 | 4026 | 81 | 5 | 50000 | 6/3/2014 12:00:00 AM | Not Yet Verified | Not Yet Verified | Not Yet Verified |  | 2.1 | 3690 | 88 | 42 | 9 | 0.95 | 4000 | 81
P000012WY | OSRAM | Osram Sylvania | LS2-L-40-750-D5-UNV-XX | Outdoor Luminaires | Low Output | Fuel Pump Canopy Luminaires | Standard | FALSE | [9 empty] | 6/3/2014 12:00:00 AM | Not Yet Verified | Not Yet Verified | Not Yet Verified |  |  | 3690 | 88 | 42 | 9 | 0.95 | 5000 | 81
P000012WZ | OSRAM | Osram Sylvania | LS2-L-40-740-D5-347-XX | Outdoor Luminaires | Low Output | Fuel Pump Canopy Luminaires | Standard | FALSE | [9 empty] | 6/3/2014 12:00:00 AM | Not Yet Verified | Not Yet Verified | Not Yet Verified |  |  | 4296 | 95 | 45 | 16 | 0.98 | 4000 | 81
P000012X0 | OSRAM | Osram Sylvania | LS2-L-40-750-D5-347-XX | Outdoor Luminaires | Low Output | Fuel Pump Canopy Luminaires | Standard | FALSE | [9 empty] | 6/3/2014 12:00:00 AM | Not Yet Verified | Not Yet Verified | Not Yet Verified |  |  | 4296 | 95 | 45 | 16 | 0.98 | 5000 | 81
P000012X8 | OSRAM | Osram Sylvania | LS2-L-40-750-D5-347-DX-IWC-XX | Outdoor Luminaires | Low Output | Fuel Pump Canopy Luminaires | Standard | FALSE | [9 empty] | 6/3/2014 12:00:00 AM | Not Yet Verified | Not Yet Verified | Not Yet Verified |  |  | 4296 | 95 | 45 | 16 | 0.98 | 5000 | 81
P000012X1 | OSRAM | Osram Sylvania | LS2-L-40-740-D5-UNV-DX-OSP-XX | Outdoor Luminaires | Low Output | Fuel Pump Canopy Luminaires | Standard | FALSE | [9 empty] | 6/3/2014 12:00:00 AM | Not Yet Verified | Not Yet Verified | Not Yet Verified |  |  | 3690 | 88 | 42 | 9 | 0.95 | 4000 | 81
P000012X2 | OSRAM | Osram Sylvania | LS2-L-40-750-D5-UNV-DX-OSP-XX | Outdoor Luminaires | Low Output | Fuel Pump Canopy Luminaires | Standard | FALSE | [9 empty] | 6/3/2014 12:00:00 AM | Not Yet Verified | Not Yet Verified | Not Yet Verified |  |  | 3690 | 88 | 42 | 9 | 0.95 | 5000 | 81
P000012X7 | OSRAM | Osram Sylvania | LS2-L-40-740-D5-347-DX-IWC-XX | Outdoor Luminaires | Low Output | Fuel Pump Canopy Luminaires | Standard | FALSE | [9 empty] | 6/3/2014 12:00:00 AM | Not Yet Verified | Not Yet Verified | Not Yet Verified |  |  | 4296 | 95 | 45 | 16 | 0.98 | 4000 | 81
P000012X3 | OSRAM | Osram Sylvania | LS2-L-40-740-D5-347-DX-OSP-XX | Outdoor Luminaires | Low Output | Fuel Pump Canopy Luminaires | Standard | FALSE | [9 empty] | 6/3/2014 12:00:00 AM | Not Yet Verified | Not Yet Verified | Not Yet Verified |  |  | 4296 | 95 | 45 | 16 | 0.98 | 4000 | 81
P000012X4 | OSRAM | Osram Sylvania | LS2-L-40-750-D5-347-DX-OSP-XX | Outdoor Luminaires | Low Output | Fuel Pump Canopy Luminaires | Standard | FALSE | [9 empty] | 6/3/2014 12:00:00 AM | Not Yet Verified | Not Yet Verified | Not Yet Verified |  |  | 4296 | 95 | 45 | 16 | 0.98 | 5000 | 81
P000012X5 | OSRAM | Osram Sylvania | LS2-L-40-740-D5-UNV-DX-IWC-XX | Outdoor Luminaires | Low Output | Fuel Pump Canopy Luminaires | Standard | FALSE | [9 empty] | 6/3/2014 12:00:00 AM | Not Yet Verified | Not Yet Verified | Not Yet Verified |  |  | 3690 | 88 | 42 | 9 | 0.95 | 4000 | 81
P000012X6 | OSRAM | Osram Sylvania | LS2-L-40-750-D5-UNV-DX-IWC-XX | Outdoor Luminaires | Low Output | Fuel Pump Canopy Luminaires | Standard | FALSE | [9 empty] | 6/3/2014 12:00:00 AM | Not Yet Verified | Not Yet Verified | Not Yet Verified |  |  | 3690 | 88 | 42 | 9 | 0.95 | 5000 | 81
P000012X9 | OSRAM | Osram Sylvania | LS2-L-55-740-D5-UNV-XX | Outdoor Luminaires | Low Output | Fuel Pump Canopy Luminaires | Standard | TRUE | 4742.28 | 86 | 55.17 | 12 | 0.87 | 4163 | 80 | 5 | 50000 | 6/3/2014 12:00:00 AM | Not Yet Verified | Not Yet Verified | Not Yet Verified |  | 2.1 | 4742 | 86 | 55 | 12 | 0.87 | 4000 | 80
P000012XD | OSRAM | Osram Sylvania | LS2-L-55-740-D5-UNV-DX-OSP-XX | Outdoor Luminaires | Low Output | Fuel Pump Canopy Luminaires | Standard | FALSE | [9 empty] | 6/3/2014 12:00:00 AM | Not Yet Verified | Not Yet Verified | Not Yet Verified |  |  | 4742 | 86 | 55.17 | 12 | 0.87 | 4000 | 80
P000012XH | OSRAM | Osram Sylvania | LS2-L-55-740-D5-UNV-DX-IWC-XX | Outdoor Luminaires | Low Output | Fuel Pump Canopy Luminaires | Standard | FALSE | [9 empty] | 6/3/2014 12:00:00 AM | Not Yet Verified | Not Yet Verified | Not Yet Verified |  |  | 4742 | 86 | 55.17 | 12 | 0.87 | 4000 | 80
P000012XC | OSRAM | Osram Sylvania | LS2-L-55-750-D5-347-XX | Outdoor Luminaires | Mid Output | Fuel Pump Canopy Luminaires | Standard | FALSE | [9 empty] | 6/3/2014 12:00:00 AM | Not Yet Verified | Not Yet Verified | Not Yet Verified |  |  | 6241 | 102 | 61 | 17 | 0.92 | 5000 | 80
P000012XK | OSRAM | Osram Sylvania | LS2-L-55-750-D5-347-DX-IWC-XX | Outdoor Luminaires | Mid Output | Fuel Pump Canopy Luminaires | Standard | FALSE | [9 empty] | 6/3/2014 12:00:00 AM | Not Yet Verified | Not Yet Verified | Not Yet Verified |  |  | 6241 | 102 | 61 | 17 | 0.92 | 5000 | 80
P000012XA | OSRAM | Osram Sylvania | LS2-L-55-750-D5-UNV-XX | Outdoor Luminaires | Low Output | Fuel Pump Canopy Luminaires | Standard | FALSE | [9 empty] | 6/3/2014 12:00:00 AM | Not Yet Verified | Not Yet Verified | Not Yet Verified |  |  | 4742 | 86 | 55.17 | 12 | 0.87 | 5000 | 80
P000012XI | OSRAM | Osram Sylvania | LS2-L-55-750-D5-UNV-DX-IWC-XX | Outdoor Luminaires | Low Output | Fuel Pump Canopy Luminaires | Standard | FALSE | [9 empty] | 6/3/2014 12:00:00 AM | Not Yet Verified | Not Yet Verified | Not Yet Verified |  |  | 4742 | 86 | 55.17 | 12 | 0.87 | 5000 | 80
P000012XE | OSRAM | Osram Sylvania | LS2-L-55-750-D5-UNV-DX-OSP-XX | Outdoor Luminaires | Low Output | Fuel Pump Canopy Luminaires | Standard | FALSE | [9 empty] | 6/3/2014 12:00:00 AM | Not Yet Verified | Not Yet Verified | Not Yet Verified |  |  | 4742 | 86 | 55.17 | 12 | 0.87 | 5000 | 80
P000012XB | OSRAM | Osram Sylvania | LS2-L-55-740-D5-347-XX | Outdoor Luminaires | Mid Output | Fuel Pump Canopy Luminaires | Standard | FALSE | [9 empty] | 6/3/2014 12:00:00 AM | Not Yet Verified | Not Yet Verified | Not Yet Verified |  |  | 6241 | 102 | 61 | 17 | 0.92 | 4000 | 80
P000012XF | OSRAM | Osram Sylvania | LS2-L-55-740-D5-347-DX-OSP-XX | Outdoor Luminaires | Mid Output | Fuel Pump Canopy Luminaires | Standard | FALSE | [9 empty] | 6/3/2014 12:00:00 AM | Not Yet Verified | Not Yet Verified | Not Yet Verified |  |  | 6241 | 102 | 61 | 17 | 0.92 | 4000 | 80
P000012XG | OSRAM | Osram Sylvania | LS2-L-55-750-D5-347-DX-OSP-XX | Outdoor Luminaires | Mid Output | Fuel Pump Canopy Luminaires | Standard | FALSE | [9 empty] | 6/3/2014 12:00:00 AM | Not Yet Verified | Not Yet Verified | Not Yet Verified |  |  | 6241 | 102 | 61 | 17 | 0.92 | 5000 | 80
P000012XJ | OSRAM | Osram Sylvania | LS2-L-55-740-D5-347-DX-IWC-XX | Outdoor Luminaires | Mid Output | Fuel Pump Canopy Luminaires | Standard | FALSE | [9 empty] | 6/3/2014 12:00:00 AM | Not Yet Verified | Not Yet Verified | Not Yet Verified |  |  | 6241 | 102 | 61 | 17 | 0.92 | 4000 | 80
P000012XL | OSRAM | Osram Sylvania | LS2-L-72-740-D5-UNV-XX | Outdoor Luminaires | Mid Output | Fuel Pump Canopy Luminaires | Standard | TRUE | 6628.53 | 90 | 73.95 | 9 | 0.93 | 4262 | 78 | 5 | 50000 | 6/3/2014 12:00:00 AM | Not Yet Verified | Not Yet Verified | Not Yet Verified |  | 2.1 | 6628 | 90 | 74 | 9 | 0.93 | 4000 | 78
P000012XP | OSRAM | Osram Sylvania | LS2-L-72-740-D5-UNV-DX-OSP-XX | Outdoor Luminaires | Mid Output | Fuel Pump Canopy Luminaires | Standard | FALSE | [9 empty] | 6/3/2014 12:00:00 AM | Not Yet Verified | Not Yet Verified | Not Yet Verified |  |  | 6629 | 90 | 73.95 | 9 | 0.93 | 4000 | 80
P000012XT | OSRAM | Osram Sylvania | LS2-L-72-740-D5-UNV-DX-IWC-XX | Outdoor Luminaires | Mid Output | Fuel Pump Canopy Luminaires | Standard | FALSE | [9 empty] | 6/3/2014 12:00:00 AM | Not Yet Verified | Not Yet Verified | Not Yet Verified |  |  | 6629 | 90 | 73.95 | 9 | 0.93 | 4000 | 80
P000012XV | OSRAM | Osram Sylvania | LS2-L-72-740-D5-347-DX-IWC-XX | Outdoor Luminaires | Mid Output | Fuel Pump Canopy Luminaires | Standard | FALSE | [9 empty] | 6/3/2014 12:00:00 AM | Not Yet Verified | Not Yet Verified | Not Yet Verified |  |  | 7206 | 93 | 77 | 14 | 0.95 | 4000 | 80
P000012XW | OSRAM | Osram Sylvania | LS2-L-72-750-D5-347-DX-IWC-XX | Outdoor Luminaires | Mid Output | Fuel Pump Canopy Luminaires | Standard | FALSE | [9 empty] | 6/3/2014 12:00:00 AM | Not Yet Verified | Not Yet Verified | Not Yet Verified |  |  | 7206 | 93 | 77 | 14 | 0.95 | 5000 | 80
P000012XO | OSRAM | Osram Sylvania | LS2-L-72-750-D5-347-XX | Outdoor Luminaires | Mid Output | Fuel Pump Canopy Luminaires | Standard | FALSE | [9 empty] | 6/3/2014 12:00:00 AM | Not Yet Verified | Not Yet Verified | Not Yet Verified |  |  | 7206 | 93 | 77 | 14 | 0.95 | 5000 | 80
P000012XM | OSRAM | Osram Sylvania | LS2-L-72-750-D5-UNV-XX | Outdoor Luminaires | Mid Output | Fuel Pump Canopy Luminaires | Standard | FALSE | [9 empty] | 6/3/2014 12:00:00 AM | Not Yet Verified | Not Yet Verified | Not Yet Verified |  |  | 6629 | 90 | 73.95 | 9 | 0.93 | 5000 | 80
P000012XQ | OSRAM | Osram Sylvania | LS2-L-72-750-D5-UNV-DX-OSP-XX | Outdoor Luminaires | Mid Output | Fuel Pump Canopy Luminaires | Standard | FALSE | [9 empty] | 6/3/2014 12:00:00 AM | Not Yet Verified | Not Yet Verified | Not Yet Verified |  |  | 6629 | 90 | 73.95 | 9 | 0.93 | 5000 | 80
P000012XR | OSRAM | Osram Sylvania | LS2-L-72-740-D5-347-DX-OSP-XX | Outdoor Luminaires | Mid Output | Fuel Pump Canopy Luminaires | Standard | FALSE | [9 empty] | 6/3/2014 12:00:00 AM | Not Yet Verified | Not Yet Verified | Not Yet Verified |  |  | 7206 | 93 | 77 | 14 | 0.95 | 4000 | 80
P000012XS | OSRAM | Osram Sylvania | LS2-L-72-750-D5-347-DX-OSP-XX | Outdoor Luminaires | Mid Output | Fuel Pump Canopy Luminaires | Standard | FALSE | [9 empty] | 6/3/2014 12:00:00 AM | Not Yet Verified | Not Yet Verified | Not Yet Verified |  |  | 7206 | 93 | 77 | 14 | 0.95 | 5000 | 80
P000012XU | OSRAM | Osram Sylvania | LS2-L-72-750-D5-UNV-DX-IWC-XX | Outdoor Luminaires | Mid Output | Fuel Pump Canopy Luminaires | Standard | FALSE | [9 empty] | 6/3/2014 12:00:00 AM | Not Yet Verified | Not Yet Verified | Not Yet Verified |  |  | 6629 | 90 | 73.95 | 9 | 0.93 | 5000 | 80
P000012XN | OSRAM | Osram Sylvania | LS2-L-72-740-D5-347-XX | Outdoor Luminaires | Mid Output | Fuel Pump Canopy Luminaires | Standard | FALSE | [9 empty] | 6/3/2014 12:00:00 AM | Not Yet Verified | Not Yet Verified | Not Yet Verified |  |  | 7206 | 93 | 77 | 14 | 0.95 | 4000 | 80
P5U3NGSV | Ozark LED | LEDPoint | LW-CP-130WF02 4000K | Outdoor Luminaires | High Output | Fuel Pump Canopy Luminaires | Standard | TRUE | 12947 | 98.68 | 131.2 | 11.45 | 0.9126 | 4017 | 83.6 | 5 | 50000 | 9/21/2016 12:00:00 AM | Not Dimmable | Not Dimmable | No |  | 3.1 | 12947 | 98.68 | 131.2 | 11.45 | 0.9126 | 4000 | 83.6
P8TKMAQT | Ozark LED | LEDPoint | LW-CP-130WF02 4500K | Outdoor Luminaires | High Output | Fuel Pump Canopy Luminaires | Standard | FALSE | [9 empty] | 9/21/2016 12:00:00 AM | Not Dimmable | Not Dimmable | No |  |  | 13048.3 | 99.38 | 131.3 | 11.45 | 0.9126 | 4500 | 83.6
PGDCJ1K4 | Ozark LED | LEDPoint | LW-CP-130WF02 5000K | Outdoor Luminaires | High Output | Fuel Pump Canopy Luminaires | Standard | FALSE | [9 empty] | 9/21/2016 12:00:00 AM | Not Dimmable | Not Dimmable | No |  |  | 13149.7 | 100.15 | 131.3 | 11.45 | 0.9126 | 5000 | 83.6
PCGDPWDW | Ozark LED | LEDPoint | LW-CP-130WF02 5700K | Outdoor Luminaires | High Output | Fuel Pump Canopy Luminaires | Standard | FALSE | [9 empty] | 9/21/2016 12:00:00 AM | Not Dimmable | Not Dimmable | No |  |  | 13251 | 100.84 | 131.4 | 11.45 | 0.9047 | 5700 | 83.2
PPSMVA3T | Ozark LED | LEDPoint | LW-CP-130W-3111-1601 4000K | Outdoor Luminaires | High Output | Fuel Pump Canopy Luminaires | Standard | TRUE | 13929 | 107.39 | 129.7 | 11.46 | 0.915 | 3962 | 74.2 | 5 | 50000 | 9/28/2016 12:00:00 AM | Not Dimmable | Not Dimmable | No |  | 3.1 | 14146 | 107.25 | 131.9 | 11.46 | 0.915 | 4000 | 74.2
PZE56KPT | Ozark LED | LEDPoint | LW-CP-130W-3111-1601 5000K | Outdoor Luminaires | High Output | Fuel Pump Canopy Luminaires | Standard | FALSE | [9 empty] | 9/28/2016 12:00:00 AM | Not Dimmable | Not Dimmable | No |  |  | 14390 | 108.97 | 132.1 | 11.46 | 0.915 | 5000 | 74.2
PY4K8KE3 | Ozark LED | LEDPoint | LW-CP-130W-3111-1601 5700K | Outdoor Luminaires | High Output | Fuel Pump Canopy Luminaires | Standard | FALSE | [9 empty] | 9/28/2016 12:00:00 AM | Not Dimmable | Not Dimmable | No |  |  | 14634 | 110.7 | 132.2 | 11.83 | 0.9127 | 5700 | 75.7
PJ3NHDRD | Ozark LED | LEDPoint | LW-CP-130W-3112-1601 5000K | Outdoor Luminaires | High Output | Fuel Pump Canopy Luminaires | Standard | FALSE | [9 empty] | 9/28/2016 12:00:00 AM | Not Dimmable | Not Dimmable | No |  |  | 14390 | 108.97 | 132.1 | 11.46 | 0.915 | 5000 | 74.2
PUVT7EFD | Ozark LED | LEDPoint | LW-CP-130W-3112-1601 4000K | Outdoor Luminaires | High Output | Fuel Pump Canopy Luminaires | Standard | FALSE | [9 empty] | 9/28/2016 12:00:00 AM | Not Dimmable | Not Dimmable | No |  |  | 14146 | 107.25 | 131.9 | 11.46 | 0.915 | 4000 | 74.2
PAG6SP6M | Ozark LED | LEDPoint | LW-CP-130W-3112-1601 5700K | Outdoor Luminaires | High Output | Fuel Pump Canopy Luminaires | Standard | FALSE | [9 empty] | 9/28/2016 12:00:00 AM | Not Dimmable | Not Dimmable | No |  |  | 14634 | 110.7 | 132.2 | 11.83 | 0.9127 | 5700 | 75.7
PUC945XQ | P.Q.L., Inc. | Superior Life | 90001 | Outdoor Luminaires | Mid Output | Fuel Pump Canopy Luminaires | Standard | TRUE | 5373.3 | 89.63 | 59.95 | 15.78 | 0.9156 | 5982 | 71.2 | 5 | 50000 | 7/13/2015 12:00:00 AM | Not Yet Verified | Not Yet Verified | Not Yet Verified |  | 2.1 | 5000 |  | 60 |  | 0.9 | 5700 | 70
P2BTVQQ6 | P.Q.L., Inc. | Superior Life | 90003 | Outdoor Luminaires | Mid Output | Fuel Pump Canopy Luminaires | Standard | TRUE | 8298.7 | 83.15 | 99.8 | 14.3 | 0.9154 | 5977 | 71.6 | 5 | 50000 | 7/13/2015 12:00:00 AM | Not Yet Verified | Not Yet Verified | Not Yet Verified |  | 2.1 | 8000 |  | 100 |  | 0.9 | 5700 | 70
P78NUAZG | PACLIGHTS, LLC | PacLights | FCP130-NW | Outdoor Luminaires | High Output | Fuel Pump Canopy Luminaires | Premium | TRUE | 13661 | 107.23 | 127.4 | 15.95 | 0.914 | 5159 | 71.6 | 5 | 60600 | 4/8/2016 12:00:00 AM | Not Dimmable | Not Dimmable | No |  | 3.1 | 13661 | 107.23 | 127.4 | 15.95 | 0.9141 | 5000 | 71.6
PSRQJFD3 | PACLIGHTS, LLC | PacLights | FCP100-NW | Outdoor Luminaires | High Output | Fuel Pump Canopy Luminaires | Premium | TRUE | 11223 | 110.35 | 101.7 | 15.38 | 0.9224 | 5176 | 71.7 | 5 | 50000 | 4/8/2016 12:00:00 AM | Not Dimmable | Not Dimmable | No |  | 3.1 | 12546 | 107.05 | 117.2 | 16.08 | 0.9137 | 5000 | 71.5
PJQFQ2R6 | PACLIGHTS, LLC | PacLights | FCP60-NW | Outdoor Luminaires | Mid Output | Fuel Pump Canopy Luminaires | Premium | TRUE | 6883.5 | 112.79 | 61.03 | 14.96 | 0.904 | 5164 | 71.5 | 5 | 60600 | 4/8/2016 12:00:00 AM | Not Dimmable | Not Dimmable | No |  | 3 | 6883.5 | 112.79 | 61.03 | 14.96 | 0.904 | 5000 | 71.5
PP1BBDEX | PACLIGHTS, LLC | PacLights | FGS100 | Outdoor Luminaires | Mid Output | Fuel Pump Canopy Luminaires | Standard | TRUE | 7463 | 84.78 | 87.79 | 19.7 | 0.911 | 5841 | 70 | 5 |  | 12/19/2014 12:00:00 AM | Not Yet Verified | Not Yet Verified | Not Yet Verified |  | 2 |  |  | 100 |  | 0.9 | 5700 | 70
PYK8EYMR | PACLIGHTS, LLC | PacLights | FGS150 | Outdoor Luminaires | High Output | Fuel Pump Canopy Luminaires | Standard | TRUE | 11242 | 80.01 | 140.5 | 12.2 | 0.9392 | 5868 | 71.3 | 5 |  | 12/19/2014 12:00:00 AM | Not Yet Verified | Not Yet Verified | Not Yet Verified |  | 2 | 12000 | 95 | 150 |  | 0.989 | 5700 | 75
PTQY2TVE | PACLIGHTS, LLC | PacLights | FCP60 | Outdoor Luminaires | Mid Output | Fuel Pump Canopy Luminaires | Standard | TRUE | 5373.3 | 89.63 | 59.95 | 15.78 | 0.9156 | 5982 | 71.2 | 5 | 50000 | 12/19/2014 12:00:00 AM | Not Yet Verified | Not Yet Verified | Not Yet Verified |  | 2.1 | 5000 |  | 60 |  | 0.9 | 5700 | 70
PFXVB8K8 | PACLIGHTS, LLC | PacLights | FCP100 | Outdoor Luminaires | Mid Output | Fuel Pump Canopy Luminaires | Standard | TRUE | 8298.7 | 83.15 | 99.8 | 14.3 | 0.9154 | 5977 | 71.6 | 5 | 50000 | 12/19/2014 12:00:00 AM | Not Yet Verified | Not Yet Verified | Not Yet Verified |  | 2.1 | 8000 |  | 100 |  | 0.9 | 5700 | 70
PZZJ3RRF | PACLIGHTS, LLC | PacLights | FCP130 | Outdoor Luminaires | High Output | Fuel Pump Canopy Luminaires | Standard | TRUE | 10853 | 83.87 | 129.4 | 15.01 | 0.9207 | 5992 | 72.1 | 5 | 50000 | 12/19/2014 12:00:00 AM | Not Yet Verified | Not Yet Verified | Not Yet Verified |  | 2.1 | 10000 |  | 130 |  | 0.9 | 5700 | 70
P0000131J | Paraflex Industries | FlexLED | CV303L.28W.40K | Outdoor Luminaires | Low Output | Fuel Pump Canopy Luminaires | Standard | TRUE | 2557 | 90.07 | 28.39 | 12.42 | 0.874 | 4166 | 87 | 5 | 50000 | 8/6/2013 12:00:00 AM | Not Yet Verified | Not Yet Verified | Not Yet Verified |  | 2 | 3200 | 114 | 28 |  | 0.98 | 4000 | 80
PRAK1CJHK | Paraflex Industries | FlexLED | CV303L.28W.50K | Outdoor Luminaires | Low Output | Fuel Pump Canopy Luminaires | Standard | FALSE | [9 empty] | 5/26/2015 12:00:00 AM | Not Dimmable | Not Dimmable | Not Yet Verified |  |  | 2800 | 100 | 28 | 10 | 0.9 | 5000 | 85
P0000133B | Paraflex Industries | FlexLED | CV303L.42W.40K | Outdoor Luminaires | Low Output | Fuel Pump Canopy Luminaires | Standard | TRUE | 3877 | 85.73 | 45.34 | 22.28 | 0.87 | 4192 | 86.4 | 5 |  | 6/12/2014 12:00:00 AM | Not Yet Verified | Not Yet Verified | Not Yet Verified |  | 2.1 | 3609 | 93 | 42 |  | 0.98 | 4000 | 85
PMW56YPZ4 | Paraflex Industries | FlexLED | CV303L.42W.50K | Outdoor Luminaires | Low Output | Fuel Pump Canopy Luminaires | Premium | TRUE | 4054 | 111.5 | 36.35 | 7.88 | 0.92 | 5486 | 84 | 5 | 50000 | 8/3/2015 12:00:00 AM | Not Dimmable | Not Dimmable | No |  | 3 | 3906 | 93 | 42 | 20 | 0.9 | 5000 | 85
P000014V8 | Philips Gardco | Mini 300 LED Gas Canopy | M3L-32G3-700-CW-AS-XXX-XX-XX-XXX | Outdoor Luminaires | Mid Output | Fuel Pump Canopy Luminaires | Standard | TRUE | 6193 | 86.2 | 71.82 | 11.72 | 0.8812 | 5534 | 74.5 | 5 | 50000 | 11/19/2013 12:00:00 AM | Not Dimmable | Not Dimmable | Not Yet Verified |  | 2.1 | 6148 | 85 | 71.98 | 10.94 | 0.9062 | 5700 | 75
P000014VA | Philips Gardco | Mini 300 LED Gas Canopy | M3L-32G3-700-NW-S-XXX-XX-XX-XXX | Outdoor Luminaires | Mid Output | Fuel Pump Canopy Luminaires | Standard | FALSE | [9 empty] | 11/19/2013 12:00:00 AM | Not Dimmable | Not Dimmable | Not Yet Verified |  |  | 6873 | 96 | 71.4 | 11.72 | 0.8812 | 4000 | 75
P000014VI | Philips Gardco | Mini 300 LED Gas Canopy | M3L-48G3-700-CW-A-XXX-XX-XX-XXX | Outdoor Luminaires | Mid Output | Fuel Pump Canopy Luminaires | Standard | FALSE | [9 empty] | 11/19/2013 12:00:00 AM | Not Dimmable | Not Dimmable | Not Yet Verified |  |  | 9587 | 92 | 104.5 | 9.08 | 0.9396 | 5700 | 75
P000014VM | Philips Gardco | Mini 300 LED Gas Canopy | M3L-48G3-700-CW-AS-XXX-XX-XX-XXX | Outdoor Luminaires | Mid Output | Fuel Pump Canopy Luminaires | Standard | FALSE | [9 empty] | 11/19/2013 12:00:00 AM | Not Dimmable | Not Dimmable | Not Yet Verified |  |  | 9679 | 93 | 104.6 | 9.08 | 0.9396 | 5700 | 75
P000014VC | Philips Gardco | Mini 300 LED Gas Canopy | M3L-32G3-700-NW-A-XXX-XX-XX-XXX | Outdoor Luminaires | Mid Output | Fuel Pump Canopy Luminaires | Standard | FALSE | [9 empty] | 11/19/2013 12:00:00 AM | Not Dimmable | Not Dimmable | Not Yet Verified |  |  | 6192 | 87 | 71.2 | 11.72 | 0.8812 | 4000 | 75
P000014VD | Philips Gardco | Mini 300 LED Gas Canopy | M3L-32G3-700-CW-SS-XXX-XX-XX-XXX | Outdoor Luminaires | Mid Output | Fuel Pump Canopy Luminaires | Standard | FALSE | [9 empty] | 11/19/2013 12:00:00 AM | Not Dimmable | Not Dimmable | Not Yet Verified |  |  | 6425 | 89 | 71.9 | 10.94 | 0.9062 | 5700 | 75
P000014VE | Philips Gardco | Mini 300 LED Gas Canopy | M3L-32G3-700-NW-SS-XXX-XX-XX-XXX | Outdoor Luminaires | Mid Output | Fuel Pump Canopy Luminaires | Standard | FALSE | [9 empty] | 11/19/2013 12:00:00 AM | Not Dimmable | Not Dimmable | Not Yet Verified |  |  | 6610 | 93 | 71.2 | 11.72 | 0.8812 | 4000 | 75
P000014VF | Philips Gardco | Mini 300 LED Gas Canopy | M3L-32G3-700-NW-AS-XXX-XX-XX-XXX | Outdoor Luminaires | Mid Output | Fuel Pump Canopy Luminaires | Standard | FALSE | [9 empty] | 11/19/2013 12:00:00 AM | Not Dimmable | Not Dimmable | Not Yet Verified |  |  | 6289 | 88 | 71.2 | 11.72 | 0.8812 | 4000 | 75
P000014VJ | Philips Gardco | Mini 300 LED Gas Canopy | M3L-48G3-700-NW-A-XXX-XX-XX-XXX | Outdoor Luminaires | Mid Output | Fuel Pump Canopy Luminaires | Standard | FALSE | [9 empty] | 11/19/2013 12:00:00 AM | Not Dimmable | Not Dimmable | Not Yet Verified |  |  | 9626 | 92 | 104.2 | 9.47 | 0.9395 | 4000 | 75
P000014VK | Philips Gardco | Mini 300 LED Gas Canopy | M3L-48G3-700-CW-SS-XXX-XX-XX-XXX | Outdoor Luminaires | High Output | Fuel Pump Canopy Luminaires | Standard | FALSE | [9 empty] | 11/19/2013 12:00:00 AM | Not Dimmable | Not Dimmable | Not Yet Verified |  |  | 10086 | 96 | 104.6 | 9.08 | 0.9396 | 5700 | 75
P000014VN | Philips Gardco | Mini 300 LED Gas Canopy | M3L-48G3-700-NW-AS-XXX-XX-XX-XXX | Outdoor Luminaires | Mid Output | Fuel Pump Canopy Luminaires | Standard | FALSE | [9 empty] | 11/19/2013 12:00:00 AM | Not Dimmable | Not Dimmable | Not Yet Verified |  |  | 9726 | 93 | 104.2 | 9.47 | 0.9395 | 4000 | 75
P000014VH | Philips Gardco | Mini 300 LED Gas Canopy | M3L-48G3-700-NW-S-XXX-XX-XX-XXX | Outdoor Luminaires | High Output | Fuel Pump Canopy Luminaires | Standard | FALSE | [9 empty] | 11/19/2013 12:00:00 AM | Not Dimmable | Not Dimmable | Not Yet Verified |  |  | 10286 | 99 | 104.2 | 9.47 | 0.9395 | 4000 | 75
P000014VL | Philips Gardco | Mini 300 LED Gas Canopy | M3L-48G3-700-NW-SS-XXX-XX-XX-XXX | Outdoor Luminaires | High Output | Fuel Pump Canopy Luminaires | Standard | FALSE | [9 empty] | 11/19/2013 12:00:00 AM | Not Dimmable | Not Dimmable | Not Yet Verified |  |  | 10131 | 97 | 104.2 | 9.47 | 0.9395 | 4000 | 75
P000014V9 | Philips Gardco | Mini 300 LED Gas Canopy | M3L-32G3-700-CW-S-XXX-XX-XX-XXX | Outdoor Luminaires | Mid Output | Fuel Pump Canopy Luminaires | Standard | FALSE | [9 empty] | 11/19/2013 12:00:00 AM | Not Dimmable | Not Dimmable | Not Yet Verified |  |  | 6497 | 90 | 71.95 | 10.94 | 0.9062 | 5700 | 75
P000014VB | Philips Gardco | Mini 300 LED Gas Canopy | M3L-32G3-700-CW-A-XXX-XX-XX-XXX | Outdoor Luminaires | Mid Output | Fuel Pump Canopy Luminaires | Standard | FALSE | [9 empty] | 11/19/2013 12:00:00 AM | Not Dimmable | Not Dimmable | Not Yet Verified |  |  | 6149 | 85 | 71.99 | 10.94 | 0.9062 | 5700 | 75
P000014VG | Philips Gardco | Mini 300 LED Gas Canopy | M3L-48G3-700-CW-S-XXX-XX-XX-XXX | Outdoor Luminaires | High Output | Fuel Pump Canopy Luminaires | Standard | FALSE | [9 empty] | 11/19/2013 12:00:00 AM | Not Dimmable | Not Dimmable | Not Yet Verified |  |  | 10240 | 98 | 104.6 | 9.08 | 0.9396 | 5700 | 75
PWXBE4A3A | Philips Optimum | Philips Optimum | CRK CA 11 04L UV 835 | Outdoor Luminaires | Low Output | Fuel Pump Canopy Luminaires | Standard | TRUE | 3368.4 | 87.72 | 38.4 | 11.8 | 0.969 | 3414 | 81.3 | 5 | 50000 | 6/4/2015 12:00:00 AM | Dimmable | Continuous Above 10 | Not Yet Verified |  | 2.1 | 3368.4 | 87.72 | 38.4 |  |  | 3500 | 81.3
PB2N64N26 | Philips Optimum | Philips Optimum | CRK CA 11 04L UV 840 | Outdoor Luminaires | Low Output | Fuel Pump Canopy Luminaires | Standard | FALSE | [9 empty] | 6/4/2015 12:00:00 AM | Dimmable | Continuous Above 10 | Not Yet Verified |  |  | 3385 | 87.7 | 38.6 |  |  | 4000 | 81.3
PYKRN72P | Plusrite USA | NaturaLED | LED-FXGSC100/50K/XX | Outdoor Luminaires | High Output | Fuel Pump Canopy Luminaires | Standard | TRUE | 12609.59 | 121.726 | 103.59 | 10.42 | 0.9357 | 4921 | 80.8 | 5 |  | 7/14/2016 12:00:00 AM | Not Dimmable | Not Dimmable | No |  | 3.1 | 11500 | 115 | 100 | 10 | 0.98 | 5000 | 80
PHXQ1Y5U | Plusrite USA | naturaLED | LED-FXGSC150/50K/XX | Outdoor Luminaires | High Output | Fuel Pump Canopy Luminaires | Standard | TRUE | 18052.623 | 113.204 | 159.47 | 10.45 | 0.946 | 5036 | 82.4 | 5 | 50000 | 1/21/2016 12:00:00 AM | Not Dimmable | Not Dimmable | Not Yet Verified |  | 2.1
P000016MG | POSCOLED Co., LTD | Econuri | PCP11550-001 | Outdoor Luminaires | High Output | Fuel Pump Canopy Luminaires | Standard | TRUE | 11152 | 96.27 | 115.84 | 9.2 | 0.926 | 5130 | 85 | 5 | 50000 | 3/20/2013 12:00:00 AM | Not Yet Verified | Not Yet Verified | Not Yet Verified |  | 1.7 | 11500 | 95 | 115 |  | 0.9 | 5000 | 80
P000016MH | POSCOLED Co., LTD | Econuri | PCP11550-002 | Outdoor Luminaires | High Output | Fuel Pump Canopy Luminaires | Standard | FALSE | [9 empty] | 3/20/2013 12:00:00 AM | Not Yet Verified | Not Yet Verified | Not Yet Verified |  |  | 11500 | 95 | 115 |  | 0.9 | 5000 | 80
P000016MJ | POSCOLED Co., LTD | Econuri | PCP11550-004 | Outdoor Luminaires | High Output | Fuel Pump Canopy Luminaires | Standard | FALSE | [9 empty] | 3/20/2013 12:00:00 AM | Not Yet Verified | Not Yet Verified | Not Yet Verified |  |  | 11500 | 95 | 115 |  | 0.9 | 5000 | 80
P000016ML | POSCOLED Co., LTD | Econuri | PCP11550-006 | Outdoor Luminaires | High Output | Fuel Pump Canopy Luminaires | Standard | FALSE | [9 empty] | 3/20/2013 12:00:00 AM | Not Yet Verified | Not Yet Verified | Not Yet Verified |  |  | 11500 | 95 | 115 |  | 0.9 | 5000 | 80
P000016MS | POSCOLED Co., LTD | Econuri | PCP11550-009 | Outdoor Luminaires | High Output | Fuel Pump Canopy Luminaires | Standard | FALSE | [9 empty] | 7/2/2013 12:00:00 AM | Not Yet Verified | Not Yet Verified | Not Yet Verified |  |  | 11500 | 95 | 115 |  | 0.9 | 5000 | 80
P000016MI | POSCOLED Co., LTD | Econuri | PCP11550-003 | Outdoor Luminaires | High Output | Fuel Pump Canopy Luminaires | Standard | FALSE | [9 empty] | 3/20/2013 12:00:00 AM | Not Yet Verified | Not Yet Verified | Not Yet Verified |  |  | 11500 | 95 | 115 |  | 0.9 | 5000 | 80
P000016MK | POSCOLED Co., LTD | Econuri | PCP11550-005 | Outdoor Luminaires | High Output | Fuel Pump Canopy Luminaires | Standard | FALSE | [9 empty] | 3/20/2013 12:00:00 AM | Not Yet Verified | Not Yet Verified | Not Yet Verified |  |  | 11500 | 95 | 115 |  | 0.9 | 5000 | 80
P00001EHF | Pozeen LED LTD | Pozeen | CPRM150 | Outdoor Luminaires | High Output | Fuel Pump Canopy Luminaires | Standard | TRUE | 11242 | 80.01 | 140.5 | 12.2 | 0.9392 | 5868 | 71.3 | 5 |  | 12/19/2013 12:00:00 AM | Not Yet Verified | Not Yet Verified | Not Yet Verified |  | 2 | 12000 | 95 | 150 |  | 0.989 | 5700 | 75
P00001EHE | Pozeen LED LTD | Pozeen | CPRM100 | Outdoor Luminaires | Mid Output | Fuel Pump Canopy Luminaires | Standard | TRUE | 7463 | 84.78 | 87.79 | 19.7 | 0.911 | 5841 | 70 | 5 |  | 12/19/2013 12:00:00 AM | Not Yet Verified | Not Yet Verified | Not Yet Verified |  | 2 |  |  | 100 |  | 0.9 | 5700 | 70
PQU3CASBB | Pozeen LED LTD | Pozeen | CPRM100HU50K | Outdoor Luminaires | Mid Output | Fuel Pump Canopy Luminaires | Standard | TRUE | 9218.64 | 91.58 | 100.66 | 12.58 | 0.9527 | 5306 | 70 | 5 | 50000 | 9/29/2014 12:00:00 AM | Not Dimmable | Not Dimmable | Not Yet Verified |  | 2.1 | 9218.64 | 91.58 | 100 | 12.58 | 0.9527 | 5000 | 70
PSTBFWMB4 | Pozeen LED LTD | Pozeen | CPRM100HU55K | Outdoor Luminaires | Mid Output | Fuel Pump Canopy Luminaires | Standard | FALSE | [9 empty] | 9/29/2014 12:00:00 AM | Not Dimmable | Not Dimmable | Not Yet Verified |  |  | 9218.64 | 91.58 | 100 | 12.58 | 0.9527 | 5500 | 70
PFKPV8B4G | Pozeen LED LTD | Pozeen | CPSM90HU50KFP | Outdoor Luminaires | Mid Output | Fuel Pump Canopy Luminaires | Standard | TRUE | 8024.48 | 92.17 | 87.07 | 22 | 0.915 | 5030 | 83.7 | 5 | 50000 | 11/6/2014 12:00:00 AM | Not Dimmable | Not Dimmable | Not Yet Verified |  | 2.1 | 8024 | 92.17 | 90 | 22 | 0.915 | 5000 | 80
PCN91GYNW | Pozeen LED LTD | Pozeen | CPSM90HU55KFP | Outdoor Luminaires | Mid Output | Fuel Pump Canopy Luminaires | Standard | FALSE | [9 empty] | 11/6/2014 12:00:00 AM | Not Dimmable | Not Dimmable | Not Yet Verified |  |  | 8024 | 92.17 | 90 | 22 | 0.915 | 5500 | 80
P000016NU | Precision Paragon [P2] | Precision Paragon [P2] | QCR-145W-277-60C-700-50K-GCO | Outdoor Luminaires | High Output | Fuel Pump Canopy Luminaires | Standard | TRUE | 13632 | 94.76 | 143.86 | 13 | 0.94 | 5902 | 72 | 5 |  | 10/10/2012 12:00:00 AM | Not Yet Verified | Not Yet Verified | Not Yet Verified |  | 1.7
P000016RE | Precision Paragon [P2] | Precision Paragon [P2] | QCF-UL-24C-F-51K-GCO | Outdoor Luminaires | Mid Output | Fuel Pump Canopy Luminaires | Standard | TRUE | 6159.97 | 106 | 57.87 | 10 | 0.92 | 4824 | 66 | 5 | 60000 | 2/12/2014 12:00:00 AM | Not Yet Verified | Not Yet Verified | Not Yet Verified |  | 2.1 | 5750 | 96 | 60 | 20 | 0.9 | 5000 | 67
P000016RF | Precision Paragon [P2] | Precision Paragon [P2] | QCF-UL-36C-F-51K-GCO | Outdoor Luminaires | Mid Output | Fuel Pump Canopy Luminaires | Standard | TRUE | 8982.35 | 103 | 87.58 | 12 | 0.93 | 5208 | 70 | 5 | 60000 | 2/12/2014 12:00:00 AM | Not Yet Verified | Not Yet Verified | Not Yet Verified |  | 2.1 | 8982 | 103 | 60 | 20 | 0.9 | 5000 | 67
P000016RG | Precision Paragon [P2] | Precision Paragon [P2] | QCF-UL-48C-F-51K-GCO | Outdoor Luminaires | High Output | Fuel Pump Canopy Luminaires | Standard | TRUE | 12032.88 | 106 | 113.89 | 14 | 0.93 | 5192 | 69 | 5 | 60000 | 2/12/2014 12:00:00 AM | Not Yet Verified | Not Yet Verified | Not Yet Verified |  | 2.1 | 12032 | 106 | 114 | 20 | 0.9 | 5000 | 67
P000016RH | Precision Paragon [P2] | Precision Paragon [P2] | QCF-UL-60C-F-51K-GCO | Outdoor Luminaires | High Output | Fuel Pump Canopy Luminaires | Standard | TRUE | 15169.33 | 108 | 140.97 | 19 | 0.93 | 5036 | 67 | 5 | 50000 | 2/14/2014 12:00:00 AM | Not Yet Verified | Not Yet Verified | Not Yet Verified |  | 2.1 | 15169 | 108 | 141 | 20 | 0.9 | 5000 | 67
P000016U9 | Precision Paragon [P2] | Precision Paragon [P2] | QCF-347-36C-F-51K-GCO | Outdoor Luminaires | Mid Output | Fuel Pump Canopy Luminaires | Standard | TRUE | 8720.12 | 95.16 | 91.64 | 9 | 1 | 5126 | 70.5 | 5 | 60000 | 6/24/2014 12:00:00 AM | Not Yet Verified | Not Yet Verified | Not Yet Verified |  | 2.1 | 8720.12 | 95 | 91.64 | 9 | 1 | 5126 | 71
P000016UA | Precision Paragon [P2] | Precision Paragon [P2] | QCF-347-48C-F-51K-GCO | Outdoor Luminaires | High Output | Fuel Pump Canopy Luminaires | Standard | TRUE | 11432.54 | 95.73 | 119.42 | 11 | 0.99 | 5002 | 69.2 | 5 | 60000 | 6/24/2014 12:00:00 AM | Not Yet Verified | Not Yet Verified | Not Yet Verified |  | 2.1 | 11432.54 | 96 | 119.42 | 11 | 0.99 | 5002 | 69
P000016UB | Precision Paragon [P2] | Precision Paragon [P2] | QCF-347-60C-F-51K-GCO | Outdoor Luminaires | High Output | Fuel Pump Canopy Luminaires | Standard | TRUE | 14441.76 | 107 | 134.97 | 17 | 0.98 | 4857 | 67.4 | 5 | 60000 | 6/24/2014 12:00:00 AM | Not Yet Verified | Not Yet Verified | Not Yet Verified |  | 2.1 | 14441.76 | 107 | 134.97 | 17 | 0.98 | 4857 | 67
P000016UC | Precision Paragon [P2] | Precision Paragon [P2] | QCF-480-36C-F-51K-GCO | Outdoor Luminaires | Mid Output | Fuel Pump Canopy Luminaires | Standard | TRUE | 8708.91 | 93.56 | 93.08 | 19 | 0.97 | 5112 | 70.3 | 5 | 60000 | 6/24/2014 12:00:00 AM | Not Yet Verified | Not Yet Verified | Not Yet Verified |  | 2.1 | 8708.91 | 94 | 93.08 | 19 | 0.97 | 5112 | 70
P000016UD | Precision Paragon [P2] | Precision Paragon [P2] | QCF-480-24C-F-51K-GCO | Outdoor Luminaires | Mid Output | Fuel Pump Canopy Luminaires | Standard | TRUE | 6112.01 | 94.69 | 64.55 | 22 | 0.9 | 4659 | 66.4 | 5 | 60000 | 6/24/2014 12:00:00 AM | Not Yet Verified | Not Yet Verified | Not Yet Verified |  | 2.1 | 6112.01 | 95 | 64.55 | 22 | 0.9 | 4659 | 66
P000016UE | Precision Paragon [P2] | Precision Paragon [P2] | QCF-480-48C-F-51K-GCO | Outdoor Luminaires | High Output | Fuel Pump Canopy Luminaires | Standard | TRUE | 11511.06 | 95.25 | 120.85 | 20 | 0.98 | 5016 | 69.4 | 5 | 60000 | 6/24/2014 12:00:00 AM | Not Yet Verified | Not Yet Verified | Not Yet Verified |  | 2.1 | 11511.06 | 95 | 120.85 | 20 | 0.98 | 5016 | 69
P000016UF | Precision Paragon [P2] | Precision Paragon [P2] | QCF-480-60C-F-51K-GCO | Outdoor Luminaires | High Output | Fuel Pump Canopy Luminaires | Standard | TRUE | 14466.72 | 106.61 | 135.7 | 17 | 0.94 | 4857 | 67.5 | 5 | 60000 | 6/24/2014 12:00:00 AM | Not Yet Verified | Not Yet Verified | Not Yet Verified |  | 2.1 | 14466.72 | 107 | 135.7 | 17 | 0.94 | 4857 | 68
P000016U8 | Precision Paragon [P2] | Precision Paragon [P2] | QCF-347-24C-F-51K-GCO | Outdoor Luminaires | Mid Output | Fuel Pump Canopy Luminaires | Standard | TRUE | 6076.26 | 98.89 | 61.44 | 8 | 0.99 | 4658 | 66.4 | 5 | 60000 | 6/24/2014 12:00:00 AM | Not Yet Verified | Not Yet Verified | Not Yet Verified |  | 2.1 | 6076.26 | 99 | 61.44 | 8 | 0.99 | 4658 | 66
P69E8NKY | Prospolisi Corp | PREMIER LED | PPC-GSL100W27-50K | Outdoor Luminaires | High Output | Fuel Pump Canopy Luminaires | Standard | TRUE | 12609.59 | 121.726 | 103.59 | 10.42 | 0.9357 | 4921 | 80.8 | 5 |  | 8/5/2016 12:00:00 AM | Not Dimmable | Not Dimmable | No |  | 3.1 | 11500 | 115 | 100 | 10 | 0.98 | 5000 | 80
PX7FUQWY | Prospolisi Corp | PREMIER LED | PPC-GSL150W27-50K | Outdoor Luminaires | High Output | Fuel Pump Canopy Luminaires | Standard | TRUE | 18052.623 | 113.204 | 159.47 | 10.45 | 0.946 | 5036 | 82.4 | 5 | 50000 | 8/5/2016 12:00:00 AM | Not Dimmable | Not Dimmable | Not Yet Verified |  | 2.1
PXJN8YZH | Prospolisi Corp | PREMIER LED | PPC-GSL120W27-50K | Outdoor Luminaires | High Output | Fuel Pump Canopy Luminaires | Standard | TRUE | 13956.15 | 109.94 | 126.94 | 6.73 | 0.9118 | 5026 | 83 | 5 | 50000 | 8/5/2016 12:00:00 AM | Not Dimmable | Not Dimmable | Not Yet Verified |  | 2.1 | 14700 | 115 | 120 |  | 0.98
PWBWCSXA | Prospolisi Corp | PREMIER LED | PPC-GSL200W27-50K | Outdoor Luminaires | High Output | Fuel Pump Canopy Luminaires | Standard | TRUE | 22913.46 | 112.178 | 204.26 | 10.06 | 0.9221 | 5016 | 82.1 | 5 | 50000 | 8/5/2016 12:00:00 AM | Not Dimmable | Not Dimmable | Not Yet Verified |  | 2.1 | 23300 | 115 | 200 |  | 0.98 | 5000 | 80
PJM7AWHV | QSSI | Eco Revolution | ECVN43QF1X45U5K** | Outdoor Luminaires | Mid Output | Fuel Pump Canopy Luminaires | Standard | TRUE | 5412 | 104.68 | 51.7 | 7.82 | 0.956 | 5404 | 85.5 | 5 | 50000 | 8/19/2016 12:00:00 AM | Dimmable | Continuous Below 10 | Not Yet Verified |  | 2.1 | 5412 | 104.68 | 51.7 | 7.82 | 0.956 | 5404 | 85.51
P77T7RQA | QSSI | QSSI | VN43QF1X45U5K** | Outdoor Luminaires | Mid Output | Fuel Pump Canopy Luminaires | Standard | TRUE | 5412 | 104.68 | 51.7 | 7.82 | 0.956 | 5404 | 85.5 | 5 | 50000 | 3/3/2015 12:00:00 AM | Dimmable | Continuous Below 10 | Not Yet Verified |  | 2.1 | 5412 | 104.68 | 51.7 | 7.82 | 0.956 | 5404 | 85.51
P5F7Q11M | QSSI | DuraGuard | VN43QF1X45U5K** | Outdoor Luminaires | Mid Output | Fuel Pump Canopy Luminaires | Standard | FALSE | [9 empty] | 3/24/2015 12:00:00 AM | Dimmable | Continuous Below 10 | Not Yet Verified |  |  | 5412 | 104.68 | 51.7 | 7.82 | 0.956 | 5404 | 85.51
PFNK24S6 | RAB Lighting | RAB Lighting | VANLED20YF[All Fixture Colors] | Outdoor Luminaires | Low Output | Fuel Pump Canopy Luminaires | Standard | TRUE | 2276 | 106.4 | 21.4 | 19.7 | 0.924 | 3090 | 71.9 | 5 | 100000 | 6/1/2015 12:00:00 AM | Not Dimmable | Not Dimmable | Not Yet Verified |  | 2.1
PCGZYNJZ | RAB Lighting | RAB Lighting | VANLED20NF[All Fixture Colors] | Outdoor Luminaires | Low Output | Fuel Pump Canopy Luminaires | Standard | FALSE | [9 empty] | 6/1/2015 12:00:00 AM | Not Dimmable | Not Dimmable | Not Yet Verified |  |  | 2337 | 107.2 | 21.8 | 21.6 | 0.926 | 4050 | 74
PR5FDZY9 | RAB Lighting | RAB Lighting | VANLED20F[All Fixture Colors] | Outdoor Luminaires | Low Output | Fuel Pump Canopy Luminaires | Standard | FALSE | [9 empty] | 6/1/2015 12:00:00 AM | Not Dimmable | Not Dimmable | Not Yet Verified |  |  | 2347 | 108.7 | 21.6 | 19.3 | 0.917 | 5001 | 74
PSC64KKK | RAB Lighting | RAB Lighting | VANLED20YF[All Fixture Colors]/D10 | Outdoor Luminaires | Low Output | Fuel Pump Canopy Luminaires | Standard | FALSE | [9 empty] | 6/1/2015 12:00:00 AM | Dimmable | Continuous Below 10 | Not Yet Verified |  |  | 2335 | 109.1 | 21.4 | 10.6 | 0.908 | 3090 | 71
PDVVRUDD | RAB Lighting | RAB Lighting | VANLED20NF[All Fixture Colors]/D10 | Outdoor Luminaires | Low Output | Fuel Pump Canopy Luminaires | Standard | FALSE | [9 empty] | 6/1/2015 12:00:00 AM | Dimmable | Continuous Below 10 | Not Yet Verified |  |  | 2397 | 109.9 | 21.8 | 11.6 | 0.908 | 4050 | 74
PFGRW6PH | RAB Lighting | RAB Lighting | VANLED20F[All Fixture Colors]/D10 | Outdoor Luminaires | Low Output | Fuel Pump Canopy Luminaires | Standard | FALSE | [9 empty] | 6/1/2015 12:00:00 AM | Dimmable | Continuous Below 10 | Not Yet Verified |  |  | 2407 | 111.4 | 21.6 | 10.4 | 0.899 | 5001 | 74
P8N6SF9T | RAB Lighting | RAB Lighting | VANLED40YF[MS][All Colors][/PCS,PCS2] | Outdoor Luminaires | Low Output | Fuel Pump Canopy Luminaires | Premium | TRUE | 4333 | 112.8 | 38.4 | 10 | 0.959 | 3113 | 72 | 5 | 100000 | 6/1/2015 12:00:00 AM | Not Dimmable | Not Dimmable | Yes |  | 3 | 4333 | 112.8 | 38.4 | 6.8 | 0.959 | 3113 | 72
PXZS3J2T | RAB Lighting | RAB Lighting | VANLED40NF[MS][All Colors]/D10[/PCS,PCS2] | Outdoor Luminaires | Low Output | Fuel Pump Canopy Luminaires | Premium | FALSE | [9 empty] | 6/1/2015 12:00:00 AM | Dimmable | Continuous Below 10 | Yes |  |  | 4429 | 115 | 38.5 | 6.8 | 0.961 | 4066 | 74
PXEG3EVJ | RAB Lighting | RAB Lighting | VANLED40YF[MS][All Colors]/D10[/PCS,PCS2] | Outdoor Luminaires | Low Output | Fuel Pump Canopy Luminaires | Premium | FALSE | [9 empty] | 6/1/2015 12:00:00 AM | Dimmable | Continuous Below 10 | Yes |  |  | 4333 | 112.8 | 38.4 | 6.8 | 0.958 | 3113 | 72
PZAMEK28 | RAB Lighting | RAB Lighting | VANLED40F[MS][All Colors]/D10[/PCS,PCS2] | Outdoor Luminaires | Low Output | Fuel Pump Canopy Luminaires | Premium | FALSE | [9 empty] | 6/1/2015 12:00:00 AM | Dimmable | Continuous Below 10 | Yes |  |  | 4364 | 112.5 | 38.7 | 7.1 | 0.959 | 5077 | 75
PKP8TGW9 | RAB Lighting | RAB Lighting | VANLED40F[MS][All Colors][/PCS,PCS2] | Outdoor Luminaires | Low Output | Fuel Pump Canopy Luminaires | Premium | FALSE | [9 empty] | 6/1/2015 12:00:00 AM | Not Dimmable | Not Dimmable | Yes |  |  | 4364 | 112.5 | 38.8 | 7.1 | 0.957 | 5077 | 75
PE551ESY | RAB Lighting | RAB Lighting | VANLED40NF[MS][All Colors][/PCS,PCS2] | Outdoor Luminaires | Low Output | Fuel Pump Canopy Luminaires | Premium | FALSE | [9 empty] | 6/1/2015 12:00:00 AM | Not Dimmable | Not Dimmable | Yes |  |  | 4429 | 115 | 38.5 | 6.8 | 0.959 | 4066 | 74
PZZZQWQ6 | RAB Lighting | RAB Lighting | VANLED40Y[MS][All Colors][/PCS,PCS2] | Outdoor Luminaires | Low Output | Fuel Pump Canopy Luminaires | Premium | TRUE | 4324 | 112.6 | 38.4 | 10.1 | 0.956 | 3111 | 72 | 5 | 100000 | 6/1/2015 12:00:00 AM | Not Dimmable | Not Dimmable | Yes |  | 3 | 4324 | 112.6 | 38.4 | 7.6 | 0.956 | 3111 | 72
PHYYBQJS | RAB Lighting | RAB Lighting | VANLED40[MS][All Colors][/PCS,PCS2] | Outdoor Luminaires | Low Output | Fuel Pump Canopy Luminaires | Premium | FALSE | [9 empty] | 6/1/2015 12:00:00 AM | Not Dimmable | Not Dimmable | Yes |  |  | 4379 | 113.2 | 38.7 | 5.5 | 0.964 | 5072 | 75
PNWP64A7 | RAB Lighting | RAB Lighting | VANLED40N[MS][All Colors]/D10[/PCS,PCS2] | Outdoor Luminaires | Low Output | Fuel Pump Canopy Luminaires | Premium | FALSE | [9 empty] | 6/1/2015 12:00:00 AM | Dimmable | Continuous Below 10 | Yes |  |  | 4356 | 113.1 | 38.5 | 5.5 | 0.961 | 4064 | 74
PQSPTEN5 | RAB Lighting | RAB Lighting | VANLED40[MS][All Colors]/D10[/PCS,PCS2] | Outdoor Luminaires | Low Output | Fuel Pump Canopy Luminaires | Premium | FALSE | [9 empty] | 6/1/2015 12:00:00 AM | Dimmable | Continuous Below 10 | Yes |  |  | 4379 | 113.2 | 38.7 | 5.5 | 0.966 | 5072 | 75
P3TDZ3HM | RAB Lighting | RAB Lighting | VANLED40N[MS][All Colors][/PCS,PCS2] | Outdoor Luminaires | Low Output | Fuel Pump Canopy Luminaires | Premium | FALSE | [9 empty] | 6/1/2015 12:00:00 AM | Not Dimmable | Not Dimmable | Yes |  |  | 4356 | 113.1 | 38.5 | 5.5 | 0.959 | 4064 | 74
PEN851EW | RAB Lighting | RAB Lighting | VANLED40Y[MS][All Colors]/D10[/PCS,PCS2] | Outdoor Luminaires | Low Output | Fuel Pump Canopy Luminaires | Premium | FALSE | [9 empty] | 6/1/2015 12:00:00 AM | Dimmable | Continuous Below 10 | Yes |  |  | 4324 | 112.6 | 38.4 | 7.6 | 0.958 | 3111 | 72
PFNCRTGR | RAB Lighting | RAB Lighting | VANLED52YF[MS][All Colors][/PCS,PCS2] | Outdoor Luminaires | Mid Output | Fuel Pump Canopy Luminaires | Premium | TRUE | 5244 | 102.8 | 50.9 | 8 | 0.957 | 3124 | 71 | 5 | 100000 | 6/1/2015 12:00:00 AM | Not Dimmable | Not Dimmable | Yes |  | 3 | 5244 | 102.8 | 51 | 7.3 | 0.957 | 3124 | 71
PNYD5SSV | RAB Lighting | RAB Lighting | VANLED52NF[MS][All Colors][/PCS,PCS2] | Outdoor Luminaires | Mid Output | Fuel Pump Canopy Luminaires | Premium | FALSE | [9 empty] | 6/1/2015 12:00:00 AM | Not Dimmable | Not Dimmable | Yes |  |  | 5498 | 106.8 | 51.5 | 6.6 | 0.956 | 4077 | 74
P7139HP3 | RAB Lighting | RAB Lighting | VANLED52YF[MS][All Colors]/D10[/PCS,PCS2] | Outdoor Luminaires | Mid Output | Fuel Pump Canopy Luminaires | Premium | FALSE | [9 empty] | 6/1/2015 12:00:00 AM | Dimmable | Continuous Below 10 | Yes |  |  | 5244 | 102.8 | 51 | 7.3 | 0.957 | 3124 | 71
PM2U5JKR | RAB Lighting | RAB Lighting | VANLED52F[MS][All Colors][/PCS,PCS2] | Outdoor Luminaires | Mid Output | Fuel Pump Canopy Luminaires | Premium | FALSE | [9 empty] | 6/1/2015 12:00:00 AM | Not Dimmable | Not Dimmable | Yes |  |  | 5372 | 104.1 | 51.6 | 9.6 | 0.941 | 5089 | 75
PGJTJ6X8 | RAB Lighting | RAB Lighting | VANLED52NF[MS][All Colors]/D10[/PCS,PCS2] | Outdoor Luminaires | Mid Output | Fuel Pump Canopy Luminaires | Premium | FALSE | [9 empty] | 6/1/2015 12:00:00 AM | Dimmable | Continuous Below 10 | Yes |  |  | 5498 | 106.8 | 51.5 | 6.6 | 0.956 | 4077 | 74
PA5QH8EA | RAB Lighting | RAB Lighting | VANLED52F[MS][All Colors]/D10[/PCS,PCS2] | Outdoor Luminaires | Mid Output | Fuel Pump Canopy Luminaires | Premium | FALSE | [9 empty] | 6/1/2015 12:00:00 AM | Dimmable | Continuous Below 10 | Yes |  |  | 5372 | 104.1 | 51.6 | 9.6 | 0.941 | 5089 | 75
P8KAMUND | RAB Lighting | RAB Lighting | VANLED52Y[MS][All Colors][/PCS,PCS2] | Outdoor Luminaires | Mid Output | Fuel Pump Canopy Luminaires | Premium | TRUE | 5209 | 102.1 | 51 | 8 | 0.959 | 3121 | 72 | 5 | 100000 | 6/1/2015 12:00:00 AM | Not Dimmable | Not Dimmable | Yes |  | 3 | 5209 | 102.1 | 51 | 6.9 | 0.959 | 3121 | 72
PR2XZAZS | RAB Lighting | RAB Lighting | VANLED52[MS][All Colors]/D10[/PCS,PCS2] | Outdoor Luminaires | Mid Output | Fuel Pump Canopy Luminaires | Premium | FALSE | [9 empty] | 6/1/2015 12:00:00 AM | Dimmable | Continuous Below 10 | Yes |  |  | 5401 | 104.7 | 51.7 | 9.4 | 0.943 | 5087 | 75
PZ5X5CPJ | RAB Lighting | RAB Lighting | VANLED52N[MS][All Colors][/PCS,PCS2] | Outdoor Luminaires | Mid Output | Fuel Pump Canopy Luminaires | Premium | FALSE | [9 empty] | 6/1/2015 12:00:00 AM | Not Dimmable | Not Dimmable | Yes |  |  | 5395 | 104.8 | 51.5 | 6.7 | 0.956 | 4074 | 74
PXKSK4YE | RAB Lighting | RAB Lighting | VANLED52[MS][All Colors][/PCS,PCS2] | Outdoor Luminaires | Mid Output | Fuel Pump Canopy Luminaires | Premium | FALSE | [9 empty] | 6/1/2015 12:00:00 AM | Not Dimmable | Not Dimmable | Yes |  |  | 5401 | 104.7 | 51.6 | 9.4 | 0.943 | 5087 | 75
PPVWW4WM | RAB Lighting | RAB Lighting | VANLED52Y[MS][All Colors]/D10[/PCS,PCS2] | Outdoor Luminaires | Mid Output | Fuel Pump Canopy Luminaires | Premium | FALSE | [9 empty] | 6/1/2015 12:00:00 AM | Dimmable | Continuous Below 10 | Yes |  |  | 5209 | 102.1 | 51 | 6.9 | 0.959 | 3121 | 72
P6EXMEQ8 | RAB Lighting | RAB Lighting | VANLED52N[MS][All Colors]/D10[/PCS,PCS2] | Outdoor Luminaires | Mid Output | Fuel Pump Canopy Luminaires | Premium | FALSE | [9 empty] | 6/1/2015 12:00:00 AM | Dimmable | Continuous Below 10 | Yes |  |  | 5395 | 104.8 | 51.5 | 6.7 | 0.956 | 4074 | 74
PQ5Q3JZN | RAB Lighting | RAB Lighting | VANLED20Y[All Fixture Colors] | Outdoor Luminaires | Low Output | Fuel Pump Canopy Luminaires | Standard | TRUE | 2255 | 104.9 | 21.5 | 20.1 | 0.924 | 3087 | 71 | 5 | 100000 | 6/1/2015 12:00:00 AM | Not Dimmable | Not Dimmable | Not Yet Verified |  | 2.1
PV77ES5U | RAB Lighting | RAB Lighting | VANLED20N[All Fixture Colors] | Outdoor Luminaires | Low Output | Fuel Pump Canopy Luminaires | Standard | FALSE | [9 empty] | 6/1/2015 12:00:00 AM | Not Dimmable | Not Dimmable | Not Yet Verified |  |  | 2312 | 106.1 | 21.8 | 20.5 | 0.926 | 4042 | 74
PZ9U88KG | RAB Lighting | RAB Lighting | VANLED20Y[All Fixture Colors]/D10 | Outdoor Luminaires | Low Output | Fuel Pump Canopy Luminaires | Standard | FALSE | [9 empty] | 6/1/2015 12:00:00 AM | Dimmable | Continuous Below 10 | Not Yet Verified |  |  | 2313 | 107.6 | 21.5 | 10.8 | 0.906 | 3087 | 71
PT4V38X8 | RAB Lighting | RAB Lighting | VANLED20N[All Fixture Colors]/D10 | Outdoor Luminaires | Low Output | Fuel Pump Canopy Luminaires | Standard | FALSE | [9 empty] | 6/1/2015 12:00:00 AM | Dimmable | Continuous Below 10 | Not Yet Verified |  |  | 2372 | 108.8 | 21.8 | 11.1 | 0.908 | 4042 | 74
PZQ1Z223 | RAB Lighting | RAB Lighting | VANLED20[All Fixture Colors] | Outdoor Luminaires | Low Output | Fuel Pump Canopy Luminaires | Standard | FALSE | [9 empty] | 6/1/2015 12:00:00 AM | Not Dimmable | Not Dimmable | Not Yet Verified |  |  | 2352 | 108.4 | 21.7 | 20.1 | 0.917 | 4996 | 74
P1G3V79M | RAB Lighting | RAB Lighting | VANLED20[All Fixture Colors]/D10 | Outdoor Luminaires | Low Output | Fuel Pump Canopy Luminaires | Standard | FALSE | [9 empty] | 6/1/2015 12:00:00 AM | Dimmable | Continuous Below 10 | Not Yet Verified |  |  | 2413 | 111.2 | 21.7 | 10.9 | 0.9 | 4996 | 74
PWT7KC7M | RAB Lighting | RAB Lighting | VANLED65YF[All Fixture Colors] | Outdoor Luminaires | Mid Output | Fuel Pump Canopy Luminaires | Standard | TRUE | 5974 | 97.9 | 61 | 13.6 | 0.97 | 3155 | 71 | 5 | 100000 | 6/24/2015 12:00:00 AM | Not Dimmable | Not Dimmable | Not Yet Verified |  | 2.1
PRYRUGSD | RAB Lighting | RAB Lighting | VANLED65NF[All Fixture Colors] | Outdoor Luminaires | Mid Output | Fuel Pump Canopy Luminaires | Standard | FALSE | [9 empty] | 6/24/2015 12:00:00 AM | Not Dimmable | Not Dimmable | Not Yet Verified |  |  | 6129 | 99.5 | 61.6 | 4.8 | 0.997 | 4140 | 74
P99QVPAG | RAB Lighting | RAB Lighting | VANLED65F[All Fixture Colors]/D10 | Outdoor Luminaires | Mid Output | Fuel Pump Canopy Luminaires | Standard | FALSE | [9 empty] | 6/24/2015 12:00:00 AM | Dimmable | Continuous Below 10 | Not Yet Verified |  |  | 6079 | 96.6 | 62.9 | 4.7 | 0.997 | 5089 | 75
PCJYKM9A | RAB Lighting | RAB Lighting | VANLED65YF[All Fixture Colors]/D10 | Outdoor Luminaires | Mid Output | Fuel Pump Canopy Luminaires | Standard | FALSE | [9 empty] | 6/24/2015 12:00:00 AM | Dimmable | Continuous Below 10 | Not Yet Verified |  |  | 6037 | 97.4 | 62 | 7.3 | 0.957 | 3155 | 71
P5D1S9WC | RAB Lighting | RAB Lighting | VANLED65NF[All Fixture Colors]/D10 | Outdoor Luminaires | Mid Output | Fuel Pump Canopy Luminaires | Standard | FALSE | [9 empty] | 6/24/2015 12:00:00 AM | Dimmable | Continuous Below 10 | Not Yet Verified |  |  | 6194 | 98.9 | 62.6 | 4.7 | 0.997 | 4077 | 74
P5AEWYTS | RAB Lighting | RAB Lighting | VANLED65F[All Fixture Colors] | Outdoor Luminaires | Mid Output | Fuel Pump Canopy Luminaires | Standard | FALSE | [9 empty] | 6/24/2015 12:00:00 AM | Not Dimmable | Not Dimmable | Not Yet Verified |  |  | 6015 | 97.2 | 61.9 | 4.8 | 0.997 | 5165 | 75
PR5REZ89 | RAB Lighting | RAB Lighting | VANLED75YF[All Fixture Colors] | Outdoor Luminaires | Mid Output | Fuel Pump Canopy Luminaires | Standard | TRUE | 6692 | 89.8 | 74.5 | 16.5 | 0.946 | 3180 | 71 | 5 | 100000 | 6/24/2015 12:00:00 AM | Not Dimmable | Not Dimmable | Not Yet Verified |  | 2.1
PBQT5D1T | RAB Lighting | RAB Lighting | VANLED75NF[All Fixture Colors] | Outdoor Luminaires | Mid Output | Fuel Pump Canopy Luminaires | Standard | FALSE | [9 empty] | 6/24/2015 12:00:00 AM | Not Dimmable | Not Dimmable | Not Yet Verified |  |  | 6943 | 92.2 | 75.3 | 9.7 | 0.989 | 4165 | 75
PAZBJTKX | RAB Lighting | RAB Lighting | VANLED75NF[All Fixture Colors]/D10 | Outdoor Luminaires | Mid Output | Fuel Pump Canopy Luminaires | Standard | FALSE | [9 empty] | 6/24/2015 12:00:00 AM | Dimmable | Continuous Below 10 | Not Yet Verified |  |  | 7029 | 91.9 | 76.5 | 9.6 | 0.989 | 4077 | 75
PPGFWBB3 | RAB Lighting | RAB Lighting | VANLED75F[All Fixture Colors]/D10 | Outdoor Luminaires | Mid Output | Fuel Pump Canopy Luminaires | Standard | FALSE | [9 empty] | 6/24/2015 12:00:00 AM | Dimmable | Continuous Below 10 | Not Yet Verified |  |  | 6881 | 89.5 | 76.9 | 10.3 | 0.989 | 5089 | 75
PJJ917KV | RAB Lighting | RAB Lighting | VANLED75F[All Fixture Colors] | Outdoor Luminaires | Mid Output | Fuel Pump Canopy Luminaires | Standard | FALSE | [9 empty] | 6/24/2015 12:00:00 AM | Not Dimmable | Not Dimmable | Not Yet Verified |  |  | 6797 | 89.8 | 75.7 | 10.4 | 0.989 | 5185 | 75
PVZBH5B5 | RAB Lighting | RAB Lighting | VANLED75YF[All Fixture Colors]/D10 | Outdoor Luminaires | Mid Output | Fuel Pump Canopy Luminaires | Standard | FALSE | [9 empty] | 6/24/2015 12:00:00 AM | Dimmable | Continuous Below 10 | Not Yet Verified |  |  | 6775 | 89.5 | 75.7 | 9.6 | 0.997 | 3180 | 71
PYHW56U1 | RAB Lighting | RAB Lighting | VANLED75Y[All Fixture Colors] | Outdoor Luminaires | Mid Output | Fuel Pump Canopy Luminaires | Standard | TRUE | 6719 | 90.2 | 74.5 | 16.7 | 0.944 | 3179 | 71 | 5 | 100000 | 6/24/2015 12:00:00 AM | Not Dimmable | Not Dimmable | Not Yet Verified |  | 2.1
P1R4SZW6 | RAB Lighting | RAB Lighting | VANLED75N[All Fixture Colors] | Outdoor Luminaires | Mid Output | Fuel Pump Canopy Luminaires | Standard | FALSE | [9 empty] | 6/24/2015 12:00:00 AM | Not Dimmable | Not Dimmable | Not Yet Verified |  |  | 6971 | 92.6 | 75.3 | 9.7 | 0.99 | 4168 | 75
PEQ647DB | RAB Lighting | RAB Lighting | VANLED75[All Fixture Colors] | Outdoor Luminaires | Mid Output | Fuel Pump Canopy Luminaires | Standard | FALSE | [9 empty] | 6/24/2015 12:00:00 AM | Not Dimmable | Not Dimmable | Not Yet Verified |  |  | 6818 | 90.1 | 75.7 | 10.4 | 0.998 | 5173 | 75
PB3D6J26 | RAB Lighting | RAB Lighting | VANLED75N{All Fixture Colors]/D10 | Outdoor Luminaires | Mid Output | Fuel Pump Canopy Luminaires | Standard | FALSE | [9 empty] | 6/24/2015 12:00:00 AM | Dimmable | Continuous Below 10 | Not Yet Verified |  |  | 7058 | 92.3 | 76.5 | 9.6 | 0.99 | 4168 | 75
PRQN9SEJ | RAB Lighting | RAB Lighting | VANLED75[All Fixture Colors]/D10 | Outdoor Luminaires | Mid Output | Fuel Pump Canopy Luminaires | Standard | FALSE | [9 empty] | 6/24/2015 12:00:00 AM | Dimmable | Continuous Below 10 | Not Yet Verified |  |  | 6903 | 89.7 | 76.9 | 10.3 | 0.988 | 5173 | 75
P1SWWQ66 | RAB Lighting | RAB Lighting | VANLED75Y[All Fixture Colors]/D10 | Outdoor Luminaires | Mid Output | Fuel Pump Canopy Luminaires | Standard | FALSE | [9 empty] | 6/24/2015 12:00:00 AM | Dimmable | Continuous Below 10 | Not Yet Verified |  |  | 6802 | 89.9 | 75.7 | 9.7 | 0.989 | 3179 | 71
PJG33Y2J | RAB Lighting | RAB Lighting | VANLED65Y[All Fixture Colors] | Outdoor Luminaires | Mid Output | Fuel Pump Canopy Luminaires | Standard | TRUE | 5991 | 98.2 | 61 | 13.7 | 0.968 | 3154 | 71 | 5 | 100000 | 6/24/2015 12:00:00 AM | Not Dimmable | Not Dimmable | Not Yet Verified |  | 2.1
PX1WR49Y | RAB Lighting | RAB Lighting | VANLED65Y[All Fixture Colors]/D10 | Outdoor Luminaires | Mid Output | Fuel Pump Canopy Luminaires | Standard | FALSE | [9 empty] | 6/24/2015 12:00:00 AM | Dimmable | Continuous Below 10 | Not Yet Verified |  |  | 6055 | 97.6 | 62 | 4.8 | 0.998 | 3155 | 71
P3J2E728 | RAB Lighting | RAB Lighting | VANLED65N[All Fixture Colors] | Outdoor Luminaires | Mid Output | Fuel Pump Canopy Luminaires | Standard | FALSE | [9 empty] | 6/24/2015 12:00:00 AM | Not Dimmable | Not Dimmable | Not Yet Verified |  |  | 6169 | 100.1 | 61.6 | 4.9 | 0.997 | 4140 | 74
P2AJRY5Y | RAB Lighting | RAB Lighting | VANLED65[All Fixture Colors] | Outdoor Luminaires | Mid Output | Fuel Pump Canopy Luminaires | Standard | FALSE | [9 empty] | 6/24/2015 12:00:00 AM | Not Dimmable | Not Dimmable | Not Yet Verified |  |  | 6054 | 97.8 | 61.9 | 4.9 | 0.997 | 5165 | 75
P9U5Q93S | RAB Lighting | RAB Lighting | VANLED65N[All Fixture Colors]/D10 | Outdoor Luminaires | Mid Output | Fuel Pump Canopy Luminaires | Standard | FALSE | [9 empty] | 6/24/2015 12:00:00 AM | Dimmable | Continuous Below 10 | Not Yet Verified |  |  | 6234 | 99.6 | 62.6 | 4.8 | 0.997 | 4077 | 74
PJ431EXJ | RAB Lighting | RAB Lighting | VANLED65[All Fixture Colors]/D10 | Outdoor Luminaires | Mid Output | Fuel Pump Canopy Luminaires | Standard | FALSE | [9 empty] | 6/24/2015 12:00:00 AM | Dimmable | Continuous Below 10 | Not Yet Verified |  |  | 6118 | 97.2 | 62.9 | 4.8 | 0.997 | 5089 | 75
PB85U6PU | RAB Lighting | RAB Lighting | MASI16-52W/D10 | Outdoor Luminaires | Mid Output | Fuel Pump Canopy Luminaires | Premium | TRUE | 6782 | 125.1 | 54.2 | 9.1 | 0.964 | 5101 | 74 | 5 |  | 8/13/2015 12:00:00 AM | Dimmable | Continuous Below 10 | No |  | 3 | 6782 | 125.1 | 54.2 | 5.5 | 0.993 | 5101 | 74
PT6XZH1F | RAB Lighting | RAB Lighting | MASI20-200YW/D10 | Outdoor Luminaires | High Output | Fuel Pump Canopy Luminaires | Premium | TRUE | 27027 | 127.8 | 211.4 | 11.8 | 0.944 | 3024 | 71 | 5 |  | 8/13/2015 12:00:00 AM | Dimmable | Continuous Below 10 | No |  | 3 | 27027 | 127.8 | 211.4 | 4.8 | 0.998 | 3024 | 71
PAQY9W7Y | RAB Lighting | RAB Lighting | MASI16-100YW/D10 | Outdoor Luminaires | High Output | Fuel Pump Canopy Luminaires | Premium | TRUE | 14477 | 127.3 | 113.7 | 16.3 | 0.941 | 3029 | 71 | 5 |  | 8/13/2015 12:00:00 AM | Dimmable | Continuous Below 10 | No |  | 3 | 14477 | 127.3 | 113.7 | 7.6 | 0.995 | 3029 | 71
PHXM7HY1 | RAB Lighting | RAB Lighting | MASI16-52YW/D10 | Outdoor Luminaires | Mid Output | Fuel Pump Canopy Luminaires | Premium | TRUE | 6312 | 117.3 | 53.8 | 8.9 | 0.969 | 3026 | 71 | 5 |  | 8/13/2015 12:00:00 AM | Dimmable | Continuous Below 10 | No |  | 3 | 6312 | 117.3 | 53.8 | 6.9 | 0.992 | 3026 | 71
PM3PFUUP | RAB Lighting | RAB Lighting | MASI16-100NW/D10 | Outdoor Luminaires | High Output | Fuel Pump Canopy Luminaires | Premium | FALSE | [9 empty] | 8/13/2015 12:00:00 AM | Dimmable | Continuous Below 10 | No |  |  | 15454 | 134.9 | 114.6 | 7.3 | 0.995 | 3987 | 72
PRB7W7ZX | RAB Lighting | RAB Lighting | MASI20-160W/D10 | Outdoor Luminaires | High Output | Fuel Pump Canopy Luminaires | Premium | FALSE | [9 empty] | 8/13/2015 12:00:00 AM | Dimmable | Continuous Below 10 | No |  |  | 22632 | 143.5 | 157.7 | 5.6 | 0.996 | 5106 | 75
P1TANHVK | RAB Lighting | RAB Lighting | MASI20-200W/D10 | Outdoor Luminaires | High Output | Fuel Pump Canopy Luminaires | Premium | FALSE | [9 empty] | 8/13/2015 12:00:00 AM | Dimmable | Continuous Below 10 | No |  |  | 28478 | 134.8 | 211.3 | 4.7 | 0.999 | 5195 | 74
PA4Z2M75 | RAB Lighting | RAB Lighting | MASI20-160NW/D10 | Outdoor Luminaires | High Output | Fuel Pump Canopy Luminaires | Premium | FALSE | [9 empty] | 8/13/2015 12:00:00 AM | Dimmable | Continuous Below 10 | No |  |  | 23017 | 144.3 | 159.5 | 5.6 | 0.999 | 3980 | 72
PK95K1W7 | RAB Lighting | RAB Lighting | MASI20-200NW/D10 | Outdoor Luminaires | High Output | Fuel Pump Canopy Luminaires | Premium | FALSE | [9 empty] | 8/13/2015 12:00:00 AM | Dimmable | Continuous Below 10 | No |  |  | 29172 | 137.5 | 212.2 | 4.7 | 0.999 | 3967 | 72
P87B5DCW | RAB Lighting | RAB Lighting | MASI16-80W/D10 | Outdoor Luminaires | High Output | Fuel Pump Canopy Luminaires | Premium | FALSE | [9 empty] | 8/13/2015 12:00:00 AM | Dimmable | Continuous Below 10 | No |  |  | 12207 | 141.8 | 86.3 | 20.5 | 0.914 | 5107 | 74
P2WBA4NA | RAB Lighting | RAB Lighting | MASI16-100W/D10 | Outdoor Luminaires | High Output | Fuel Pump Canopy Luminaires | Premium | FALSE | [9 empty] | 8/13/2015 12:00:00 AM | Dimmable | Continuous Below 10 | No |  |  | 16344 | 134.1 | 114.4 | 7.4 | 0.994 | 5136 | 75
P5616H5P | RAB Lighting | RAB Lighting | MASI16-80YW/D10 | Outdoor Luminaires | High Output | Fuel Pump Canopy Luminaires | Premium | FALSE | [9 empty] | 8/13/2015 12:00:00 AM | Dimmable | Continuous Below 10 | No |  |  | 11533 | 133.9 | 86.2 | 20 | 0.915 | 3026 | 72
P9MJ3H2E | RAB Lighting | RAB Lighting | MASI16-80NW/D10 | Outdoor Luminaires | High Output | Fuel Pump Canopy Luminaires | Premium | FALSE | [9 empty] | 8/13/2015 12:00:00 AM | Dimmable | Continuous Below 10 | No |  |  | 12192 | 143.3 | 85.3 | 20.4 | 0.914 | 3967 | 72
P9Q89HB4 | RAB Lighting | RAB Lighting | MASI16-52NW/D10 | Outdoor Luminaires | Mid Output | Fuel Pump Canopy Luminaires | Premium | FALSE | [9 empty] | 8/13/2015 12:00:00 AM | Dimmable | Continuous Below 10 | No |  |  | 6857 | 124.9 | 54.9 | 6.6 | 0.992 | 3983 | 72
PCYF9JZD | RAB Lighting | RAB Lighting | MASI20-160YW/D10 | Outdoor Luminaires | High Output | Fuel Pump Canopy Luminaires | Premium | FALSE | [9 empty] | 8/13/2015 12:00:00 AM | Dimmable | Continuous Below 10 | No |  |  | 21458 | 136.3 | 157.4 | 5.7 | 0.997 | 3025 | 71
PG53UAWS | Rayon Lighting Group, Inc. | Rayon Lighting | T721LEDB-82-UNI12-30 | Outdoor Luminaires | Mid Output | Fuel Pump Canopy Luminaires | Standard | TRUE | 8712.8 | 107.76 | 80.85 | 13.3 | 0.9461 | 3005 | 83.8 | 5 | 50000 | 3/3/2016 12:00:00 AM | Dimmable | Continuous Below 10 | Not Yet Verified |  | 2.1 | 8712.8 | 107.76 | 80.85 | 13.3 | 0.9461 | 3000 | 83.8
PDSEA4FH | Rayon Lighting Group, Inc. | Rayon Lighting | T721LEDB-82-UNI12-50 | Outdoor Luminaires | Mid Output | Fuel Pump Canopy Luminaires | Standard | FALSE | [9 empty] | 3/3/2016 12:00:00 AM | Dimmable | Continuous Below 10 | Not Yet Verified |  |  | 9325 | 113.79 | 81.95 | 7.69 | 0.9487 | 5000 | 84.3
PYKZNT4Q | Rayon Lighting Group, Inc. | Rayon Lighting | T720LEDB-44-UNI12-30 | Outdoor Luminaires | Low Output | Fuel Pump Canopy Luminaires | Standard | TRUE | 4358.8 | 99.27 | 43.91 | 10.35 | 0.9701 | 3002 | 83.7 | 5 | 50000 | 3/3/2016 12:00:00 AM | Dimmable | Continuous Below 10 | Not Yet Verified |  | 2.1 | 4358.8 | 99.29 | 43.9 | 10.35 | 0.9701 | 3000 | 83.7
PUASUXJW | Rayon Lighting Group, Inc. | Rayon Lighting | T720LEDB-44-UNI12-50 | Outdoor Luminaires | Low Output | Fuel Pump Canopy Luminaires | Standard | FALSE | [9 empty] | 3/3/2016 12:00:00 AM | Dimmable | Continuous Below 10 | Not Yet Verified |  |  | 4532 | 102.19 | 44.35 | 7.69 | 0.9721 | 5000 | 84.2
P00001EIA | Razr Lites | Razr Lites | RZR-303L.28W.40K | Outdoor Luminaires | Low Output | Fuel Pump Canopy Luminaires | Standard | TRUE | 2557 | 90.07 | 28.39 | 12.42 | 0.874 | 4166 | 87 | 5 | 50000 | 9/26/2013 12:00:00 AM | Not Yet Verified | Not Yet Verified | Not Yet Verified |  | 2 | 3200 | 114 | 28 |  | 0.98 | 4000 | 80
PKN1AT97 | RC Lighting | RC Lighting | VANLED20YF[All Fixture Colors] RCL | Outdoor Luminaires | Low Output | Fuel Pump Canopy Luminaires | Standard | TRUE | 2276 | 106.4 | 21.4 | 19.7 | 0.924 | 3090 | 71.9 | 5 | 100000 | 6/18/2015 12:00:00 AM | Not Dimmable | Not Dimmable | Not Yet Verified |  | 2.1
PMVJN8YM | RC Lighting | RC Lighting | VANLED20NF[All Fixture Colors]/D10 RCL | Outdoor Luminaires | Low Output | Fuel Pump Canopy Luminaires | Standard | FALSE | [9 empty] | 6/18/2015 12:00:00 AM | Dimmable | Continuous Below 10 | Not Yet Verified |  |  | 2397 | 109.9 | 21.8 | 11.6 | 0.908 | 4050 | 74
PE7BTQ14 | RC Lighting | RC Lighting | VANLED20F[All Fixture Colors]/D10 RCL | Outdoor Luminaires | Low Output | Fuel Pump Canopy Luminaires | Standard | FALSE | [9 empty] | 6/18/2015 12:00:00 AM | Dimmable | Continuous Below 10 | Not Yet Verified |  |  | 2407 | 111.4 | 21.6 | 10.4 | 0.899 | 5001 | 74
P16RSTZB | RC Lighting | RC Lighting | VANLED20F[All Fixture Colors] RCL | Outdoor Luminaires | Low Output | Fuel Pump Canopy Luminaires | Standard | FALSE | [9 empty] | 6/18/2015 12:00:00 AM | Not Dimmable | Not Dimmable | Not Yet Verified |  |  | 2347 | 108.7 | 21.6 | 19.3 | 0.917 | 5001 | 74
P5AFVQ6N | RC Lighting | RC Lighting | VANLED20NF[All Fixture Colors] RCL | Outdoor Luminaires | Low Output | Fuel Pump Canopy Luminaires | Standard | FALSE | [9 empty] | 6/18/2015 12:00:00 AM | Not Dimmable | Not Dimmable | Not Yet Verified |  |  | 2337 | 107.2 | 21.8 | 21.6 | 0.926 | 4050 | 74
PZVTNMQS | RC Lighting | RC Lighting | VANLED20YF[All Fixture Colors]/D10 RCL | Outdoor Luminaires | Low Output | Fuel Pump Canopy Luminaires | Standard | FALSE | [9 empty] | 6/18/2015 12:00:00 AM | Dimmable | Continuous Below 10 | Not Yet Verified |  |  | 2335 | 109.1 | 21.4 | 10.6 | 0.908 | 3090 | 71
PZN9JCE2 | RC Lighting | RC Lighting | VANLED40YF[MS][All Colors][/PCS,PCS2] | Outdoor Luminaires | Low Output | Fuel Pump Canopy Luminaires | Premium | TRUE | 4333 | 112.8 | 38.4 | 10 | 0.959 | 3113 | 72 | 5 | 100000 | 6/18/2015 12:00:00 AM | Not Dimmable | Not Dimmable | Yes |  | 3 | 4333 | 112.8 | 38.4 | 6.8 | 0.959 | 3113 | 72
PQ7GSGAA | RC Lighting | RC Lighting | VANLED40F[MS][All Colors]/D10[/PCS,PCS2] | Outdoor Luminaires | Low Output | Fuel Pump Canopy Luminaires | Premium | FALSE | [9 empty] | 6/18/2015 12:00:00 AM | Dimmable | Continuous Below 10 | Yes |  |  | 4364 | 112.5 | 38.7 | 7.1 | 0.959 | 5077 | 75
P9Q9D8HU | RC Lighting | RC Lighting | VANLED40NF[MS][All Colors]/D10[/PCS,PCS2] | Outdoor Luminaires | Low Output | Fuel Pump Canopy Luminaires | Premium | FALSE | [9 empty] | 6/18/2015 12:00:00 AM | Dimmable | Continuous Below 10 | Yes |  |  | 4429 | 115 | 38.5 | 6.8 | 0.961 | 4066 | 74
PNMDJ7WV | RC Lighting | RC Lighting | VANLED40NF[MS][All Colors][/PCS,PCS2] | Outdoor Luminaires | Low Output | Fuel Pump Canopy Luminaires | Premium | FALSE | [9 empty] | 6/18/2015 12:00:00 AM | Not Dimmable | Not Dimmable | Yes |  |  | 4429 | 115 | 38.5 | 6.8 | 0.959 | 4066 | 74
P2GYFVQV | RC Lighting | RC Lighting | VANLED40F[MS][All Colors][/PCS,PCS2] | Outdoor Luminaires | Low Output | Fuel Pump Canopy Luminaires | Premium | FALSE | [9 empty] | 6/18/2015 12:00:00 AM | Not Dimmable | Not Dimmable | Yes |  |  | 4364 | 112.5 | 38.8 | 7.1 | 0.957 | 5077 | 75
PHUCJJ13 | RC Lighting | RC Lighting | VANLED40YF[MS][All Colors]/D10[/PCS,PCS2] | Outdoor Luminaires | Low Output | Fuel Pump Canopy Luminaires | Premium | FALSE | [9 empty] | 6/18/2015 12:00:00 AM | Dimmable | Continuous Below 10 | Yes |  |  | 4333 | 112.8 | 38.4 | 6.8 | 0.958 | 3113 | 72
PV7HSEHU | RC Lighting | RC Lighting | VANLED40Y[MS][All Colors][/PCS,PCS2] RCL | Outdoor Luminaires | Low Output | Fuel Pump Canopy Luminaires | Premium | TRUE | 4324 | 112.6 | 38.4 | 10.1 | 0.956 | 3111 | 72 | 5 | 100000 | 6/18/2015 12:00:00 AM | Not Dimmable | Not Dimmable | Yes |  | 3 | 4324 | 112.6 | 38.4 | 7.6 | 0.956 | 3111 | 72
PNWGNH2Z | RC Lighting | RC Lighting | VANLED40Y[MS][All Colors]/D10[/PCS,PCS2] RCL | Outdoor Luminaires | Low Output | Fuel Pump Canopy Luminaires | Premium | FALSE | [9 empty] | 6/18/2015 12:00:00 AM | Dimmable | Continuous Below 10 | Yes |  |  | 4324 | 112.6 | 38.4 | 7.6 | 0.958 | 3111 | 72
PS2W4AAC | RC Lighting | RC Lighting | VANLED40N[MS][All Colors]/D10[/PCS,PCS2] RCL | Outdoor Luminaires | Low Output | Fuel Pump Canopy Luminaires | Premium | FALSE | [9 empty] | 6/18/2015 12:00:00 AM | Dimmable | Continuous Below 10 | Yes |  |  | 4356 | 113.1 | 38.5 | 5.5 | 0.961 | 4064 | 74
PXV6MZ3Q | RC Lighting | RC Lighting | VANLED40N[MS][All Colors][/PCS,PCS2] RCL | Outdoor Luminaires | Low Output | Fuel Pump Canopy Luminaires | Premium | FALSE | [9 empty] | 6/18/2015 12:00:00 AM | Not Dimmable | Not Dimmable | Yes |  |  | 4356 | 113.1 | 38.5 | 5.5 | 0.959 | 4064 | 74
P89ED7G7 | RC Lighting | RC Lighting | VANLED40[MS][All Colors][/PCS,PCS2] RCL | Outdoor Luminaires | Low Output | Fuel Pump Canopy Luminaires | Premium | FALSE | [9 empty] | 6/18/2015 12:00:00 AM | Not Dimmable | Not Dimmable | Yes |  |  | 4379 | 113.2 | 38.7 | 5.5 | 0.964 | 5072 | 75
PQ63ZWVU | RC Lighting | RC Lighting | VANLED40[MS][All Colors]/D10[/PCS,PCS2] RCL | Outdoor Luminaires | Low Output | Fuel Pump Canopy Luminaires | Premium | FALSE | [9 empty] | 6/18/2015 12:00:00 AM | Dimmable | Continuous Below 10 | Yes |  |  | 4379 | 113.2 | 38.7 | 5.5 | 0.966 | 5072 | 75
PKAD8JKJ | RC Lighting | RC Lighting | VANLED52YF[MS][All Colors][/PCS,PCS2] | Outdoor Luminaires | Mid Output | Fuel Pump Canopy Luminaires | Premium | TRUE | 5244 | 102.8 | 50.9 | 8 | 0.957 | 3124 | 71 | 5 | 100000 | 6/18/2015 12:00:00 AM | Not Dimmable | Not Dimmable | Yes |  | 3 | 5244 | 102.8 | 51 | 7.3 | 0.957 | 3124 | 71
PHTK7G5E | RC Lighting | RC Lighting | VANLED52NF[MS][All Colors][/PCS,PCS2] | Outdoor Luminaires | Mid Output | Fuel Pump Canopy Luminaires | Premium | FALSE | [9 empty] | 6/18/2015 12:00:00 AM | Not Dimmable | Not Dimmable | Yes |  |  | 5498 | 106.8 | 51.5 | 6.6 | 0.956 | 4077 | 74
P6Y1NJJC | RC Lighting | RC Lighting | VANLED52F[MS][All Colors]/D10[/PCS,PCS2] | Outdoor Luminaires | Mid Output | Fuel Pump Canopy Luminaires | Premium | FALSE | [9 empty] | 6/18/2015 12:00:00 AM | Dimmable | Continuous Below 10 | Yes |  |  | 5372 | 104.1 | 51.6 | 9.6 | 0.941 | 5089 | 75
PV8EMU5E | RC Lighting | RC Lighting | VANLED52NF[MS][All Colors]/D10[/PCS,PCS2] | Outdoor Luminaires | Mid Output | Fuel Pump Canopy Luminaires | Premium | FALSE | [9 empty] | 6/18/2015 12:00:00 AM | Dimmable | Continuous Below 10 | Yes |  |  | 5498 | 106.8 | 51.5 | 6.6 | 0.956 | 4077 | 74
PBR2TXAZ | RC Lighting | RC Lighting | VANLED52YF[MS][All Colors]/D10[/PCS,PCS2] | Outdoor Luminaires | Mid Output | Fuel Pump Canopy Luminaires | Premium | FALSE | [9 empty] | 6/18/2015 12:00:00 AM | Dimmable | Continuous Below 10 | Yes |  |  | 5244 | 102.8 | 51 | 7.3 | 0.957 | 3124 | 71
PBKBU9KR | RC Lighting | RC Lighting | VANLED52F[MS][All Colors][/PCS,PCS2] | Outdoor Luminaires | Mid Output | Fuel Pump Canopy Luminaires | Premium | FALSE | [9 empty] | 6/18/2015 12:00:00 AM | Not Dimmable | Not Dimmable | Yes |  |  | 5372 | 104.1 | 51.6 | 9.6 | 0.941 | 5089 | 75
PX29F7JQ | RC Lighting | RC Lighting | VANLED52Y[MS][All Colors][/PCS,PCS2] | Outdoor Luminaires | Mid Output | Fuel Pump Canopy Luminaires | Premium | TRUE | 5209 | 102.1 | 51 | 8 | 0.959 | 3121 | 72 | 5 | 100000 | 6/18/2015 12:00:00 AM | Not Dimmable | Not Dimmable | Yes |  | 3 | 5209 | 102.1 | 51 | 6.9 | 0.959 | 3121 | 72
PUCNBBA7 | RC Lighting | RC Lighting | VANLED52[MS][All Colors][/PCS,PCS2] | Outdoor Luminaires | Mid Output | Fuel Pump Canopy Luminaires | Premium | FALSE | [9 empty] | 6/18/2015 12:00:00 AM | Not Dimmable | Not Dimmable | Yes |  |  | 5401 | 104.7 | 51.6 | 9.4 | 0.943 | 5087 | 75
PK4KNANJ | RC Lighting | RC Lighting | VANLED52N[MS][All Colors][/PCS,PCS2] | Outdoor Luminaires | Mid Output | Fuel Pump Canopy Luminaires | Premium | FALSE | [9 empty] | 6/18/2015 12:00:00 AM | Not Dimmable | Not Dimmable | Yes |  |  | 5395 | 104.8 | 51.5 | 6.7 | 0.956 | 4074 | 74
PZCQKA3M | RC Lighting | RC Lighting | VANLED52[MS][All Colors]/D10[/PCS,PCS2] | Outdoor Luminaires | Mid Output | Fuel Pump Canopy Luminaires | Premium | FALSE | [9 empty] | 6/18/2015 12:00:00 AM | Dimmable | Continuous Below 10 | Yes |  |  | 5401 | 104.7 | 51.7 | 9.4 | 0.943 | 5087 | 75
PQ5QMAAE | RC Lighting | RC Lighting | VANLED52N[MS][All Colors]/D10[/PCS,PCS2] | Outdoor Luminaires | Mid Output | Fuel Pump Canopy Luminaires | Premium | FALSE | [9 empty] | 6/18/2015 12:00:00 AM | Dimmable | Continuous Below 10 | Yes |  |  | 5395 | 104.8 | 51.5 | 6.7 | 0.956 | 4074 | 74
P2BFP1XP | RC Lighting | RC Lighting | VANLED52Y[MS][All Colors]/D10[/PCS,PCS2] | Outdoor Luminaires | Mid Output | Fuel Pump Canopy Luminaires | Premium | FALSE | [9 empty] | 6/18/2015 12:00:00 AM | Dimmable | Continuous Below 10 | Yes |  |  | 5209 | 102.1 | 51 | 6.9 | 0.959 | 3121 | 72
PY9UFS5F | RC Lighting | RC Lighting | VANLED20Y[All Fixture Colors] RCL | Outdoor Luminaires | Low Output | Fuel Pump Canopy Luminaires | Standard | TRUE | 2255 | 104.9 | 21.5 | 20.1 | 0.924 | 3087 | 71 | 5 | 100000 | 6/18/2015 12:00:00 AM | Not Dimmable | Not Dimmable | Not Yet Verified |  | 2.1
P6U47HKT | RC Lighting | RC Lighting | VANLED20N[All Fixture Colors]/D10 RCL | Outdoor Luminaires | Low Output | Fuel Pump Canopy Luminaires | Standard | FALSE | [9 empty] | 6/18/2015 12:00:00 AM | Dimmable | Continuous Below 10 | Not Yet Verified |  |  | 2372 | 108.8 | 21.8 | 11.1 | 0.908 | 4042 | 74
P3E8J15F | RC Lighting | RC Lighting | VANLED20[All Fixture Colors] RCL | Outdoor Luminaires | Low Output | Fuel Pump Canopy Luminaires | Standard | FALSE | [9 empty] | 6/18/2015 12:00:00 AM | Not Dimmable | Not Dimmable | Not Yet Verified |  |  | 2352 | 108.4 | 21.7 | 20.1 | 0.917 | 4996 | 74
PABH92P1 | RC Lighting | RC Lighting | VANLED20N[All Fixture Colors] RCL | Outdoor Luminaires | Low Output | Fuel Pump Canopy Luminaires | Standard | FALSE | [9 empty] | 6/18/2015 12:00:00 AM | Not Dimmable | Not Dimmable | Not Yet Verified |  |  | 2312 | 106.1 | 21.8 | 20.5 | 0.926 | 4042 | 74
P65FTE9F | RC Lighting | RC Lighting | VANLED20Y[All Fixture Colors]/D10 RCL | Outdoor Luminaires | Low Output | Fuel Pump Canopy Luminaires | Standard | FALSE | [9 empty] | 6/18/2015 12:00:00 AM | Dimmable | Continuous Below 10 | Not Yet Verified |  |  | 2313 | 107.6 | 21.5 | 10.8 | 0.906 | 3087 | 71
PWMBHR1H | RC Lighting | RC Lighting | VANLED20[All Fixture Colors]/D10 RCL | Outdoor Luminaires | Low Output | Fuel Pump Canopy Luminaires | Standard | FALSE | [9 empty] | 6/18/2015 12:00:00 AM | Dimmable | Continuous Below 10 | Not Yet Verified |  |  | 2413 | 111.2 | 21.7 | 10.9 | 0.9 | 4996 | 74
P7BRFR6B | RC Lighting | RC Lighting | VANLED65YF[All Fixture Colors] RCL | Outdoor Luminaires | Mid Output | Fuel Pump Canopy Luminaires | Standard | TRUE | 5974 | 97.9 | 61 | 13.6 | 0.97 | 3155 | 71 | 5 | 100000 | 7/16/2015 12:00:00 AM | Not Dimmable | Not Dimmable | Not Yet Verified |  | 2.1
PT8DPHHD | RC Lighting | RC Lighting | VANLED65YF[All Fixture Colors]/D10 RCL | Outdoor Luminaires | Mid Output | Fuel Pump Canopy Luminaires | Standard | FALSE | [9 empty] | 7/16/2015 12:00:00 AM | Dimmable | Continuous Below 10 | Not Yet Verified |  |  | 6037 | 97.4 | 62 | 7.3 | 0.957 | 3155 | 71
P4CGZFBP | RC Lighting | RC Lighting | VANLED65F[All Fixture Colors] RCL | Outdoor Luminaires | Mid Output | Fuel Pump Canopy Luminaires | Standard | FALSE | [9 empty] | 7/16/2015 12:00:00 AM | Not Dimmable | Not Dimmable | Not Yet Verified |  |  | 6015 | 97.2 | 61.9 | 4.8 | 0.997 | 5165 | 75
PSZD67VA | RC Lighting | RC Lighting | VANLED65NF[All Fixture Colors] RCL | Outdoor Luminaires | Mid Output | Fuel Pump Canopy Luminaires | Standard | FALSE | [9 empty] | 7/16/2015 12:00:00 AM | Not Dimmable | Not Dimmable | Not Yet Verified |  |  | 6129 | 99.5 | 61.6 | 4.8 | 0.997 | 4140 | 74
P9X7DAVA | RC Lighting | RC Lighting | VANLED65F[All Fixture Colors]/D10 RCL | Outdoor Luminaires | Mid Output | Fuel Pump Canopy Luminaires | Standard | FALSE | [9 empty] | 7/16/2015 12:00:00 AM | Dimmable | Continuous Below 10 | Not Yet Verified |  |  | 6079 | 96.6 | 62.9 | 4.7 | 0.997 | 5089 | 75
P39ZKXW4 | RC Lighting | RC Lighting | VANLED65NF[All Fixture Colors]/D10 RCL | Outdoor Luminaires | Mid Output | Fuel Pump Canopy Luminaires | Standard | FALSE | [9 empty] | 7/16/2015 12:00:00 AM | Dimmable | Continuous Below 10 | Not Yet Verified |  |  | 6194 | 98.9 | 62.6 | 4.7 | 0.997 | 4077 | 74
P9J1NMBA | RC Lighting | RC Lighting | VANLED75YF[All Fixture Colors] RCL | Outdoor Luminaires | Mid Output | Fuel Pump Canopy Luminaires | Standard | TRUE | 6692 | 89.8 | 74.5 | 16.5 | 0.946 | 3180 | 71 | 5 | 100000 | 7/16/2015 12:00:00 AM | Not Dimmable | Not Dimmable | Not Yet Verified |  | 2.1
PXX6DKXD | RC Lighting | RC Lighting | VANLED75F[All Fixture Colors] RCL | Outdoor Luminaires | Mid Output | Fuel Pump Canopy Luminaires | Standard | FALSE | [9 empty] | 7/16/2015 12:00:00 AM | Not Dimmable | Not Dimmable | Not Yet Verified |  |  | 6797 | 89.8 | 75.7 | 10.4 | 0.989 | 5185 | 75
PJASMXD4 | RC Lighting | RC Lighting | VANLED75F[All Fixture Colors]/D10 RCL | Outdoor Luminaires | Mid Output | Fuel Pump Canopy Luminaires | Standard | FALSE | [9 empty] | 7/16/2015 12:00:00 AM | Dimmable | Continuous Below 10 | Not Yet Verified |  |  | 6881 | 89.5 | 76.9 | 10.3 | 0.989 | 5089 | 75
PB264JHF | RC Lighting | RC Lighting | VANLED75YF[All Fixture Colors]/D10 RCL | Outdoor Luminaires | Mid Output | Fuel Pump Canopy Luminaires | Standard | FALSE | [9 empty] | 7/16/2015 12:00:00 AM | Dimmable | Continuous Below 10 | Not Yet Verified |  |  | 6775 | 89.5 | 75.7 | 9.6 | 0.997 | 3180 | 71
PV1P4UWA | RC Lighting | RC Lighting | VANLED75NF[All Fixture Colors]/D10 RCL | Outdoor Luminaires | Mid Output | Fuel Pump Canopy Luminaires | Standard | FALSE | [9 empty] | 7/16/2015 12:00:00 AM | Dimmable | Continuous Below 10 | Not Yet Verified |  |  | 7029 | 91.9 | 76.5 | 9.6 | 0.989 | 4077 | 75
P197KV4F | RC Lighting | RC Lighting | VANLED75NF[All Fixture Colors] RCL | Outdoor Luminaires | Mid Output | Fuel Pump Canopy Luminaires | Standard | FALSE | [9 empty] | 7/16/2015 12:00:00 AM | Not Dimmable | Not Dimmable | Not Yet Verified |  |  | 6943 | 92.2 | 75.3 | 9.7 | 0.989 | 4165 | 75
PQKW6QKR | RC Lighting | RC Lighting | VANLED75Y[All Fixture Colors] RCL | Outdoor Luminaires | Mid Output | Fuel Pump Canopy Luminaires | Standard | TRUE | 6719 | 90.2 | 74.5 | 16.7 | 0.944 | 3179 | 71 | 5 | 100000 | 7/16/2015 12:00:00 AM | Not Dimmable | Not Dimmable | Not Yet Verified |  | 2.1
P8HCXN5P | RC Lighting | RC Lighting | VANLED75N[All Fixture Colors] RCL | Outdoor Luminaires | Mid Output | Fuel Pump Canopy Luminaires | Standard | FALSE | [9 empty] | 7/16/2015 12:00:00 AM | Not Dimmable | Not Dimmable | Not Yet Verified |  |  | 6971 | 92.6 | 75.3 | 9.7 | 0.99 | 4168 | 75
PTMT3Q9P | RC Lighting | RC Lighting | VANLED75Y[All Fixture Colors]/D10 RCL RCL | Outdoor Luminaires | Mid Output | Fuel Pump Canopy Luminaires | Standard | FALSE | [9 empty] | 7/16/2015 12:00:00 AM | Dimmable | Continuous Below 10 | Not Yet Verified |  |  | 6802 | 89.9 | 75.7 | 9.7 | 0.989 | 3179 | 71
PQ38DMVK | RC Lighting | RC Lighting | VANLED75[All Fixture Colors] RCL | Outdoor Luminaires | Mid Output | Fuel Pump Canopy Luminaires | Standard | FALSE | [9 empty] | 7/16/2015 12:00:00 AM | Not Dimmable | Not Dimmable | Not Yet Verified |  |  | 6818 | 90.1 | 75.7 | 10.4 | 0.998 | 5173 | 75
PXP3XUJM | RC Lighting | RC Lighting | VANLED75N{All Fixture Colors]/D10 RCL RCL | Outdoor Luminaires | Mid Output | Fuel Pump Canopy Luminaires | Standard | FALSE | [9 empty] | 7/16/2015 12:00:00 AM | Dimmable | Continuous Below 10 | Not Yet Verified |  |  | 7058 | 92.3 | 76.5 | 9.6 | 0.99 | 4168 | 75
P28UZQ9F | RC Lighting | RC Lighting | VANLED75[All Fixture Colors]/D10 RCL RCL | Outdoor Luminaires | Mid Output | Fuel Pump Canopy Luminaires | Standard | FALSE | [9 empty] | 7/16/2015 12:00:00 AM | Dimmable | Continuous Below 10 | Not Yet Verified |  |  | 6903 | 89.7 | 76.9 | 10.3 | 0.988 | 5173 | 75
P2QYKHRG | RC Lighting | RC Lighting | VANLED65Y[All Fixture Colors] RCL | Outdoor Luminaires | Mid Output | Fuel Pump Canopy Luminaires | Standard | TRUE | 5991 | 98.2 | 61 | 13.7 | 0.968 | 3154 | 71 | 5 | 100000 | 7/16/2015 12:00:00 AM | Not Dimmable | Not Dimmable | Not Yet Verified |  | 2.1
PJU786HD | RC Lighting | RC Lighting | VANLED65[All Fixture Colors] RCL | Outdoor Luminaires | Mid Output | Fuel Pump Canopy Luminaires | Standard | FALSE | [9 empty] | 7/16/2015 12:00:00 AM | Not Dimmable | Not Dimmable | Not Yet Verified |  |  | 6054 | 97.8 | 61.9 | 4.9 | 0.997 | 5165 | 75
P9ENK4DE | RC Lighting | RC Lighting | VANLED65N[All Fixture Colors] RCL | Outdoor Luminaires | Mid Output | Fuel Pump Canopy Luminaires | Standard | FALSE | [9 empty] | 7/16/2015 12:00:00 AM | Not Dimmable | Not Dimmable | Not Yet Verified |  |  | 6169 | 100.1 | 61.6 | 4.9 | 0.997 | 4140 | 74
P63H5ADF | RC Lighting | RC Lighting | VANLED65N[All Fixture Colors]/D10 RCL RCL | Outdoor Luminaires | Mid Output | Fuel Pump Canopy Luminaires | Standard | FALSE | [9 empty] | 7/16/2015 12:00:00 AM | Dimmable | Continuous Below 10 | Not Yet Verified |  |  | 6234 | 99.6 | 62.6 | 4.8 | 0.997 | 4077 | 74
PTVYCQD5 | RC Lighting | RC Lighting | VANLED65Y[All Fixture Colors]/D10 RCL | Outdoor Luminaires | Mid Output | Fuel Pump Canopy Luminaires | Standard | FALSE | [9 empty] | 7/16/2015 12:00:00 AM | Dimmable | Continuous Below 10 | Not Yet Verified |  |  | 6055 | 97.6 | 62 | 4.8 | 0.998 | 3155 | 71
PXPSF432 | RC Lighting | RC Lighting | VANLED65[All Fixture Colors]/D10 RCL RCL | Outdoor Luminaires | Mid Output | Fuel Pump Canopy Luminaires | Standard | FALSE | [9 empty] | 7/16/2015 12:00:00 AM | Dimmable | Continuous Below 10 | Not Yet Verified |  |  | 6118 | 97.2 | 62.9 | 4.8 | 0.997 | 5089 | 75
PBZT7ADV | RC Lighting | RC Lighting | MASI16-52W/D10 RCL | Outdoor Luminaires | Mid Output | Fuel Pump Canopy Luminaires | Premium | TRUE | 6782 | 125.1 | 54.2 | 9.1 | 0.964 | 5101 | 74 | 5 |  | 9/2/2015 12:00:00 AM | Dimmable | Continuous Below 10 | No |  | 3 | 6782 | 125.1 | 54.2 | 5.5 | 0.993 | 5101 | 74
PC93ETRT | RC Lighting | RC Lighting | MASI16-100YW/D10 RCL | Outdoor Luminaires | High Output | Fuel Pump Canopy Luminaires | Premium | TRUE | 14477 | 127.3 | 113.7 | 16.3 | 0.941 | 3029 | 71 | 5 |  | 9/2/2015 12:00:00 AM | Dimmable | Continuous Below 10 | No |  | 3 | 14477 | 127.3 | 113.7 | 7.6 | 0.995 | 3029 | 71
PPVN8CCM | RC Lighting | RC Lighting | MASI20-200YW/D10 RCL | Outdoor Luminaires | High Output | Fuel Pump Canopy Luminaires | Premium | TRUE | 27027 | 127.8 | 211.4 | 11.8 | 0.944 | 3024 | 71 | 5 |  | 9/2/2015 12:00:00 AM | Dimmable | Continuous Below 10 | No |  | 3 | 27027 | 127.8 | 211.4 | 4.8 | 0.998 | 3024 | 71
PR5KQTMZ | RC Lighting | RC Lighting | MASI16-52YW/D10 RCL | Outdoor Luminaires | Mid Output | Fuel Pump Canopy Luminaires | Premium | TRUE | 6312 | 117.3 | 53.8 | 8.9 | 0.969 | 3026 | 71 | 5 |  | 9/2/2015 12:00:00 AM | Dimmable | Continuous Below 10 | No |  | 3 | 6312 | 117.3 | 53.8 | 6.9 | 0.992 | 3026 | 71
PZR2FJFS | RC Lighting | RC Lighting | MASI16-80W/D10 RCL | Outdoor Luminaires | High Output | Fuel Pump Canopy Luminaires | Premium | FALSE | [9 empty] | 9/2/2015 12:00:00 AM | Dimmable | Continuous Below 10 | No |  |  | 12207 | 141.8 | 86.3 | 20.5 | 0.914 | 5107 | 74
P7THPDR6 | RC Lighting | RC Lighting | MASI16-80YW/D10 RCL | Outdoor Luminaires | High Output | Fuel Pump Canopy Luminaires | Premium | FALSE | [9 empty] | 9/2/2015 12:00:00 AM | Dimmable | Continuous Below 10 | No |  |  | 11533 | 133.9 | 86.2 | 20 | 0.915 | 3026 | 72
PX9RDQUA | RC Lighting | RC Lighting | MASI16-100NW/D10 RCL | Outdoor Luminaires | High Output | Fuel Pump Canopy Luminaires | Premium | FALSE | [9 empty] | 9/2/2015 12:00:00 AM | Dimmable | Continuous Below 10 | No |  |  | 15454 | 134.9 | 114.6 | 7.3 | 0.995 | 3987 | 72
PT3KY75W | RC Lighting | RC Lighting | MASI20-160W/D10 RCL | Outdoor Luminaires | High Output | Fuel Pump Canopy Luminaires | Premium | FALSE | [9 empty] | 9/2/2015 12:00:00 AM | Dimmable | Continuous Below 10 | No |  |  | 22632 | 143.5 | 157.7 | 5.6 | 0.996 | 5106 | 75
PPQGRPF8 | RC Lighting | RC Lighting | MASI20-200W/D10 RCL | Outdoor Luminaires | High Output | Fuel Pump Canopy Luminaires | Premium | FALSE | [9 empty] | 9/2/2015 12:00:00 AM | Dimmable | Continuous Below 10 | No |  |  | 28478 | 134.8 | 211.3 | 4.7 | 0.999 | 5195 | 74
PSGM9Q7F | RC Lighting | RC Lighting | MASI16-100W/D10 RCL | Outdoor Luminaires | High Output | Fuel Pump Canopy Luminaires | Premium | FALSE | [9 empty] | 9/2/2015 12:00:00 AM | Dimmable | Continuous Below 10 | No |  |  | 16344 | 134.1 | 114.4 | 7.4 | 0.994 | 5136 | 75
PKTXNS8Y | RC Lighting | RC Lighting | MASI20-200NW/D10 RCL | Outdoor Luminaires | High Output | Fuel Pump Canopy Luminaires | Premium | FALSE | [9 empty] | 9/2/2015 12:00:00 AM | Dimmable | Continuous Below 10 | No |  |  | 29172 | 137.5 | 212.2 | 4.7 | 0.999 | 3967 | 72
PV51SYRJ | RC Lighting | RC Lighting | MASI20-160YW/D10 RCL | Outdoor Luminaires | High Output | Fuel Pump Canopy Luminaires | Premium | FALSE | [9 empty] | 9/2/2015 12:00:00 AM | Dimmable | Continuous Below 10 | No |  |  | 21458 | 136.3 | 157.4 | 5.7 | 0.997 | 3025 | 71
PAABF54Q | RC Lighting | RC Lighting | MASI16-80NW/D10 RCL | Outdoor Luminaires | High Output | Fuel Pump Canopy Luminaires | Premium | FALSE | [9 empty] | 9/2/2015 12:00:00 AM | Dimmable | Continuous Below 10 | No |  |  | 12192 | 143.3 | 85.3 | 20.4 | 0.914 | 3967 | 72
PCEU8WRF | RC Lighting | RC Lighting | MASI16-52NW/D10 RCL | Outdoor Luminaires | Mid Output | Fuel Pump Canopy Luminaires | Premium | FALSE | [9 empty] | 9/2/2015 12:00:00 AM | Dimmable | Continuous Below 10 | No |  |  | 6857 | 124.9 | 54.9 | 6.6 | 0.992 | 3983 | 72
PYYW78SW | RC Lighting | RC Lighting | MASI20-160NW/D10 RCL | Outdoor Luminaires | High Output | Fuel Pump Canopy Luminaires | Premium | FALSE | [9 empty] | 9/2/2015 12:00:00 AM | Dimmable | Continuous Below 10 | No |  |  | 23017 | 144.3 | 159.5 | 5.6 | 0.999 | 3980 | 72
P54AC3HH | Reliable Energy Solutions | Polaris | CL120 (5000K) | Outdoor Luminaires | High Output | Fuel Pump Canopy Luminaires | Standard | TRUE | 10533.4 | 90.93 | 115.84 | 14.99 | 0.896 | 4995 | 69.7 | 5 | 50000 | 4/11/2016 12:00:00 AM | Not Yet Verified | Not Yet Verified | Not Yet Verified |  | 2.1 | 10000 | 92 | 120 |  | 0.98 | 5000 | 70
P8KRFW2V | Reliable Energy Solutions | Polaris | CL120(5700K) | Outdoor Luminaires | High Output | Fuel Pump Canopy Luminaires | Standard | FALSE | [9 empty] | 4/11/2016 12:00:00 AM | Not Yet Verified | Not Yet Verified | Not Yet Verified |  |  | 10000 | 90 | 120 |  | 0.98 | 5700 | 70
PNNS6M4Z | Renesola Zhejiang Ltd | Renesola | RECL-075W40K01 | Outdoor Luminaires | Mid Output | Fuel Pump Canopy Luminaires | Standard | TRUE | 8354.8 | 111.65 | 74.83 | 13.09 | 0.9337 | 3983 | 84 | 5 | 50000 | 9/14/2016 12:00:00 AM | Not Dimmable | Not Dimmable | No |  | 3.1 | 8510.4 | 112.11 | 75.91 | 13.09 | 0.9337 | 4000 | 84
PMXGUPJW | Renesola Zhejiang Ltd | Renesola | RECL-075W57K01 | Outdoor Luminaires | Mid Output | Fuel Pump Canopy Luminaires | Standard | FALSE | [9 empty] | 9/14/2016 12:00:00 AM | Not Dimmable | Not Dimmable | No |  |  | 8791 | 115.47 | 76.13 | 12.94 | 0.9316 | 5700 | 83
P57M248J | Renesola Zhejiang Ltd | Renesola | RECL-075W50K01 | Outdoor Luminaires | Mid Output | Fuel Pump Canopy Luminaires | Standard | FALSE | [9 empty] | 9/14/2016 12:00:00 AM | Not Dimmable | Not Dimmable | No |  |  | 8650.7 | 113.8 | 76.02 | 13.09 | 0.9337 | 5000 | 84
PMPH23KQ | Renesola Zhejiang Ltd | Renesola | RECL-130W40K02 | Outdoor Luminaires | High Output | Fuel Pump Canopy Luminaires | Standard | TRUE | 14163 | 109.78 | 129 | 13.83 | 0.9094 | 3963 | 74.2 | 5 | 50000 | 9/14/2016 12:00:00 AM | Not Dimmable | Not Dimmable | No |  | 3.1 | 14291 | 110.19 | 129.7 | 13.83 | 0.9094 | 4000 | 74.2
PQMZ56MN | Renesola Zhejiang Ltd | Renesola | RECL-130W57K02 | Outdoor Luminaires | High Output | Fuel Pump Canopy Luminaires | Standard | FALSE | [9 empty] | 9/14/2016 12:00:00 AM | Not Dimmable | Not Dimmable | No |  |  | 14589 | 111.96 | 130.3 | 14.16 | 0.9091 | 5700 | 75.6
PXGTWRUU | Renesola Zhejiang Ltd | Renesola | RECL-130W50K02 | Outdoor Luminaires | High Output | Fuel Pump Canopy Luminaires | Standard | FALSE | [9 empty] | 9/14/2016 12:00:00 AM | Not Dimmable | Not Dimmable | No |  |  | 14440 | 111.08 | 130 | 13.83 | 0.9094 | 5000 | 74.2
P7S25SZY | Renesola Zhejiang Ltd | Renesola | RECL-130W40K01 | Outdoor Luminaires | High Output | Fuel Pump Canopy Luminaires | Standard | TRUE | 13929 | 107.39 | 129.7 | 11.46 | 0.915 | 3962 | 74.2 | 5 | 50000 | 9/14/2016 12:00:00 AM | Not Dimmable | Not Dimmable | No |  | 3.1 | 14146 | 107.25 | 131.9 | 11.46 | 0.915 | 4000 | 74.2
P8JDUUKG | Renesola Zhejiang Ltd | Renesola | RECL-130W57K01 | Outdoor Luminaires | High Output | Fuel Pump Canopy Luminaires | Standard | FALSE | [9 empty] | 9/14/2016 12:00:00 AM | Not Dimmable | Not Dimmable | No |  |  | 14634 | 110.7 | 132.2 | 11.83 | 0.9127 | 5700 | 75.7
PTGH8K6B | Renesola Zhejiang Ltd | Renesola | RECL-130W50K01 | Outdoor Luminaires | High Output | Fuel Pump Canopy Luminaires | Standard | FALSE | [9 empty] | 9/14/2016 12:00:00 AM | Not Dimmable | Not Dimmable | No |  |  | 14390 | 108.97 | 132.1 | 11.46 | 0.915 | 5000 | 74.2
PZ4EPPZ7 | Renesola Zhejiang Ltd | Renesola | RECL-150W40K01 | Outdoor Luminaires | High Output | Fuel Pump Canopy Luminaires | Standard | TRUE | 16142 | 107.04 | 150.8 | 10.01 | 0.9345 | 3965 | 74.3 | 5 | 50000 | 9/14/2016 12:00:00 AM | Not Dimmable | Not Dimmable | No |  | 3.1 | 16435 | 107 | 153.6 | 10.01 | 0.9345 | 4000 | 74.3
PKTZS7HQ | Renesola Zhejiang Ltd | Renesola | RECL-150W50K01 | Outdoor Luminaires | High Output | Fuel Pump Canopy Luminaires | Standard | FALSE | [9 empty] | 9/14/2016 12:00:00 AM | Not Dimmable | Not Dimmable | No |  |  | 16656 | 108.51 | 153.5 | 10.01 | 0.9345 | 5000 | 74.3
P6R7MV2E | Renesola Zhejiang Ltd | Renesola | RECL-150W57K01 | Outdoor Luminaires | High Output | Fuel Pump Canopy Luminaires | Standard | FALSE | [9 empty] | 9/14/2016 12:00:00 AM | Not Dimmable | Not Dimmable | No |  |  | 16877 | 110.02 | 153.4 | 10.37 | 0.9315 | 5700 | 75.9
P00001L5O | Renesola Zhejiang Ltd | Renesola | RCAL160D01 5000K | Outdoor Luminaires | High Output | Fuel Pump Canopy Luminaires | Standard | TRUE | 13977 | 85.84 | 162.83 | 13.8 | 0.975 | 4851 | 71 | 5 | 50000 | 7/25/2014 12:00:00 AM | Not Yet Verified | Not Yet Verified | Not Yet Verified |  | 2.1 |  | 90 | 160 |  | 0.992 | 5000
P00001L5P | Renesola Zhejiang Ltd | Renesola | RCAL160D01 5700K | Outdoor Luminaires | High Output | Fuel Pump Canopy Luminaires | Standard | FALSE | [9 empty] | 7/25/2014 12:00:00 AM | Not Yet Verified | Not Yet Verified | Not Yet Verified |  |  | 14400 | 90 | 160 |  | 0.992 | 5700 | 68.4
P00001L5Q | Renesola Zhejiang Ltd | Renesola | RCAL060D01 4500K | Outdoor Luminaires | Mid Output | Fuel Pump Canopy Luminaires | Standard | TRUE | 5686 | 94.64 | 60.08 | 11.42 | 0.975 | 4390 | 72 | 5 | 50000 | 7/25/2014 12:00:00 AM | Not Yet Verified | Not Yet Verified | Not Yet Verified |  | 2.1 |  | 100 | 60 |  | 0.997 | 4500
P00001L5S | Renesola Zhejiang Ltd | Renesola | RCAL060D01 5700K | Outdoor Luminaires | Mid Output | Fuel Pump Canopy Luminaires | Standard | FALSE | [9 empty] | 7/25/2014 12:00:00 AM | Not Yet Verified | Not Yet Verified | Not Yet Verified |  |  | 6000 | 100 | 60 |  | 0.997 | 5700 | 68
P00001L5R | Renesola Zhejiang Ltd | Renesola | RCAL060D01 5000K | Outdoor Luminaires | Mid Output | Fuel Pump Canopy Luminaires | Standard | FALSE | [9 empty] | 7/25/2014 12:00:00 AM | Not Yet Verified | Not Yet Verified | Not Yet Verified |  |  | 6000 | 100 | 60 |  | 0.997 | 5000 | 71
P00001L5T | Renesola Zhejiang Ltd | Renesola | RCAL120D01 4500K | Outdoor Luminaires | High Output | Fuel Pump Canopy Luminaires | Standard | TRUE | 10803 | 93.8 | 115.16 | 11.81 | 0.973 | 4338 | 72 | 5 | 50000 | 7/25/2014 12:00:00 AM | Not Yet Verified | Not Yet Verified | Not Yet Verified |  | 2.1 |  | 100 | 120 |  | 0.997 | 4500
P00001L5V | Renesola Zhejiang Ltd | Renesola | RCAL120D01 5700K | Outdoor Luminaires | High Output | Fuel Pump Canopy Luminaires | Standard | FALSE | [9 empty] | 7/25/2014 12:00:00 AM | Not Yet Verified | Not Yet Verified | Not Yet Verified |  |  | 12000 | 100 | 120 |  | 0.997 | 5700 | 68
P00001L5U | Renesola Zhejiang Ltd | Renesola | RCAL120D01 5000K | Outdoor Luminaires | High Output | Fuel Pump Canopy Luminaires | Standard | FALSE | [9 empty] | 7/25/2014 12:00:00 AM | Not Yet Verified | Not Yet Verified | Not Yet Verified |  |  | 12000 | 100 | 120 |  | 0.997 | 5000 | 70
P00001L5W | Renesola Zhejiang Ltd | Renesola | RCAL180D01 5000K | Outdoor Luminaires | High Output | Fuel Pump Canopy Luminaires | Standard | TRUE | 14841 | 83.77 | 177.17 | 12.12 | 0.955 | 4879 | 71.2 | 5 | 50000 | 7/28/2014 12:00:00 AM | Not Yet Verified | Not Yet Verified | Not Yet Verified |  | 2.1 |  | 90 | 180 |  | 0.993 | 5000
P00001L5X | Renesola Zhejiang Ltd | Renesola | RCAL180D01 5700K | Outdoor Luminaires | High Output | Fuel Pump Canopy Luminaires | Standard | FALSE | [9 empty] | 7/28/2014 12:00:00 AM | Not Yet Verified | Not Yet Verified | Not Yet Verified |  |  | 16200 | 90 | 180 |  | 0.993 | 5700 | 68.5
P00001L6A | Renesola Zhejiang Ltd | Renesola | RCAL090D01 5000K | Outdoor Luminaires | Mid Output | Fuel Pump Canopy Luminaires | Standard | TRUE | 7610 | 86.84 | 87.63 | 12.19 | 0.948 | 4863 | 71.4 | 5 | 50000 | 7/31/2014 12:00:00 AM | Not Yet Verified | Not Yet Verified | Not Yet Verified |  | 2.1 |  | 95 | 90 |  | 0.993 | 5000
P00001L6B | Renesola Zhejiang Ltd | Renesola | RCAL090D01 5700K | Outdoor Luminaires | Mid Output | Fuel Pump Canopy Luminaires | Standard | FALSE | [9 empty] | 7/31/2014 12:00:00 AM | Not Yet Verified | Not Yet Verified | Not Yet Verified |  |  | 8550 | 95 | 90 |  | 0.993 | 5700 | 68.1
PJBW8VFV | Reno LED Lighting Inc. | RENO | RENO CANOPY - 50W | Outdoor Luminaires | Low Output | Fuel Pump Canopy Luminaires | Standard | TRUE | 4672.61 | 93.84 | 49.79 | 18.5 | 0.887 | 5294 | 87.1 | 5 |  | 7/12/2016 12:00:00 AM | Not Dimmable | Not Dimmable | No |  | 3 | 4672 | 90 | 52 | 19 | 0.99 | 5000 | 80
PKCYB2PG | Rensola Zhejiang Ltd | Renesola | RECL-045W40K01 | Outdoor Luminaires | Mid Output | Fuel Pump Canopy Luminaires | Standard | TRUE | 5029.4 | 111.89 | 44.95 | 19.29 | 0.9088 | 3899 | 83.6 | 5 | 50000 | 5/23/2016 12:00:00 AM | Not Dimmable | Not Dimmable | No |  | 3.1 | 5034.2 | 113.13 | 44.5 | 19.29 | 0.9088 | 4000 | 83.6
PTB99UP8 | Rensola Zhejiang Ltd | Renesola | RECL-045W50K01 | Outdoor Luminaires | Mid Output | Fuel Pump Canopy Luminaires | Standard | FALSE | [9 empty] | 5/23/2016 12:00:00 AM | Not Dimmable | Not Dimmable | No |  |  | 5085.1 | 114.54 | 44.4 | 19.29 | 0.9088 | 5000 | 83.6
PXV1BPEM | Rensola Zhejiang Ltd | Renesola | RECL-045W57K01 | Outdoor Luminaires | Mid Output | Fuel Pump Canopy Luminaires | Standard | FALSE | [9 empty] | 5/23/2016 12:00:00 AM | Not Dimmable | Not Dimmable | No |  |  | 5136 | 115.96 | 44.29 | 19.41 | 0.9076 | 5700 | 75.9
PQJHYWH9 | Rensola Zhejiang Ltd | Renesola | RECL-100W40K01 | Outdoor Luminaires | High Output | Fuel Pump Canopy Luminaires | Standard | TRUE | 11087 | 112.16 | 98.84 | 17.9 | 0.9099 | 3968 | 74.3 | 5 | 50000 | 5/23/2016 12:00:00 AM | Not Dimmable | Not Dimmable | No |  | 3.1 | 11194 | 111.38 | 100.5 | 17.9 | 0.9099 | 4000 | 74.3
P7TGXDCG | Rensola Zhejiang Ltd | Renesola | RECL-100W57K01 | Outdoor Luminaires | High Output | Fuel Pump Canopy Luminaires | Standard | FALSE | [9 empty] | 5/23/2016 12:00:00 AM | Not Dimmable | Not Dimmable | No |  |  | 11519 | 114.85 | 100.3 | 17.51 | 0.9101 | 5700 | 75.9
PKU633C1 | Rensola Zhejiang Ltd | Renesola | RECL-100W50K01 | Outdoor Luminaires | High Output | Fuel Pump Canopy Luminaires | Standard | FALSE | [9 empty] | 5/23/2016 12:00:00 AM | Not Dimmable | Not Dimmable | No |  |  | 11357 | 113.11 | 100.4 | 17.9 | 0.9099 | 5000 | 74.3
P00001JQL | Revolight | REVOLIGHT | RC R150[120V ONLY] | Outdoor Luminaires | Mid Output | Fuel Pump Canopy Luminaires | Standard | TRUE | 9525 | 117 | 81.12 | 6.43 | 0.988 | 4970 | 65.1 | 7 |  | 4/25/2014 12:00:00 AM | Not Yet Verified | Not Yet Verified | Not Yet Verified |  | 2.1 | 9525 | 117 | 82 | 6.17 | 0.988 | 4970 | 65.1
P00001JQM | Revolight | REVOLIGHT | RC-R251[120V ONLY] | Outdoor Luminaires | High Output | Fuel Pump Canopy Luminaires | Standard | TRUE | 13627 | 118.8 | 121.9 | 4.68 | 0.996 | 4905 | 65.2 | 7 |  | 4/25/2014 12:00:00 AM | Not Yet Verified | Not Yet Verified | Not Yet Verified |  | 2.1 | 13790 | 114 | 121 | 4.68 | 0.996 | 4900 | 65.2
PW2UQDGQ | Revolution Lighting Technologies | Revolution Lighting Technologies | 111001-100 | Outdoor Luminaires | Mid Output | Fuel Pump Canopy Luminaires | Standard | TRUE | 6575.9 | 89 | 73.87 | 15.7 | 0.987 | 2830 | 81.8 | 5 | 50000 | 5/13/2016 12:00:00 AM | Not Dimmable | Not Dimmable | No |  | 3 | 6700 | 89 | 75 | 20 | 0.95 | 2700 | 70
P12U69RZ | Revolution Lighting Technologies | Revolution Lighting Technologies | 111001-105 | Outdoor Luminaires | Mid Output | Fuel Pump Canopy Luminaires | Standard | FALSE | [9 empty] | 5/13/2016 12:00:00 AM | Not Dimmable | Not Dimmable | No |  |  | 7500 | 100 | 75 | 20 | 0.95 | 5000 | 70
P6KYJRNR | Revolution Lighting Technologies | Revolution Lighting Technologies | 111001-103 | Outdoor Luminaires | Mid Output | Fuel Pump Canopy Luminaires | Standard | FALSE | [9 empty] | 5/13/2016 12:00:00 AM | Not Dimmable | Not Dimmable | No |  |  | 7500 | 100 | 75 | 20 | 0.95 | 4000 | 70
PTMGY1BS | Revolution Lighting Technologies | Revolution Lighting Technologies | 111002-100 | Outdoor Luminaires | High Output | Fuel Pump Canopy Luminaires | Standard | TRUE | 10262.78 | 95.23 | 107.77 | 14.48 | 0.989 | 2820 | 81.9 | 5 | 50000 | 5/13/2016 12:00:00 AM | Not Dimmable | Not Dimmable | No |  | 3.1 | 10000 | 100 | 100 | 20 | 0.95 | 2700 | 83.7
PGB66J1X | Revolution Lighting Technologies | Revolution Lighting Technologies | 111002-106 | Outdoor Luminaires | High Output | Fuel Pump Canopy Luminaires | Standard | FALSE | [9 empty] | 5/13/2016 12:00:00 AM | Not Dimmable | Not Dimmable | No |  |  | 10000 | 100 | 100 | 20 | 0.95 | 5700
PNP5NM68 | Revolution Lighting Technologies | Revolution Lighting Technologies | 111002-103 | Outdoor Luminaires | High Output | Fuel Pump Canopy Luminaires | Standard | FALSE | [9 empty] | 5/13/2016 12:00:00 AM | Not Dimmable | Not Dimmable | No |  |  | 10000 | 100 | 100 | 20 | 0.95 | 4000
PH15ASJ4 | Revolution Lighting Technologies | Revolution Lighting Technologies | 111002-105 | Outdoor Luminaires | High Output | Fuel Pump Canopy Luminaires | Standard | FALSE | [9 empty] | 8/1/2016 12:00:00 AM | Not Dimmable | Not Dimmable | No |  |  | 10000 | 100 | 100 | 20 | 0.95 | 5000
PMEDXKUX | Revolution Lighting Technologies | Revolution Lighting Technologies | 111003-100 | Outdoor Luminaires | High Output | Fuel Pump Canopy Luminaires | Standard | TRUE | 10266.3 | 84.97 | 120.8 | 12.9 | 0.991 | 2798 | 81.1 | 5 | 50000 | 5/13/2016 12:00:00 AM | Not Dimmable | Not Dimmable | No |  | 3 | 12000 | 100 | 120 | 20 | 0.95 | 2700 | 70
PRNAC35C | Revolution Lighting Technologies | Revolution Lighting Technologies | 111003-103 | Outdoor Luminaires | High Output | Fuel Pump Canopy Luminaires | Standard | FALSE | [9 empty] | 5/13/2016 12:00:00 AM | Not Dimmable | Not Dimmable | No |  |  | 12000 | 100 | 120 | 20 | 0.95 | 4000 | 70
PPD4RPMB | Revolution Lighting Technologies | Revolution Lighting Technologies | 111003-105 | Outdoor Luminaires | High Output | Fuel Pump Canopy Luminaires | Standard | FALSE | [9 empty] | 8/1/2016 12:00:00 AM | Not Dimmable | Not Dimmable | No |  |  | 12000 | 100 | 120 | 20 | 0.95 | 5000 | 70
PRM1NE7U | Revolution Lighting Technologies | Revolution Lighting Technologies | 111003-106 | Outdoor Luminaires | High Output | Fuel Pump Canopy Luminaires | Standard | FALSE | [9 empty] | 5/13/2016 12:00:00 AM | Not Dimmable | Not Dimmable | No |  |  | 12000 | 100 | 120 | 20 | 0.95 | 5700 | 70
P3BE691N | Revolution Lighting Technologies | Revolution Lighting Technologies | 111000-204 | Outdoor Luminaires | Low Output | Fuel Pump Canopy Luminaires | Premium | TRUE | 1849 | 97.58 | 18.95 | 14.72 | 0.9108 | 5159 | 85.4 | 5 | 50000 | 6/22/2016 12:00:00 AM | Not Dimmable | Not Dimmable | Yes |  | 3.1 | 1837 | 97.66 | 18.81 | 14.72 | 0.91 | 5000 | 85.4
P9MV6EEJ | Revolution Lighting Technologies | Revolution Lighting Technologies | 111000-202 | Outdoor Luminaires | Low Output | Fuel Pump Canopy Luminaires | Premium | FALSE | [9 empty] | 6/22/2016 12:00:00 AM | Not Dimmable | Not Dimmable | Yes |  |  | 1893.3 | 101.52 | 18.65 | 14.36 | 0.9 | 4000 | 85.3
PCEYDXFF | Revolution Lighting Technologies | Revolution Lighting Technologies | 111002-204 | Outdoor Luminaires | Mid Output | Fuel Pump Canopy Luminaires | Premium | TRUE | 5164 | 103.51 | 49.89 | 13.14 | 0.9112 | 5146 | 85.4 | 5 | 50000 | 6/22/2016 12:00:00 AM | Not Dimmable | Not Dimmable | Yes |  | 3 | 5197 | 103.73 | 50.1 | 13.14 | 0.9112 | 5000 | 85.4
PQ8M5DH6 | Revolution Lighting Technologies | Revolution Lighting Technologies | 111002-202 | Outdoor Luminaires | Mid Output | Fuel Pump Canopy Luminaires | Premium | FALSE | [9 empty] | 6/22/2016 12:00:00 AM | Not Dimmable | Not Dimmable | Yes |  |  | 5255 | 105.37 | 49.87 | 13.52 | 0.9087 | 4000 | 85.4
PMRFPV4X | Revolution Lighting Technologies | Revolution Lighting Technologies | 111012-202 | Outdoor Luminaires | Mid Output | Fuel Pump Canopy Luminaires | Standard | TRUE | 5143 | 100.16 | 51.35 | 13.63 | 0.9087 | 3996 | 85.4 | 5 | 50000 | 6/22/2016 12:00:00 AM | Dimmable | Continuous Below 10 | Yes |  | 3.1 | 5143 | 100.16 | 51.35 | 13.63 | 0.9087 | 4000 | 85.4
PTJVBBJ8 | Revolution Lighting Technologies | Revolution Lighting Technologies | 111012-204 | Outdoor Luminaires | Mid Output | Fuel Pump Canopy Luminaires | Standard | FALSE | [9 empty] | 6/22/2016 12:00:00 AM | Dimmable | Continuous Below 10 | Yes |  |  | 5236 | 101.25 | 51.71 | 13.44 | 0.9092 | 5000 | 85.2
PFGG9P9F | Revolution Lighting Technologies | Revolution Lighting Technologies | 111010-202 | Outdoor Luminaires | Low Output | Fuel Pump Canopy Luminaires | Standard | TRUE | 1836.3 | 93.87 | 19.56 | 14.55 | 0.9125 | 4051 | 85.4 | 5 | 50000 | 6/22/2016 12:00:00 AM | Dimmable | Continuous Below 10 | Yes |  | 3.1 | 1836.3 | 93.87 | 19.56 | 14.55 | 0.9125 | 4000 | 85.4
PJP971PZ | Revolution Lighting Technologies | Revolution Lighting Technologies | 111010-204 | Outdoor Luminaires | Low Output | Fuel Pump Canopy Luminaires | Standard | FALSE | [9 empty] | 6/22/2016 12:00:00 AM | Dimmable | Continuous Below 10 | Yes |  |  | 1874 | 95.42 | 19.64 | 14.58 | 0.9151 | 5000 | 84.8
P000018QH | Revolution Lighting Technologies | Seesmart | 110500-002 | Outdoor Luminaires | Mid Output | Fuel Pump Canopy Luminaires | Standard | TRUE | 7463 | 84.78 | 87.79 | 19.7 | 0.911 | 5841 | 70 | 5 |  | 7/10/2014 12:00:00 AM | Not Yet Verified | Not Yet Verified | Not Yet Verified |  | 2 |  |  | 100 |  | 0.9 | 5700 | 70
P000018QI | Revolution Lighting Technologies | Seesmart | 110501-002 | Outdoor Luminaires | High Output | Fuel Pump Canopy Luminaires | Standard | TRUE | 11242 | 80.01 | 140.5 | 12.2 | 0.9392 | 5868 | 71.3 | 5 |  | 7/10/2014 12:00:00 AM | Not Yet Verified | Not Yet Verified | Not Yet Verified |  | 2 | 12000 | 95 | 150 |  | 0.989 | 5700 | 75
PMDJ1ZKW | RHYNO LED Lighting Solutions Inc. | RYHNO LED | RL-GSL120-120-01 3000K | Outdoor Luminaires | High Output | Fuel Pump Canopy Luminaires | Standard | TRUE | 10665 | 94.45 | 112.9 | 12.6 | 0.9338 | 3048 | 83.7 | 5 | 50000 | 2/4/2015 12:00:00 AM | Not Dimmable | Not Dimmable | Not Yet Verified |  | 2.1 | 10600 | 90 | 120 |  | 0.9 | 3000 | 80
PGZ4ZNZW | RHYNO LED Lighting Solutions Inc. | RYHNO LED | RL-GSL120-120-01 5000K | Outdoor Luminaires | High Output | Fuel Pump Canopy Luminaires | Standard | FALSE | [9 empty] | 2/4/2015 12:00:00 AM | Not Dimmable | Not Dimmable | Not Yet Verified |  |  | 10600 | 90 | 120 |  | 0.9 | 5000 | 80
P00001ESP | RISE-LITE GROUP CO., LTD | Riselite | RL-GS-100W | Outdoor Luminaires | Mid Output | Fuel Pump Canopy Luminaires | Standard | TRUE | 7463 | 84.78 | 87.79 | 19.7 | 0.911 | 5841 | 70 | 5 |  | 9/9/2013 12:00:00 AM | Not Yet Verified | Not Yet Verified | Not Yet Verified |  | 2 |  |  | 100 |  | 0.9 | 5700 | 70
P00001ESQ | RISE-LITE GROUP CO., LTD | Riselite | RL-GS-150W | Outdoor Luminaires | High Output | Fuel Pump Canopy Luminaires | Standard | TRUE | 11242 | 80.01 | 140.5 | 12.2 | 0.9392 | 5868 | 71.3 | 5 |  | 10/1/2013 12:00:00 AM | Not Yet Verified | Not Yet Verified | Not Yet Verified |  | 2 | 12000 | 95 | 150 |  | 0.989 | 5700 | 75
P9SK8PUM | RISE-LITE GROUP CO., LTD | RISELITE | RL-CNP-130W-LV-F-DW | Outdoor Luminaires | High Output | Fuel Pump Canopy Luminaires | Premium | TRUE | 13096 | 108.05 | 121.2 | 16.27 | 0.9025 | 5252 | 72.7 | 5 | 60600 | 11/3/2015 12:00:00 AM | Not Dimmable | Not Dimmable | No |  | 3 | 13096 | 108.05 | 121.2 | 16.27 | 0.9025 | 5000 | 72.7
P8RKYER2 | RISE-LITE GROUP CO., LTD | RISELITE | RL-CNP-130W-LV-F-CW | Outdoor Luminaires | High Output | Fuel Pump Canopy Luminaires | Premium | FALSE | [9 empty] | 11/3/2015 12:00:00 AM | Not Dimmable | Not Dimmable | No |  |  | 13173 | 109.41 | 120.4 | 16.25 | 0.9102 | 5700 | 75
PGQ41WEF | RISE-LITE GROUP CO., LTD | RISELITE | RL-CNP-60W-LV-B-DW | Outdoor Luminaires | Mid Output | Fuel Pump Canopy Luminaires | Premium | TRUE | 6883.5 | 112.79 | 61.03 | 14.96 | 0.904 | 5164 | 71.5 | 5 | 60600 | 11/4/2015 12:00:00 AM | Not Dimmable | Not Dimmable | No |  | 3 | 6883.5 | 112.79 | 61.03 | 14.96 | 0.904 | 5000 | 71.5
PNQTV914 | RISE-LITE GROUP CO., LTD | RISELITE | RL-CP-160W-G-LV-N-WW | Outdoor Luminaires | High Output | Fuel Pump Canopy Luminaires | Standard | TRUE | 14952 | 97.92 | 152.7 | 11.28 | 0.9361 | 3067 | 72.5 | 5 | 50000 | 6/28/2016 12:00:00 AM | Not Dimmable | Not Dimmable | No |  | 4 | 14952 | 97.92 | 152.7 | 11.28 | 0.9361 | 3000 | 72.5
P7M1EDH7 | RISE-LITE GROUP CO., LTD | RISELITE | RL-CP-160W-G-LV-N-NW | Outdoor Luminaires | High Output | Fuel Pump Canopy Luminaires | Standard | FALSE | [9 empty] | 6/28/2016 12:00:00 AM | Not Dimmable | Not Dimmable | No |  |  | 14952 | 97.92 | 152.7 | 11.28 | 0.9361 | 4100 | 72.5
P5D2G9RA | RISE-LITE GROUP CO., LTD | RISELITE | RL-CP-160W-G-LV-N-DW | Outdoor Luminaires | High Output | Fuel Pump Canopy Luminaires | Standard | FALSE | [9 empty] | 6/28/2016 12:00:00 AM | Not Dimmable | Not Dimmable | No |  |  | 14952 | 97.92 | 152.7 | 11.28 | 0.9361 | 5000 | 72.5
PPV1C3D3 | RISE-LITE GROUP CO., LTD | RISELITE | RL-CP-160W-G-LV-N-CW | Outdoor Luminaires | High Output | Fuel Pump Canopy Luminaires | Standard | FALSE | [9 empty] | 6/28/2016 12:00:00 AM | Not Dimmable | Not Dimmable | No |  |  | 15229 | 99.28 | 153.4 | 11.24 | 0.9369 | 5700 | 85.8
P00001JCS | RISE-LITE GROUP CO., LTD | RISELITE | RL-GS-100W-CREE | Outdoor Luminaires | Mid Output | Fuel Pump Canopy Luminaires | Standard | TRUE | 7463 | 84.78 | 87.79 | 19.7 | 0.911 | 5841 | 70 | 5 |  | 7/16/2014 12:00:00 AM | Not Yet Verified | Not Yet Verified | Not Yet Verified |  | 2 |  |  | 100 |  | 0.9 | 5700 | 70
P00001JCT | RISE-LITE GROUP CO., LTD | RISELITE | RL-GS-150W-CREE | Outdoor Luminaires | High Output | Fuel Pump Canopy Luminaires | Standard | TRUE | 11242 | 80.01 | 140.5 | 12.2 | 0.9392 | 5868 | 71.3 | 5 |  | 7/16/2014 12:00:00 AM | Not Yet Verified | Not Yet Verified | Not Yet Verified |  | 2 | 12000 | 95 | 150 |  | 0.989 | 5700 | 75
PETTZFGA | RISE-LITE GROUP CO., LTD | RISELITE | RL-00-0130-1-LV-N-WW [120-277VAC Only] | Outdoor Luminaires | High Output | Fuel Pump Canopy Luminaires | Standard | TRUE | 12083 | 97.84 | 123.5 | 14.39 | 0.9095 | 2950 | 72.3 | 5 | 50000 | 7/6/2016 12:00:00 AM | Not Dimmable | Not Dimmable | Yes |  | 4 | 12083 | 97.84 | 123.5 | 14.39 | 0.91 | 3000 | 72.3
PV266EZ4 | RISE-LITE GROUP CO., LTD | RISELITE | RL-00-0130-1-LV-N-CW [120-277VAC Only] | Outdoor Luminaires | High Output | Fuel Pump Canopy Luminaires | Standard | FALSE | [9 empty] | 7/6/2016 12:00:00 AM | Not Dimmable | Not Dimmable | Yes |  |  | 12315 | 99.56 | 123.7 | 14.34 | 0.91 | 5700 | 85.8
P8R1FA4M | RISE-LITE GROUP CO., LTD | RISELITE | RL-00-0130-1-LV-N-NW [120-277VAC Only] | Outdoor Luminaires | High Output | Fuel Pump Canopy Luminaires | Standard | FALSE | [9 empty] | 7/6/2016 12:00:00 AM | Not Dimmable | Not Dimmable | Yes |  |  | 12083 | 97.84 | 123.5 | 14.39 | 0.91 | 4100 | 72.3
PPW22KKB | RISE-LITE GROUP CO., LTD | RISELITE | RL-00-0130-1-LV-N-DW [120-277VAC Only] | Outdoor Luminaires | High Output | Fuel Pump Canopy Luminaires | Standard | FALSE | [9 empty] | 7/6/2016 12:00:00 AM | Not Dimmable | Not Dimmable | Yes |  |  | 12083 | 97.84 | 123.5 | 14.39 | 0.91 | 5000 | 72.3
PUP3NSQF | RISE-LITE GROUP CO., LTD | RISELITE | RL-CNP-100W-LV-D-DW | Outdoor Luminaires | High Output | Fuel Pump Canopy Luminaires | Premium | TRUE | 10124 | 106.96 | 94.65 | 15.9 | 0.9052 | 5164 | 73 | 5 | 50000 | 11/2/2015 12:00:00 AM | Not Dimmable | Not Dimmable | No |  | 3 | 10124 | 106.96 | 94.65 | 15.9 | 0.9052 | 5000 | 73
P4C5AS1T | RISE-LITE GROUP CO., LTD | RISELITE | RL-CNP-100W-LV-D-CW | Outdoor Luminaires | High Output | Fuel Pump Canopy Luminaires | Premium | FALSE | [9 empty] | 11/2/2015 12:00:00 AM | Not Dimmable | Not Dimmable | No |  |  | 10277 | 107.28 | 95.8 | 16.83 | 0.9108 | 5700 | 74.9
PD34KBAV | RISE-LITE GROUP CO., LTD | RISELITE | RL-CP-200W-G-LV-N-WW | Outdoor Luminaires | High Output | Fuel Pump Canopy Luminaires | Premium | TRUE | 24140 | 119.27 | 202.4 | 12.04 | 0.9206 | 3075 | 72.4 | 5 | 50000 | 7/1/2016 12:00:00 AM | Not Dimmable | Not Dimmable | Yes |  | 4 | 24140 | 119.27 | 202.4 | 12.04 | 0.92 | 3000 | 72.4
PF9KM3XH | RISE-LITE GROUP CO., LTD | RISELITE | RL-CP-200W-G-LV-N-CW | Outdoor Luminaires | High Output | Fuel Pump Canopy Luminaires | Premium | FALSE | [9 empty] | 7/1/2016 12:00:00 AM | Not Dimmable | Not Dimmable | Yes |  |  | 24613 | 121.31 | 202.9 | 11.96 | 0.92 | 5700 | 85.7
PJUAMNC3 | RISE-LITE GROUP CO., LTD | RISELITE | RL-CP-200W-G-LV-N-NW | Outdoor Luminaires | High Output | Fuel Pump Canopy Luminaires | Premium | FALSE | [9 empty] | 7/1/2016 12:00:00 AM | Not Dimmable | Not Dimmable | Yes |  |  | 24140 | 119.27 | 202.4 | 12.04 | 0.92 | 4100 | 72.4
P4C58S4C | RISE-LITE GROUP CO., LTD | RISELITE | RL-CP-200W-G-LV-N-DW | Outdoor Luminaires | High Output | Fuel Pump Canopy Luminaires | Premium | FALSE | [9 empty] | 7/1/2016 12:00:00 AM | Not Dimmable | Not Dimmable | Yes |  |  | 24140 | 119.27 | 202.4 | 12.04 | 0.92 | 5000 | 72.4
P00001JD9 | RISE-LITE GROUP CO., LTD | RISELITE | RL-CNP-60W | Outdoor Luminaires | Mid Output | Fuel Pump Canopy Luminaires | Standard | TRUE | 5373.3 | 89.63 | 59.95 | 15.78 | 0.9156 | 5982 | 71.2 | 5 | 50000 | 8/25/2014 12:00:00 AM | Not Yet Verified | Not Yet Verified | Not Yet Verified |  | 2.1 | 5000 | 89 | 60 |  | 0.9 | 5700 | 70
P00001JDA | RISE-LITE GROUP CO., LTD | RISELITE | RL-CNP-100W | Outdoor Luminaires | Mid Output | Fuel Pump Canopy Luminaires | Standard | TRUE | 8298.7 | 83.15 | 99.8 | 14.3 | 0.9154 | 5977 | 71.6 | 5 | 50000 | 8/25/2014 12:00:00 AM | Not Yet Verified | Not Yet Verified | Not Yet Verified |  | 2.1 | 8000 | 80 | 100 |  | 0.9 | 5700 | 70
P00001JDB | RISE-LITE GROUP CO., LTD | RISELITE | RL-CNP-130W | Outdoor Luminaires | High Output | Fuel Pump Canopy Luminaires | Standard | TRUE | 10853 | 83.87 | 129.4 | 15.01 | 0.9207 | 5992 | 72.1 | 5 | 50000 | 8/25/2014 12:00:00 AM | Not Yet Verified | Not Yet Verified | Not Yet Verified |  | 2.1 | 10000 | 83 | 130 |  | 0.9 | 5700 | 70
PTA3JX92 | RISE-LITE GROUP CO., LTD | RISELITE | RL-CNP-130W-LV-B-DW | Outdoor Luminaires | High Output | Fuel Pump Canopy Luminaires | Premium | TRUE | 13661 | 107.23 | 127.4 | 15.95 | 0.914 | 5159 | 71.6 | 5 | 60600 | 4/7/2016 12:00:00 AM | Not Dimmable | Not Dimmable | No |  | 3.1 | 13661 | 107.23 | 127.4 | 15.95 | 0.9141 | 5000 | 71.6
PUCH2WYY | RISE-LITE GROUP CO., LTD | RISELITE | RL-CNP-140W-LV-D-DW | Outdoor Luminaires | High Output | Fuel Pump Canopy Luminaires | Premium | TRUE | 13112 | 107.12 | 122.4 | 16.16 | 0.9218 | 5213 | 72.8 | 5 | 50000 | 4/14/2016 12:00:00 AM | Not Dimmable | Not Dimmable | No |  | 3.1 | 13112 | 107.12 | 122.4 | 16.16 | 0.9218 | 5000 | 72.8
P6V2JGBE | RISE-LITE GROUP CO., LTD | RISELITE | RL-CNP-140W-LV-D-CW | Outdoor Luminaires | High Output | Fuel Pump Canopy Luminaires | Premium | FALSE | [9 empty] | 4/4/2016 12:00:00 AM | Not Dimmable | Not Dimmable | No |  |  | 13257 | 108.04 | 122.7 | 16.23 | 0.9177 | 5700 | 73.7
PH3JUBRD | RISE-LITE GROUP CO., LTD | RISELITE | RL-CNP-130W-LV-C-DW | Outdoor Luminaires | High Output | Fuel Pump Canopy Luminaires | Premium | TRUE | 12955 | 107.6 | 120.4 | 14.67 | 0.9023 | 5243 | 70.9 | 5 | 50000 | 3/25/2016 12:00:00 AM | Not Dimmable | Not Dimmable | No |  | 3.1 | 12955 | 107.6 | 120.4 | 14.67 | 0.9023 | 5000 | 70.9
PYN4Z671 | RISE-LITE GROUP CO., LTD | RISELITE | RL-CNP-130W-LV-C-CW | Outdoor Luminaires | High Output | Fuel Pump Canopy Luminaires | Premium | FALSE | [9 empty] | 3/25/2016 12:00:00 AM | Not Dimmable | Not Dimmable | No |  |  | 13130 | 108.07 | 121.5 | 15.82 | 0.9028 | 5700 | 74.5
PJKC826V | RISE-LITE GROUP CO., LTD | RISELITE | RL-CNP-130W-LV-D-DW | Outdoor Luminaires | High Output | Fuel Pump Canopy Luminaires | Premium | TRUE | 12546 | 107.05 | 117.2 | 16.08 | 0.9137 | 5290 | 71.5 | 5 | 50000 | 3/25/2016 12:00:00 AM | Not Dimmable | Not Dimmable | No |  | 3.1 | 12546 | 107.05 | 117.2 | 16.08 | 0.9137 | 5000 | 71.5
PER75N5C | RISE-LITE GROUP CO., LTD | RISELITE | RL-CNP-130W-LV-D-CW | Outdoor Luminaires | High Output | Fuel Pump Canopy Luminaires | Premium | FALSE | [9 empty] | 3/25/2016 12:00:00 AM | Not Dimmable | Not Dimmable | No |  |  | 12942 | 108.94 | 118.8 | 15.86 | 0.9079 | 5700 | 76.1
PGSPZ9UZ | RISE-LITE GROUP CO., LTD | RISELITE | RL-CNP-100W-LV-B-DW | Outdoor Luminaires | High Output | Fuel Pump Canopy Luminaires | Premium | TRUE | 11223 | 110.35 | 101.7 | 15.38 | 0.9224 | 5176 | 71.7 | 5 | 50000 | 3/25/2016 12:00:00 AM | Not Dimmable | Not Dimmable | No |  | 3.1 | 12546 | 107.05 | 117.2 | 16.08 | 0.9137 | 5000 | 71.5
PYCYNPZX | Rising-Sun Lighting Factory | Rising Sun | LWP80CPY-50-BK | Outdoor Luminaires | Mid Output | Fuel Pump Canopy Luminaires | Standard | TRUE | 7643 | 92.4 | 82.7 | 5.6 | 0.975 | 5204 | 84.3 | 5 | 50000 | 12/10/2015 12:00:00 AM | Not Dimmable | Not Dimmable | No |  | 3 | 7600 | 95 | 80 | 10 | 0.9 | 5000 | 80
P5EA3TQ7 | Rising-Sun Lighting Factory | Rising Sun | LWP80CPY-50-BZ | Outdoor Luminaires | Mid Output | Fuel Pump Canopy Luminaires | Standard | FALSE | [9 empty] | 12/10/2015 12:00:00 AM | Not Dimmable | Not Dimmable | No |  |  | 7600 | 95 | 80 | 10 | 0.9 | 5000 | 80
P00001EOT | RLE Industries, LLC | Robert Lighting | CVALED28W-U/V | Outdoor Luminaires | Low Output | Fuel Pump Canopy Luminaires | Standard | TRUE | 2557 | 90.07 | 28.39 | 12.42 | 0.874 | 4166 | 87 | 5 | 50000 | 8/26/2014 12:00:00 AM | Not Yet Verified | Not Yet Verified | Not Yet Verified |  | 2 | 3200 | 114 | 28 |  | 0.98 | 4000 | 80
P00001EOE | RLE Industries, LLC | Robert Lighting | VPVTLED V2-UNV-4000K | Outdoor Luminaires | Low Output | Fuel Pump Canopy Luminaires | Standard | TRUE | 4023 | 98.43 | 40.7 | 18.31 | 0.907 | 3996 | 83.9 | 5 | 50000 | 11/26/2013 12:00:00 AM | Not Yet Verified | Not Yet Verified | Not Yet Verified |  | 2.1 | [5 empty] | 4000
P9REEUF7 | RMS International Inc | RMSLED | RMS-CY-130 | Outdoor Luminaires | High Output | Fuel Pump Canopy Luminaires | Standard | TRUE | 10853 | 83.87 | 129.4 | 15.01 | 0.9207 | 5992 | 72.1 | 5 | 50000 | 6/1/2016 12:00:00 AM | Not Yet Verified | Not Yet Verified | Not Yet Verified |  | 2.1 | 10000 | 83 | 130 |  | 0.9 | 5700 | 70
PN5YCYKU | RTG Lighting, Inc | RTG Lighting | PG-LED-696-40W-3K-MV | Outdoor Luminaires | Low Output | Fuel Pump Canopy Luminaires | Standard | TRUE | 4777.4 | 110.43 | 43.26 | 15.74 | 0.9506 | 2999 | 72.9 | 5 | 50000 | 9/12/2016 12:00:00 AM | Not Dimmable | Not Dimmable | No |  | 3.1 | 4805.6 | 111.19 | 43.22 | 15.74 | 0.9506 | 3000 | 72.9
PV3RQJAJ | RTG Lighting, Inc | RTG Lighting | PG-LED-696-40W-5700K-MV | Outdoor Luminaires | Low Output | Fuel Pump Canopy Luminaires | Standard | FALSE | [9 empty] | 9/12/2016 12:00:00 AM | Not Dimmable | Not Dimmable | No |  |  | 5107 | 117.16 | 43.59 | 15.88 | 0.9513 | 5700 | 73.9
PDUXGZPV | RTG Lighting, Inc | RTG Lighting | PG-LED-696-40W-5K-MV | Outdoor Luminaires | Low Output | Fuel Pump Canopy Luminaires | Standard | FALSE | [9 empty] | 9/12/2016 12:00:00 AM | Not Dimmable | Not Dimmable | No |  |  | 5047 | 116.27 | 43.41 | 15.74 | 0.9506 | 5000 | 72.9
P69DMV8T | RTG Lighting, Inc | RTG Lighting | PG-LED-696-40W-4K-MV | Outdoor Luminaires | Low Output | Fuel Pump Canopy Luminaires | Standard | FALSE | [9 empty] | 9/12/2016 12:00:00 AM | Not Dimmable | Not Dimmable | No |  |  | 4926 | 113.49 | 43.41 | 15.74 | 0.9506 | 4000 | 72.9
PRXHP5S8 | RTG Lighting, Inc | RTG Lighting | PG-LED-696-40W-3500K-MV | Outdoor Luminaires | Low Output | Fuel Pump Canopy Luminaires | Standard | FALSE | [9 empty] | 9/12/2016 12:00:00 AM | Not Dimmable | Not Dimmable | No |  |  | 4866 | 112.1 | 43.41 | 15.74 | 0.9506 | 3500 | 72.9
PJ8NU8M7 | RTG Lighting, Inc | RTG Lighting | PG-LED-696-40W-4500K-MV | Outdoor Luminaires | Low Output | Fuel Pump Canopy Luminaires | Standard | FALSE | [9 empty] | 9/12/2016 12:00:00 AM | Not Dimmable | Not Dimmable | No |  |  | 4986 | 114.88 | 43.41 | 15.74 | 0.9506 | 4500 | 72.9
P18UQHFH | RTG Lighting, Inc | RTG Lighting | PG-LED-696-85W-3K-MV | Outdoor Luminaires | Mid Output | Fuel Pump Canopy Luminaires | Standard | TRUE | 7893.5 | 85.99 | 91.8 | 10.91 | 0.9053 | 3082 | 70.4 | 5 | 50000 | 9/12/2016 12:00:00 AM | Not Dimmable | Not Dimmable | Not Yet Verified |  | 2.1 | 7890 |  | 85 |  | 0.9 | 3000 | 70
P6MUZ9WM | RTG Lighting, Inc | RTG Lighting | PG-LED-696-85W-4K-MV | Outdoor Luminaires | Mid Output | Fuel Pump Canopy Luminaires | Standard | FALSE | [9 empty] | 9/12/2016 12:00:00 AM | Not Yet Verified | Not Yet Verified | Not Yet Verified |  |  | 7890 | 85.99 | 85 |  | 0.9 | 4000 | 70
PCVFEDPK | RTG Lighting, Inc | RTG Lighting | PG-LED-696-85W-4500K-MV | Outdoor Luminaires | Mid Output | Fuel Pump Canopy Luminaires | Standard | FALSE | [9 empty] | 9/12/2016 12:00:00 AM | Not Yet Verified | Not Yet Verified | Not Yet Verified |  |  | 7890 | 85.99 | 85 |  | 0.9 | 4500 | 70
P9G2TGGD | RTG Lighting, Inc | RTG Lighting | PG-LED-696-85W-3500K-MV | Outdoor Luminaires | Mid Output | Fuel Pump Canopy Luminaires | Standard | FALSE | [9 empty] | 9/12/2016 12:00:00 AM | Not Dimmable | Not Dimmable | Not Yet Verified |  |  | 7890 | 85.99 | 85 |  | 0.9 | 3500 | 70
PFY7M8JU | RTG Lighting, Inc | RTG Lighting | PG-LED-696-85W-5K-MV | Outdoor Luminaires | Mid Output | Fuel Pump Canopy Luminaires | Standard | FALSE | [9 empty] | 9/12/2016 12:00:00 AM | Not Dimmable | Not Dimmable | Not Yet Verified |  |  | 7893.5 | 85.99 | 91.8 |  | 0.9 | 5000 | 70
PA4E1EZE | RTG Lighting, Inc | RTG Lighting | PG-LED-696-85W-5700K-MV | Outdoor Luminaires | Mid Output | Fuel Pump Canopy Luminaires | Standard | FALSE | [9 empty] | 9/12/2016 12:00:00 AM | Not Dimmable | Not Dimmable | Not Yet Verified |  |  | 7994.1 | 88.64 | 90.19 |  | 0.9 | 5700 | 70
PN6ZTGRZ | RTG Lighting, Inc | RTG Lighting | PG-LED-696-100W-3K-MV | Outdoor Luminaires | Mid Output | Fuel Pump Canopy Luminaires | Standard | TRUE | 8725.3 | 88.53 | 98.55 | 10.95 | 0.9081 | 3085 | 70.5 | 5 | 50000 | 9/12/2016 12:00:00 AM | Not Dimmable | Not Dimmable | Not Yet Verified |  | 2.1 | 8720 | 88.53 | 100 |  | 0.9 | 3000 | 70
PS6ZJP7X | RTG Lighting, Inc | RTG Lighting | PG-LED-696-100W-3500K-MV | Outdoor Luminaires | Mid Output | Fuel Pump Canopy Luminaires | Standard | FALSE | [9 empty] | 9/12/2016 12:00:00 AM | Not Dimmable | Not Dimmable | Not Yet Verified |  |  | 8720 | 88.53 | 100 |  | 0.9 | 3500 | 70
PTQ947F1 | RTG Lighting, Inc | RTG Lighting | PG-LED-696-100W-5K-MV | Outdoor Luminaires | Mid Output | Fuel Pump Canopy Luminaires | Standard | FALSE | [9 empty] | 9/12/2016 12:00:00 AM | Not Dimmable | Not Dimmable | Not Yet Verified |  |  | 8720 | 88.53 | 100 |  | 0.9 | 5000 | 70
PZSX67WZ | RTG Lighting, Inc | RTG Lighting | PG-LED-696-100W-5700K-MV | Outdoor Luminaires | Mid Output | Fuel Pump Canopy Luminaires | Standard | FALSE | [9 empty] | 9/12/2016 12:00:00 AM | Not Dimmable | Not Dimmable | Not Yet Verified |  |  | 8720 | 92.84 | 100 |  | 0.9 | 5700 | 70
PU4GH7U6 | RTG Lighting, Inc | RTG Lighting | PG-LED-696-100W-4500K-MV | Outdoor Luminaires | Mid Output | Fuel Pump Canopy Luminaires | Standard | FALSE | [9 empty] | 9/12/2016 12:00:00 AM | Not Dimmable | Not Dimmable | Not Yet Verified |  |  | 8720 | 88.53 | 100 |  | 0.9 | 4500 | 70
PPNJE373 | RTG Lighting, Inc | RTG Lighting | PG-LED-696-100W-4K-MV | Outdoor Luminaires | Mid Output | Fuel Pump Canopy Luminaires | Standard | FALSE | [9 empty] | 9/12/2016 12:00:00 AM | Not Dimmable | Not Dimmable | Not Yet Verified |  |  | 8720 | 88.53 | 100 |  | 0.9 | 4000 | 70
P2HBVN6W | RTG Lighting, Inc | RTG Lighting | PG-LED-696-120W-3K-MV | Outdoor Luminaires | High Output | Fuel Pump Canopy Luminaires | Standard | TRUE | 13873 | 114.09 | 121.6 | 17.39 | 0.9027 | 3008 | 73.1 | 5 | 50000 | 9/12/2016 12:00:00 AM | Not Dimmable | Not Dimmable | No |  | 4 | 13873 | 114.09 | 121.6 | 17.39 | 0.9 | 3000 | 73.1
PR5VN2N3 | RTG Lighting, Inc | RTG Lighting | PG-LED-696-120W-3500K-MV | Outdoor Luminaires | High Output | Fuel Pump Canopy Luminaires | Standard | FALSE | [9 empty] | 9/12/2016 12:00:00 AM | Not Dimmable | Not Dimmable | No |  |  | 14056 | 115.45 | 121.8 | 17.39 | 0.9 | 3500 | 73.1
PWFYVYJB | RTG Lighting, Inc | RTG Lighting | PG-LED-696-120W-5700K-MV | Outdoor Luminaires | High Output | Fuel Pump Canopy Luminaires | Standard | FALSE | [9 empty] | 9/12/2016 12:00:00 AM | Not Dimmable | Not Dimmable | No |  |  | 14787 | 121.3 | 121.9 | 17.41 | 0.9 | 5700 | 74.5
PBSJK749 | RTG Lighting, Inc | RTG Lighting | PG-LED-696-120W-4K-MV | Outdoor Luminaires | High Output | Fuel Pump Canopy Luminaires | Standard | FALSE | [9 empty] | 9/12/2016 12:00:00 AM | Not Dimmable | Not Dimmable | No |  |  | 14239 | 116.95 | 121.8 | 17.39 | 0.9 | 4000 | 73.1
PS1RS17Y | RTG Lighting, Inc | RTG Lighting | PG-LED-696-120W-4500K-MV | Outdoor Luminaires | High Output | Fuel Pump Canopy Luminaires | Standard | FALSE | [9 empty] | 9/12/2016 12:00:00 AM | Not Dimmable | Not Dimmable | No |  |  | 14421 | 118.45 | 121.8 | 17.39 | 0.9 | 4500 | 73.1
P6XH5MD2 | RTG Lighting, Inc | RTG Lighting | PG-LED-696-120W-5K-MV | Outdoor Luminaires | High Output | Fuel Pump Canopy Luminaires | Standard | FALSE | [9 empty] | 9/12/2016 12:00:00 AM | Not Dimmable | Not Dimmable | No |  |  | 14604 | 119.95 | 121.8 | 17.39 | 0.9 | 5000 | 73.1
P00001GUB | S LITE CO., LTD. | S LITE | DL391AL | Outdoor Luminaires | Low Output | Fuel Pump Canopy Luminaires | Standard | TRUE | 3112 | 79.09 | 39.35 | 9.5 | 0.968 | 4993 | 67 | 5 | 50000 | 11/12/2013 12:00:00 AM | Not Yet Verified | Not Yet Verified | Not Yet Verified |  | 2.1 | 3100 | 70.09 | 42 |  | 0.95 | 5000 | 70
P00001GUC | S LITE CO., LTD. | S LITE | DL392AL | Outdoor Luminaires | Mid Output | Fuel Pump Canopy Luminaires | Standard | TRUE | 7274 | 87.92 | 82.74 | 19.48 | 0.875 | 5070 | 67 | 5 | 50000 | 11/12/2013 12:00:00 AM | Not Yet Verified | Not Yet Verified | Not Yet Verified |  | 2.1 | 7300 | 87.92 | 85 |  | 0.95 | 5000 | 70
P353EF948 | S LITE CO., LTD. | S LITE | DL392ALM(3500K) | Outdoor Luminaires | Mid Output | Fuel Pump Canopy Luminaires | Standard | TRUE | 7585 | 82.61 | 91.82 | 11.12 | 0.918 | 3260 | 83 | 5 |  | 1/2/2015 12:00:00 AM | Not Dimmable | Not Dimmable | Not Yet Verified |  | 2.1 | 7585 | 82.61 | 90.7 | 11.12 | 0.9176 | 3500 | 83
PTJR5Z61 | S LITE CO., LTD. | S LITE | DL392ALM(4500K) | Outdoor Luminaires | Mid Output | Fuel Pump Canopy Luminaires | Standard | FALSE | [9 empty] | 1/2/2015 12:00:00 AM | Not Dimmable | Not Dimmable | Not Yet Verified |  |  | 7585 | 83.63 | 90.7 | 11.12 | 0.9176 | 4500 | 83
PQQ55QVZ | S LITE CO., LTD. | S LITE | DL392ALM(5000K) | Outdoor Luminaires | Mid Output | Fuel Pump Canopy Luminaires | Standard | FALSE | [9 empty] | 1/2/2015 12:00:00 AM | Not Dimmable | Not Dimmable | Not Yet Verified |  |  | 7585 | 83.63 | 90.7 | 11.12 | 0.9176 | 5000 | 83
PW32TV71 | S LITE CO., LTD. | S LITE | DL392ALM1P(3500K) | Outdoor Luminaires | Mid Output | Fuel Pump Canopy Luminaires | Standard | FALSE | [9 empty] | 4/20/2015 12:00:00 AM | Not Dimmable | Not Dimmable | Not Yet Verified |  |  | 7585 | 82.61 | 90.7 | 11.12 | 0.9176 | 3500 | 83
PBEKJWTT | S LITE CO., LTD. | S LITE | DL392ALMD1P(3500K) | Outdoor Luminaires | Mid Output | Fuel Pump Canopy Luminaires | Standard | FALSE | [9 empty] | 4/20/2015 12:00:00 AM | Dimmable | Continuous Below 10 | Not Yet Verified |  |  | 7585 | 82.61 | 90.7 | 11.12 | 0.9176 | 3500 | 83
PGV4V4EG | S LITE CO., LTD. | S LITE | DL392ALMD2P(3500K) | Outdoor Luminaires | Mid Output | Fuel Pump Canopy Luminaires | Standard | FALSE | [9 empty] | 4/20/2015 12:00:00 AM | Dimmable | Continuous Below 10 | Not Yet Verified |  |  | 7585 | 82.61 | 90.7 | 11.12 | 0.9176 | 3500 | 83
PZYNV2HE | S LITE CO., LTD. | S LITE | DL392ALMD2P(4000K) | Outdoor Luminaires | Mid Output | Fuel Pump Canopy Luminaires | Standard | FALSE | [9 empty] | 4/20/2015 12:00:00 AM | Dimmable | Continuous Below 10 | Not Yet Verified |  |  | 7585 | 83.63 | 90.7 | 11.12 | 0.9176 | 4000 | 83
PRUPW9D5 | S LITE CO., LTD. | S LITE | DL392ALM2P(4500K) | Outdoor Luminaires | Mid Output | Fuel Pump Canopy Luminaires | Standard | FALSE | [9 empty] | 4/20/2015 12:00:00 AM | Not Dimmable | Not Dimmable | Not Yet Verified |  |  | 7585 | 83.63 | 90.7 | 11.12 | 0.9176 | 4500 | 83
P2F916XY | S LITE CO., LTD. | S LITE | DL392ALMD(4500K) | Outdoor Luminaires | Mid Output | Fuel Pump Canopy Luminaires | Standard | FALSE | [9 empty] | 4/20/2015 12:00:00 AM | Dimmable | Continuous Below 10 | Not Yet Verified |  |  | 7585 | 83.63 | 90.7 | 11.12 | 0.9176 | 4500 | 83
PBPKGJK6 | S LITE CO., LTD. | S LITE | DL392ALMD2P(4500K) | Outdoor Luminaires | Mid Output | Fuel Pump Canopy Luminaires | Standard | FALSE | [9 empty] | 4/20/2015 12:00:00 AM | Dimmable | Continuous Below 10 | Not Yet Verified |  |  | 7585 | 83.63 | 90.7 | 11.12 | 0.9176 | 4500 | 83
PJJS8Q7R | S LITE CO., LTD. | S LITE | DL392ALM2P(3500K) | Outdoor Luminaires | Mid Output | Fuel Pump Canopy Luminaires | Standard | FALSE | [9 empty] | 4/20/2015 12:00:00 AM | Not Dimmable | Not Dimmable | Not Yet Verified |  |  | 7585 | 82.61 | 90.7 | 11.12 | 0.9176 | 3500 | 83
PJ39VX14 | S LITE CO., LTD. | S LITE | DL392ALMD1P(4500K) | Outdoor Luminaires | Mid Output | Fuel Pump Canopy Luminaires | Standard | FALSE | [9 empty] | 4/20/2015 12:00:00 AM | Dimmable | Continuous Below 10 | Not Yet Verified |  |  | 7585 | 83.63 | 90.7 | 11.12 | 0.9176 | 4500 | 83
P28ZKH6Y | S LITE CO., LTD. | S LITE | DL392ALMD2P(5700K) | Outdoor Luminaires | Mid Output | Fuel Pump Canopy Luminaires | Standard | FALSE | [9 empty] | 4/20/2015 12:00:00 AM | Dimmable | Continuous Below 10 | Not Yet Verified |  |  | 8054 | 88.61 | 90.89 | 14.14 | 0.9136 | 5700 | 71.1
PYRJ9QGC | S LITE CO., LTD. | S LITE | DL392ALMD1P(4000K) | Outdoor Luminaires | Mid Output | Fuel Pump Canopy Luminaires | Standard | FALSE | [9 empty] | 4/20/2015 12:00:00 AM | Dimmable | Continuous Below 10 | Not Yet Verified |  |  | 7585 | 83.63 | 90.7 | 11.12 | 0.9176 | 4000 | 83
PSN46WRG | S LITE CO., LTD. | S LITE | DL392ALMD(5000K) | Outdoor Luminaires | Mid Output | Fuel Pump Canopy Luminaires | Standard | FALSE | [9 empty] | 4/20/2015 12:00:00 AM | Dimmable | Continuous Below 10 | Not Yet Verified |  |  | 7585 | 83.63 | 90.7 | 11.12 | 0.9176 | 5000 | 83
P5GGZTBE | S LITE CO., LTD. | S LITE | DL392ALM(5700K) | Outdoor Luminaires | Mid Output | Fuel Pump Canopy Luminaires | Standard | FALSE | [9 empty] | 1/2/2015 12:00:00 AM | Not Dimmable | Not Dimmable | Not Yet Verified |  |  | 8054 | 88.61 | 90.89 | 14.14 | 0.9136 | 5700 | 71.1
PRGFKCEV | S LITE CO., LTD. | S LITE | DL392ALMD(3500K) | Outdoor Luminaires | Mid Output | Fuel Pump Canopy Luminaires | Standard | FALSE | [9 empty] | 4/20/2015 12:00:00 AM | Dimmable | Continuous Below 10 | Not Yet Verified |  |  | 7585 | 82.61 | 90.7 | 11.12 | 0.9176 | 3500 | 83
PM1B8954 | S LITE CO., LTD. | S LITE | DL392ALM1P(4000K) | Outdoor Luminaires | Mid Output | Fuel Pump Canopy Luminaires | Standard | FALSE | [9 empty] | 4/20/2015 12:00:00 AM | Not Dimmable | Not Dimmable | Not Yet Verified |  |  | 7585 | 83.63 | 90.7 | 11.12 | 0.9176 | 4000 | 83
PTZ159TQ | S LITE CO., LTD. | S LITE | DL392ALM2P(4000K) | Outdoor Luminaires | Mid Output | Fuel Pump Canopy Luminaires | Standard | FALSE | [9 empty] | 4/20/2015 12:00:00 AM | Not Dimmable | Not Dimmable | Not Yet Verified |  |  | 7585 | 83.63 | 90.7 | 11.12 | 0.9176 | 4000 | 83
P65NQDH8 | S LITE CO., LTD. | S LITE | DL392ALM2P(5000K) | Outdoor Luminaires | Mid Output | Fuel Pump Canopy Luminaires | Standard | FALSE | [9 empty] | 4/20/2015 12:00:00 AM | Not Dimmable | Not Dimmable | Not Yet Verified |  |  | 7585 | 83.63 | 90.7 | 11.12 | 0.9176 | 5000 | 83
PMMTXAZQ | S LITE CO., LTD. | S LITE | DL392ALMD1P(5000K) | Outdoor Luminaires | Mid Output | Fuel Pump Canopy Luminaires | Standard | FALSE | [9 empty] | 4/20/2015 12:00:00 AM | Dimmable | Continuous Below 10 | Not Yet Verified |  |  | 7585 | 83.63 | 90.7 | 11.12 | 0.9176 | 5000 | 83
P4S6QVRP | S LITE CO., LTD. | S LITE | DL392ALM1P(5700K) | Outdoor Luminaires | Mid Output | Fuel Pump Canopy Luminaires | Standard | FALSE | [9 empty] | 4/20/2015 12:00:00 AM | Not Dimmable | Not Dimmable | Not Yet Verified |  |  | 8054 | 88.61 | 90.89 | 14.14 | 0.9136 | 5700 | 71.1
P8XEUT6U | S LITE CO., LTD. | S LITE | DL392ALM2P(5700K) | Outdoor Luminaires | Mid Output | Fuel Pump Canopy Luminaires | Standard | FALSE | [9 empty] | 4/20/2015 12:00:00 AM | Not Dimmable | Not Dimmable | Not Yet Verified |  |  | 8054 | 88.61 | 90.89 | 14.14 | 0.9136 | 5700 | 71.1
PARMX4YP | S LITE CO., LTD. | S LITE | DL392ALMD(5700K) | Outdoor Luminaires | Mid Output | Fuel Pump Canopy Luminaires | Standard | FALSE | [9 empty] | 4/20/2015 12:00:00 AM | Dimmable | Continuous Below 10 | Not Yet Verified |  |  | 8054 | 88.61 | 90.89 | 14.14 | 0.9136 | 5700 | 71.1
PN4XWDHV | S LITE CO., LTD. | S LITE | DL392ALMD(4000K) | Outdoor Luminaires | Mid Output | Fuel Pump Canopy Luminaires | Standard | FALSE | [9 empty] | 4/20/2015 12:00:00 AM | Dimmable | Continuous Below 10 | Not Yet Verified |  |  | 7585 | 83.63 | 90.7 | 11.12 | 0.9176 | 4000 | 83
PANRXRA6 | S LITE CO., LTD. | S LITE | DL392ALM(4000K) | Outdoor Luminaires | Mid Output | Fuel Pump Canopy Luminaires | Standard | FALSE | [9 empty] | 1/2/2015 12:00:00 AM | Not Dimmable | Not Dimmable | Not Yet Verified |  |  | 7585 | 83.63 | 90.7 | 11.12 | 0.9176 | 4000 | 83
PSDMDK2T | S LITE CO., LTD. | S LITE | DL392ALM1P(4500K) | Outdoor Luminaires | Mid Output | Fuel Pump Canopy Luminaires | Standard | FALSE | [9 empty] | 4/20/2015 12:00:00 AM | Not Dimmable | Not Dimmable | Not Yet Verified |  |  | 7585 | 83.63 | 90.7 | 11.12 | 0.9176 | 4500 | 83
PZMS4SBG | S LITE CO., LTD. | S LITE | DL392ALM1P(5000K) | Outdoor Luminaires | Mid Output | Fuel Pump Canopy Luminaires | Standard | FALSE | [9 empty] | 4/20/2015 12:00:00 AM | Not Dimmable | Not Dimmable | Not Yet Verified |  |  | 7585 | 83.63 | 90.7 | 11.12 | 0.9176 | 5000 | 83
PA8GRN31 | S LITE CO., LTD. | S LITE | DL392ALMD1P(5700K) | Outdoor Luminaires | Mid Output | Fuel Pump Canopy Luminaires | Standard | FALSE | [9 empty] | 4/20/2015 12:00:00 AM | Dimmable | Continuous Below 10 | Not Yet Verified |  |  | 8054 | 88.61 | 90.89 | 14.14 | 0.9136 | 5700 | 71.1
PFCPZ39B | S LITE CO., LTD. | S LITE | DL392ALMD2P(5000K) | Outdoor Luminaires | Mid Output | Fuel Pump Canopy Luminaires | Standard | FALSE | [9 empty] | 4/20/2015 12:00:00 AM | Dimmable | Continuous Below 10 | Not Yet Verified |  |  | 7585 | 83.63 | 90.7 | 11.12 | 0.9176 | 5000 | 83
P00001GW0 | S LITE CO., LTD. | S LITE | DL392AL(3500K) | Outdoor Luminaires | Mid Output | Fuel Pump Canopy Luminaires | Standard | TRUE | 6821.5 | 80.8 | 84.42 | 18.29 | 0.91 | 3277 | 83.2 | 5 | 50000 | 5/28/2014 12:00:00 AM | Not Yet Verified | Not Yet Verified | Not Yet Verified |  | 2.1 | 6821.5 | 80.8 | 84.42 | 18.29 | 0.9099 | 3500 | 83.2
P00001GZ5 | S LITE CO., LTD. | S LITE | DL392AL2P(5000K) | Outdoor Luminaires | Mid Output | Fuel Pump Canopy Luminaires | Standard | FALSE | [9 empty] | 9/2/2014 12:00:00 AM | Not Yet Verified | Not Yet Verified | Not Yet Verified |  |  | 6821.5 | 80.8 | 84.42 | 18.29 | 0.9099 | 5000 | 83.2
P00001GZ7 | S LITE CO., LTD. | S LITE | DL392AL2P(5700K) | Outdoor Luminaires | Mid Output | Fuel Pump Canopy Luminaires | Standard | FALSE | [9 empty] | 9/2/2014 12:00:00 AM | Not Yet Verified | Not Yet Verified | Not Yet Verified |  |  | 7086 | 84.05 | 84.31 | 14.34 | 0.9221 | 5700 | 72.6
P00001GYY | S LITE CO., LTD. | S LITE | DL392AL1P(3500K) | Outdoor Luminaires | Mid Output | Fuel Pump Canopy Luminaires | Standard | FALSE | [9 empty] | 9/2/2014 12:00:00 AM | Not Yet Verified | Not Yet Verified | Not Yet Verified |  |  | 6821.5 | 80.8 | 84.42 | 18.29 | 0.9099 | 3500 | 83.2
P00001GZ0 | S LITE CO., LTD. | S LITE | DL392AL1P(4000K) | Outdoor Luminaires | Mid Output | Fuel Pump Canopy Luminaires | Standard | FALSE | [9 empty] | 9/2/2014 12:00:00 AM | Not Yet Verified | Not Yet Verified | Not Yet Verified |  |  | 6821.5 | 80.8 | 84.42 | 18.29 | 0.9099 | 4000 | 83.2
P00001GZ2 | S LITE CO., LTD. | S LITE | DL392AL1P(4500K) | Outdoor Luminaires | Mid Output | Fuel Pump Canopy Luminaires | Standard | FALSE | [9 empty] | 9/2/2014 12:00:00 AM | Not Yet Verified | Not Yet Verified | Not Yet Verified |  |  | 6821.5 | 80.8 | 84.42 | 18.29 | 0.9099 | 4500 | 83.2
P00001GZ3 | S LITE CO., LTD. | S LITE | DL392AL2P(4500K) | Outdoor Luminaires | Mid Output | Fuel Pump Canopy Luminaires | Standard | FALSE | [9 empty] | 9/2/2014 12:00:00 AM | Not Yet Verified | Not Yet Verified | Not Yet Verified |  |  | 6821.5 | 80.8 | 84.42 | 18.29 | 0.9099 | 4500 | 83.2
P00001GW3 | S LITE CO., LTD. | S LITE | DL392AL(5000K) | Outdoor Luminaires | Mid Output | Fuel Pump Canopy Luminaires | Standard | FALSE | [9 empty] | 5/28/2014 12:00:00 AM | Not Yet Verified | Not Yet Verified | Not Yet Verified |  |  | 6821.5 | 80.8 | 84.42 | 18.29 | 0.9099 | 5000 | 83.2
P00001GW4 | S LITE CO., LTD. | S LITE | DL392AL(5700K) | Outdoor Luminaires | Mid Output | Fuel Pump Canopy Luminaires | Standard | FALSE | [9 empty] | 5/28/2014 12:00:00 AM | Not Yet Verified | Not Yet Verified | Not Yet Verified |  |  | 7086 | 84.05 | 84.31 | 14.34 | 0.9221 | 5700 | 72.6
P00001GW1 | S LITE CO., LTD. | S LITE | DL392AL(4000K) | Outdoor Luminaires | Mid Output | Fuel Pump Canopy Luminaires | Standard | FALSE | [9 empty] | 5/28/2014 12:00:00 AM | Not Yet Verified | Not Yet Verified | Not Yet Verified |  |  | 6821.5 | 80.8 | 84.42 | 18.29 | 0.9099 | 4000 | 83.2
P00001GW2 | S LITE CO., LTD. | S LITE | DL392AL(4500K) | Outdoor Luminaires | Mid Output | Fuel Pump Canopy Luminaires | Standard | FALSE | [9 empty] | 5/28/2014 12:00:00 AM | Not Yet Verified | Not Yet Verified | Not Yet Verified |  |  | 6821.5 | 80.8 | 84.42 | 18.29 | 0.9099 | 4500 | 83.2
P00001GYZ | S LITE CO., LTD. | S LITE | DL392AL2P(3500K) | Outdoor Luminaires | Mid Output | Fuel Pump Canopy Luminaires | Standard | FALSE | [9 empty] | 9/2/2014 12:00:00 AM | Not Yet Verified | Not Yet Verified | Not Yet Verified |  |  | 6821.5 | 80.8 | 84.42 | 18.29 | 0.9099 | 3500 | 83.2
P00001GZ1 | S LITE CO., LTD. | S LITE | DL392AL2P(4000K) | Outdoor Luminaires | Mid Output | Fuel Pump Canopy Luminaires | Standard | FALSE | [9 empty] | 9/2/2014 12:00:00 AM | Not Yet Verified | Not Yet Verified | Not Yet Verified |  |  | 6821.5 | 80.8 | 84.42 | 18.29 | 0.9099 | 4000 | 83.2
P00001GZ6 | S LITE CO., LTD. | S LITE | DL392AL1P(5700K) | Outdoor Luminaires | Mid Output | Fuel Pump Canopy Luminaires | Standard | FALSE | [9 empty] | 9/2/2014 12:00:00 AM | Not Yet Verified | Not Yet Verified | Not Yet Verified |  |  | 7086 | 84.05 | 84.31 | 14.34 | 0.9221 | 5700 | 72.6
P00001GZ4 | S LITE CO., LTD. | S LITE | DL392AL1P(5000K) | Outdoor Luminaires | Mid Output | Fuel Pump Canopy Luminaires | Standard | FALSE | [9 empty] | 9/2/2014 12:00:00 AM | Not Yet Verified | Not Yet Verified | Not Yet Verified |  |  | 6821.5 | 80.8 | 84.42 | 18.29 | 0.9099 | 5000 | 83.2
PFHJF7RR | S LITE CO., LTD. | S LITE | DL399AED-UNV-1201-70-30K-DG-00-00-Optional include[WH,BK,DB,SL,XX]-00-Optional include[P,M,S,PM,PS,MS,PMS]-00-Optional include[CM,PS]-NC-IVT | Outdoor Luminaires | High Output | Fuel Pump Canopy Luminaires | Standard | TRUE | 15179 | 127.23 | 119.3 | 18.43 | 0.9013 | 3045 | 71.5 | 5 | 50000 | 8/11/2016 12:00:00 AM | Dimmable | Continuous Above 10 | Yes |  | 4 | 15179 | 127.23 | 119.3 | 18.43 | 0.9 | 3000 | 71.5
P4DUPNZ9 | S LITE CO., LTD. | S LITE | DL399AED-UNV-1201-70-40K-DG-00-00-Optional include[WH,BK,DB,SL,XX]-00-Optional include[P,M,S,PM,PS,MS,PMS]-00-Optional include[CM,PS]-NC-IVT | Outdoor Luminaires | High Output | Fuel Pump Canopy Luminaires | Standard | FALSE | [9 empty] | 8/11/2016 12:00:00 AM | Dimmable | Continuous Above 10 | Yes |  |  | 15312 | 128.03 | 119.6 | 18.43 | 0.9 | 4000 | 71.5
PMAFM9ED | S LITE CO., LTD. | S LITE | DL399AED-UNV-1201-70-35K-DG-00-00-Optional include[WH,BK,DB,SL,XX]-00-Optional include[P,M,S,PM,PS,MS,PMS]-00-Optional include[CM,PS]-NC-IVT | Outdoor Luminaires | High Output | Fuel Pump Canopy Luminaires | Standard | FALSE | [9 empty] | 8/11/2016 12:00:00 AM | Dimmable | Continuous Above 10 | Yes |  |  | 15246 | 127.47 | 119.6 | 18.43 | 0.9 | 3500 | 71.5
PTKHAQ8B | S LITE CO., LTD. | S LITE | DL399AED-UNV-1201-70-45K-DG-00-00-Optional include[WH,BK,DB,SL,XX]-00-Optional include[P,M,S,PM,PS,MS,PMS]-00-Optional include[CM,PS]-NC-IVT | Outdoor Luminaires | High Output | Fuel Pump Canopy Luminaires | Standard | FALSE | [9 empty] | 8/11/2016 12:00:00 AM | Dimmable | Continuous Above 10 | Yes |  |  | 15379 | 128.59 | 119.6 | 18.43 | 0.9 | 4500 | 71.5
PH14Q85J | S LITE CO., LTD. | S LITE | DL399AED-UNV-1201-70-50K-DG-00-00-Optional include[WH,BK,DB,SL,XX]-00-Optional include[P,M,S,PM,PS,MS,PMS]-00-Optional include[CM,PS]-NC-IVT | Outdoor Luminaires | High Output | Fuel Pump Canopy Luminaires | Standard | FALSE | [9 empty] | 8/11/2016 12:00:00 AM | Dimmable | Continuous Above 10 | Yes |  |  | 15445 | 128.92 | 119.8 | 19.37 | 0.9 | 5000 | 75.2
P7SA5MXT | S LITE CO., LTD. | S LITE | DL399AED-UNV-1201-70-30K-FG-00-00-Optional include[WH,BK,DB,SL,XX]-00-Optional include[P,M,S,PM,PS,MS,PMS]-00-Optional include[CM,PS]-NC-IVT | Outdoor Luminaires | High Output | Fuel Pump Canopy Luminaires | Standard | TRUE | 14995 | 126.54 | 118.5 | 18.37 | 0.9008 | 3046 | 71.9 | 5 | 50000 | 8/11/2016 12:00:00 AM | Dimmable | Continuous Above 10 | Yes |  | 4 | 14995 | 126.54 | 118.5 | 18.37 | 0.9 | 3000 | 71.9
P4JR4223 | S LITE CO., LTD. | S LITE | DL399AED-UNV-1201-70-50K-FG-00-00-Optional include[WH,BK,DB,SL,XX]-00-Optional include[P,M,S,PM,PS,MS,PMS]-00-Optional include[CM,PS]-NC-IVT | Outdoor Luminaires | High Output | Fuel Pump Canopy Luminaires | Standard | FALSE | [9 empty] | 8/11/2016 12:00:00 AM | Dimmable | Continuous Above 10 | Yes |  |  | 15170 | 128.13 | 118.4 | 12.67 | 0.9 | 5000 | 75.6
PYUX7MJN | S LITE CO., LTD. | S LITE | DL399AED-UNV-1201-70-35K-FG-00-00-Optional include[WH,BK,DB,SL,XX]-00-Optional include[P,M,S,PM,PS,MS,PMS]-00-Optional include[CM,PS]-NC-IVT | Outdoor Luminaires | High Output | Fuel Pump Canopy Luminaires | Standard | FALSE | [9 empty] | 8/11/2016 12:00:00 AM | Dimmable | Continuous Above 10 | Yes |  |  | 15039 | 126.91 | 118.5 | 18.37 | 0.9 | 3500 | 71.9
PZPFHDQ1 | S LITE CO., LTD. | S LITE | DL399AED-UNV-1201-70-45K-FG-00-00-Optional include[WH,BK,DB,SL,XX]-00-Optional include[P,M,S,PM,PS,MS,PMS]-00-Optional include[CM,PS]-NC-IVT | Outdoor Luminaires | High Output | Fuel Pump Canopy Luminaires | Standard | FALSE | [9 empty] | 8/11/2016 12:00:00 AM | Dimmable | Continuous Above 10 | Yes |  |  | 15126 | 127.65 | 118.5 | 18.37 | 0.9 | 4500 | 71.9
PGZYFU5S | S LITE CO., LTD. | S LITE | DL399AED-UNV-1201-70-40K-FG-00-00-Optional include[WH,BK,DB,SL,XX]-00-Optional include[P,M,S,PM,PS,MS,PMS]-00-Optional include[CM,PS]-NC-IVT | Outdoor Luminaires | High Output | Fuel Pump Canopy Luminaires | Standard | FALSE | [9 empty] | 8/11/2016 12:00:00 AM | Dimmable | Continuous Above 10 | Yes |  |  | 15083 | 127.28 | 118.5 | 18.37 | 0.9 | 4000 | 71.9
PCABAVHF | S LITE CO., LTD. | S LITE | DL399HED-HV-1201-70-30K- DG-00-00-Optional include[WH,BK,DB,SL,XX]-00-Optional include[P,M,S,PM,PS,MS,PMS]-00-Optional include[CM,PS]-NC-IVT | Outdoor Luminaires | High Output | Fuel Pump Canopy Luminaires | Standard | TRUE | 14135 | 129.68 | 109 | 11.13 | 0.9232 | 3034 | 71.6 | 5 | 50000 | 8/11/2016 12:00:00 AM | Dimmable | Continuous Above 10 | Yes |  | 4 | 14135 | 129.68 | 109 | 11.13 | 0.92 | 3000 | 71.6
PQPSBF9Q | S LITE CO., LTD. | S LITE | DL399HED-HV-1201-70-45K- DG-00-00-Optional include[WH,BK,DB,SL,XX]-00-Optional include[P,M,S,PM,PS,MS,PMS]-00-Optional include[CM,PS]-NC-IVT | Outdoor Luminaires | High Output | Fuel Pump Canopy Luminaires | Standard | FALSE | [9 empty] | 8/11/2016 12:00:00 AM | Dimmable | Continuous Above 10 | Yes |  |  | 14298 | 131.29 | 108.9 | 11.13 | 0.92 | 4500 | 71.6
P51JYWG2 | S LITE CO., LTD. | S LITE | DL399HED-HV-1201-70-40K- DG-00-00-Optional include[WH,BK,DB,SL,XX]-00-Optional include[P,M,S,PM,PS,MS,PMS]-00-Optional include[CM,PS]-NC-IVT | Outdoor Luminaires | High Output | Fuel Pump Canopy Luminaires | Standard | FALSE | [9 empty] | 8/11/2016 12:00:00 AM | Dimmable | Continuous Above 10 | Yes |  |  | 14244 | 130.8 | 108.9 | 11.13 | 0.92 | 4000 | 71.6
PMN5K65M | S LITE CO., LTD. | S LITE | DL399HED-HV-1201-70-50K- DG-00-00-Optional include[WH,BK,DB,SL,XX]-00-Optional include[P,M,S,PM,PS,MS,PMS]-00-Optional include[CM,PS]-NC-IVT | Outdoor Luminaires | High Output | Fuel Pump Canopy Luminaires | Standard | FALSE | [9 empty] | 8/11/2016 12:00:00 AM | Dimmable | Continuous Above 10 | Yes |  |  | 14342 | 131.82 | 108.8 | 13.92 | 0.92 | 5000 | 75.2
PC65EEAJ | S LITE CO., LTD. | S LITE | DL399HED-HV-1201-70-35K- DG-00-00-Optional include[WH,BK,DB,SL,XX]-00-Optional include[P,M,S,PM,PS,MS,PMS]-00-Optional include[CM,PS]-NC-IVT | Outdoor Luminaires | High Output | Fuel Pump Canopy Luminaires | Standard | FALSE | [9 empty] | 8/11/2016 12:00:00 AM | Dimmable | Continuous Above 10 | Yes |  |  | 14189 | 130.29 | 108.9 | 11.13 | 0.92 | 3500 | 71.6
P7AFTTPD | S LITE CO., LTD. | S LITE | DL399HED-HV-1201-70-30K-FG-00-00-Optional include[WH,BK,DB,SL,XX]-00-Optional include[P,M,S,PM,PS,MS,PMS]-00-Optional include[CM,PS]-NC-IVT | Outdoor Luminaires | High Output | Fuel Pump Canopy Luminaires | Standard | TRUE | 14229 | 130.78 | 108.8 | 11.08 | 0.9236 | 3045 | 71.9 | 5 | 50000 | 8/11/2016 12:00:00 AM | Dimmable | Continuous Above 10 | Yes |  | 4 | 14229 | 130.78 | 108.8 | 11.08 | 0.92 | 3000 | 71.9
P9XETJYT | S LITE CO., LTD. | S LITE | DL399HED-HV-1201-70-45K-FG-00-00-Optional include[WH,BK,DB,SL,XX]-00-Optional include[P,M,S,PM,PS,MS,PMS]-00-Optional include[CM,PS]-NC-IVT | Outdoor Luminaires | High Output | Fuel Pump Canopy Luminaires | Standard | FALSE | [9 empty] | 8/11/2016 12:00:00 AM | Dimmable | Continuous Above 10 | Yes |  |  | 14377 | 132.14 | 108.8 | 11.08 | 0.92 | 4500 | 71.9
P72MW9W8 | S LITE CO., LTD. | S LITE | DL399HED-HV-1201-70-50K-FG-00-00-Optional include[WH,BK,DB,SL,XX]-00-Optional include[P,M,S,PM,PS,MS,PMS]-00-Optional include[CM,PS]-NC-IVT | Outdoor Luminaires | High Output | Fuel Pump Canopy Luminaires | Standard | FALSE | [9 empty] | 8/11/2016 12:00:00 AM | Dimmable | Continuous Above 10 | Yes |  |  | 14426 | 132.71 | 108.7 | 19.81 | 0.92 | 5000 | 75.6
PKM6BK58 | S LITE CO., LTD. | S LITE | DL399HED-HV-1201-70-35K-FG-00-00-Optional include[WH,BK,DB,SL,XX]-00-Optional include[P,M,S,PM,PS,MS,PMS]-00-Optional include[CM,PS]-NC-IVT | Outdoor Luminaires | High Output | Fuel Pump Canopy Luminaires | Standard | FALSE | [9 empty] | 8/11/2016 12:00:00 AM | Dimmable | Continuous Above 10 | Yes |  |  | 14278 | 131.23 | 108.8 | 11.08 | 0.92 | 3500 | 71.9
P4GPBJ8F | S LITE CO., LTD. | S LITE | DL399HED-HV-1201-70-40K-FG-00-00-Optional include[WH,BK,DB,SL,XX]-00-Optional include[P,M,S,PM,PS,MS,PMS]-00-Optional include[CM,PS]-NC-IVT | Outdoor Luminaires | High Output | Fuel Pump Canopy Luminaires | Standard | FALSE | [9 empty] | 8/11/2016 12:00:00 AM | Dimmable | Continuous Above 10 | Yes |  |  | 14328 | 131.69 | 108.8 | 11.08 | 0.92 | 4000 | 71.9
PHG1BKPZ | S LITE CO., LTD. | S LITE | DL392UL(3000K) | Outdoor Luminaires | Mid Output | Fuel Pump Canopy Luminaires | Standard | TRUE | 8712.8 | 107.76 | 80.85 | 13.3 | 0.9461 | 3005 | 83.8 | 5 | 50000 | 1/26/2015 12:00:00 AM | Dimmable | Continuous Below 10 | Not Yet Verified |  | 2.1 | 8712.8 | 107.76 | 80.85 | 13.3 | 0.9461 | 3000 | 83.8
PXVUXJUN | S LITE CO., LTD. | S LITE | DL392UL(4000K) | Outdoor Luminaires | Mid Output | Fuel Pump Canopy Luminaires | Standard | FALSE | [9 empty] | 1/26/2015 12:00:00 AM | Dimmable | Continuous Below 10 | Not Yet Verified |  |  | 8712.8 | 107.76 | 80.85 | 13.3 | 0.9461 | 4000 | 83.8
PXXD3T3B | S LITE CO., LTD. | S LITE | DL392UL(4500K) | Outdoor Luminaires | Mid Output | Fuel Pump Canopy Luminaires | Standard | FALSE | [9 empty] | 1/26/2015 12:00:00 AM | Dimmable | Continuous Below 10 | Not Yet Verified |  |  | 8712.8 | 107.76 | 80.85 | 13.3 | 0.9461 | 4500 | 83.8
P3QFF6WJ | S LITE CO., LTD. | S LITE | DL392UL(5000K) | Outdoor Luminaires | Mid Output | Fuel Pump Canopy Luminaires | Standard | FALSE | [9 empty] | 1/26/2015 12:00:00 AM | Dimmable | Continuous Below 10 | Not Yet Verified |  |  | 9325 | 113.79 | 81.95 | 7.69 | 0.9487 | 5000 | 84.3
PJ3Z8523 | S LITE CO., LTD. | S LITE | DL392UL(3500K) | Outdoor Luminaires | Mid Output | Fuel Pump Canopy Luminaires | Standard | FALSE | [9 empty] | 1/26/2015 12:00:00 AM | Dimmable | Continuous Below 10 | Not Yet Verified |  |  | 8712.8 | 107.76 | 80.85 | 13.3 | 0.9461 | 3500 | 83.8
PEZ2A1XY | S LITE CO., LTD. | S LITE | DL391UL(3000K) | Outdoor Luminaires | Low Output | Fuel Pump Canopy Luminaires | Standard | TRUE | 4358.8 | 99.27 | 43.91 | 10.35 | 0.9701 | 3002 | 83.7 | 5 | 50000 | 1/26/2015 12:00:00 AM | Dimmable | Continuous Below 10 | Not Yet Verified |  | 2.1 | 4358.8 | 99.29 | 43.9 | 10.35 | 0.9701 | 3000 | 83.7
PFEVF9QB | S LITE CO., LTD. | S LITE | DL391UL(5000K) | Outdoor Luminaires | Low Output | Fuel Pump Canopy Luminaires | Standard | FALSE | [9 empty] | 1/26/2015 12:00:00 AM | Dimmable | Continuous Below 10 | Not Yet Verified |  |  | 4532 | 102.19 | 44.35 | 7.69 | 0.9721 | 5000 | 84.2
P8FHGJYW | S LITE CO., LTD. | S LITE | DL391UL(3500K) | Outdoor Luminaires | Low Output | Fuel Pump Canopy Luminaires | Standard | FALSE | [9 empty] | 1/26/2015 12:00:00 AM | Dimmable | Continuous Below 10 | Not Yet Verified |  |  | 4358.8 | 99.29 | 43.9 | 10.35 | 0.9701 | 3500 | 83.7
PAXEPAZE | S LITE CO., LTD. | S LITE | DL391UL(4000K) | Outdoor Luminaires | Low Output | Fuel Pump Canopy Luminaires | Standard | FALSE | [9 empty] | 1/26/2015 12:00:00 AM | Dimmable | Continuous Below 10 | Not Yet Verified |  |  | 4358.8 | 99.29 | 43.9 | 10.35 | 0.9701 | 4000 | 83.7
P3VCYFHW | S LITE CO., LTD. | S LITE | DL391UL(4500K) | Outdoor Luminaires | Low Output | Fuel Pump Canopy Luminaires | Standard | FALSE | [9 empty] | 1/26/2015 12:00:00 AM | Dimmable | Continuous Below 10 | Not Yet Verified |  |  | 4358.8 | 99.29 | 43.9 | 10.35 | 0.9701 | 4500 | 83.7
PARK1X4Y | S LITE CO., LTD. | S LITE | DL381ULD(3000K) | Outdoor Luminaires | Mid Output | Fuel Pump Canopy Luminaires | Premium | TRUE | 5435.6 | 124.47 | 43.67 | 13.22 | 0.9356 | 3072 | 72.9 | 5 | 50000 | 4/20/2016 12:00:00 AM | Dimmable | Continuous Below 10 | Yes |  | 3.1 | 5435.6 | 124.47 | 43.67 | 13.22 | 0.9356 | 3000 | 72.9
P8RVDPK5 | S LITE CO., LTD. | S LITE | DL381ULD(4000K) | Outdoor Luminaires | Mid Output | Fuel Pump Canopy Luminaires | Premium | FALSE | [9 empty] | 4/20/2016 12:00:00 AM | Dimmable | Continuous Below 10 | Yes |  | 3.1 | 5530 | 127.06 | 43.53 | 13.22 | 0.9356 | 4000 | 72.9
P3W5TZPR | S LITE CO., LTD. | S LITE | DL381ULD(5000K) | Outdoor Luminaires | Mid Output | Fuel Pump Canopy Luminaires | Premium | FALSE | [9 empty] | 4/20/2016 12:00:00 AM | Dimmable | Continuous Below 10 | Yes |  | 3.1 | 5625 | 129.67 | 43.38 | 13.75 | 0.9313 | 5000 | 74.3
PURGKDNF | S LITE CO., LTD. | S LITE | DL381ULD(4500K) | Outdoor Luminaires | Mid Output | Fuel Pump Canopy Luminaires | Premium | FALSE | [9 empty] | 4/20/2016 12:00:00 AM | Dimmable | Continuous Below 10 | Yes |  | 3.1 | 5578 | 128.15 | 43.53 | 13.22 | 0.9356 | 4500 | 72.9
P31TUJFW | S LITE CO., LTD. | S LITE | DL381ULD(3500K) | Outdoor Luminaires | Mid Output | Fuel Pump Canopy Luminaires | Premium | FALSE | [9 empty] | 4/20/2016 12:00:00 AM | Dimmable | Continuous Below 10 | Yes |  | 3.1 | 5483 | 125.97 | 43.53 | 13.22 | 0.9356 | 3500 | 72.9
PNMM1PG1 | S LITE CO., LTD. | S LITE | DL381ULDL(3000K) | Outdoor Luminaires | Low Output | Fuel Pump Canopy Luminaires | Premium | TRUE | 4290 | 119.65 | 36.1 | 13.07 | 0.9389 | 3066 | 72.8 | 5 | 50000 | 4/21/2016 12:00:00 AM | Dimmable | Continuous Below 10 | Yes |  | 3.1 | 4322.7 | 119.74 | 36.1 | 13.07 | 0.9389 | 3000 | 72.8
P6KBF5G4 | S LITE CO., LTD. | S LITE | DL381ULDL(3500K) | Outdoor Luminaires | Low Output | Fuel Pump Canopy Luminaires | Premium | FALSE | [9 empty] | 4/21/2016 12:00:00 AM | Dimmable | Continuous Below 10 | Yes |  | 3.1 | 4361 | 120.86 | 36.08 | 13.07 | 0.9389 | 3500 | 72.8
P1VHVWSR | S LITE CO., LTD. | S LITE | DL381ULDL(5000K) | Outdoor Luminaires | Low Output | Fuel Pump Canopy Luminaires | Premium | FALSE | [9 empty] | 4/21/2016 12:00:00 AM | Dimmable | Continuous Below 10 | Yes |  | 3.1 | 4474 | 124.07 | 36.06 | 13.39 | 0.934 | 5000 | 74.6
PXXQHSK8 | S LITE CO., LTD. | S LITE | DL381ULDL(4000K) | Outdoor Luminaires | Low Output | Fuel Pump Canopy Luminaires | Premium | FALSE | [9 empty] | 4/21/2016 12:00:00 AM | Dimmable | Continuous Below 10 | Yes |  | 3.1 | 4398 | 121.91 | 36.08 | 13.07 | 0.9389 | 4000 | 72.8
PPFYFPJS | S LITE CO., LTD. | S LITE | DL381ULDL(4500K) | Outdoor Luminaires | Low Output | Fuel Pump Canopy Luminaires | Premium | FALSE | [9 empty] | 4/21/2016 12:00:00 AM | Dimmable | Continuous Below 10 | Yes |  | 3.1 | 4436 | 122.95 | 36.08 | 13.07 | 0.9389 | 4500 | 72.8
PWY936NA | S LITE CO., LTD. | S LITE | DL382ULD(3000K) | Outdoor Luminaires | High Output | Fuel Pump Canopy Luminaires | Premium | TRUE | 9979.8 | 124.44 | 80.2 | 10.53 | 0.9056 | 3063 | 73 | 5 | 50000 | 4/21/2016 12:00:00 AM | Dimmable | Continuous Below 10 | Yes |  | 3.1 | 9979.8 | 124.44 | 80.2 | 10.53 | 0.9056 | 3000 | 73
PZ3WH1PP | S LITE CO., LTD. | S LITE | DL382ULD(4500K) | Outdoor Luminaires | High Output | Fuel Pump Canopy Luminaires | Premium | FALSE | [9 empty] | 4/21/2016 12:00:00 AM | Dimmable | Continuous Below 10 | Yes |  | 3.1 | 10279 | 127.88 | 80.38 | 10.53 | 0.9056 | 4500 | 73
PW9W58D3 | S LITE CO., LTD. | S LITE | DL382ULD(5000K) | Outdoor Luminaires | High Output | Fuel Pump Canopy Luminaires | Premium | FALSE | [9 empty] | 4/21/2016 12:00:00 AM | Dimmable | Continuous Below 10 | Yes |  | 3.1 | 10379 | 128.84 | 80.56 | 10.87 | 0.9049 | 5000 | 75.4
PFYUA8HF | S LITE CO., LTD. | S LITE | DL382ULD(4000K) | Outdoor Luminaires | High Output | Fuel Pump Canopy Luminaires | Premium | FALSE | [9 empty] | 4/21/2016 12:00:00 AM | Dimmable | Continuous Below 10 | Yes |  | 3.1 | 10179 | 126.64 | 80.38 | 10.53 | 0.9056 | 4000 | 73
P2C5YPE8 | S LITE CO., LTD. | S LITE | DL382ULD(3500K) | Outdoor Luminaires | High Output | Fuel Pump Canopy Luminaires | Premium | FALSE | [9 empty] | 4/21/2016 12:00:00 AM | Dimmable | Continuous Below 10 | Yes |  | 3.1 | 10080 | 125.4 | 80.38 | 10.53 | 0.9056 | 3500 | 73
PWFDJ4QB | S LITE CO., LTD. | S LITE | DL382ULDL(3000K) | Outdoor Luminaires | Mid Output | Fuel Pump Canopy Luminaires | Premium | TRUE | 8806.1 | 123.54 | 71.79 | 10.59 | 0.9133 | 3080 | 72.9 | 5 | 50000 | 4/21/2016 12:00:00 AM | Dimmable | Continuous Below 10 | Yes |  | 3.1 | 8868.9 | 123.54 | 71.79 | 10.59 | 0.9133 | 3000 | 72.9
PFYAFUA2 | S LITE CO., LTD. | S LITE | DL382ULDL(3500K) | Outdoor Luminaires | Mid Output | Fuel Pump Canopy Luminaires | Premium | FALSE | [9 empty] | 4/21/2016 12:00:00 AM | Dimmable | Continuous Below 10 | Yes |  | 3.1 | 8957 | 123.7 | 72.41 | 10.59 | 0.9133 | 3500 | 72.9
PMHC9F4P | S LITE CO., LTD. | S LITE | DL382ULDL(4500K) | Outdoor Luminaires | Mid Output | Fuel Pump Canopy Luminaires | Premium | FALSE | [9 empty] | 4/21/2016 12:00:00 AM | Dimmable | Continuous Below 10 | Yes |  | 3.1 | 9134 | 126.14 | 72.41 | 10.59 | 0.9133 | 4500 | 72.9
P7XK4M84 | S LITE CO., LTD. | S LITE | DL382ULDL(5000K) | Outdoor Luminaires | Mid Output | Fuel Pump Canopy Luminaires | Premium | FALSE | [9 empty] | 4/21/2016 12:00:00 AM | Dimmable | Continuous Below 10 | Yes |  | 3.1 | 9222 | 126.28 | 73.03 | 10.97 | 0.9102 | 5000 | 74.9
PGGRZAP6 | S LITE CO., LTD. | S LITE | DL382ULDL(4000K) | Outdoor Luminaires | Mid Output | Fuel Pump Canopy Luminaires | Premium | FALSE | [9 empty] | 4/21/2016 12:00:00 AM | Dimmable | Continuous Below 10 | Yes |  | 3.1 | 9045 | 124.92 | 72.41 | 10.59 | 0.9133 | 4000 | 72.9
P00001GWZ | S LITE CO., LTD. | S Lite | DL391ALN (5000K) | Outdoor Luminaires | Low Output | Fuel Pump Canopy Luminaires | Standard | TRUE | 3265.4 | 78.51 | 41.59 | 11.5 | 0.912 | 4804 | 74 | 5 |  | 6/20/2014 12:00:00 AM | Not Yet Verified | Not Yet Verified | Not Yet Verified |  | 2.1 | 3265 |  | 42 |  |  | 5000 | 74
PXY9SFYZ | S LITE CO., LTD. | S Lite | DL391ALN1P (5700K) | Outdoor Luminaires | Low Output | Fuel Pump Canopy Luminaires | Standard | FALSE | [9 empty] | 12/19/2014 12:00:00 AM | Not Yet Verified | Not Yet Verified | Not Yet Verified |  |  | 3486 | 83 | 42 |  |  | 5700 | 72
PZRA3NGW | S LITE CO., LTD. | S Lite | DL391ALN2P (5000K) | Outdoor Luminaires | Low Output | Fuel Pump Canopy Luminaires | Standard | FALSE | [9 empty] | 12/19/2014 12:00:00 AM | Not Yet Verified | Not Yet Verified | Not Yet Verified |  |  | 3265.4 | 78.51 | 41.59 |  |  | 5000 | 74
PKW5NNQ7 | S LITE CO., LTD. | S Lite | DL391ALN1P (5000K) | Outdoor Luminaires | Low Output | Fuel Pump Canopy Luminaires | Standard | FALSE | [9 empty] | 12/19/2014 12:00:00 AM | Not Yet Verified | Not Yet Verified | Not Yet Verified |  |  | 3265.4 | 78.51 | 41.59 |  |  | 5000 | 74
P00001GX0 | S LITE CO., LTD. | S Lite | DL391ALN(5700K) | Outdoor Luminaires | Low Output | Fuel Pump Canopy Luminaires | Standard | FALSE | [9 empty] | 6/20/2014 12:00:00 AM | Not Yet Verified | Not Yet Verified | Not Yet Verified |  |  | 3486 | 83 | 42 |  |  | 5700 | 72
PY6SMUB2 | S LITE CO., LTD. | S Lite | DL391ALN2P (5700K) | Outdoor Luminaires | Low Output | Fuel Pump Canopy Luminaires | Standard | FALSE | [9 empty] | 12/19/2014 12:00:00 AM | Not Yet Verified | Not Yet Verified | Not Yet Verified |  |  | 3486 | 83 | 42 |  |  | 5700 | 72
P2WS6F1Y | S LITE CO., LTD. | S LITE | DL391ALM(4000K) | Outdoor Luminaires | Low Output | Fuel Pump Canopy Luminaires | Standard | TRUE | 3517.9 | 80.03 | 43.96 | 13.54 | 0.9144 | 3833 | 72.5 | 5 | 50000 | 1/21/2015 12:00:00 AM | Dimmable | Continuous Below 10 | Not Yet Verified |  | 2.1 | 3680 | 80 | 46 |  |  | 4000 | 70
PDB5JHT6 | S LITE CO., LTD. | S LITE | DL391ALM2P(4000K) | Outdoor Luminaires | Low Output | Fuel Pump Canopy Luminaires | Standard | FALSE | [9 empty] | 4/20/2015 12:00:00 AM | Dimmable | Continuous Below 10 | Not Yet Verified |  |  | 3680 | 80 | 46 |  |  | 4000 | 70
PS9CE4WV | S LITE CO., LTD. | S LITE | DL391ALM(5700K) | Outdoor Luminaires | Low Output | Fuel Pump Canopy Luminaires | Standard | FALSE | [9 empty] | 1/21/2015 12:00:00 AM | Dimmable | Continuous Below 10 | Not Yet Verified |  |  | 4140 | 90 | 46 |  |  | 5700 | 70
PTRE1ACN | S LITE CO., LTD. | S LITE | DL391ALM1P(4000K) | Outdoor Luminaires | Low Output | Fuel Pump Canopy Luminaires | Standard | FALSE | [9 empty] | 4/20/2015 12:00:00 AM | Dimmable | Continuous Below 10 | Not Yet Verified |  |  | 3680 | 80 | 46 |  |  | 4000 | 70
PJVZ1491 | S LITE CO., LTD. | S LITE | DL391ALM1P(4500K) | Outdoor Luminaires | Low Output | Fuel Pump Canopy Luminaires | Standard | FALSE | [9 empty] | 4/20/2015 12:00:00 AM | Dimmable | Continuous Below 10 | Not Yet Verified |  |  | 3680 | 80 | 46 |  |  | 4500 | 70
PD3GZJ68 | S LITE CO., LTD. | S LITE | DL391ALM1P(5700K) | Outdoor Luminaires | Low Output | Fuel Pump Canopy Luminaires | Standard | FALSE | [9 empty] | 4/20/2015 12:00:00 AM | Dimmable | Continuous Below 10 | Not Yet Verified |  |  | 4140 | 90 | 46 |  |  | 5700 | 70
P99V7YFR | S LITE CO., LTD. | S LITE | DL391ALM(4500K) | Outdoor Luminaires | Low Output | Fuel Pump Canopy Luminaires | Standard | FALSE | [9 empty] | 1/21/2015 12:00:00 AM | Dimmable | Continuous Below 10 | Not Yet Verified |  |  | 3680 | 80 | 46 |  |  | 4500 | 70
P4D5SHC3 | S LITE CO., LTD. | S LITE | DL391ALM(5000K) | Outdoor Luminaires | Low Output | Fuel Pump Canopy Luminaires | Standard | FALSE | [9 empty] | 1/21/2015 12:00:00 AM | Dimmable | Continuous Below 10 | Not Yet Verified |  |  | 3680 | 80 | 46 |  |  | 5000 | 70
PP2V2KD9 | S LITE CO., LTD. | S LITE | DL391ALM1P(5000K) | Outdoor Luminaires | Low Output | Fuel Pump Canopy Luminaires | Standard | FALSE | [9 empty] | 4/20/2015 12:00:00 AM | Dimmable | Continuous Below 10 | Not Yet Verified |  |  | 3680 | 80 | 46 |  |  | 5000 | 70
P3ESUU6V | S LITE CO., LTD. | S LITE | DL391ALM2P(5000K) | Outdoor Luminaires | Low Output | Fuel Pump Canopy Luminaires | Standard | FALSE | [9 empty] | 4/20/2015 12:00:00 AM | Dimmable | Continuous Below 10 | Not Yet Verified |  |  | 3680 | 80 | 46 |  |  | 5000 | 70
P5VA8ZJ4 | S LITE CO., LTD. | S LITE | DL391ALM2P(5700K) | Outdoor Luminaires | Low Output | Fuel Pump Canopy Luminaires | Standard | FALSE | [9 empty] | 4/20/2015 12:00:00 AM | Dimmable | Continuous Below 10 | Not Yet Verified |  |  | 4140 | 90 | 46 |  |  | 5700 | 70
PY4M9TTR | S LITE CO., LTD. | S LITE | DL391ALM2P(4500K) | Outdoor Luminaires | Low Output | Fuel Pump Canopy Luminaires | Standard | FALSE | [9 empty] | 4/20/2015 12:00:00 AM | Dimmable | Continuous Below 10 | Not Yet Verified |  |  | 3680 | 80 | 46 |  |  | 4500 | 70
PETXWY49 | S LITE CO., LTD. | S LITE | DL391HL(3000k) | Outdoor Luminaires | Low Output | Fuel Pump Canopy Luminaires | Standard | TRUE | 3364.3 | 86.98 | 38.68 | 16.59 | 0.925 | 3168 | 74.8 | 5 | 50000 | 7/9/2015 12:00:00 AM | Dimmable | Continuous Below 10 | Not Yet Verified |  | 2.1 | 3364.3 | 86.98 | 38.68 | 16.59 | 0.925 | 3000 | 74.8
PHBNQKYD | S LITE CO., LTD. | S LITE | DL391HL(4500k) | Outdoor Luminaires | Low Output | Fuel Pump Canopy Luminaires | Standard | FALSE | [9 empty] | 7/9/2015 12:00:00 AM | Dimmable | Continuous Below 10 | Not Yet Verified |  |  | 3364.3 | 86.98 | 38.68 | 16.59 | 0.925 | 4500 | 74.8
PYE6VTPU | S LITE CO., LTD. | S LITE | DL391HL(5000k) | Outdoor Luminaires | Low Output | Fuel Pump Canopy Luminaires | Standard | FALSE | [9 empty] | 7/9/2015 12:00:00 AM | Dimmable | Continuous Below 10 | Not Yet Verified |  |  | 3364.3 | 86.98 | 38.68 | 16.59 | 0.925 | 5000 | 74.8
PU6W2S8A | S LITE CO., LTD. | S LITE | DL391HL(3500k) | Outdoor Luminaires | Low Output | Fuel Pump Canopy Luminaires | Standard | FALSE | [9 empty] | 7/9/2015 12:00:00 AM | Dimmable | Continuous Below 10 | Not Yet Verified |  |  | 3364.3 | 86.98 | 38.68 | 16.59 | 0.925 | 3500 | 74.8
PGR87NXM | S LITE CO., LTD. | S LITE | DL391HL(5700k) | Outdoor Luminaires | Low Output | Fuel Pump Canopy Luminaires | Standard | FALSE | [9 empty] | 7/9/2015 12:00:00 AM | Dimmable | Continuous Below 10 | Not Yet Verified |  |  | 3579 | 89.01 | 40.21 | 16.69 | 0.926 | 5700 | 71.1
P1V8KBV7 | S LITE CO., LTD. | S LITE | DL391HL(4000k) | Outdoor Luminaires | Low Output | Fuel Pump Canopy Luminaires | Standard | FALSE | [9 empty] | 7/9/2015 12:00:00 AM | Dimmable | Continuous Below 10 | Not Yet Verified |  |  | 3364.3 | 86.98 | 38.68 | 16.59 | 0.925 | 4000 | 74.8
PJUZR8WY | S LITE CO., LTD. | S LITE | DL392HL(3000k) | Outdoor Luminaires | Mid Output | Fuel Pump Canopy Luminaires | Standard | TRUE | 6704.2 | 87.14 | 76.94 | 17.06 | 0.927 | 3199 | 75.4 | 5 | 50000 | 7/9/2015 12:00:00 AM | Dimmable | Continuous Below 10 | Not Yet Verified |  | 2.1 | 6704.2 | 87.14 | 76.94 | 17.06 | 0.927 | 3000 | 75.4
PUYWAFJ6 | S LITE CO., LTD. | S LITE | DL392HL(3500k) | Outdoor Luminaires | Mid Output | Fuel Pump Canopy Luminaires | Standard | FALSE | [9 empty] | 7/9/2015 12:00:00 AM | Dimmable | Continuous Below 10 | Not Yet Verified |  |  | 6704.2 | 87.14 | 76.94 | 17.06 | 0.927 | 3500 | 75.4
PD9NZ7W9 | S LITE CO., LTD. | S LITE | DL392HL(5000k) | Outdoor Luminaires | Mid Output | Fuel Pump Canopy Luminaires | Standard | FALSE | [9 empty] | 7/9/2015 12:00:00 AM | Dimmable | Continuous Below 10 | Not Yet Verified |  |  | 6704.2 | 87.14 | 76.94 | 17.06 | 0.927 | 5000 | 75.4
PRKGNE56 | S LITE CO., LTD. | S LITE | DL392HL(4000k) | Outdoor Luminaires | Mid Output | Fuel Pump Canopy Luminaires | Standard | FALSE | [9 empty] | 7/9/2015 12:00:00 AM | Dimmable | Continuous Below 10 | Not Yet Verified |  |  | 6704.2 | 87.14 | 76.94 | 17.06 | 0.927 | 4000 | 75.4
PSX8NCRE | S LITE CO., LTD. | S LITE | DL392HL(5700k) | Outdoor Luminaires | Mid Output | Fuel Pump Canopy Luminaires | Standard | FALSE | [9 empty] | 7/9/2015 12:00:00 AM | Dimmable | Continuous Below 10 | Not Yet Verified |  |  | 7056 | 91.03 | 77.51 | 17.38 | 0.926 | 5700 | 71.7
P21G9USU | S LITE CO., LTD. | S LITE | DL392HL(4500k) | Outdoor Luminaires | Mid Output | Fuel Pump Canopy Luminaires | Standard | FALSE | [9 empty] | 7/9/2015 12:00:00 AM | Dimmable | Continuous Below 10 | Not Yet Verified |  |  | 6704.2 | 87.14 | 76.94 | 17.06 | 0.927 | 4500 | 75.4
PTHNFMV3 | S LITE CO., LTD. | S LITE | DL392ULLINF(3000K) | Outdoor Luminaires | Mid Output | Fuel Pump Canopy Luminaires | Standard | TRUE | 8326.2 | 106.54 | 78.15 | 14.93 | 0.902 | 3105 | 82.3 | 5 | 50000 | 9/10/2015 12:00:00 AM | Dimmable | Continuous Below 10 | Yes |  | 3 | 8326.2 | 106.54 | 78.15 | 14.93 | 0.902 | 3000 | 82.3
PKF5WDNT | S LITE CO., LTD. | S LITE | DL392ULLINF(4000K) | Outdoor Luminaires | Mid Output | Fuel Pump Canopy Luminaires | Standard | FALSE | [9 empty] | 9/10/2015 12:00:00 AM | Dimmable | Continuous Below 10 | Yes |  |  | 8326.2 | 106.54 | 78.15 | 14.93 | 0.902 | 4000 | 82.3
P6MX2PNN | S LITE CO., LTD. | S LITE | DL392ULLINF(3500K) | Outdoor Luminaires | Mid Output | Fuel Pump Canopy Luminaires | Standard | FALSE | [9 empty] | 9/10/2015 12:00:00 AM | Dimmable | Continuous Below 10 | Yes |  |  | 8326.2 | 106.54 | 78.15 | 14.93 | 0.902 | 3500 | 82.3
PH5JXBBK | S LITE CO., LTD. | S LITE | DL392ULLINF(4500K) | Outdoor Luminaires | Mid Output | Fuel Pump Canopy Luminaires | Standard | FALSE | [9 empty] | 9/10/2015 12:00:00 AM | Dimmable | Continuous Below 10 | Yes |  |  | 8326.2 | 106.54 | 78.15 | 14.93 | 0.902 | 4500 | 82.3
PU75ZJPM | S LITE CO., LTD. | S LITE | DL392ULLINF(5000K) | Outdoor Luminaires | Mid Output | Fuel Pump Canopy Luminaires | Standard | FALSE | [9 empty] | 9/10/2015 12:00:00 AM | Dimmable | Continuous Below 10 | Yes |  |  | 8934 | 117.44 | 78.02 | 15.12 | 0.904 | 5000 | 85
PHK2QXK5 | S LITE CO., LTD. | S LITE | DL392ULINFH(3000K) | Outdoor Luminaires | Mid Output | Fuel Pump Canopy Luminaires | Standard | TRUE | 8689.6 | 108.57 | 80.04 | 12.22 | 0.909 | 3109 | 82.6 | 5 | 50000 | 9/10/2015 12:00:00 AM | Dimmable | Continuous Below 10 | Yes |  | 3 | 8689.6 | 108.57 | 80.08 | 12.22 | 0.909 | 3000 | 82.6
PZS7YR2K | S LITE CO., LTD. | S LITE | DL392ULINFH(3500K) | Outdoor Luminaires | Mid Output | Fuel Pump Canopy Luminaires | Standard | FALSE | [9 empty] | 9/10/2015 12:00:00 AM | Dimmable | Continuous Below 10 | Yes |  |  | 8689.6 | 108.57 | 80.08 | 12.22 | 0.909 | 3500 | 82.6
PUX7GCGK | S LITE CO., LTD. | S LITE | DL392ULINFH(4000K) | Outdoor Luminaires | Mid Output | Fuel Pump Canopy Luminaires | Standard | FALSE | [9 empty] | 9/10/2015 12:00:00 AM | Dimmable | Continuous Below 10 | Yes |  |  | 8689.6 | 108.57 | 80.08 | 12.22 | 0.909 | 4000 | 82.6
PP2BD9BB | S LITE CO., LTD. | S LITE | DL392ULINFH(5000K) | Outdoor Luminaires | Mid Output | Fuel Pump Canopy Luminaires | Standard | FALSE | [9 empty] | 9/10/2015 12:00:00 AM | Dimmable | Continuous Below 10 | Yes |  |  | 9289 | 113.99 | 81.49 | 13.86 | 0.9 | 5000 | 84.9
PPDUKTTN | S LITE CO., LTD. | S LITE | DL392ULINFH(4500K) | Outdoor Luminaires | Mid Output | Fuel Pump Canopy Luminaires | Standard | FALSE | [9 empty] | 9/10/2015 12:00:00 AM | Dimmable | Continuous Below 10 | Yes |  |  | 8689.6 | 108.57 | 80.08 | 12.22 | 0.909 | 4500 | 82.6
P6DFSCXT | S LITE CO., LTD. | S LITE | DL391ULLINF(3000K) | Outdoor Luminaires | Low Output | Fuel Pump Canopy Luminaires | Standard | TRUE | 3410.9 | 110.04 | 31 | 9.13 | 0.925 | 3071 | 84.5 | 5 | 50000 | 9/10/2015 12:00:00 AM | Dimmable | Continuous Below 10 | Yes |  | 3 | 3424.9 | 111.78 | 30.64 | 9.13 | 0.925 | 3000 | 84.5
PZ6USZJY | S LITE CO., LTD. | S LITE | DL391ULLINF(5000K) | Outdoor Luminaires | Low Output | Fuel Pump Canopy Luminaires | Standard | FALSE | [9 empty] | 9/10/2015 12:00:00 AM | Dimmable | Continuous Below 10 | Yes |  |  | 3596 | 115.15 | 31.23 | 9.69 | 0.925 | 5000 | 85.3
PJ8TFFB5 | S LITE CO., LTD. | S LITE | DL391ULLINF(4000K) | Outdoor Luminaires | Low Output | Fuel Pump Canopy Luminaires | Standard | FALSE | [9 empty] | 9/10/2015 12:00:00 AM | Dimmable | Continuous Below 10 | Yes |  |  | 3424.9 | 111.78 | 30.64 | 9.13 | 0.925 | 4000 | 84.5
PNN9VKA9 | S LITE CO., LTD. | S LITE | DL391ULLINF(3500K) | Outdoor Luminaires | Low Output | Fuel Pump Canopy Luminaires | Standard | FALSE | [9 empty] | 9/10/2015 12:00:00 AM | Dimmable | Continuous Below 10 | Yes |  |  | 3424.9 | 111.78 | 30.64 | 9.13 | 0.925 | 3500 | 84.5
PGGED3TK | S LITE CO., LTD. | S LITE | DL391ULLINF(4500K) | Outdoor Luminaires | Low Output | Fuel Pump Canopy Luminaires | Standard | FALSE | [9 empty] | 9/10/2015 12:00:00 AM | Dimmable | Continuous Below 10 | Yes |  |  | 3424.9 | 111.78 | 30.64 | 9.13 | 0.925 | 4500 | 84.5
P6NDH7EJ | S LITE CO., LTD. | SLITE | DL391ALMINF(3000K) | Outdoor Luminaires | Low Output | Fuel Pump Canopy Luminaires | Standard | TRUE | 3328.3 | 83.91 | 39.66 | 9.67 | 0.9534 | 3183 | 74.5 | 5 | 50000 | 7/28/2015 12:00:00 AM | Dimmable | Continuous Below 10 | Not Yet Verified |  | 3 | 3328.3 | 83.91 | 39.66 | 9.67 | 0.9534 | 3000 | 74.5
PA4DFWD4 | S LITE CO., LTD. | SLITE | DL391ALMINF(4000K) | Outdoor Luminaires | Low Output | Fuel Pump Canopy Luminaires | Standard | FALSE | [9 empty] | 7/28/2015 12:00:00 AM | Dimmable | Continuous Below 10 | Not Yet Verified |  |  | 3328.3 | 83.91 | 39.66 | 9.67 | 0.9534 | 4000 | 74.5
PKJ2JKKS | S LITE CO., LTD. | SLITE | DL391ALMINF(3500K) | Outdoor Luminaires | Low Output | Fuel Pump Canopy Luminaires | Standard | FALSE | [9 empty] | 7/28/2015 12:00:00 AM | Dimmable | Continuous Below 10 | Not Yet Verified |  |  | 3328.3 | 83.91 | 39.66 | 9.67 | 0.9534 | 3500 | 74.5
P4SE5ZM3 | S LITE CO., LTD. | SLITE | DL391ALMINF(5000K) | Outdoor Luminaires | Low Output | Fuel Pump Canopy Luminaires | Standard | FALSE | [9 empty] | 7/28/2015 12:00:00 AM | Dimmable | Continuous Below 10 | Not Yet Verified |  |  | 3494 | 87.66 | 39.86 | 9.13 | 0.9262 | 5000 | 66.6
PYFT84FM | S LITE CO., LTD. | SLITE | DL391ALMINF(5700K) | Outdoor Luminaires | Low Output | Fuel Pump Canopy Luminaires | Standard | FALSE | [9 empty] | 7/28/2015 12:00:00 AM | Dimmable | Continuous Below 10 | Not Yet Verified |  |  | 3563 | 88.94 | 40.06 | 9.64 | 0.9162 | 5700 | 77.7
PFC4SYJE | S LITE CO., LTD. | SLITE | DL391ALMINF(4500K) | Outdoor Luminaires | Low Output | Fuel Pump Canopy Luminaires | Standard | FALSE | [9 empty] | 7/28/2015 12:00:00 AM | Dimmable | Continuous Below 10 | Not Yet Verified |  |  | 3328.3 | 83.91 | 39.66 | 9.67 | 0.9534 | 4500 | 74.5
P5AB11YB | S LITE CO., LTD. | S LITE | DL381HLD-HV-0351-70-30K-00-00-00-Optional include[WH,BK,DB,SL,XX]-00-Optional include[P,M,S,PM,PS,MS,PMS,00]-00-Optional include[CM,PS]-NC-IVT | Outdoor Luminaires | Low Output | Fuel Pump Canopy Luminaires | Standard | TRUE | 4331.4 | 125.4 | 34.54 | 10.76 | 0.9272 | 3088 | 72.8 | 5 | 50000 | 9/8/2016 12:00:00 AM | Dimmable | Continuous Above 10 | Yes |  | 4 | 4350.8 | 126.59 | 34.37 | 10.76 | 0.93 | 3000 | 72.8
PETMUCF4 | S LITE CO., LTD. | S LITE | DL381HLD-HV-0351-70-35K-00-00-00-Optional include[WH,BK,DB,SL,XX]-00-Optional include[P,M,S,PM,PS,MS,PMS,00]-00-Optional include[CM,PS]-NC-IVT | Outdoor Luminaires | Low Output | Fuel Pump Canopy Luminaires | Standard | FALSE | [9 empty] | 9/8/2016 12:00:00 AM | Dimmable | Continuous Above 10 | Yes |  |  | 4448.5 | 129.04 | 34.48 | 10.76 | 0.93 | 3500 | 72.8
PJT2CGKN | S LITE CO., LTD. | S LITE | DL381HLD-HV-0351-70-45K-00-00-00-Optional include[WH,BK,DB,SL,XX]-00-Optional include[P,M,S,PM,PS,MS,PMS,00]-00-Optional include[CM,PS]-NC-IVT | Outdoor Luminaires | Low Output | Fuel Pump Canopy Luminaires | Standard | FALSE | [9 empty] | 9/8/2016 12:00:00 AM | Dimmable | Continuous Above 10 | Yes |  |  | 4643.9 | 134.7 | 34.48 | 10.76 | 0.93 | 4500 | 72.8
P6YM8UNM | S LITE CO., LTD. | S LITE | DL381HLD-HV-0351-70-40K-00-00-00-Optional include[WH,BK,DB,SL,XX]-00-Optional include[P,M,S,PM,PS,MS,PMS,00]-00-Optional include[CM,PS]-NC-IVT | Outdoor Luminaires | Low Output | Fuel Pump Canopy Luminaires | Standard | FALSE | [9 empty] | 9/8/2016 12:00:00 AM | Dimmable | Continuous Above 10 | Yes |  |  | 4546.2 | 131.87 | 34.48 | 10.76 | 0.93 | 4000 | 72.8
PRZW8WTM | S LITE CO., LTD. | S LITE | DL381HLD-HV-0351-70-50K-00-00-00-Optional include[WH,BK,DB,SL,XX]-00-Optional include[P,M,S,PM,PS,MS,PMS,00]-00-Optional include[CM,PS]-NC-IVT | Outdoor Luminaires | Low Output | Fuel Pump Canopy Luminaires | Standard | FALSE | [9 empty] | 9/8/2016 12:00:00 AM | Dimmable | Continuous Above 10 | Yes |  |  | 4741.6 | 137.12 | 34.58 | 10.46 | 0.93 | 5000 | 78.2
P84V5ANR | S LITE CO., LTD. | S LITE | DL382HLD-HV-0701-70-30K-00-00-00-Optional include[WH,BK,DB,SL,XX]-00-Optional include[P,M,S,PM,PS,MS,PMS,00]-00-Optional include[CM,PS]-NC-IVT | Outdoor Luminaires | Mid Output | Fuel Pump Canopy Luminaires | Standard | TRUE | 9066.7 | 131.38 | 69.01 | 12 | 0.9357 | 3154 | 73.5 | 5 | 50000 | 9/8/2016 12:00:00 AM | Dimmable | Continuous Above 10 | Yes |  | 4 | 9116.9 | 132.44 | 68.84 | 12 | 0.94 | 3000 | 73.5
PSJXUPYZ | S LITE CO., LTD. | S LITE | DL382HLD-HV-0701-70-45K-00-00-00-Optional include[WH,BK,DB,SL,XX]-00-Optional include[P,M,S,PM,PS,MS,PMS,00]-00-Optional include[CM,PS]-NC-IVT | Outdoor Luminaires | Mid Output | Fuel Pump Canopy Luminaires | Standard | FALSE | [9 empty] | 9/8/2016 12:00:00 AM | Dimmable | Continuous Above 10 | Yes |  |  | 9287.2 | 134.54 | 69.03 | 12 | 0.94 | 4500 | 73.5
P4ZVRXS7 | S LITE CO., LTD. | S LITE | DL382HLD-HV-0701-70-50K-00-00-00-Optional include[WH,BK,DB,SL,XX]-00-Optional include[P,M,S,PM,PS,MS,PMS,00]-00-Optional include[CM,PS]-NC-IVT | Outdoor Luminaires | Mid Output | Fuel Pump Canopy Luminaires | Standard | FALSE | [9 empty] | 9/8/2016 12:00:00 AM | Dimmable | Continuous Above 10 | Yes |  |  | 9344 | 134.99 | 69.22 | 12.43 | 0.94 | 5000 | 78.4
PB2XQQ2W | S LITE CO., LTD. | S LITE | DL382HLD-HV-0701-70-40K-00-00-00-Optional include[WH,BK,DB,SL,XX]-00-Optional include[P,M,S,PM,PS,MS,PMS,00]-00-Optional include[CM,PS]-NC-IVT | Outdoor Luminaires | Mid Output | Fuel Pump Canopy Luminaires | Standard | FALSE | [9 empty] | 9/8/2016 12:00:00 AM | Dimmable | Continuous Above 10 | Yes |  |  | 9230.5 | 133.72 | 69.03 | 12 | 0.94 | 4000 | 73.5
P7CU77NC | S LITE CO., LTD. | S LITE | DL382HLD-HV-0701-70-35K-00-00-00-Optional include[WH,BK,DB,SL,XX]-00-Optional include[P,M,S,PM,PS,MS,PMS,00]-00-Optional include[CM,PS]-NC-IVT | Outdoor Luminaires | Mid Output | Fuel Pump Canopy Luminaires | Standard | FALSE | [9 empty] | 9/8/2016 12:00:00 AM | Dimmable | Continuous Above 10 | Yes |  |  | 9173.7 | 132.89 | 69.03 | 12 | 0.94 | 3500 | 73.5
P41DU96N | S LITE CO., LTD. | S LITE | DL385HLD-HV-0351-70-30K-00-00-00-Optional include[WH,BK,DB,SL,XX]-00-Optional include[P,M,S,PM,PS,MS,PMS,00]-00-Optional include[CM,PS]-NC-IVT | Outdoor Luminaires | Low Output | Fuel Pump Canopy Luminaires | Standard | TRUE | 4190.3 | 122.02 | 34.34 | 9.79 | 0.923 | 3023 | 71.6 | 5 | 50000 | 9/8/2016 12:00:00 AM | Dimmable | Continuous Above 10 | Yes |  | 4 | 4167.8 | 122.4 | 34.05 | 9.79 | 0.92 | 3000 | 71.6
PV7KXZ2D | S LITE CO., LTD. | S LITE | DL385HLD-HV-0351-70-45K-00-00-00-Optional include[WH,BK,DB,SL,XX]-00-Optional include[P,M,S,PM,PS,MS,PMS,00]-00-Optional include[CM,PS]-NC-IVT | Outdoor Luminaires | Low Output | Fuel Pump Canopy Luminaires | Standard | FALSE | [9 empty] | 9/8/2016 12:00:00 AM | Dimmable | Continuous Above 10 | Yes |  |  | 4467.7 | 131.04 | 34.1 | 9.79 | 0.92 | 4500 | 71.6
PQHEJ7KP | S LITE CO., LTD. | S LITE | DL385HLD-HV-0351-70-35K-00-00-00-Optional include[WH,BK,DB,SL,XX]-00-Optional include[P,M,S,PM,PS,MS,PMS,00]-00-Optional include[CM,PS]-NC-IVT | Outdoor Luminaires | Low Output | Fuel Pump Canopy Luminaires | Standard | FALSE | [9 empty] | 9/8/2016 12:00:00 AM | Dimmable | Continuous Above 10 | Yes |  |  | 4267.8 | 125.17 | 34.1 | 9.79 | 0.92 | 3500 | 71.6
P88TG21S | S LITE CO., LTD. | S LITE | DL385HLD-HV-0351-70-40K-00-00-00-Optional include[WH,BK,DB,SL,XX]-00-Optional include[P,M,S,PM,PS,MS,PMS,00]-00-Optional include[CM,PS]-NC-IVT | Outdoor Luminaires | Low Output | Fuel Pump Canopy Luminaires | Standard | FALSE | [9 empty] | 9/8/2016 12:00:00 AM | Dimmable | Continuous Above 10 | Yes |  |  | 4367.8 | 128.11 | 34.1 | 9.79 | 0.92 | 4000 | 71.6
PN8SK6FH | S LITE CO., LTD. | S LITE | DL385HLD-HV-0351-70-50K-00-00-00-Optional include[WH,BK,DB,SL,XX]-00-Optional include[P,M,S,PM,PS,MS,PMS,00]-00-Optional include[CM,PS]-NC-IVT | Outdoor Luminaires | Low Output | Fuel Pump Canopy Luminaires | Standard | FALSE | [9 empty] | 9/8/2016 12:00:00 AM | Dimmable | Continuous Above 10 | Yes |  |  | 4568 | 133.8 | 34.14 | 9.12 | 0.92 | 5000 | 75.8
PAT6Q6JC | S LITE CO., LTD. | S LITE | DL385ULD-UNV-0421-70-30K-00-00-00-Optional include[WH,BK,DB,SL,XX]-00-Optional include[P,M,S,PM,PS,MS,PMS,00]-00-Optional include[CM,PS]-NC-IVT | Outdoor Luminaires | Mid Output | Fuel Pump Canopy Luminaires | Standard | TRUE | 5095.5 | 117.98 | 43.19 | 9.62 | 0.9609 | 3028 | 71.6 | 5 | 50000 | 9/8/2016 12:00:00 AM | Dimmable | Continuous Above 10 | Yes |  | 4 | 5095.5 | 117.98 | 43.19 | 9.62 | 0.96 | 3000 | 71.6
PBTJSNK6 | S LITE CO., LTD. | S LITE | DL385ULD-UNV-0421-70-35K-00-00-00-Optional include[WH,BK,DB,SL,XX]-00-Optional include[P,M,S,PM,PS,MS,PMS,00]-00-Optional include[CM,PS]-NC-IVT | Outdoor Luminaires | Mid Output | Fuel Pump Canopy Luminaires | Standard | FALSE | [9 empty] | 9/8/2016 12:00:00 AM | Dimmable | Continuous Above 10 | Yes |  |  | 5207.4 | 120.42 | 43.25 | 9.62 | 0.96 | 3500 | 71.6
P437KDHC | S LITE CO., LTD. | S LITE | DL385ULD-UNV-0421-70-45K-00-00-00-Optional include[WH,BK,DB,SL,XX]-00-Optional include[P,M,S,PM,PS,MS,PMS,00]-00-Optional include[CM,PS]-NC-IVT | Outdoor Luminaires | Mid Output | Fuel Pump Canopy Luminaires | Standard | FALSE | [9 empty] | 9/8/2016 12:00:00 AM | Dimmable | Continuous Above 10 | Yes |  |  | 5431.1 | 125.59 | 43.25 | 9.62 | 0.96 | 4500 | 71.6
PJY8BEF7 | S LITE CO., LTD. | S LITE | DL385ULD-UNV-0421-70-50K-00-00-00-Optional include[WH,BK,DB,SL,XX]-00-Optional include[P,M,S,PM,PS,MS,PMS,00]-00-Optional include[CM,PS]-NC-IVT | Outdoor Luminaires | Mid Output | Fuel Pump Canopy Luminaires | Standard | FALSE | [9 empty] | 9/8/2016 12:00:00 AM | Dimmable | Continuous Above 10 | Yes |  |  | 5543 | 128.01 | 43.3 | 9.69 | 0.96 | 5000 | 75.8
P2CJ62RJ | S LITE CO., LTD. | S LITE | DL385ULD-UNV-0421-70-40K-00-00-00-Optional include[WH,BK,DB,SL,XX]-00-Optional include[P,M,S,PM,PS,MS,PMS,00]-00-Optional include[CM,PS]-NC-IVT | Outdoor Luminaires | Mid Output | Fuel Pump Canopy Luminaires | Standard | FALSE | [9 empty] | 9/8/2016 12:00:00 AM | Dimmable | Continuous Above 10 | Yes |  |  | 5319.3 | 123 | 43.25 | 9.62 | 0.96 | 4000 | 71.6
PQX25SPT | S LITE CO., LTD. | S LITE | DL385ULDL-UNV-0351-70-30K-00-00-00-Optional include[WH,BK,DB,SL,XX]-00-Optional include[P,M,S,PM,PS,MS,PMS,00]-00-Optional include[CM,PS]-NC-IVT | Outdoor Luminaires | Low Output | Fuel Pump Canopy Luminaires | Standard | TRUE | 4028.1 | 113.34 | 35.54 | 9.66 | 0.9408 | 3043 | 71.6 | 5 | 50000 | 9/8/2016 12:00:00 AM | Dimmable | Continuous Above 10 | Yes |  | 4 | 4028.1 | 113.34 | 35.54 | 9.66 | 0.94 | 3000 | 71.6
P4KQHE8M | S LITE CO., LTD. | S LITE | DL385ULDL-UNV-0351-70-50K-00-00-00-Optional include[WH,BK,DB,SL,XX]-00-Optional include[P,M,S,PM,PS,MS,PMS,00]-00-Optional include[CM,PS]-NC-IVT | Outdoor Luminaires | Low Output | Fuel Pump Canopy Luminaires | Standard | FALSE | [9 empty] | 9/8/2016 12:00:00 AM | Dimmable | Continuous Above 10 | Yes |  |  | 4263 | 119.92 | 35.55 | 9.32 | 0.94 | 5000 | 75.9
PQBEMRHW | S LITE CO., LTD. | S LITE | DL385ULDL-UNV-0351-70-35K-00-00-00-Optional include[WH,BK,DB,SL,XX]-00-Optional include[P,M,S,PM,PS,MS,PMS,00]-00-Optional include[CM,PS]-NC-IVT | Outdoor Luminaires | Low Output | Fuel Pump Canopy Luminaires | Standard | FALSE | [9 empty] | 9/8/2016 12:00:00 AM | Dimmable | Continuous Above 10 | Yes |  |  | 4086.8 | 114.98 | 35.55 | 9.66 | 0.94 | 3500 | 71.6
P6GQD18F | S LITE CO., LTD. | S LITE | DL385ULDL-UNV-0351-70-40K-00-00-00-Optional include[WH,BK,DB,SL,XX]-00-Optional include[P,M,S,PM,PS,MS,PMS,00]-00-Optional include[CM,PS]-NC-IVT | Outdoor Luminaires | Low Output | Fuel Pump Canopy Luminaires | Standard | FALSE | [9 empty] | 9/8/2016 12:00:00 AM | Dimmable | Continuous Above 10 | Yes |  |  | 4145.6 | 116.63 | 35.55 | 9.66 | 0.94 | 4000 | 71.6
PZ9E2A92 | S LITE CO., LTD. | S LITE | DL385ULDL-UNV-0351-70-45K-00-00-00-Optional include[WH,BK,DB,SL,XX]-00-Optional include[P,M,S,PM,PS,MS,PMS,00]-00-Optional include[CM,PS]-NC-IVT | Outdoor Luminaires | Low Output | Fuel Pump Canopy Luminaires | Standard | FALSE | [9 empty] | 9/8/2016 12:00:00 AM | Dimmable | Continuous Above 10 | Yes |  |  | 4204.3 | 118.28 | 35.55 | 9.66 | 0.94 | 4500 | 71.6
PQTAKB1Q | S LITE CO., LTD. | S LITE | DL386HLD-HV-0701-70-30K-00-00-00-Optional include[WH,BK,DB,SL,XX]-00-Optional include[P,M,S,PM,PS,MS,PMS,00]-00-Optional include[CM,PS]-NC-IVT | Outdoor Luminaires | Mid Output | Fuel Pump Canopy Luminaires | Standard | TRUE | 8686.9 | 127.71 | 68.02 | 9.85 | 0.9302 | 2950 | 70.9 | 5 | 50000 | 9/8/2016 12:00:00 AM | Dimmable | Continuous Above 10 | Yes |  | 4 | 8732.2 | 128.6 | 67.9 | 9.85 | 0.93 | 3000 | 70.9
P228YARP | S LITE CO., LTD. | S LITE | DL386HLD-HV-0701-70-35K-00-00-00-Optional include[WH,BK,DB,SL,XX]-00-Optional include[P,M,S,PM,PS,MS,PMS,00]-00-Optional include[CM,PS]-NC-IVT | Outdoor Luminaires | Mid Output | Fuel Pump Canopy Luminaires | Standard | FALSE | [9 empty] | 9/8/2016 12:00:00 AM | Dimmable | Continuous Above 10 | Yes |  |  | 8788.9 | 129 | 68.13 | 9.85 | 0.93 | 3500 | 70.9
PRU7QG21 | S LITE CO., LTD. | S LITE | DL386HLD-HV-0701-70-40K-00-00-00-Optional include[WH,BK,DB,SL,XX]-00-Optional include[P,M,S,PM,PS,MS,PMS,00]-00-Optional include[CM,PS]-NC-IVT | Outdoor Luminaires | Mid Output | Fuel Pump Canopy Luminaires | Standard | FALSE | [9 empty] | 9/8/2016 12:00:00 AM | Dimmable | Continuous Above 10 | Yes |  |  | 8845.6 | 129.83 | 68.13 | 9.85 | 0.93 | 4000 | 70.9
PXWDRP2V | S LITE CO., LTD. | S LITE | DL386HLD-HV-0701-70-45K-00-00-00-Optional include[WH,BK,DB,SL,XX]-00-Optional include[P,M,S,PM,PS,MS,PMS,00]-00-Optional include[CM,PS]-NC-IVT | Outdoor Luminaires | Mid Output | Fuel Pump Canopy Luminaires | Standard | FALSE | [9 empty] | 9/8/2016 12:00:00 AM | Dimmable | Continuous Above 10 | Yes |  |  | 8902.3 | 130.67 | 68.13 | 9.85 | 0.93 | 4500 | 70.9
P11DMJKR | S LITE CO., LTD. | S LITE | DL386HLD-HV-0701-70-50K-00-00-00-Optional include[WH,BK,DB,SL,XX]-00-Optional include[P,M,S,PM,PS,MS,PMS,00]-00-Optional include[CM,PS]-NC-IVT | Outdoor Luminaires | Mid Output | Fuel Pump Canopy Luminaires | Standard | FALSE | [9 empty] | 9/8/2016 12:00:00 AM | Dimmable | Continuous Above 10 | Yes |  |  | 8959 | 131.06 | 68.36 | 9.51 | 0.93 | 5000 | 76.6
PZP4YG28 | S LITE CO., LTD. | S LITE | DL386ULD-UNV-0801-70-30K-00-00-00-Optional include[WH,BK,DB,SL,XX]-00-Optional include[P,M,S,PM,PS,MS,PMS,00]-00-Optional include[CM,PS]-NC-IVT | Outdoor Luminaires | Mid Output | Fuel Pump Canopy Luminaires | Standard | TRUE | 9632.9 | 121.4 | 79.35 | 11.4 | 0.9003 | 3033 | 71.9 | 5 | 50000 | 9/8/2016 12:00:00 AM | Dimmable | Continuous Above 10 | Yes |  | 4 | 9632.9 | 121.4 | 79.35 | 11.4 | 0.9 | 3000 | 71.9
PHGD9UPP | S LITE CO., LTD. | S LITE | DL386ULD-UNV-0801-70-35K-00-00-00-Optional include[WH,BK,DB,SL,XX]-00-Optional include[P,M,S,PM,PS,MS,PMS,00]-00-Optional include[CM,PS]-NC-IVT | Outdoor Luminaires | Mid Output | Fuel Pump Canopy Luminaires | Standard | FALSE | [9 empty] | 9/8/2016 12:00:00 AM | Dimmable | Continuous Above 10 | Yes |  |  | 9683.7 | 121.87 | 79.46 | 11.4 | 0.9 | 3500 | 71.9
P2T37GW3 | S LITE CO., LTD. | S LITE | DL386ULD-UNV-0801-70-40K-00-00-00-Optional include[WH,BK,DB,SL,XX]-00-Optional include[P,M,S,PM,PS,MS,PMS,00]-00-Optional include[CM,PS]-NC-IVT | Outdoor Luminaires | Mid Output | Fuel Pump Canopy Luminaires | Standard | FALSE | [9 empty] | 9/8/2016 12:00:00 AM | Dimmable | Continuous Above 10 | Yes |  |  | 9734.5 | 122.51 | 79.46 | 11.4 | 0.9 | 4000 | 71.9
PED1AA2Q | S LITE CO., LTD. | S LITE | DL386ULD-UNV-0801-70-45K-00-00-00-Optional include[WH,BK,DB,SL,XX]-00-Optional include[P,M,S,PM,PS,MS,PMS,00]-00-Optional include[CM,PS]-NC-IVT | Outdoor Luminaires | Mid Output | Fuel Pump Canopy Luminaires | Standard | FALSE | [9 empty] | 9/8/2016 12:00:00 AM | Dimmable | Continuous Above 10 | Yes |  |  | 9785.2 | 123.15 | 79.46 | 11.4 | 0.9 | 4500 | 71.9
PQ9R5NF9 | S LITE CO., LTD. | S LITE | DL386ULD-UNV-0801-70-50K-00-00-00-Optional include[WH,BK,DB,SL,XX]-00-Optional include[P,M,S,PM,PS,MS,PMS,00]-00-Optional include[CM,PS]-NC-IVT | Outdoor Luminaires | Mid Output | Fuel Pump Canopy Luminaires | Standard | FALSE | [9 empty] | 9/8/2016 12:00:00 AM | Dimmable | Continuous Above 10 | Yes |  |  | 9836 | 123.61 | 79.57 | 11.19 | 0.9 | 5000 | 76.3
PHKQCYY3 | S LITE CO., LTD. | S LITE | DL386ULDL-UNV-0701-70-30K-00-00-00-Optional include[WH,BK,DB,SL,XX]-00-Optional include[P,M,S,PM,PS,MS,PMS,00]-00-Optional include[CM,PS]-NC-SL | Outdoor Luminaires | Mid Output | Fuel Pump Canopy Luminaires | Standard | TRUE | 7987.3 | 113.28 | 70.51 | 18.82 | 0.901 | 3032 | 72.4 | 5 | 50000 | 9/8/2016 12:00:00 AM | Dimmable | Continuous Above 10 | Yes |  | 4 | 7987.3 | 113.28 | 70.51 | 18.82 | 0.9 | 3000 | 72.4
PS9BH68G | S LITE CO., LTD. | S LITE | DL386ULDL-UNV-0701-70-35K-00-00-00-Optional include[WH,BK,DB,SL,XX]-00-Optional include[P,M,S,PM,PS,MS,PMS,00]-00-Optional include[CM,PS]-NC-SL | Outdoor Luminaires | Mid Output | Fuel Pump Canopy Luminaires | Standard | FALSE | [9 empty] | 9/8/2016 12:00:00 AM | Dimmable | Continuous Above 10 | Yes |  |  | 8184 | 115.97 | 70.57 | 18.82 | 0.9 | 3500 | 72.4
PN1HPRYW | S LITE CO., LTD. | S LITE | DL386ULDL-UNV-0701-70-40K-00-00-00-Optional include[WH,BK,DB,SL,XX]-00-Optional include[P,M,S,PM,PS,MS,PMS,00]-00-Optional include[CM,PS]-NC-SL | Outdoor Luminaires | Mid Output | Fuel Pump Canopy Luminaires | Standard | FALSE | [9 empty] | 9/8/2016 12:00:00 AM | Dimmable | Continuous Above 10 | Yes |  |  | 8380.8 | 118.76 | 70.57 | 18.82 | 0.9 | 4000 | 72.4
P7N2WYA4 | S LITE CO., LTD. | S LITE | DL386ULDL-UNV-0701-70-50K-00-00-00-Optional include[WH,BK,DB,SL,XX]-00-Optional include[P,M,S,PM,PS,MS,PMS,00]-00-Optional include[CM,PS]-NC-SL | Outdoor Luminaires | Mid Output | Fuel Pump Canopy Luminaires | Standard | FALSE | [9 empty] | 9/8/2016 12:00:00 AM | Dimmable | Continuous Above 10 | Yes |  |  | 8774.2 | 124.23 | 70.63 | 18.05 | 0.9 | 5000 | 76.9
PPC6F4NS | S LITE CO., LTD. | S LITE | DL386ULDL-UNV-0701-70-45K-00-00-00-Optional include[WH,BK,DB,SL,XX]-00-Optional include[P,M,S,PM,PS,MS,PMS,00]-00-Optional include[CM,PS]-NC-SL | Outdoor Luminaires | Mid Output | Fuel Pump Canopy Luminaires | Standard | FALSE | [9 empty] | 9/8/2016 12:00:00 AM | Dimmable | Continuous Above 10 | Yes |  |  | 8577.5 | 121.55 | 70.57 | 18.82 | 0.9 | 4500 | 72.4
PPW9R2A8 | S LITE CO., LTD. | S LITE | DL392ALINF(3000K) | Outdoor Luminaires | Mid Output | Fuel Pump Canopy Luminaires | Standard | TRUE | 7608.7 | 87.34 | 87.12 | 11.71 | 0.9071 | 3185 | 75.1 | 5 | 50000 | 8/26/2015 12:00:00 AM | Dimmable | Continuous Below 10 | Not Yet Verified |  | 2.1 | 7608.7 | 88.39 | 86.08 | 11.71 | 0.9071 | 3000 | 75.1
P8PXZBZP | S LITE CO., LTD. | S LITE | DL392ALINF(4000K) | Outdoor Luminaires | Mid Output | Fuel Pump Canopy Luminaires | Standard | FALSE | [9 empty] | 8/26/2015 12:00:00 AM | Dimmable | Continuous Below 10 | Not Yet Verified |  |  | 7608.7 | 88.39 | 86.08 | 11.71 | 0.9071 | 4000 | 75.1
PMQRV11D | S LITE CO., LTD. | S LITE | DL392ALINF(4500K) | Outdoor Luminaires | Mid Output | Fuel Pump Canopy Luminaires | Standard | FALSE | [9 empty] | 8/26/2015 12:00:00 AM | Dimmable | Continuous Below 10 | Not Yet Verified |  |  | 7608.7 | 88.39 | 86.08 | 11.71 | 0.9071 | 4500 | 75.1
P1AU2B1V | S LITE CO., LTD. | S LITE | DL392ALINF(5000K) | Outdoor Luminaires | Mid Output | Fuel Pump Canopy Luminaires | Standard | FALSE | [9 empty] | 8/26/2015 12:00:00 AM | Dimmable | Continuous Below 10 | Not Yet Verified |  |  | 8095 | 92.89 | 87.15 | 11.85 | 0.9049 | 5000 | 66.8
PA9K2EXR | S LITE CO., LTD. | S LITE | DL392ALINF(3500K) | Outdoor Luminaires | Mid Output | Fuel Pump Canopy Luminaires | Standard | FALSE | [9 empty] | 8/26/2015 12:00:00 AM | Dimmable | Continuous Below 10 | Not Yet Verified |  |  | 7608.7 | 88.39 | 86.08 | 11.71 | 0.9071 | 3500 | 75.1
PDS6BJHN | S LITE CO., LTD. | S LITE | DL392ALINF(5700K) | Outdoor Luminaires | Mid Output | Fuel Pump Canopy Luminaires | Standard | FALSE | [9 empty] | 8/26/2015 12:00:00 AM | Dimmable | Continuous Below 10 | Not Yet Verified |  |  | 8216 | 94.12 | 87.29 | 11.57 | 0.9059 | 5700 | 77.6
PN4K7W8N | S LITE CO., LTD. | S LITE | DL392ALMINF(3000K) | Outdoor Luminaires | Mid Output | Fuel Pump Canopy Luminaires | Standard | TRUE | 7494.3 | 85.95 | 87.19 | 11.67 | 0.9019 | 3194 | 75.3 | 5 | 50000 | 8/26/2015 12:00:00 AM | Dimmable | Continuous Below 10 | Not Yet Verified |  | 2.1 | 7494.3 | 86.93 | 86.21 | 11.67 | 0.9019 | 3000 | 75.3
PXDV3BS8 | S LITE CO., LTD. | S LITE | DL392ALMINF(3500K) | Outdoor Luminaires | Mid Output | Fuel Pump Canopy Luminaires | Standard | FALSE | [9 empty] | 8/26/2015 12:00:00 AM | Dimmable | Continuous Below 10 | Not Yet Verified |  |  | 7494.3 | 86.93 | 86.21 | 11.67 | 0.9019 | 3500 | 75.3
PZHSNE4U | S LITE CO., LTD. | S LITE | DL392ALMINF(5000K) | Outdoor Luminaires | Mid Output | Fuel Pump Canopy Luminaires | Standard | FALSE | [9 empty] | 8/26/2015 12:00:00 AM | Dimmable | Continuous Below 10 | Not Yet Verified |  |  | 7857 | 90.57 | 86.75 | 11.36 | 0.9053 | 5000 | 66.9
PTZTMWKC | S LITE CO., LTD. | S LITE | DL392ALMINF(4000K) | Outdoor Luminaires | Mid Output | Fuel Pump Canopy Luminaires | Standard | FALSE | [9 empty] | 8/26/2015 12:00:00 AM | Dimmable | Continuous Below 10 | Not Yet Verified |  |  | 7494.3 | 86.93 | 86.21 | 11.67 | 0.9019 | 4000 | 75.3
PTQ15QCV | S LITE CO., LTD. | S LITE | DL392ALMINF(5700K) | Outdoor Luminaires | Mid Output | Fuel Pump Canopy Luminaires | Standard | FALSE | [9 empty] | 8/26/2015 12:00:00 AM | Dimmable | Continuous Below 10 | Not Yet Verified |  |  | 8092 | 92.79 | 87.21 | 11.49 | 0.9041 | 5700 | 77.7
PGU6AK56 | S LITE CO., LTD. | S LITE | DL392ALMINF(4500K) | Outdoor Luminaires | Mid Output | Fuel Pump Canopy Luminaires | Standard | FALSE | [9 empty] | 8/26/2015 12:00:00 AM | Dimmable | Continuous Below 10 | Not Yet Verified |  |  | 7494.3 | 86.93 | 86.21 | 11.67 | 0.9019 | 4500 | 75.3
P0000189J | Sansi Technology Inc. | SANSI | C0820-240-FPC | Outdoor Luminaires | High Output | Fuel Pump Canopy Luminaires | Standard | TRUE | 22436 | 98.4 | 228.1 |  | 0.999 | 4756 | 66 | 5 | 50000 | 4/29/2011 12:00:00 AM | Not Yet Verified | Not Yet Verified | Not Yet Verified |  | 1.5 | 23616 | 100 | 240 |  | 0.9 | 5000 | 70
P000018A4 | Sansi Technology Inc. | SANSI | C0820-30-FPC | Outdoor Luminaires | Low Output | Fuel Pump Canopy Luminaires | Standard | TRUE | 2641 | 88.3 | 29.9 | 14.93 | 0.898 | 4912 | 70 | 5 | 50000 | 4/29/2011 12:00:00 AM | Not Yet Verified | Not Yet Verified | Not Yet Verified |  | 1.5 | 2650 | 100 | 30 |  | 0.9 | 5000 | 70
P0000189W | Sansi Technology Inc. | SANSI | C0820-110-FPC | Outdoor Luminaires | High Output | Fuel Pump Canopy Luminaires | Standard | FALSE | [9 empty] | 4/29/2011 12:00:00 AM | Not Yet Verified | Not Yet Verified | Not Yet Verified |  |  | 10135 | 92.1363636363636 | 110 | 15 | 0.9 | 5000 | 65
P000018A1 | Sansi Technology Inc. | SANSI | C0820-60-FPC | Outdoor Luminaires | Mid Output | Fuel Pump Canopy Luminaires | Standard | FALSE | [9 empty] | 4/29/2011 12:00:00 AM | Not Yet Verified | Not Yet Verified | Not Yet Verified |  |  | 5385 | 89.75 | 60 | 15 | 0.9 | 5000 | 65
P0000189X | Sansi Technology Inc. | SANSI | C0820-100-FPC | Outdoor Luminaires | Mid Output | Fuel Pump Canopy Luminaires | Standard | FALSE | [9 empty] | 4/29/2011 12:00:00 AM | Not Yet Verified | Not Yet Verified | Not Yet Verified |  |  | 9166 | 91.66 | 100 | 15 | 0.9 | 5000 | 65
P000018A0 | Sansi Technology Inc. | SANSI | C0820-70-FPC | Outdoor Luminaires | Mid Output | Fuel Pump Canopy Luminaires | Standard | FALSE | [9 empty] | 4/29/2011 12:00:00 AM | Not Yet Verified | Not Yet Verified | Not Yet Verified |  |  | 6315 | 90.2142857142857 | 70 | 15 | 0.9 | 5000 | 65
P0000189K | Sansi Technology Inc. | SANSI | C0820-230-FPC | Outdoor Luminaires | High Output | Fuel Pump Canopy Luminaires | Standard | FALSE | [9 empty] | 4/29/2011 12:00:00 AM | Not Yet Verified | Not Yet Verified | Not Yet Verified |  |  | 22517 | 97.9 | 230 | 15 | 0.9 | 5000 | 65
P0000189L | Sansi Technology Inc. | SANSI | C0820-220-FPC | Outdoor Luminaires | High Output | Fuel Pump Canopy Luminaires | Standard | FALSE | [9 empty] | 4/29/2011 12:00:00 AM | Not Yet Verified | Not Yet Verified | Not Yet Verified |  |  | 21432 | 97.4181818181818 | 220 | 15 | 0.9 | 5000 | 65
P0000189M | Sansi Technology Inc. | SANSI | C0820-210-FPC | Outdoor Luminaires | High Output | Fuel Pump Canopy Luminaires | Standard | FALSE | [9 empty] | 4/29/2011 12:00:00 AM | Not Yet Verified | Not Yet Verified | Not Yet Verified |  |  | 20357 | 96.9380952380952 | 210 | 15 | 0.9 | 5000 | 65
P0000189P | Sansi Technology Inc. | SANSI | C0820-180-FPC | Outdoor Luminaires | High Output | Fuel Pump Canopy Luminaires | Standard | FALSE | [9 empty] | 4/29/2011 12:00:00 AM | Not Yet Verified | Not Yet Verified | Not Yet Verified |  |  | 17190 | 95.5 | 180 | 15 | 0.9 | 5000 | 65
P0000189R | Sansi Technology Inc. | SANSI | C0820-160-FPC | Outdoor Luminaires | High Output | Fuel Pump Canopy Luminaires | Standard | FALSE | [9 empty] | 4/29/2011 12:00:00 AM | Not Yet Verified | Not Yet Verified | Not Yet Verified |  |  | 15126 | 94.5375 | 160 | 15 | 0.9 | 5000 | 65
P000018A2 | Sansi Technology Inc. | SANSI | C0820-50-FPC | Outdoor Luminaires | Low Output | Fuel Pump Canopy Luminaires | Standard | FALSE | [9 empty] | 4/29/2011 12:00:00 AM | Not Yet Verified | Not Yet Verified | Not Yet Verified |  |  | 4463 | 89.26 | 50 | 15 | 0.9 | 5000 | 65
P000018A3 | Sansi Technology Inc. | SANSI | C0820-40-FPC | Outdoor Luminaires | Low Output | Fuel Pump Canopy Luminaires | Standard | FALSE | [9 empty] | 4/29/2011 12:00:00 AM | Not Yet Verified | Not Yet Verified | Not Yet Verified |  |  | 3550 | 88.75 | 40 | 15 | 0.9 | 5000 | 65
P0000189T | Sansi Technology Inc. | SANSI | C0820-140-FPC | Outdoor Luminaires | High Output | Fuel Pump Canopy Luminaires | Standard | FALSE | [9 empty] | 4/29/2011 12:00:00 AM | Not Yet Verified | Not Yet Verified | Not Yet Verified |  |  | 13101 | 93.5785714285714 | 140 | 15 | 0.9 | 5000 | 65
P0000189U | Sansi Technology Inc. | SANSI | C0820-130-FPC | Outdoor Luminaires | High Output | Fuel Pump Canopy Luminaires | Standard | FALSE | [9 empty] | 4/29/2011 12:00:00 AM | Not Yet Verified | Not Yet Verified | Not Yet Verified |  |  | 12103 | 93.1 | 130 | 15 | 0.9 | 5000 | 65
P0000189N | Sansi Technology Inc. | SANSI | C0820-200-FPC | Outdoor Luminaires | High Output | Fuel Pump Canopy Luminaires | Standard | FALSE | [9 empty] | 4/29/2011 12:00:00 AM | Not Yet Verified | Not Yet Verified | Not Yet Verified |  |  | 19292 | 96.46 | 200 | 15 | 0.9 | 5000 | 65
P0000189O | Sansi Technology Inc. | SANSI | C0820-190-FPC | Outdoor Luminaires | High Output | Fuel Pump Canopy Luminaires | Standard | FALSE | [9 empty] | 4/29/2011 12:00:00 AM | Not Yet Verified | Not Yet Verified | Not Yet Verified |  |  | 18236 | 95.978947368421 | 190 | 15 | 0.9 | 5000 | 65
P0000189Q | Sansi Technology Inc. | SANSI | C0820-170-FPC | Outdoor Luminaires | High Output | Fuel Pump Canopy Luminaires | Standard | FALSE | [9 empty] | 4/29/2011 12:00:00 AM | Not Yet Verified | Not Yet Verified | Not Yet Verified |  |  | 16153 | 95.0176470588235 | 170 | 15 | 0.9 | 5000 | 65
P0000189Y | Sansi Technology Inc. | SANSI | C0820-90-FPC | Outdoor Luminaires | Mid Output | Fuel Pump Canopy Luminaires | Standard | FALSE | [9 empty] | 4/29/2011 12:00:00 AM | Not Yet Verified | Not Yet Verified | Not Yet Verified |  |  | 8206 | 91.1777777777778 | 90 | 15 | 0.9 | 5000 | 65
P0000189Z | Sansi Technology Inc. | SANSI | C0820-80-FPC | Outdoor Luminaires | Mid Output | Fuel Pump Canopy Luminaires | Standard | FALSE | [9 empty] | 4/29/2011 12:00:00 AM | Not Yet Verified | Not Yet Verified | Not Yet Verified |  |  | 7256 | 90.7 | 80 | 15 | 0.9 | 5000 | 65
P0000189S | Sansi Technology Inc. | SANSI | C0820-150-FPC | Outdoor Luminaires | High Output | Fuel Pump Canopy Luminaires | Standard | FALSE | [9 empty] | 4/29/2011 12:00:00 AM | Not Yet Verified | Not Yet Verified | Not Yet Verified |  |  | 14109 | 94.06 | 150 | 15 | 0.9 | 5000 | 65
P0000189V | Sansi Technology Inc. | SANSI | C0820-120-FPC | Outdoor Luminaires | High Output | Fuel Pump Canopy Luminaires | Standard | FALSE | [9 empty] | 4/29/2011 12:00:00 AM | Not Yet Verified | Not Yet Verified | Not Yet Verified |  |  | 11114 | 92.6166666666667 | 120 | 15 | 0.9 | 5000 | 65
PXSYXGXZ | Sarin Energy Inc. | SES | SES-CPD-4000-100 | Outdoor Luminaires | High Output | Fuel Pump Canopy Luminaires | Standard | TRUE | 10368 | 103.92 | 99.77 | 16.14 | 0.9111 | 3998 | 83.4 | 5 | 50000 | 4/29/2016 12:00:00 AM | Not Dimmable | Not Dimmable | No |  | 3.1 | 10368 | 103.92 | 99.77 | 16.14 | 0.9111 | 4000 | 83.4
P531JJ69 | Sarin Energy Inc. | SES | SES-CPD-5700-100 | Outdoor Luminaires | High Output | Fuel Pump Canopy Luminaires | Standard | FALSE | [9 empty] | 4/29/2016 12:00:00 AM | Not Dimmable | Not Dimmable | No |  |  | 10683 | 106.98 | 99.86 | 16.14 | 0.9058 | 5700 | 83.1
PH1YMNF9 | Sarin Energy Inc. | SES | SES-CPD-4000-130 | Outdoor Luminaires | High Output | Fuel Pump Canopy Luminaires | Standard | TRUE | 12947 | 98.68 | 131.2 | 11.45 | 0.9126 | 4017 | 83.6 | 5 | 50000 | 4/29/2016 12:00:00 AM | Not Dimmable | Not Dimmable | No |  | 3.1 | 12947 | 98.68 | 131.2 | 11.45 | 0.9126 | 4000 | 83.6
P66C42Z7 | Sarin Energy Inc. | SES | SES-CPD-5700-130 | Outdoor Luminaires | High Output | Fuel Pump Canopy Luminaires | Standard | FALSE | [9 empty] | 4/29/2016 12:00:00 AM | Not Dimmable | Not Dimmable | No |  |  | 13251 | 100.84 | 131.4 | 11.45 | 0.9047 | 5700 | 83.2
PDUT2T6G | Sarin Energy Inc. | SES | SES-CPD-4000-150 | Outdoor Luminaires | High Output | Fuel Pump Canopy Luminaires | Standard | TRUE | 14962 | 99.09 | 151 | 10.43 | 0.9298 | 4005 | 83.6 | 5 | 50000 | 4/29/2016 12:00:00 AM | Not Dimmable | Not Dimmable | No |  | 3.1 | 14962 | 99.09 | 151 | 10.43 | 0.9298 | 4000 | 83.6
PTJB996V | Sarin Energy Inc. | SES | SES-CPD-5700-150 | Outdoor Luminaires | High Output | Fuel Pump Canopy Luminaires | Standard | FALSE | [9 empty] | 4/29/2016 12:00:00 AM | Not Dimmable | Not Dimmable | No |  |  | 15377 | 101.77 | 151.1 | 10.43 | 0.9291 | 5700 | 83.3
PN1NBR55 | Sarin Energy Inc. | SES | SES-CP-4000-100 | Outdoor Luminaires | High Output | Fuel Pump Canopy Luminaires | Standard | TRUE | 10650 | 105.97 | 100.5 | 14.13 | 0.9023 | 4012 | 83.5 | 5 | 50000 | 12/8/2015 12:00:00 AM | Not Dimmable | Not Dimmable | No |  | 3 | 10650 | 105.97 | 100.5 | 14.13 | 0.9023 | 4000 | 83.5
P33TG9S3 | Sarin Energy Inc. | SES | SES-CP-5700-100 | Outdoor Luminaires | High Output | Fuel Pump Canopy Luminaires | Standard | FALSE | [9 empty] | 12/8/2015 12:00:00 AM | Not Dimmable | Not Dimmable | No |  |  | 11056 | 108.18 | 102.2 | 13.97 | 0.9106 | 5700 | 83.8
PG1CQBRJ | Sarin Energy Inc. | SES | SES-CP-4000-130 | Outdoor Luminaires | High Output | Fuel Pump Canopy Luminaires | Standard | TRUE | 14063 | 105.26 | 133.6 | 11.38 | 0.9172 | 4031 | 83.6 | 5 | 50000 | 12/8/2015 12:00:00 AM | Not Dimmable | Not Dimmable | No |  | 3 | 14063 | 105.26 | 133.6 | 11.38 | 0.9172 | 4000 | 83.6
PZJP1AU3 | Sarin Energy Inc. | SES | SES-CP-5700-130 | Outdoor Luminaires | High Output | Fuel Pump Canopy Luminaires | Standard | FALSE | [9 empty] | 12/8/2015 12:00:00 AM | Not Dimmable | Not Dimmable | No |  |  | 14657 | 108.41 | 135.2 | 11.57 | 0.9292 | 5700 | 84
PFDF3JRG | Sarin Energy Inc. | SES | SES-CP-4000-150 | Outdoor Luminaires | High Output | Fuel Pump Canopy Luminaires | Standard | TRUE | 15934 | 104.83 | 152 | 10.52 | 0.933 | 4028 | 83.6 | 5 | 50000 | 12/8/2015 12:00:00 AM | Not Dimmable | Not Dimmable | No |  | 3 | 15934 | 104.83 | 152 | 10.52 | 0.933 | 4000 | 83.6
PD88N57F | Sarin Energy Inc. | SES | SES-CP-5700-150 | Outdoor Luminaires | High Output | Fuel Pump Canopy Luminaires | Standard | FALSE | [9 empty] | 12/8/2015 12:00:00 AM | Not Dimmable | Not Dimmable | No |  |  | 16606 | 106.59 | 155.8 | 11.23 | 0.9241 | 5700 | 84
P7GYARRW | SATCO Products Inc | SATCO/NUVO | 65-073 | Outdoor Luminaires | Low Output | Fuel Pump Canopy Luminaires | Standard | TRUE | 2976 | 88.4 | 33.7 | 14.5 | 0.971 | 4980 | 72 | 5 | 50000 | 8/5/2016 12:00:00 AM | Not Yet Verified | Not Yet Verified | Not Yet Verified |  | 2.1 | 3000 | 88 | 34 |  |  | 5000 | 70
PY9X2RAK | SATCO Products Inc | SATCO/NUVO | 65-074 | Outdoor Luminaires | Mid Output | Fuel Pump Canopy Luminaires | Standard | TRUE | 5524 | 95.91 | 57.6 | 17.68 | 0.931 | 5116 | 73.1 | 5 | 50000 | 8/5/2016 12:00:00 AM | Not Dimmable | Not Dimmable | Not Yet Verified |  | 2.1 | 5524 | 95.24 | 58 |  |  | 5000 | 70
PSU1BZ9D | SATCO Products Inc | SATCO/NUVO | 65-075 | Outdoor Luminaires | Low Output | Fuel Pump Canopy Luminaires | Standard | TRUE | 4285.8 | 78 | 54.62 | 19 | 0.92 | 5518 | 78 | 5 |  | 8/5/2016 12:00:00 AM | Not Dimmable | Not Dimmable | Not Yet Verified |  | 2.1
PEA9K3T7 | SATCO Products Inc | SATCO/NUVO | 65-076 | Outdoor Luminaires | Low Output | Fuel Pump Canopy Luminaires | Standard | TRUE | 3706.4 | 90.68 | 40.87 | 18.75 | 0.912 | 5115 | 73 | 5 |  | 8/5/2016 12:00:00 AM | Not Dimmable | Not Dimmable | Not Yet Verified |  | 2.1
P00001LI0 | Shanghai CKRA Lighting Technology Co., Ltd | CKRA | CKL-CP11A-80W | Outdoor Luminaires | Mid Output | Fuel Pump Canopy Luminaires | Standard | TRUE | 6996.3 | 91.39 | 76.56 | 17.9 | 0.88 | 5347 | 67.1 | 5 | 100000 | 8/25/2014 12:00:00 AM | Not Yet Verified | Not Yet Verified | Not Yet Verified |  | 2.1 |  |  |  | 20 | 0.9 | 5000 | 70
P00001LI1 | Shanghai CKRA Lighting Technology Co., Ltd | CKRA | CKL-CP11A-100W | Outdoor Luminaires | Mid Output | Fuel Pump Canopy Luminaires | Standard | TRUE | 8288.5 | 84.53 | 98.05 | 17.5 | 0.91 | 5386 | 67.4 | 5 | 100000 | 8/25/2014 12:00:00 AM | Not Yet Verified | Not Yet Verified | Not Yet Verified |  | 2.1 |  |  |  | 20 | 0.9 | 5000 | 70
P5T89U35 | Shanghai CKRA Lighting Technology Co., Ltd | CKRA | CKL-CP08A(3000K) | Outdoor Luminaires | Mid Output | Fuel Pump Canopy Luminaires | Standard | TRUE | 7349.4 | 97.9 | 75.1 | 19.3 | 0.9082 | 3051 | 72.7 | 5 | 50000 | 12/24/2014 12:00:00 AM | Not Yet Verified | Not Yet Verified | Not Yet Verified |  | 2.1 | 7349.4 | 97.9 | 75.1 | 10.01 | 0.9909 | 3051 | 72.7
PMHYP74S | Shanghai CKRA Lighting Technology Co., Ltd | CKRA | CKL-CP08A(4000K) | Outdoor Luminaires | Mid Output | Fuel Pump Canopy Luminaires | Standard | FALSE | [9 empty] | 12/24/2014 12:00:00 AM | Not Yet Verified | Not Yet Verified | Not Yet Verified |  |  | 7562.3 | 98.9 | 76.5 | 20 | 0.95 | 4000 | 75.6
P2638CWM | Shanghai CKRA Lighting Technology Co., Ltd | CKRA | CKL-CP08A(4500K) | Outdoor Luminaires | Mid Output | Fuel Pump Canopy Luminaires | Standard | FALSE | [9 empty] | 12/24/2014 12:00:00 AM | Not Yet Verified | Not Yet Verified | Not Yet Verified |  |  | 7807.2 | 101.6 | 76.9 | 20 | 0.95 | 4500 | 76.9
PMXXY1K8 | Shanghai CKRA Lighting Technology Co., Ltd | CKRA | CKL-CP08A(5000K) | Outdoor Luminaires | Mid Output | Fuel Pump Canopy Luminaires | Standard | FALSE | [9 empty] | 12/24/2014 12:00:00 AM | Not Yet Verified | Not Yet Verified | Not Yet Verified |  |  | 8231.8 | 106.5 | 77.3 | 20 | 0.95 | 5000 | 77.2
PTG6ZA7B | Shanghai CKRA Lighting Technology Co., Ltd | CKRA | CKL-CP08A(5700K) | Outdoor Luminaires | Mid Output | Fuel Pump Canopy Luminaires | Standard | FALSE | [9 empty] | 12/24/2014 12:00:00 AM | Not Yet Verified | Not Yet Verified | Not Yet Verified |  |  | 8087.2 | 107.5 | 75.2 | 8.6 | 0.9915 | 5734 | 75.7
PDYMHR6Q | Shanghai CKRA Lighting Technology Co., Ltd | CKRA | CKL-CP08A(3500K) | Outdoor Luminaires | Mid Output | Fuel Pump Canopy Luminaires | Standard | FALSE | [9 empty] | 12/24/2014 12:00:00 AM | Not Yet Verified | Not Yet Verified | Not Yet Verified |  |  | 7472.9 | 96.8 | 77.2 | 20 | 0.95 | 3500 | 75.1
PT1VZZWH | Shanghai CKRA Lighting Technology Co., Ltd | CKRA | CKL-CP08B(3000K) | Outdoor Luminaires | High Output | Fuel Pump Canopy Luminaires | Standard | TRUE | 11229.6 | 98.1 | 114.5 | 16.38 | 0.9043 | 3111 | 73.7 | 5 | 50000 | 12/24/2014 12:00:00 AM | Not Yet Verified | Not Yet Verified | Not Yet Verified |  | 2.1 | 11229.6 | 98.1 | 114.5 | 8.37 | 0.9919 | 3111 | 73.7
PB3Y67RH | Shanghai CKRA Lighting Technology Co., Ltd | CKRA | CKL-CP08B(5000K) | Outdoor Luminaires | High Output | Fuel Pump Canopy Luminaires | Standard | FALSE | [9 empty] | 12/24/2014 12:00:00 AM | Not Yet Verified | Not Yet Verified | Not Yet Verified |  |  | 12609.5 | 107.6 | 117.2 | 20 | 0.95 | 5000 | 77.3
PVUGGH2C | Shanghai CKRA Lighting Technology Co., Ltd | CKRA | CKL-CP08B(3500K) | Outdoor Luminaires | High Output | Fuel Pump Canopy Luminaires | Standard | FALSE | [9 empty] | 12/24/2014 12:00:00 AM | Not Yet Verified | Not Yet Verified | Not Yet Verified |  |  | 11464.5 | 98.3 | 116.6 | 20 | 0.95 | 3500 | 73.2
PWFBSFT2 | Shanghai CKRA Lighting Technology Co., Ltd | CKRA | CKL-CP08B(4000K) | Outdoor Luminaires | High Output | Fuel Pump Canopy Luminaires | Standard | FALSE | [9 empty] | 12/24/2014 12:00:00 AM | Not Yet Verified | Not Yet Verified | Not Yet Verified |  |  | 11963.4 | 102.4 | 116.8 | 20 | 0.95 | 4000 | 76.3
PBYV1WS3 | Shanghai CKRA Lighting Technology Co., Ltd | CKRA | CKL-CP08B(4500K) | Outdoor Luminaires | High Output | Fuel Pump Canopy Luminaires | Standard | FALSE | [9 empty] | 12/24/2014 12:00:00 AM | Not Yet Verified | Not Yet Verified | Not Yet Verified |  |  | 11987.1 | 103.6 | 115.8 | 20 | 0.95 | 4500 | 76.9
PEGJPAD2 | Shanghai CKRA Lighting Technology Co., Ltd | CKRA | CKL-CP08B(5700K) | Outdoor Luminaires | High Output | Fuel Pump Canopy Luminaires | Standard | FALSE | [9 empty] | 12/24/2014 12:00:00 AM | Not Yet Verified | Not Yet Verified | Not Yet Verified |  |  | 12493.5 | 107.8 | 115.9 | 8.76 | 0.9918 | 5856 | 78.3
PCRRST57 | Shanghai CKRA Lighting Technology Co., Ltd | CKRA | CKL-CP08C(3000K) | Outdoor Luminaires | High Output | Fuel Pump Canopy Luminaires | Standard | TRUE | 15153.7 | 98.2 | 154.3 | 14.11 | 0.9167 | 3099 | 73.4 | 5 | 50000 | 12/24/2014 12:00:00 AM | Not Yet Verified | Not Yet Verified | Not Yet Verified |  | 2.1 | 15153.7 | 98.2 | 154.3 | 6.8 | 0.9939 | 3099 | 73.4
PB5H5PJS | Shanghai CKRA Lighting Technology Co., Ltd | CKRA | CKL-CP08C(3500K) | Outdoor Luminaires | High Output | Fuel Pump Canopy Luminaires | Standard | FALSE | [9 empty] | 12/24/2014 12:00:00 AM | Not Yet Verified | Not Yet Verified | Not Yet Verified |  |  | 15603.9 | 99.8 | 156.4 | 20 | 0.95 | 3500 | 74.8
PCA8CEQU | Shanghai CKRA Lighting Technology Co., Ltd | CKRA | CKL-CP08C(4000K) | Outdoor Luminaires | High Output | Fuel Pump Canopy Luminaires | Standard | FALSE | [9 empty] | 12/24/2014 12:00:00 AM | Not Yet Verified | Not Yet Verified | Not Yet Verified |  |  | 16226.2 | 103.5 | 156.9 | 20 | 0.95 | 4000 | 75.4
P82DFPA8 | Shanghai CKRA Lighting Technology Co., Ltd | CKRA | CKL-CP08C(5000K) | Outdoor Luminaires | High Output | Fuel Pump Canopy Luminaires | Standard | FALSE | [9 empty] | 12/24/2014 12:00:00 AM | Not Yet Verified | Not Yet Verified | Not Yet Verified |  |  | 16755.2 | 107.2 | 156.2 | 20 | 0.95 | 5000 | 77.2
P2UKMM5R | Shanghai CKRA Lighting Technology Co., Ltd | CKRA | CKL-CP08C(4500K) | Outdoor Luminaires | High Output | Fuel Pump Canopy Luminaires | Standard | FALSE | [9 empty] | 12/24/2014 12:00:00 AM | Not Yet Verified | Not Yet Verified | Not Yet Verified |  |  | 16293.8 | 104.2 | 156.3 | 20 | 0.95 | 4500 | 76.9
PHDHDW6A | Shanghai CKRA Lighting Technology Co., Ltd | CKRA | CKL-CP08C(5700K) | Outdoor Luminaires | High Output | Fuel Pump Canopy Luminaires | Standard | FALSE | [9 empty] | 12/24/2014 12:00:00 AM | Not Yet Verified | Not Yet Verified | Not Yet Verified |  |  | 16803.8 | 107.6 | 156.1 | 7.03 | 0.9937 | 5915 | 78.2
P293F4JR | Shanghai Supertek Lighting Co., Ltd | SUPERTEK | CP22A-120 730 | Outdoor Luminaires | High Output | Fuel Pump Canopy Luminaires | Standard | TRUE | 11229.6 | 98.1 | 114.5 | 16.38 | 0.9043 | 3111 | 73.7 | 5 | 50000 | 10/2/2014 12:00:00 AM | Not Yet Verified | Not Yet Verified | Not Yet Verified |  | 2.1 | 11229.6 | 98.1 | 114.5 | 8.37 | 0.9919 | 3111 | 73.7
PTYP7WEG | Shanghai Supertek Lighting Co., Ltd | SUPERTEK | CP22A-120 745 | Outdoor Luminaires | High Output | Fuel Pump Canopy Luminaires | Standard | FALSE | [9 empty] | 10/2/2014 12:00:00 AM | Not Yet Verified | Not Yet Verified | Not Yet Verified |  |  | 11987.1 | 103.6 | 115.8 | 20 | 0.95 | 4500 | 76.9
PN46HZ28 | Shanghai Supertek Lighting Co., Ltd | SUPERTEK | CP22A-120 740 | Outdoor Luminaires | High Output | Fuel Pump Canopy Luminaires | Standard | FALSE | [9 empty] | 10/2/2014 12:00:00 AM | Not Yet Verified | Not Yet Verified | Not Yet Verified |  |  | 11963.4 | 102.4 | 116.8 | 20 | 0.95 | 4000 | 76.3
PJTSD64Q | Shanghai Supertek Lighting Co., Ltd | SUPERTEK | CP22A-120 735 | Outdoor Luminaires | High Output | Fuel Pump Canopy Luminaires | Standard | FALSE | [9 empty] | 10/2/2014 12:00:00 AM | Not Yet Verified | Not Yet Verified | Not Yet Verified |  |  | 11464.5 | 98.3 | 116.6 | 20 | 0.95 | 3500 | 73.2
P2GFS1YJ | Shanghai Supertek Lighting Co., Ltd | SUPERTEK | CP22A-120 750 | Outdoor Luminaires | High Output | Fuel Pump Canopy Luminaires | Standard | FALSE | [9 empty] | 10/2/2014 12:00:00 AM | Not Yet Verified | Not Yet Verified | Not Yet Verified |  |  | 12609.5 | 107.6 | 117.2 | 20 | 0.95 | 5000 | 77.3
P1U3PYEX | Shanghai Supertek Lighting Co., Ltd | SUPERTEK | CP22A-120 755 | Outdoor Luminaires | High Output | Fuel Pump Canopy Luminaires | Standard | FALSE | [9 empty] | 10/2/2014 12:00:00 AM | Not Yet Verified | Not Yet Verified | Not Yet Verified |  |  | 12493.5 | 107.8 | 115.9 | 8.76 | 0.9918 | 5856 | 78.3
PHXT49AQ | Shanghai Supertek Lighting Co., Ltd | SUPERTEK | CP23A-160 730 | Outdoor Luminaires | High Output | Fuel Pump Canopy Luminaires | Standard | TRUE | 15153.7 | 98.2 | 154.3 | 14.11 | 0.9167 | 3099 | 73.4 | 5 | 50000 | 10/2/2014 12:00:00 AM | Not Yet Verified | Not Yet Verified | Not Yet Verified |  | 2.1 | 15153.7 | 98.2 | 154.3 | 6.8 | 0.9939 | 3099 | 73.4
PZCKFEGE | Shanghai Supertek Lighting Co., Ltd | SUPERTEK | CP23A-160 755 | Outdoor Luminaires | High Output | Fuel Pump Canopy Luminaires | Standard | FALSE | [9 empty] | 10/2/2014 12:00:00 AM | Not Yet Verified | Not Yet Verified | Not Yet Verified |  |  | 16803.8 | 107.6 | 156.1 | 7.03 | 0.9937 | 5915 | 78.2
PFWG5WXK | Shanghai Supertek Lighting Co., Ltd | SUPERTEK | CP23A-160 740 | Outdoor Luminaires | High Output | Fuel Pump Canopy Luminaires | Standard | FALSE | [9 empty] | 10/2/2014 12:00:00 AM | Not Yet Verified | Not Yet Verified | Not Yet Verified |  |  | 16226.2 | 103.5 | 156.9 | 20 | 0.95 | 4000 | 75.4
P5Z7JNBE | Shanghai Supertek Lighting Co., Ltd | SUPERTEK | CP23A-160 745 | Outdoor Luminaires | High Output | Fuel Pump Canopy Luminaires | Standard | FALSE | [9 empty] | 10/2/2014 12:00:00 AM | Not Yet Verified | Not Yet Verified | Not Yet Verified |  |  | 16293.8 | 104.2 | 156.3 | 20 | 0.95 | 4500 | 76.9
PJYX2MMC | Shanghai Supertek Lighting Co., Ltd | SUPERTEK | CP23A-160 750 | Outdoor Luminaires | High Output | Fuel Pump Canopy Luminaires | Standard | FALSE | [9 empty] | 10/2/2014 12:00:00 AM | Not Yet Verified | Not Yet Verified | Not Yet Verified |  |  | 16755.2 | 107.2 | 156.2 | 20 | 0.95 | 5000 | 77.2
PEUFU6EA | Shanghai Supertek Lighting Co., Ltd | SUPERTEK | CP23A-160 735 | Outdoor Luminaires | High Output | Fuel Pump Canopy Luminaires | Standard | FALSE | [9 empty] | 10/2/2014 12:00:00 AM | Not Yet Verified | Not Yet Verified | Not Yet Verified |  |  | 15603.9 | 99.8 | 156.4 | 20 | 0.95 | 3500 | 74.8
P9T23FQS | Shanghai Supertek Lighting Co., Ltd | SUPERTEK | CP21A-80 730 | Outdoor Luminaires | Mid Output | Fuel Pump Canopy Luminaires | Standard | TRUE | 7349.4 | 97.9 | 75.1 | 19.3 | 0.9082 | 3051 | 72.7 | 5 | 50000 | 10/2/2014 12:00:00 AM | Not Yet Verified | Not Yet Verified | Not Yet Verified |  | 2.1 | 7349.4 | 97.9 | 75.1 | 10.01 | 0.9909 | 3051 | 72.7
PRDZTKHV | Shanghai Supertek Lighting Co., Ltd | SUPERTEK | CP21A-80 750 | Outdoor Luminaires | Mid Output | Fuel Pump Canopy Luminaires | Standard | FALSE | [9 empty] | 10/2/2014 12:00:00 AM | Not Yet Verified | Not Yet Verified | Not Yet Verified |  |  | 8231.8 | 106.5 | 77.3 | 20 | 0.95 | 5000 | 77.2
P5MQRVT7 | Shanghai Supertek Lighting Co., Ltd | SUPERTEK | CP21A-80 740 | Outdoor Luminaires | Mid Output | Fuel Pump Canopy Luminaires | Standard | FALSE | [9 empty] | 10/2/2014 12:00:00 AM | Not Yet Verified | Not Yet Verified | Not Yet Verified |  |  | 7562.3 | 98.9 | 76.5 | 20 | 0.95 | 4000 | 75.6
PJRVQHKC | Shanghai Supertek Lighting Co., Ltd | SUPERTEK | CP21A-80 755 | Outdoor Luminaires | Mid Output | Fuel Pump Canopy Luminaires | Standard | FALSE | [9 empty] | 10/2/2014 12:00:00 AM | Not Yet Verified | Not Yet Verified | Not Yet Verified |  |  | 8087.2 | 107.5 | 75.2 | 8.6 | 0.9915 | 5734 | 75.7
PZEQ4KST | Shanghai Supertek Lighting Co., Ltd | SUPERTEK | CP21A-80 735 | Outdoor Luminaires | Mid Output | Fuel Pump Canopy Luminaires | Standard | FALSE | [9 empty] | 10/2/2014 12:00:00 AM | Not Yet Verified | Not Yet Verified | Not Yet Verified |  |  | 7472.9 | 96.8 | 77.2 | 20 | 0.95 | 3500 | 75.1
PYZV1HJB | Shanghai Supertek Lighting Co., Ltd | SUPERTEK | CP21A-80 745 | Outdoor Luminaires | Mid Output | Fuel Pump Canopy Luminaires | Standard | FALSE | [9 empty] | 10/2/2014 12:00:00 AM | Not Yet Verified | Not Yet Verified | Not Yet Verified |  |  | 7807.2 | 101.6 | 76.9 | 20 | 0.95 | 4500 | 76.9
P00001LL8 | Shanghai Supertek Lighting Co., Ltd | Supertek | CP11A-80 | Outdoor Luminaires | Mid Output | Fuel Pump Canopy Luminaires | Standard | TRUE | 6996.3 | 91.39 | 76.56 | 17.9 | 0.88 | 5347 | 67.1 | 5 | 100000 | 8/27/2014 12:00:00 AM | Not Yet Verified | Not Yet Verified | Not Yet Verified |  | 2.1 |  |  |  | 20 | 0.9 | 5000 | 70
P00001LL9 | Shanghai Supertek Lighting Co., Ltd | Supertek | CP11A-100 | Outdoor Luminaires | Mid Output | Fuel Pump Canopy Luminaires | Standard | TRUE | 8288.5 | 84.53 | 98.05 | 17.5 | 0.91 | 5386 | 67.4 | 5 | 100000 | 8/27/2014 12:00:00 AM | Not Yet Verified | Not Yet Verified | Not Yet Verified |  | 2.1 | 8288.5 | 84.53 | 98.05 | 20 | 0.9 | 5000 | 70
P00001LLB | Shanghai Supertek Lighting Co., Ltd | Supertek | CP11B-100 | Outdoor Luminaires | Mid Output | Fuel Pump Canopy Luminaires | Standard | FALSE | [9 empty] | 8/27/2014 12:00:00 AM | Not Yet Verified | Not Yet Verified | Not Yet Verified |  |  | 8500 | 85 | 100 | 20 | 0.9 | 5000 | 70
P00001LLA | Shanghai Supertek Lighting Co., Ltd | Supertek | CP11B-80 | Outdoor Luminaires | Mid Output | Fuel Pump Canopy Luminaires | Standard | FALSE | [9 empty] | 8/27/2014 12:00:00 AM | Not Yet Verified | Not Yet Verified | Not Yet Verified |  |  | 7225 | 85 | 80 | 20 | 0.9 | 5000 | 70
PAWTHJ3MP | Shanghai Yuanming Lighting Technology Co., Ltd | YML | YML-1GS31-100(3000K) | Outdoor Luminaires | High Output | Fuel Pump Canopy Luminaires | Standard | TRUE | 10780.6 | 108.961 | 98.94 | 12.01 | 0.939 | 3006 | 81.2 | 5 | 50000 | 11/4/2014 12:00:00 AM | Not Dimmable | Not Dimmable | Not Yet Verified |  | 2.1 | 10780.55 | 109.4 | 98.54 | 5.96 | 0.995 | 3006 | 81
PNW3DP3J6 | Shanghai Yuanming Lighting Technology Co., Ltd | YML | YML-1GS31-100(5700K) | Outdoor Luminaires | High Output | Fuel Pump Canopy Luminaires | Standard | FALSE | [9 empty] | 11/4/2014 12:00:00 AM | Not Dimmable | Not Dimmable | Not Yet Verified |  |  | 10500 | 105 | 100 | 5.96 | 0.995 | 5700 | 81
P9H97CFWU | Shanghai Yuanming Lighting Technology Co., Ltd | YML | YML-1GS31-100(3500K) | Outdoor Luminaires | High Output | Fuel Pump Canopy Luminaires | Standard | FALSE | [9 empty] | 11/4/2014 12:00:00 AM | Not Dimmable | Not Dimmable | Not Yet Verified |  |  | 10500 | 105 | 100 | 5.96 | 0.995 | 3500 | 81
PGDHQYX3V | Shanghai Yuanming Lighting Technology Co., Ltd | YML | YML-1GS31-100(4500K) | Outdoor Luminaires | High Output | Fuel Pump Canopy Luminaires | Standard | FALSE | [9 empty] | 11/4/2014 12:00:00 AM | Not Dimmable | Not Dimmable | Not Yet Verified |  |  | 10500 | 105 | 100 | 5.96 | 0.995 | 4500 | 81
PN3KSKBPT | Shanghai Yuanming Lighting Technology Co., Ltd | YML | YML-1GS31-100(5000K) | Outdoor Luminaires | High Output | Fuel Pump Canopy Luminaires | Standard | FALSE | [9 empty] | 11/4/2014 12:00:00 AM | Not Dimmable | Not Dimmable | Not Yet Verified |  |  | 10500 | 105 | 100 | 5.96 | 0.995 | 5000 | 81
PTGEP8HS1 | Shanghai Yuanming Lighting Technology Co., Ltd | YML | YML-1GS31-100(4000K) | Outdoor Luminaires | High Output | Fuel Pump Canopy Luminaires | Standard | FALSE | [9 empty] | 11/4/2014 12:00:00 AM | Not Dimmable | Not Dimmable | Not Yet Verified |  |  | 10500 | 105 | 100 | 5.96 | 0.995 | 4000 | 81
P7W6AYUF2 | Shanghai Yuanming Lighting Technology Co., Ltd | YML | YML-1GS31-150(3000K) | Outdoor Luminaires | High Output | Fuel Pump Canopy Luminaires | Standard | TRUE | 15087.9 | 96.66 | 155.85 | 10.04 | 0.942 | 3027 | 80.6 | 5 | 50000 | 11/4/2014 12:00:00 AM | Not Dimmable | Not Dimmable | Not Yet Verified |  | 2.1 | 15087.93 | 96.81 | 155.85 | 5.27 | 0.996 | 3027 | 81
P4NTC2364 | Shanghai Yuanming Lighting Technology Co., Ltd | YML | YML-1GS31-150(5000K) | Outdoor Luminaires | High Output | Fuel Pump Canopy Luminaires | Standard | FALSE | [9 empty] | 11/4/2014 12:00:00 AM | Not Dimmable | Not Dimmable | Not Yet Verified |  |  | 15000 | 100 | 150 | 5.27 | 0.996 | 5000 | 81
PWUNTAJ7Q | Shanghai Yuanming Lighting Technology Co., Ltd | YML | YML-1GS31-150(5700K) | Outdoor Luminaires | High Output | Fuel Pump Canopy Luminaires | Standard | FALSE | [9 empty] | 11/4/2014 12:00:00 AM | Not Dimmable | Not Dimmable | Not Yet Verified |  |  | 15000 | 100 | 150 | 5.27 | 0.996 | 5700 | 81
PD3BEV7ZM | Shanghai Yuanming Lighting Technology Co., Ltd | YML | YML-1GS31-150(3500K) | Outdoor Luminaires | High Output | Fuel Pump Canopy Luminaires | Standard | FALSE | [9 empty] | 11/4/2014 12:00:00 AM | Not Dimmable | Not Dimmable | Not Yet Verified |  |  | 15000 | 100 | 150 | 5.27 | 0.996 | 3500 | 81
PRQUK5EHR | Shanghai Yuanming Lighting Technology Co., Ltd | YML | YML-1GS31-150(4000K) | Outdoor Luminaires | High Output | Fuel Pump Canopy Luminaires | Standard | FALSE | [9 empty] | 11/4/2014 12:00:00 AM | Not Dimmable | Not Dimmable | Not Yet Verified |  |  | 15000 | 100 | 150 | 5.27 | 0.996 | 4000 | 81
P3XBNQPNQ | Shanghai Yuanming Lighting Technology Co., Ltd | YML | YML-1GS31-150(4500K) | Outdoor Luminaires | High Output | Fuel Pump Canopy Luminaires | Standard | FALSE | [9 empty] | 11/4/2014 12:00:00 AM | Not Dimmable | Not Dimmable | Not Yet Verified |  |  | 15000 | 100 | 150 | 5.27 | 0.996 | 4500 | 81
P49NR2XE | Shenzhen Bbier Lighting Co., Ltd | bbier | BB-CSD-130W-B-50-H | Outdoor Luminaires | High Output | Fuel Pump Canopy Luminaires | Standard | TRUE | 13839 | 107.86 | 128.3 | 15.34 | 0.9158 | 5164 | 71.7 | 5 |  | 2/4/2016 12:00:00 AM | Not Dimmable | Not Dimmable | No |  | 3 | 13839 | 107.86 | 128.3 | 15.34 | 0.9158 | 5000 | 71.7
PJY9T89G | Shenzhen Bbier Lighting Co., Ltd | bbier | BB-CSD-130W-C-50 | Outdoor Luminaires | High Output | Fuel Pump Canopy Luminaires | Standard | TRUE | 13294 | 108.17 | 122.9 | 13.97 | 0.9015 | 5247 | 71 | 5 | 50000 | 2/4/2016 12:00:00 AM | Not Dimmable | Not Dimmable | No |  | 3.1 | 13294 | 108.17 | 122.9 | 13.97 | 0.9015 | 5000 | 71
PQH2KY3E | Shenzhen Bbier Lighting Co., Ltd | bbier | BB-CSD-130W-C-57 | Outdoor Luminaires | High Output | Fuel Pump Canopy Luminaires | Standard | FALSE | [9 empty] | 2/4/2016 12:00:00 AM | Not Dimmable | Not Dimmable | No |  |  | 13493 | 109.08 | 123.7 | 15.27 | 0.9035 | 5700 | 74.5
PXA75DBV | Shenzhen Bbier Lighting Co., Ltd | bbier | BB-CSD-130W-D-50 | Outdoor Luminaires | High Output | Fuel Pump Canopy Luminaires | Standard | TRUE | 12713 | 107.46 | 118.3 | 15.93 | 0.9149 | 5292 | 71.5 | 5 | 50000 | 1/21/2016 12:00:00 AM | Not Dimmable | Not Dimmable | No |  | 3.1 | 12713 | 107.46 | 118.3 | 15.93 | 0.9149 | 5000 | 71.5
P6DKS9N3 | Shenzhen Bbier Lighting Co., Ltd | bbier | BB-CSD-130W-D-57 | Outdoor Luminaires | High Output | Fuel Pump Canopy Luminaires | Standard | FALSE | [9 empty] | 1/21/2016 12:00:00 AM | Not Dimmable | Not Dimmable | No |  |  | 13094 | 109.57 | 119.5 | 14.73 | 0.9173 | 5700 | 76.1
PPHJ8QD2 | Shenzhen Bbier Lighting Co., Ltd | bbier | BB-CSD-130W-F-50 | Outdoor Luminaires | High Output | Fuel Pump Canopy Luminaires | Standard | TRUE | 13268 | 108.31 | 122.5 | 15.51 | 0.9037 | 5250 | 71 | 5 | 50000 | 1/21/2016 12:00:00 AM | Not Dimmable | Not Dimmable | No |  | 3.1 | 13268 | 108.31 | 122.5 | 15.51 | 0.9037 | 5000 | 71
PSTH64BY | Shenzhen Bbier Lighting Co., Ltd | bbier | BB-CSD-130W-F-57 | Outdoor Luminaires | High Output | Fuel Pump Canopy Luminaires | Standard | FALSE | [9 empty] | 1/21/2016 12:00:00 AM | Not Dimmable | Not Dimmable | No |  |  | 13309 | 109.45 | 121.6 | 16.08 | 0.905 | 5700 | 75
PV5YQ8NF | Shenzhen Bbier Lighting Co., Ltd | bbier | BB-CSD-100W-A | Outdoor Luminaires | Mid Output | Fuel Pump Canopy Luminaires | Standard | TRUE | 7463 | 84.78 | 87.79 | 19.7 | 0.911 | 5841 | 70 | 5 |  | 11/2/2015 12:00:00 AM | Not Yet Verified | Not Yet Verified | Not Yet Verified |  | 2 |  |  | 100 |  | 0.9 | 5700 | 70
PQNRE9Q4 | Shenzhen Bbier Lighting Co., Ltd | bbier | BB-CSD-150W-A | Outdoor Luminaires | High Output | Fuel Pump Canopy Luminaires | Standard | TRUE | 11242 | 80.01 | 140.5 | 12.2 | 0.9392 | 5868 | 71.3 | 5 |  | 11/2/2015 12:00:00 AM | Not Yet Verified | Not Yet Verified | Not Yet Verified |  | 2 | 12000 | 95 | 150 |  | 0.989 | 5700 | 75
PBKTMBDX | Shenzhen Bbier Lighting Co., Ltd | bbier | BB-CSD-60W-B | Outdoor Luminaires | Mid Output | Fuel Pump Canopy Luminaires | Standard | TRUE | 5373.3 | 89.63 | 59.95 | 15.78 | 0.9156 | 5982 | 71.2 | 5 | 50000 | 11/2/2015 12:00:00 AM | Not Yet Verified | Not Yet Verified | Not Yet Verified |  | 2.1 | 5000 |  | 60 |  | 0.9 | 5700 | 70
P6NTGJTS | Shenzhen Bbier Lighting Co., Ltd | bbier | BB-CSD-100W-B | Outdoor Luminaires | Mid Output | Fuel Pump Canopy Luminaires | Standard | TRUE | 8298.7 | 83.15 | 99.8 | 14.3 | 0.9154 | 5977 | 71.6 | 5 | 50000 | 11/2/2015 12:00:00 AM | Not Yet Verified | Not Yet Verified | Not Yet Verified |  | 2.1 | 8000 |  | 100 |  | 0.9 | 5700 | 70
PEMSA4FE | Shenzhen Bbier Lighting Co., Ltd | bbier | BB-CSD-130W-B | Outdoor Luminaires | High Output | Fuel Pump Canopy Luminaires | Standard | TRUE | 10853 | 83.87 | 129.4 | 15.01 | 0.9207 | 5992 | 72.1 | 5 | 50000 | 11/2/2015 12:00:00 AM | Not Yet Verified | Not Yet Verified | Not Yet Verified |  | 2.1 | 10000 |  | 130 |  | 0.9 | 5700 | 70
P00001H9H | Shenzhen Botanica Lighting Co | Botanica | BL-CP-100 | Outdoor Luminaires | Mid Output | Fuel Pump Canopy Luminaires | Standard | TRUE | 9591.5 | 98 | 97.87 | 13.66 | 0.933 | 4999 | 72.3 | 5 | 50000 | 9/3/2014 12:00:00 AM | Not Yet Verified | Not Yet Verified | Not Yet Verified |  | 2.1 | 9591.5 | 98 | 100 |  |  | 5000 | 72.3
P00001H9I | Shenzhen Botanica Lighting Co | Botanica | BL-CP-150 | Outdoor Luminaires | High Output | Fuel Pump Canopy Luminaires | Standard | TRUE | 14245 | 98.63 | 144.4 | 12.9 | 0.932 | 5016 | 72.2 | 5 | 50000 | 9/3/2014 12:00:00 AM | Not Yet Verified | Not Yet Verified | Not Yet Verified |  | 2.1 | 14245 | 98.63 | 150 |  |  | 5000 | 73
PVX84XZ1V | Shenzhen Cesp Co., Ltd | China Energy South Power | CES-J100 | Outdoor Luminaires | Mid Output | Fuel Pump Canopy Luminaires | Standard | TRUE | 8462.71 | 84.32 | 100.37 | 12.08 | 0.9426 | 5948 | 65.9 | 5 |  | 4/13/2015 12:00:00 AM | Dimmable | Stepped | Not Yet Verified |  | 2.1 | 8462.71 | 84.32 | 100.37 | 12.08 | 0.9426 | 5948 | 65.9
P00001HCY | Shenzhen Fulandy LED Co., Ltd | FULANDY | FLD-CNL-60005-120W-4000K | Outdoor Luminaires | High Output | Fuel Pump Canopy Luminaires | Standard | TRUE | 10485.4 | 89.21 | 120 | 15.2 | 0.932 | 4197 | 82.5 | 5 | 50000 | 3/24/2014 12:00:00 AM | Not Yet Verified | Not Yet Verified | Not Yet Verified |  | 2.1 | 10485.4 | 90 | 120 | 15.2 | 0.932 | 4000 | 83
P00001HCZ | Shenzhen Fulandy LED Co., Ltd | FULANDY | FLD-CNL-60005-120W-4500K | Outdoor Luminaires | High Output | Fuel Pump Canopy Luminaires | Standard | FALSE | [9 empty] | 3/24/2014 12:00:00 AM | Not Yet Verified | Not Yet Verified | Not Yet Verified |  |  | 10485.4 | 89.21 | 120 | 15.2 | 0.932 | 4500 | 82.5
P00001HD1 | Shenzhen Fulandy LED Co., Ltd | FULANDY | FLD-CNL-60005-120W-5700K | Outdoor Luminaires | High Output | Fuel Pump Canopy Luminaires | Standard | FALSE | [9 empty] | 3/24/2014 12:00:00 AM | Not Yet Verified | Not Yet Verified | Not Yet Verified |  |  | 10485.4 | 89.21 | 120 | 15.2 | 0.932 | 5700 | 82.5
P00001HD0 | Shenzhen Fulandy LED Co., Ltd | FULANDY | FLD-CNL-60005-120W-5000K | Outdoor Luminaires | High Output | Fuel Pump Canopy Luminaires | Standard | FALSE | [9 empty] | 3/24/2014 12:00:00 AM | Not Yet Verified | Not Yet Verified | Not Yet Verified |  |  | 10485.4 | 89.21 | 120 | 15.2 | 0.932 | 5000 | 82.5
PUU48SCG | Shenzhen Fulandy LED Co., Ltd | FULANDY | FLD-CNL-60005-100W(4000K) | Outdoor Luminaires | Mid Output | Fuel Pump Canopy Luminaires | Standard | TRUE | 9643.2 | 98.58 | 97.82 | 18.74 | 0.9049 | 4033 | 72.3 | 5 | 50000 | 3/4/2015 12:00:00 AM | Not Dimmable | Not Dimmable | Not Yet Verified |  | 2.1 | 9643.2 | 98.58 | 97.82 | 18.74 | 0.9049 | 4000 | 72.3
PG17YSTA | Shenzhen Fulandy LED Co., Ltd | FULANDY | FLD-CNL-60005-100W(5500K) | Outdoor Luminaires | High Output | Fuel Pump Canopy Luminaires | Standard | FALSE | [9 empty] | 3/4/2015 12:00:00 AM | Not Dimmable | Not Dimmable | Not Yet Verified |  |  | 10248 | 103.58 | 98.94 | 19.51 | 0.9082 | 5700 | 76.1
PPCV4WGA | Shenzhen Fulandy LED Co., Ltd | FULANDY | FLD-CNL-60005-100W(4500K) | Outdoor Luminaires | Mid Output | Fuel Pump Canopy Luminaires | Standard | FALSE | [9 empty] | 3/4/2015 12:00:00 AM | Not Dimmable | Not Dimmable | Not Yet Verified |  |  | 9643.2 | 98.58 | 97.82 | 18.74 | 0.9049 | 4500 | 72.3
PDM1HXN3 | Shenzhen Fulandy LED Co., Ltd | FULANDY | FLD-CNL-60005-100W(5000K) | Outdoor Luminaires | Mid Output | Fuel Pump Canopy Luminaires | Standard | FALSE | [9 empty] | 3/4/2015 12:00:00 AM | Not Dimmable | Not Dimmable | Not Yet Verified |  |  | 9643.2 | 98.58 | 97.82 | 18.74 | 0.9049 | 5000 | 72.3
PPU7EQDF8 | Shenzhen Fulandy LED Co., Ltd | FULANDY | FLD-CNL-60005-60W(4000K) | Outdoor Luminaires | Mid Output | Fuel Pump Canopy Luminaires | Standard | TRUE | 5928.9 | 103.94 | 57.04 | 14.36 | 0.9648 | 4127 | 72.3 | 5 |  | 10/6/2014 12:00:00 AM | Not Dimmable | Not Dimmable | Not Yet Verified |  | 2.1 | 5900 | 100 | 60 |  | 0.95 | 4000 | 70
PFBD725YZ | Shenzhen Fulandy LED Co., Ltd | FULANDY | FLD-CNL-60005-60W(5700K) | Outdoor Luminaires | Mid Output | Fuel Pump Canopy Luminaires | Standard | FALSE | [9 empty] | 10/6/2014 12:00:00 AM | Not Dimmable | Not Dimmable | Not Yet Verified |  |  | 6500 | 110 | 60 |  | 0.95 | 5700 | 75
PFMEPZ35V | Shenzhen Fulandy LED Co., Ltd | FULANDY | FLD-CNL-60005-60W(5000K) | Outdoor Luminaires | Mid Output | Fuel Pump Canopy Luminaires | Standard | FALSE | [9 empty] | 10/6/2014 12:00:00 AM | Not Dimmable | Not Dimmable | Not Yet Verified |  |  | 5900 | 100 | 60 |  | 0.95 | 5000 | 70
PFZMTRHM9 | Shenzhen Fulandy LED Co., Ltd | FULANDY | FLD-CNL-60005-60W(4500K) | Outdoor Luminaires | Mid Output | Fuel Pump Canopy Luminaires | Standard | FALSE | [9 empty] | 10/6/2014 12:00:00 AM | Not Dimmable | Not Dimmable | Not Yet Verified |  |  | 5900 | 100 | 60 |  | 0.95 | 4500 | 70
PYMVXH9QD | Shenzhen Fulandy LED Co., Ltd | FULANDY | FLD-CNL-60005-150W(4000K) | Outdoor Luminaires | High Output | Fuel Pump Canopy Luminaires | Standard | TRUE | 15926 | 106.97 | 148.9 | 14.65 | 0.9164 | 4129 | 72 | 5 |  | 10/6/2014 12:00:00 AM | Not Dimmable | Not Dimmable | Not Yet Verified |  | 2.1 | 15900 | 105 | 150 |  | 0.9 | 4000 | 70
PAUMS1YWW | Shenzhen Fulandy LED Co., Ltd | FULANDY | FLD-CNL-60005-150W(5000K) | Outdoor Luminaires | High Output | Fuel Pump Canopy Luminaires | Standard | FALSE | [9 empty] | 10/6/2014 12:00:00 AM | Not Dimmable | Not Dimmable | Not Yet Verified |  |  | 15900 | 105 | 150 |  | 0.9 | 5000 | 70
P22A17TBF | Shenzhen Fulandy LED Co., Ltd | FULANDY | FLD-CNL-60005-150W(4500K) | Outdoor Luminaires | High Output | Fuel Pump Canopy Luminaires | Standard | FALSE | [9 empty] | 10/6/2014 12:00:00 AM | Not Dimmable | Not Dimmable | Not Yet Verified |  |  | 15900 | 105 | 150 |  | 0.9 | 4500 | 70
PZN9N9HFM | Shenzhen Fulandy LED Co., Ltd | FULANDY | FLD-CNL-60005-150W(5700K) | Outdoor Luminaires | High Output | Fuel Pump Canopy Luminaires | Standard | FALSE | [9 empty] | 10/6/2014 12:00:00 AM | Not Dimmable | Not Dimmable | Not Yet Verified |  |  | 17300 | 115 | 150 |  | 0.9 | 5700 | 75
PKE46XN1 | Shenzhen Golon Electric Technology Co., Ltd. | Golon | GL-CP04-30 | Outdoor Luminaires | Low Output | Fuel Pump Canopy Luminaires | Standard | TRUE | 3679 | 92.86 | 39.62 | 17.76 | 0.948 | 2921 | 84 | 5 | 50000 | 5/6/2015 12:00:00 AM | Not Dimmable | Not Dimmable | Not Yet Verified |  | 2.1 | 3500 | 90 | 40 | 20 | 0.95 | 3000 | 80
PWFFM2W8 | Shenzhen Golon Electric Technology Co., Ltd. | Golon | GL-CP04-40 | Outdoor Luminaires | Low Output | Fuel Pump Canopy Luminaires | Standard | FALSE | [9 empty] | 5/6/2015 12:00:00 AM | Not Dimmable | Not Dimmable | Not Yet Verified |  |  | 3500 | 90 | 40 | 20 | 0.95 | 4000 | 80
PX8A1Z73 | Shenzhen Golon Electric Technology Co., Ltd. | Golon | GL-CP04-35 | Outdoor Luminaires | Low Output | Fuel Pump Canopy Luminaires | Standard | FALSE | [9 empty] | 5/6/2015 12:00:00 AM | Not Dimmable | Not Dimmable | Not Yet Verified |  |  | 3500 | 90 | 40 | 20 | 0.95 | 3500 | 80
PNV613KA | Shenzhen Golon Electric Technology Co., Ltd. | Golon | GL-CP04-45 | Outdoor Luminaires | Low Output | Fuel Pump Canopy Luminaires | Standard | FALSE | [9 empty] | 5/6/2015 12:00:00 AM | Not Dimmable | Not Dimmable | Not Yet Verified |  |  | 3500 | 90 | 40 | 20 | 0.95 | 4500 | 80
PK58PSRR | Shenzhen Golon Electric Technology Co., Ltd. | Golon | GL-CP04-50 | Outdoor Luminaires | Low Output | Fuel Pump Canopy Luminaires | Standard | FALSE | [9 empty] | 5/6/2015 12:00:00 AM | Not Dimmable | Not Dimmable | Not Yet Verified |  |  | 3500 | 90 | 40 | 20 | 0.95 | 5000 | 80
PY4TKEHV | Shenzhen Golon Electric Technology Co., Ltd. | Golon | GL-CP06-30 | Outdoor Luminaires | Low Output | Fuel Pump Canopy Luminaires | Standard | TRUE | 4599 | 78.18 | 59.09 | 14.32 | 0.946 | 2938 | 85 | 5 | 50000 | 5/6/2015 12:00:00 AM | Not Dimmable | Not Dimmable | Not Yet Verified |  | 2.1 | 5000 | 85 | 60 | 20 | 0.95 | 3000 | 80
PBSTCHJ8 | Shenzhen Golon Electric Technology Co., Ltd. | Golon | GL-CP06-40 | Outdoor Luminaires | Mid Output | Fuel Pump Canopy Luminaires | Standard | FALSE | [9 empty] | 5/6/2015 12:00:00 AM | Not Dimmable | Not Dimmable | Not Yet Verified |  |  | 5000 | 85 | 60 | 20 | 0.95 | 4000 | 80
PV7F4CZM | Shenzhen Golon Electric Technology Co., Ltd. | Golon | GL-CP06-45 | Outdoor Luminaires | Mid Output | Fuel Pump Canopy Luminaires | Standard | FALSE | [9 empty] | 5/6/2015 12:00:00 AM | Not Dimmable | Not Dimmable | Not Yet Verified |  |  | 5000 | 85 | 60 | 20 | 0.95 | 4500 | 80
P1FEJV2S | Shenzhen Golon Electric Technology Co., Ltd. | Golon | GL-CP06-35 | Outdoor Luminaires | Mid Output | Fuel Pump Canopy Luminaires | Standard | FALSE | [9 empty] | 5/6/2015 12:00:00 AM | Not Dimmable | Not Dimmable | Not Yet Verified |  |  | 5000 | 85 | 60 | 20 | 0.95 | 3500 | 80
PDCNGSN7 | Shenzhen Golon Electric Technology Co., Ltd. | Golon | GL-CP06-50 | Outdoor Luminaires | Mid Output | Fuel Pump Canopy Luminaires | Standard | FALSE | [9 empty] | 5/6/2015 12:00:00 AM | Not Dimmable | Not Dimmable | Not Yet Verified |  |  | 5000 | 85 | 60 | 20 | 0.95 | 5000 | 80
PNXAXPNW | Shenzhen Golon Electric Technology Co., Ltd. | Golon | GL-CP07-27 | Outdoor Luminaires | Mid Output | Fuel Pump Canopy Luminaires | Standard | TRUE | 5901 | 78.7 | 74.98 | 13.69 | 0.956 | 2776 | 84 | 5 | 50000 | 5/6/2015 12:00:00 AM | Not Dimmable | Not Dimmable | Not Yet Verified |  | 2.1 | 6000 | 75 | 75 | 20 | 0.95 | 2700 | 80
PNRKJFTC | Shenzhen Golon Electric Technology Co., Ltd. | Golon | GL-CP07-35 | Outdoor Luminaires | Mid Output | Fuel Pump Canopy Luminaires | Standard | FALSE | [9 empty] | 5/6/2015 12:00:00 AM | Not Dimmable | Not Dimmable | Not Yet Verified |  |  | 6000 | 75 | 75 | 20 | 0.95 | 3500 | 80
PC2CDPUZ | Shenzhen Golon Electric Technology Co., Ltd. | Golon | GL-CP07-45 | Outdoor Luminaires | Mid Output | Fuel Pump Canopy Luminaires | Standard | FALSE | [9 empty] | 5/6/2015 12:00:00 AM | Not Dimmable | Not Dimmable | Not Yet Verified |  |  | 6000 | 75 | 75 | 20 | 0.95 | 4500 | 80
P7NRCTHX | Shenzhen Golon Electric Technology Co., Ltd. | Golon | GL-CP07-40 | Outdoor Luminaires | Mid Output | Fuel Pump Canopy Luminaires | Standard | FALSE | [9 empty] | 5/6/2015 12:00:00 AM | Not Dimmable | Not Dimmable | Not Yet Verified |  |  | 6000 | 75 | 75 | 20 | 0.95 | 4000 | 80
P4SR57MF | Shenzhen Golon Electric Technology Co., Ltd. | Golon | GL-CP07-50 | Outdoor Luminaires | Mid Output | Fuel Pump Canopy Luminaires | Standard | FALSE | [9 empty] | 5/6/2015 12:00:00 AM | Not Dimmable | Not Dimmable | Not Yet Verified |  |  | 6000 | 75 | 75 | 20 | 0.95 | 5000 | 80
PEZXUFC1 | Shenzhen Golon Electric Technology Co., Ltd. | Golon | GL-CP07-57 | Outdoor Luminaires | Mid Output | Fuel Pump Canopy Luminaires | Standard | FALSE | [9 empty] | 5/6/2015 12:00:00 AM | Not Dimmable | Not Dimmable | Not Yet Verified |  |  | 6000 | 75 | 75 | 20 | 0.95 | 5700 | 80
PP2RGUUH | Shenzhen Golon Electric Technology Co., Ltd. | Golon | GL-CP07-30 | Outdoor Luminaires | Mid Output | Fuel Pump Canopy Luminaires | Standard | FALSE | [9 empty] | 5/6/2015 12:00:00 AM | Not Dimmable | Not Dimmable | Not Yet Verified |  |  | 6000 | 75 | 75 | 20 | 0.95 | 3000 | 80
PGCDNK7U | Shenzhen Golon Electric Technology Co., Ltd. | Golon | GL-CP09-30 | Outdoor Luminaires | Mid Output | Fuel Pump Canopy Luminaires | Standard | TRUE | 7480 | 82.62 | 90.53 | 14.44 | 0.915 | 2932 | 85 | 5 | 50000 | 5/13/2015 12:00:00 AM | Not Dimmable | Not Dimmable | Not Yet Verified |  | 2.1 | 7000 | 80 | 90 | 20 | 0.95 | 3000 | 80
PBAK11XV | Shenzhen Golon Electric Technology Co., Ltd. | Golon | GL-CP09-50 | Outdoor Luminaires | Mid Output | Fuel Pump Canopy Luminaires | Standard | FALSE | [9 empty] | 5/13/2015 12:00:00 AM | Not Dimmable | Not Dimmable | Not Yet Verified |  |  | 7000 | 80 | 90 | 20 | 0.95 | 3500 | 80
PS67XV6Z | Shenzhen Golon Electric Technology Co., Ltd. | Golon | GL-CP09-35 | Outdoor Luminaires | Mid Output | Fuel Pump Canopy Luminaires | Standard | FALSE | [9 empty] | 5/13/2015 12:00:00 AM | Not Dimmable | Not Dimmable | Not Yet Verified |  |  | 7000 | 80 | 90 | 20 | 0.95 | 5000 | 80
P3KECGBA | Shenzhen Golon Electric Technology Co., Ltd. | Golon | GL-CP09-40 | Outdoor Luminaires | Mid Output | Fuel Pump Canopy Luminaires | Standard | FALSE | [9 empty] | 5/13/2015 12:00:00 AM | Not Dimmable | Not Dimmable | Not Yet Verified |  |  | 7000 | 80 | 90 | 20 | 0.95 | 4500 | 80
PM88Z3Z9 | Shenzhen Golon Electric Technology Co., Ltd. | Golon | GL-CP09-45 | Outdoor Luminaires | Mid Output | Fuel Pump Canopy Luminaires | Standard | FALSE | [9 empty] | 5/13/2015 12:00:00 AM | Not Dimmable | Not Dimmable | Not Yet Verified |  |  | 7000 | 80 | 90 | 20 | 0.95 | 4000 | 80
PDCAAZM6 | Shenzhen Hipower Optoelectronic Co., Ltd | LED VISION | SP-GSL120W-DW | Outdoor Luminaires | High Output | Fuel Pump Canopy Luminaires | Standard | TRUE | 13956.15 | 109.94 | 126.94 | 6.73 | 0.9118 | 5026 | 83 | 5 | 50000 | 1/19/2016 12:00:00 AM | Not Dimmable | Not Dimmable | Not Yet Verified |  | 2.1 | 14700 | 115 | 120 |  | 0.98
P65KPYMR | Shenzhen Hipower Optoelectronic Co., Ltd | LED VISION | SP-GSL150W-DW | Outdoor Luminaires | High Output | Fuel Pump Canopy Luminaires | Standard | TRUE | 18052.623 | 113.204 | 159.47 | 10.45 | 0.946 | 5036 | 82.4 | 5 | 50000 | 1/19/2016 12:00:00 AM | Not Dimmable | Not Dimmable | Not Yet Verified |  | 2.1
PW31VGEQ | Shenzhen Hipower Optoelectronic Co., Ltd | LED VISION | SPS4012-CL-WW | Outdoor Luminaires | Low Output | Fuel Pump Canopy Luminaires | Standard | TRUE | 3679 | 92.86 | 39.62 | 17.76 | 0.948 | 2921 | 84 | 5 | 50000 | 12/17/2014 12:00:00 AM | Not Dimmable | Not Dimmable | Not Yet Verified |  | 2.1 | 3500 | 90 | 40 | 20 | 0.95 | 3000 | 80
P6VZC6J5 | Shenzhen Hipower Optoelectronic Co., Ltd | LED VISION | SPS4012-CL-WW1 | Outdoor Luminaires | Low Output | Fuel Pump Canopy Luminaires | Standard | FALSE | [9 empty] | 12/17/2014 12:00:00 AM | Not Dimmable | Not Dimmable | Not Yet Verified |  |  | 3500 | 90 | 40 | 20 | 0.95 | 3500 | 80
PUUY3D6R | Shenzhen Hipower Optoelectronic Co., Ltd | LED VISION | SPS4012-CL-DW | Outdoor Luminaires | Low Output | Fuel Pump Canopy Luminaires | Standard | FALSE | [9 empty] | 12/17/2014 12:00:00 AM | Not Dimmable | Not Dimmable | Not Yet Verified |  |  | 3500 | 90 | 40 | 20 | 0.95 | 5000 | 80
PVY4XRUH | Shenzhen Hipower Optoelectronic Co., Ltd | LED VISION | SPS4012-CL-NW1 | Outdoor Luminaires | Low Output | Fuel Pump Canopy Luminaires | Standard | FALSE | [9 empty] | 12/17/2014 12:00:00 AM | Not Dimmable | Not Dimmable | Not Yet Verified |  |  | 3500 | 90 | 40 | 20 | 0.95 | 4500 | 80
P9UBBUST | Shenzhen Hipower Optoelectronic Co., Ltd | LED VISION | SPS4012-CL-NW | Outdoor Luminaires | Low Output | Fuel Pump Canopy Luminaires | Standard | FALSE | [9 empty] | 12/17/2014 12:00:00 AM | Not Dimmable | Not Dimmable | Not Yet Verified |  |  | 3500 | 90 | 40 | 20 | 0.95 | 4000 | 80
PYE69MZK | Shenzhen Hipower Optoelectronic Co., Ltd | LED VISION | SPS9012-CL-WW | Outdoor Luminaires | Mid Output | Fuel Pump Canopy Luminaires | Standard | TRUE | 7480 | 82.62 | 90.53 | 14.44 | 0.915 | 2932 | 85 | 5 | 50000 | 12/22/2014 12:00:00 AM | Not Dimmable | Not Dimmable | Not Yet Verified |  | 2.1 | 7000 | 80 | 90 | 20 | 0.95 | 3000 | 80
PH25RG8H | Shenzhen Hipower Optoelectronic Co., Ltd | LED VISION | SPS9012-CL-NW1 | Outdoor Luminaires | Mid Output | Fuel Pump Canopy Luminaires | Standard | FALSE | [9 empty] | 12/22/2014 12:00:00 AM | Not Dimmable | Not Dimmable | Not Yet Verified |  |  | 7000 | 80 | 90 | 20 | 0.95 | 4500 | 80
PXZGNZKR | Shenzhen Hipower Optoelectronic Co., Ltd | LED VISION | SPS9012-CL-DW | Outdoor Luminaires | Mid Output | Fuel Pump Canopy Luminaires | Standard | FALSE | [9 empty] | 12/22/2014 12:00:00 AM | Not Dimmable | Not Dimmable | Not Yet Verified |  |  | 7000 | 80 | 90 | 20 | 0.95 | 5000 | 80
PT6S5D9D | Shenzhen Hipower Optoelectronic Co., Ltd | LED VISION | SPS9012-CL-NW | Outdoor Luminaires | Mid Output | Fuel Pump Canopy Luminaires | Standard | FALSE | [9 empty] | 12/22/2014 12:00:00 AM | Not Dimmable | Not Dimmable | Not Yet Verified |  |  | 7000 | 80 | 90 | 20 | 0.95 | 4000 | 80
PJUQTPT3 | Shenzhen Hipower Optoelectronic Co., Ltd | LED VISION | SPS9012-CL-WW1 | Outdoor Luminaires | Mid Output | Fuel Pump Canopy Luminaires | Standard | FALSE | [9 empty] | 12/22/2014 12:00:00 AM | Not Dimmable | Not Dimmable | Not Yet Verified |  |  | 7000 | 80 | 90 | 20 | 0.95 | 3500 | 80
PCCXZ8GZ | Shenzhen Hipower Optoelectronic Co., Ltd | LED VISION | SPS6012-CL-WW | Outdoor Luminaires | Low Output | Fuel Pump Canopy Luminaires | Standard | TRUE | 4599 | 78.18 | 59.09 | 14.32 | 0.946 | 2938 | 85 | 5 | 50000 | 1/13/2015 12:00:00 AM | Not Dimmable | Not Dimmable | Not Yet Verified |  | 2.1 | 5000 | 85 | 60 | 20 | 0.95 | 3000 | 80
PXQWZTVS | Shenzhen Hipower Optoelectronic Co., Ltd | LED VISION | SPS6012-CL-WW1 | Outdoor Luminaires | Mid Output | Fuel Pump Canopy Luminaires | Standard | FALSE | [9 empty] | 1/13/2015 12:00:00 AM | Not Dimmable | Not Dimmable | Not Yet Verified |  |  | 5000 | 85 | 60 | 20 | 0.95 | 3500 | 80
PZFGG2DD | Shenzhen Hipower Optoelectronic Co., Ltd | LED VISION | SPS6012-CL-NW | Outdoor Luminaires | Mid Output | Fuel Pump Canopy Luminaires | Standard | FALSE | [9 empty] | 1/13/2015 12:00:00 AM | Not Dimmable | Not Dimmable | Not Yet Verified |  |  | 5000 | 85 | 60 | 20 | 0.95 | 4000 | 80
PRBJH2HJ | Shenzhen Hipower Optoelectronic Co., Ltd | LED VISION | SPS6012-CL-DW | Outdoor Luminaires | Mid Output | Fuel Pump Canopy Luminaires | Standard | FALSE | [9 empty] | 1/13/2015 12:00:00 AM | Not Dimmable | Not Dimmable | Not Yet Verified |  |  | 5000 | 85 | 60 | 20 | 0.95 | 5000 | 80
P2S938NP | Shenzhen Hipower Optoelectronic Co., Ltd | LED VISION | SPS6012-CL-NW1 | Outdoor Luminaires | Mid Output | Fuel Pump Canopy Luminaires | Standard | FALSE | [9 empty] | 1/13/2015 12:00:00 AM | Not Dimmable | Not Dimmable | Not Yet Verified |  |  | 5000 | 85 | 60 | 20 | 0.95 | 4500 | 80
PNNR2NHV | Shenzhen Hipower Optoelectronic Co., Ltd | LED VISION | SPS7512-CL-WW2 | Outdoor Luminaires | Mid Output | Fuel Pump Canopy Luminaires | Standard | TRUE | 5901 | 78.7 | 74.98 | 13.69 | 0.956 | 2776 | 84 | 5 | 50000 | 1/15/2015 12:00:00 AM | Not Dimmable | Not Dimmable | Not Yet Verified |  | 2.1 | 6000 | 75 | 75 | 20 | 0.95 | 2700 | 80
PCHMK6WU | Shenzhen Hipower Optoelectronic Co., Ltd | LED VISION | SPS7512-CL-NW1 | Outdoor Luminaires | Mid Output | Fuel Pump Canopy Luminaires | Standard | FALSE | [9 empty] | 1/15/2015 12:00:00 AM | Not Dimmable | Not Dimmable | Not Yet Verified |  |  | 6000 | 75 | 75 | 20 | 0.95 | 4500 | 80
P5YUGU7U | Shenzhen Hipower Optoelectronic Co., Ltd | LED VISION | SPS7512-CL-NW | Outdoor Luminaires | Mid Output | Fuel Pump Canopy Luminaires | Standard | FALSE | [9 empty] | 1/15/2015 12:00:00 AM | Not Dimmable | Not Dimmable | Not Yet Verified |  |  | 6000 | 75 | 75 | 20 | 0.95 | 4000 | 80
PG4RYDZ6 | Shenzhen Hipower Optoelectronic Co., Ltd | LED VISION | SPS7512-CL-DW | Outdoor Luminaires | Mid Output | Fuel Pump Canopy Luminaires | Standard | FALSE | [9 empty] | 1/15/2015 12:00:00 AM | Not Dimmable | Not Dimmable | Not Yet Verified |  |  | 6000 | 75 | 75 | 20 | 0.95 | 5000 | 80
PD1CXPSX | Shenzhen Hipower Optoelectronic Co., Ltd | LED VISION | SPS7512-CL-CW | Outdoor Luminaires | Mid Output | Fuel Pump Canopy Luminaires | Standard | FALSE | [9 empty] | 1/15/2015 12:00:00 AM | Not Dimmable | Not Dimmable | Not Yet Verified |  |  | 6000 | 75 | 75 | 20 | 0.95 | 5700 | 80
P8YV8ACE | Shenzhen Hipower Optoelectronic Co., Ltd | LED VISION | SPS7512-CL-WW1 | Outdoor Luminaires | Mid Output | Fuel Pump Canopy Luminaires | Standard | FALSE | [9 empty] | 1/15/2015 12:00:00 AM | Not Dimmable | Not Dimmable | Not Yet Verified |  |  | 6000 | 75 | 75 | 20 | 0.95 | 3500 | 80
PQC5W7K4 | Shenzhen Hipower Optoelectronic Co., Ltd | LED VISION | SPS7512-CL-WW | Outdoor Luminaires | Mid Output | Fuel Pump Canopy Luminaires | Standard | FALSE | [9 empty] | 1/15/2015 12:00:00 AM | Not Dimmable | Not Dimmable | Not Yet Verified |  |  | 6000 | 75 | 75 | 20 | 0.95 | 3000 | 80
PP5C7A48 | Shenzhen Hipower Optoelectronic Co., Ltd | LED VISION | SP-GSL200W-WW | Outdoor Luminaires | High Output | Fuel Pump Canopy Luminaires | Standard | TRUE | 23583 | 116.03 | 204.8 | 10.92 | 0.9362 | 2995 | 82 | 5 | 50000 | 3/1/2016 12:00:00 AM | Not Dimmable | Not Dimmable | No |  | 3.1 | 23763 | 116.03 | 204.8 | 10.92 | 0.9362 | 3000 | 82
P3ZNWT4T | Shenzhen Hipower Optoelectronic Co., Ltd | LED VISION | SP-GSL200W-WW1 | Outdoor Luminaires | High Output | Fuel Pump Canopy Luminaires | Standard | FALSE | [9 empty] | 3/1/2016 12:00:00 AM | Not Dimmable | Not Dimmable | No |  |  | 23941.3 | 116.67 | 205.2 | 10.92 | 0.9362 | 3500 | 82
PQ1QJQ2V | Shenzhen Hipower Optoelectronic Co., Ltd | LED VISION | SP-GSL200W-NW | Outdoor Luminaires | High Output | Fuel Pump Canopy Luminaires | Standard | FALSE | [9 empty] | 3/1/2016 12:00:00 AM | Not Dimmable | Not Dimmable | No |  |  | 24119.5 | 117.54 | 205.2 | 10.92 | 0.9362 | 4000 | 82
PMVBXPV7 | Shenzhen Hipower Optoelectronic Co., Ltd | LED VISION | SP-GSL200W-DW | Outdoor Luminaires | High Output | Fuel Pump Canopy Luminaires | Standard | FALSE | [9 empty] | 3/1/2016 12:00:00 AM | Not Dimmable | Not Dimmable | No |  |  | 24476 | 119.05 | 205.6 | 10.75 | 0.9348 | 5000 | 85.1
PVUTK57N | Shenzhen Hipower Optoelectronic Co., Ltd | LED VISION | SP-GSL200W-NW1 | Outdoor Luminaires | High Output | Fuel Pump Canopy Luminaires | Standard | FALSE | [9 empty] | 3/1/2016 12:00:00 AM | Not Dimmable | Not Dimmable | No |  |  | 24297.8 | 118.41 | 205.2 | 10.92 | 0.9362 | 4500 | 82
PGZK7REG | Shenzhen Syhdee Co.,Ltd. | SYHDEE | SYH-CL70(3000K) | Outdoor Luminaires | Mid Output | Fuel Pump Canopy Luminaires | Standard | TRUE | 5731.7 | 80.45 | 71.24 | 11.9 | 0.9652 | 3165 | 82.8 | 5 | 50000 | 8/29/2016 12:00:00 AM | Not Dimmable | Not Dimmable | No |  | 3.1 | 5731.7 | 80.45 | 71.24 | 11.9 | 0.97 | 3000 | 82.8
PTA8QQPF | Shenzhen Syhdee Co.,Ltd. | SYHDEE | SYH-CL70(4500K) | Outdoor Luminaires | Mid Output | Fuel Pump Canopy Luminaires | Standard | FALSE | [9 empty] | 8/29/2016 12:00:00 AM | Not Dimmable | Not Dimmable | No |  |  | 5731.7 | 80.45 | 71.24 | 11.9 | 0.97 | 4500 | 82.8
PB3ED5HA | Shenzhen Syhdee Co.,Ltd. | SYHDEE | SYH-CL70(3500K) | Outdoor Luminaires | Mid Output | Fuel Pump Canopy Luminaires | Standard | FALSE | [9 empty] | 8/29/2016 12:00:00 AM | Not Dimmable | Not Dimmable | No |  |  | 5731.7 | 80.45 | 71.24 | 11.9 | 0.97 | 3500 | 82.8
P4FJA394 | Shenzhen Syhdee Co.,Ltd. | SYHDEE | SYH-CL70(5000K) | Outdoor Luminaires | Mid Output | Fuel Pump Canopy Luminaires | Standard | FALSE | [9 empty] | 8/29/2016 12:00:00 AM | Not Dimmable | Not Dimmable | No |  |  | 5860 | 82.41 | 71.11 | 10.6 | 0.95 | 5000 | 76.7
PGAYJAU5 | Shenzhen Syhdee Co.,Ltd. | SYHDEE | SYH-CL70(4000K) | Outdoor Luminaires | Mid Output | Fuel Pump Canopy Luminaires | Standard | FALSE | [9 empty] | 8/29/2016 12:00:00 AM | Not Dimmable | Not Dimmable | No |  |  | 5731.7 | 80.45 | 71.24 | 11.9 | 0.97 | 4000 | 82.8
PY3N192A | Shenzhen Syhdee Co.,Ltd. | SYHDEE | SYH-CL45(3000K) | Outdoor Luminaires | Low Output | Fuel Pump Canopy Luminaires | Standard | TRUE | 3580.9 | 88.99 | 40.24 | 8.1 | 0.9259 | 3043 | 85 | 5 | 50000 | 8/29/2016 12:00:00 AM | Not Dimmable | Not Dimmable | Not Yet Verified |  | 4 | 3612.2 | 89.34 | 40.43 | 8.1 | 0.93 | 3000 | 85
PA32YURU | Shenzhen Syhdee Co.,Ltd. | SYHDEE | SYH-CL45(4000K) | Outdoor Luminaires | Low Output | Fuel Pump Canopy Luminaires | Standard | FALSE | [9 empty] | 8/29/2016 12:00:00 AM | Not Dimmable | Not Dimmable | Not Yet Verified |  |  | 3612.2 | 89.34 | 40.43 | 8.1 | 0.93 | 4000 | 85
P59A9BW4 | Shenzhen Syhdee Co.,Ltd. | SYHDEE | SYH-CL45(4500K) | Outdoor Luminaires | Low Output | Fuel Pump Canopy Luminaires | Standard | FALSE | [9 empty] | 8/29/2016 12:00:00 AM | Not Dimmable | Not Dimmable | Not Yet Verified |  |  | 3612.2 | 89.34 | 40.43 | 8.1 | 0.93 | 4500 | 85
PYJ66PEA | Shenzhen Syhdee Co.,Ltd. | SYHDEE | SYH-CL45(5000K) | Outdoor Luminaires | Low Output | Fuel Pump Canopy Luminaires | Standard | FALSE | [9 empty] | 8/29/2016 12:00:00 AM | Not Dimmable | Not Dimmable | Not Yet Verified |  |  | 3689 | 91.47 | 40.33 | 8.5 | 0.92 | 5000 | 84.7
PMT5SCWF | Shenzhen Syhdee Co.,Ltd. | SYHDEE | SYH-CL45(3500K) | Outdoor Luminaires | Low Output | Fuel Pump Canopy Luminaires | Standard | FALSE | [9 empty] | 8/29/2016 12:00:00 AM | Not Dimmable | Not Dimmable | Not Yet Verified |  |  | 3612.2 | 89.34 | 40.43 | 8.1 | 0.93 | 3500 | 85
PE6E6495 | Shenzhen Techtop Lighting Co.,Ltd | TECHTOP | TP-LCG-130W-B-DW | Outdoor Luminaires | High Output | Fuel Pump Canopy Luminaires | Premium | TRUE | 13661 | 107.23 | 127.4 | 15.95 | 0.914 | 5159 | 71.6 | 5 | 60600 | 9/13/2016 12:00:00 AM | Not Dimmable | Not Dimmable | No |  | 3.1 | 13661 | 107.23 | 127.4 | 15.95 | 0.9141 | 5000 | 71.6
P7AXG38Z | Shenzhen Vanplex Optoelectronics Co., Ltd | VANPLEX | HYD-CPAB (4000K) | Outdoor Luminaires | Mid Output | Fuel Pump Canopy Luminaires | Standard | TRUE | 5928.9 | 103.94 | 57.04 | 14.36 | 0.9648 | 4127 | 72.3 | 5 |  | 5/28/2015 12:00:00 AM | Not Dimmable | Not Dimmable | Not Yet Verified |  | 2.1 | 5900 | 100 | 60 |  | 0.95 | 4000 | 70
PPX9NRSA | Shenzhen Vanplex Optoelectronics Co., Ltd | VANPLEX | HYD-CPAB (5000K) | Outdoor Luminaires | Mid Output | Fuel Pump Canopy Luminaires | Standard | FALSE | [9 empty] | 5/28/2015 12:00:00 AM | Not Dimmable | Not Dimmable | Not Yet Verified |  |  | 5900 | 100 | 60 |  | 0.95 | 5000 | 70
PCN93E9F | Shenzhen Vanplex Optoelectronics Co., Ltd | VANPLEX | HYD-CPAB (5700K) | Outdoor Luminaires | Mid Output | Fuel Pump Canopy Luminaires | Standard | FALSE | [9 empty] | 5/28/2015 12:00:00 AM | Not Dimmable | Not Dimmable | Not Yet Verified |  |  | 6500 | 110 | 60 |  | 0.95 | 5700 | 75
P2BYTWXR | Shenzhen Vanplex Optoelectronics Co., Ltd | VANPLEX | HYD-CPAB (4500K) | Outdoor Luminaires | Mid Output | Fuel Pump Canopy Luminaires | Standard | FALSE | [9 empty] | 5/28/2015 12:00:00 AM | Not Dimmable | Not Dimmable | Not Yet Verified |  |  | 5900 | 100 | 60 |  | 0.95 | 4500 | 70
PCXCH623 | Shenzhen Vanplex Optoelectronics Co., Ltd | VANPLEX | HYD-CPAD (4000K) | Outdoor Luminaires | Mid Output | Fuel Pump Canopy Luminaires | Standard | TRUE | 9643.2 | 98.58 | 97.82 | 18.74 | 0.9049 | 4033 | 72.3 | 5 | 50000 | 5/28/2015 12:00:00 AM | Not Dimmable | Not Dimmable | Not Yet Verified |  | 2.1 | 9643.2 | 98.58 | 97.82 | 18.74 | 0.9049 | 4000 | 72.3
PGMYYZZ4 | Shenzhen Vanplex Optoelectronics Co., Ltd | VANPLEX | HYD-CPAD (5500K) | Outdoor Luminaires | High Output | Fuel Pump Canopy Luminaires | Standard | FALSE | [9 empty] | 5/28/2015 12:00:00 AM | Not Dimmable | Not Dimmable | Not Yet Verified |  |  | 10248 | 103.58 | 98.94 | 19.51 | 0.9082 | 5700 | 76.1
PUGFJD8D | Shenzhen Vanplex Optoelectronics Co., Ltd | VANPLEX | HYD-CPAD (4500K) | Outdoor Luminaires | Mid Output | Fuel Pump Canopy Luminaires | Standard | FALSE | [9 empty] | 5/28/2015 12:00:00 AM | Not Dimmable | Not Dimmable | Not Yet Verified |  |  | 9643.2 | 98.58 | 97.82 | 18.74 | 0.9049 | 4500 | 72.3
P3VYUH4Y | Shenzhen Vanplex Optoelectronics Co., Ltd | VANPLEX | HYD-CPAD (5000K) | Outdoor Luminaires | Mid Output | Fuel Pump Canopy Luminaires | Standard | FALSE | [9 empty] | 5/28/2015 12:00:00 AM | Not Dimmable | Not Dimmable | Not Yet Verified |  |  | 9643.2 | 98.58 | 97.82 | 18.74 | 0.9049 | 5000 | 72.3
PXYPX8TZ | Shenzhen Vanplex Optoelectronics Co., Ltd | VANPLEX | HYD-CPAE (4000K) | Outdoor Luminaires | High Output | Fuel Pump Canopy Luminaires | Standard | TRUE | 10485.4 | 89.21 | 120 | 15.2 | 0.932 | 4197 | 82.5 | 5 | 50000 | 5/28/2015 12:00:00 AM | Not Yet Verified | Not Yet Verified | Not Yet Verified |  | 2.1 | 10485.4 | 90 | 120 | 15.2 | 0.932 | 4000 | 83
PPWJZ6Y4 | Shenzhen Vanplex Optoelectronics Co., Ltd | VANPLEX | HYD-CPAE (4500K) | Outdoor Luminaires | High Output | Fuel Pump Canopy Luminaires | Standard | FALSE | [9 empty] | 5/28/2015 12:00:00 AM | Not Yet Verified | Not Yet Verified | Not Yet Verified |  |  | 10485.4 | 89.21 | 120 | 15.2 | 0.932 | 4500 | 82.5
PQ4DMT6K | Shenzhen Vanplex Optoelectronics Co., Ltd | VANPLEX | HYD-CPAE (5000K) | Outdoor Luminaires | High Output | Fuel Pump Canopy Luminaires | Standard | FALSE | [9 empty] | 5/28/2015 12:00:00 AM | Not Yet Verified | Not Yet Verified | Not Yet Verified |  |  | 10485.4 | 89.21 | 120 | 15.2 | 0.932 | 5000 | 82.5
P2KJ7FS5 | Shenzhen Vanplex Optoelectronics Co., Ltd | VANPLEX | HYD-CPAE (5700K) | Outdoor Luminaires | High Output | Fuel Pump Canopy Luminaires | Standard | FALSE | [9 empty] | 5/28/2015 12:00:00 AM | Not Yet Verified | Not Yet Verified | Not Yet Verified |  |  | 10485.4 | 89.21 | 120 | 15.2 | 0.932 | 5700 | 82.5
PKPVGB86 | Shenzhen Vanplex Optoelectronics Co., Ltd | VANPLEX | HYD-CPAF (4000K) | Outdoor Luminaires | High Output | Fuel Pump Canopy Luminaires | Standard | TRUE | 15926 | 106.97 | 148.9 | 14.65 | 0.9164 | 4129 | 72 | 5 |  | 5/28/2015 12:00:00 AM | Not Dimmable | Not Dimmable | Not Yet Verified |  | 2.1 | 15900 | 105 | 150 |  | 0.9 | 4000 | 70
PU3XFQQP | Shenzhen Vanplex Optoelectronics Co., Ltd | VANPLEX | HYD-CPAF (4500K) | Outdoor Luminaires | High Output | Fuel Pump Canopy Luminaires | Standard | FALSE | [9 empty] | 5/28/2015 12:00:00 AM | Not Dimmable | Not Dimmable | Not Yet Verified |  |  | 15900 | 105 | 150 |  | 0.9 | 4500 | 70
PTVNF3T6 | Shenzhen Vanplex Optoelectronics Co., Ltd | VANPLEX | HYD-CPAF (5700K) | Outdoor Luminaires | High Output | Fuel Pump Canopy Luminaires | Standard | FALSE | [9 empty] | 5/28/2015 12:00:00 AM | Not Dimmable | Not Dimmable | Not Yet Verified |  |  | 17300 | 115 | 150 |  | 0.9 | 5700 | 75
P9Q4MF52 | Shenzhen Vanplex Optoelectronics Co., Ltd | VANPLEX | HYD-CPAF (5000K) | Outdoor Luminaires | High Output | Fuel Pump Canopy Luminaires | Standard | FALSE | [9 empty] | 5/28/2015 12:00:00 AM | Not Dimmable | Not Dimmable | Not Yet Verified |  |  | 15900 | 105 | 150 |  | 0.9 | 5000 | 70
PJCD63JK | Shenzhen Wisdom Light Co., Ltd | Shenzhen Wisdom Light Co., LTD | WLCPRM100UV50K | Outdoor Luminaires | Mid Output | Fuel Pump Canopy Luminaires | Standard | TRUE | 9218.64 | 91.58 | 100.66 | 12.58 | 0.9527 | 5306 | 70 | 5 | 50000 | 4/9/2015 12:00:00 AM | Not Dimmable | Not Dimmable | Not Yet Verified |  | 2.1 | 9218.64 | 91.58 | 100 | 12.58 | 0.9527 | 5000 | 70
PTTAJ6PG | Shenzhen Wisdom Light Co., Ltd | Shenzhen Wisdom Light Co., LTD | WLCPRM100UV55K | Outdoor Luminaires | Mid Output | Fuel Pump Canopy Luminaires | Standard | FALSE | [9 empty] | 4/9/2015 12:00:00 AM | Not Dimmable | Not Dimmable | Not Yet Verified |  |  | 9218.64 | 91.58 | 100 | 12.58 | 0.9527 | 5500 | 70
P3TBCG4G | Shenzhen Wisdom Light Co., Ltd | Shenzhen Wisdom Light Co., LTD | WLCPSM90UV50K | Outdoor Luminaires | Mid Output | Fuel Pump Canopy Luminaires | Standard | TRUE | 8024.48 | 92.17 | 87.07 | 22 | 0.915 | 5030 | 83.7 | 5 | 50000 | 4/9/2015 12:00:00 AM | Not Dimmable | Not Dimmable | Not Yet Verified |  | 2.1 | 8024 | 92.17 | 90 | 22 | 0.915 | 5000 | 80
PXQ6GS4G | Shenzhen Wisdom Light Co., Ltd | Shenzhen Wisdom Light Co., LTD | WLCPSM90UV55K | Outdoor Luminaires | Mid Output | Fuel Pump Canopy Luminaires | Standard | FALSE | [9 empty] | 4/9/2015 12:00:00 AM | Not Dimmable | Not Dimmable | Not Yet Verified |  |  | 8024 | 92.17 | 90 | 22 | 0.915 | 5500 | 80
PU97AKK3 | Sigma Luminous | Sigma Luminous | CLCAN-52W-50K-115**** | Outdoor Luminaires | Mid Output | Fuel Pump Canopy Luminaires | Standard | TRUE | 5412 | 104.68 | 51.7 | 7.82 | 0.956 | 5404 | 85.5 | 5 | 50000 | 1/7/2016 12:00:00 AM | Dimmable | Continuous Below 10 | Not Yet Verified |  | 2.1 | 5412 | 104.68 | 51.7 | 7.82 | 0.956 | 5404 | 85.51
PTRFRQ2Y | SIGN TWENTY HANDS | STH | STH-CNP150W 4000K | Outdoor Luminaires | High Output | Fuel Pump Canopy Luminaires | Standard | TRUE | 14962 | 99.09 | 151 | 10.43 | 0.9298 | 4005 | 83.6 | 5 | 50000 | 9/12/2016 12:00:00 AM | Not Dimmable | Not Dimmable | No |  | 3.1 | 14962 | 99.09 | 151 | 10.43 | 0.9298 | 4000 | 83.6
PTR5VXHY | SIGN TWENTY HANDS | STH | STH-CNP150W 5000K | Outdoor Luminaires | High Output | Fuel Pump Canopy Luminaires | Standard | FALSE | [9 empty] | 9/12/2016 12:00:00 AM | Not Dimmable | Not Dimmable | No |  |  | 15238.7 | 100.88 | 151.05 | 10.43 | 0.9298 | 5000 | 83.6
PEVK1D4A | SIGN TWENTY HANDS | STH | STH-CNP150W 5700K | Outdoor Luminaires | High Output | Fuel Pump Canopy Luminaires | Standard | FALSE | [9 empty] | 9/12/2016 12:00:00 AM | Not Dimmable | Not Dimmable | No |  |  | 15377 | 101.77 | 151.1 | 10.43 | 0.9291 | 5700 | 83.3
P42P8VUV | SIGN TWENTY HANDS | STH | STH-CNP150W 4500K | Outdoor Luminaires | High Output | Fuel Pump Canopy Luminaires | Standard | FALSE | [9 empty] | 9/12/2016 12:00:00 AM | Not Dimmable | Not Dimmable | No |  |  | 15100.3 | 99.97 | 151.05 | 10.43 | 0.9298 | 4500 | 83.6
P7MWWZGU | SIGN TWENTY HANDS | STH | STH-CNP130W 4000K | Outdoor Luminaires | High Output | Fuel Pump Canopy Luminaires | Standard | TRUE | 12947 | 98.68 | 131.2 | 11.45 | 0.9126 | 4017 | 83.6 | 5 | 50000 | 4/12/2016 12:00:00 AM | Not Dimmable | Not Dimmable | No |  | 3.1 | 12947 | 98.68 | 131.2 | 11.45 | 0.9126 | 4000 | 83.6
PN8W2ABY | SIGN TWENTY HANDS | STH | STH-CNP130W 5000K | Outdoor Luminaires | High Output | Fuel Pump Canopy Luminaires | Standard | FALSE | [9 empty] | 4/12/2016 12:00:00 AM | Not Dimmable | Not Dimmable | No |  |  | 13149.7 | 100.15 | 131.3 | 11.45 | 0.9126 | 5000 | 83.6
PT2HU4ZV | SIGN TWENTY HANDS | STH | STH-CNP130W 4500K | Outdoor Luminaires | High Output | Fuel Pump Canopy Luminaires | Standard | FALSE | [9 empty] | 4/12/2016 12:00:00 AM | Not Dimmable | Not Dimmable | No |  |  | 13048.3 | 99.38 | 131.3 | 11.45 | 0.9126 | 4500 | 83.6
P7Y3XREH | SIGN TWENTY HANDS | STH | STH-CNP130W 5700K | Outdoor Luminaires | High Output | Fuel Pump Canopy Luminaires | Standard | FALSE | [9 empty] | 4/12/2016 12:00:00 AM | Not Dimmable | Not Dimmable | No |  |  | 13251 | 100.84 | 131.4 | 11.45 | 0.9047 | 5700 | 83.2
PT4XXHZA | SILVER BRIDGE TRADING CORP. | Silver Bridge | SB-HB-100W | Outdoor Luminaires | Mid Output | Fuel Pump Canopy Luminaires | Standard | TRUE | 8298.7 | 83.15 | 99.8 | 14.3 | 0.9154 | 5977 | 71.6 | 5 | 50000 | 3/20/2015 12:00:00 AM | Not Yet Verified | Not Yet Verified | Not Yet Verified |  | 2.1 | 8000 |  | 100 |  | 0.9 | 5700 | 70
PKTJ581Q | SILVER BRIDGE TRADING CORP. | Silver Bridge | SB-HB-130W | Outdoor Luminaires | High Output | Fuel Pump Canopy Luminaires | Standard | TRUE | 10853 | 83.87 | 129.4 | 15.01 | 0.9207 | 5992 | 72.1 | 5 | 50000 | 3/20/2015 12:00:00 AM | Not Yet Verified | Not Yet Verified | Not Yet Verified |  | 2.1 | 10000 |  | 130 |  | 0.9 | 5700 | 70
PWY5FHUK | SILVER BRIDGE TRADING CORP. | Silver Bridge | SB-HB-60W | Outdoor Luminaires | Mid Output | Fuel Pump Canopy Luminaires | Standard | TRUE | 5373.3 | 89.63 | 59.95 | 15.78 | 0.9156 | 5982 | 71.2 | 5 | 50000 | 3/20/2015 12:00:00 AM | Not Yet Verified | Not Yet Verified | Not Yet Verified |  | 2.1 | 5000 |  | 60 |  | 0.9 | 5700 | 70
PTBC7GR7 | Silver Stream AiCos | Silver Stream | SSHB120A1(3000K) | Outdoor Luminaires | High Output | Fuel Pump Canopy Luminaires | Standard | TRUE | 13873 | 114.09 | 121.6 | 17.39 | 0.9027 | 3008 | 73.1 | 5 | 50000 | 8/4/2016 12:00:00 AM | Not Dimmable | Not Dimmable | No |  | 4 | 13873 | 114.09 | 121.6 | 17.39 | 0.9 | 3000 | 73.1
P65TTR4S | Silver Stream AiCos | Silver Stream | SSHB120A1(5000K) | Outdoor Luminaires | High Output | Fuel Pump Canopy Luminaires | Standard | FALSE | [9 empty] | 8/4/2016 12:00:00 AM | Not Dimmable | Not Dimmable | No |  |  | 14604 | 119.95 | 121.8 | 17.39 | 0.9 | 5000 | 73.1
PCNMEBJM | Silver Stream AiCos | Silver Stream | SSHB120A1(4500K) | Outdoor Luminaires | High Output | Fuel Pump Canopy Luminaires | Standard | FALSE | [9 empty] | 8/4/2016 12:00:00 AM | Not Dimmable | Not Dimmable | No |  |  | 14421 | 118.45 | 121.8 | 17.39 | 0.9 | 4500 | 73.1
PDPSVWEH | Silver Stream AiCos | Silver Stream | SSHB120A1(4000K) | Outdoor Luminaires | High Output | Fuel Pump Canopy Luminaires | Standard | FALSE | [9 empty] | 8/4/2016 12:00:00 AM | Not Dimmable | Not Dimmable | No |  |  | 14239 | 116.95 | 121.8 | 17.39 | 0.9 | 4000 | 73.1
PSRGBMRB | Silver Stream AiCos | Silver Stream | SSHB120A1(3500K) | Outdoor Luminaires | High Output | Fuel Pump Canopy Luminaires | Standard | FALSE | [9 empty] | 8/4/2016 12:00:00 AM | Not Dimmable | Not Dimmable | No |  |  | 14056 | 115.45 | 121.8 | 17.39 | 0.9 | 3500 | 73.1
P652ZT47 | Silver Stream AiCos | Silver Stream | SSHB120A1(5700K) | Outdoor Luminaires | High Output | Fuel Pump Canopy Luminaires | Standard | FALSE | [9 empty] | 8/4/2016 12:00:00 AM | Not Dimmable | Not Dimmable | No |  |  | 14787 | 121.3 | 121.9 | 17.41 | 0.9 | 5700 | 74.5
P0000198J | SIMKAR Corporation | EN2LED | EN2LED4RAF5641U1DLCC | Outdoor Luminaires | Mid Output | Fuel Pump Canopy Luminaires | Standard | TRUE | 5267 | 95.3 | 55.28 | 8.34 | 0.956 | 3856 | 85 | 5 | 50000 | 6/27/2013 12:00:00 AM | Not Yet Verified | Not Yet Verified | Not Yet Verified |  | 2 | 4900 | 88 | 56 |  | 0.9 | 4100 | 80
P0000198K | SIMKAR Corporation | EN2LED | EN2LED4RAF9241U1DLCC | Outdoor Luminaires | Mid Output | Fuel Pump Canopy Luminaires | Standard | TRUE | 7767 | 86.1 | 90.14 | 17 | 0.964 | 3887 | 85 | 5 | 80000 | 7/15/2013 12:00:00 AM | Not Yet Verified | Not Yet Verified | Not Yet Verified |  | 2 | 7200 |  | 92 |  |  | 4100
P0000198O | SIMKAR Corporation | EN2LED | EN2LED4RFAF5641U1DLCC | Outdoor Luminaires | Mid Output | Fuel Pump Canopy Luminaires | Standard | TRUE | 5069 | 87.4 | 58.1 | 6.86 | 0.965 | 3937 | 85.2 | 5 |  | 9/11/2013 12:00:00 AM | Not Yet Verified | Not Yet Verified | Not Yet Verified |  | 2 | 4900 | 91 | 54 |  |  | 4100
P0000199B | SIMKAR Corporation | EN2LED | EN2LED8RFAF12541U1DLCC | Outdoor Luminaires | High Output | Fuel Pump Canopy Luminaires | Standard | TRUE | 10790 | 87 | 124 | 5.89 | 0.958 | 3956 | 84.9 | 5 |  | 2/24/2014 12:00:00 AM | Not Yet Verified | Not Yet Verified | Not Yet Verified |  | 2.1 | 10000 | 86.95 | 115 | 5.89 | 0.958 | 3956 | 84.9
P00001992 | SIMKAR Corporation | CLED | CLED8350U1 | Outdoor Luminaires | Mid Output | Fuel Pump Canopy Luminaires | Standard | TRUE | 7087 | 85.4 | 83.02 | 20.1 | 0.87 | 5381 | 69.5 | 5 | 50000 | 12/18/2013 12:00:00 AM | Not Yet Verified | Not Yet Verified | Not Yet Verified |  | 2.1 | 7100 | 85.5 | 83 |  | 0.9 | 5000 | 70
P00001997 | SIMKAR Corporation | SIMKAR | CLED4050U1 | Outdoor Luminaires | Low Output | Fuel Pump Canopy Luminaires | Standard | TRUE | 3112 | 79.09 | 39.35 | 9.5 | 0.968 | 4993 | 67 | 5 | 50000 | 2/4/2014 12:00:00 AM | Not Yet Verified | Not Yet Verified | Not Yet Verified |  | 2.1 | 3100 | 70.09 | 42 |  | 0.95 | 5000 | 70
PDSVF7WE | SIMKAR Corporation | EN3LED | EN3LEDFAF23841U1 | Outdoor Luminaires | High Output | Fuel Pump Canopy Luminaires | Standard | TRUE | 22825 | 98.2 | 232.5 | 8.87 | 0.95 | 4214 | 84.5 | 5 | 72000 | 2/25/2015 12:00:00 AM | Dimmable | Continuous Above 10 | Not Yet Verified |  | 2.1 | 22825 | 98.2 | 232.5 | 8.87 | 0.95 | 4214 | 84.5
PH49R4U4 | SIMKAR Corporation | EN3LED | EN3LEDCAF23841U1 | Outdoor Luminaires | High Output | Fuel Pump Canopy Luminaires | Standard | FALSE | [9 empty] | 2/25/2015 12:00:00 AM | Dimmable | Continuous Above 10 | Not Yet Verified |  |  | 23654 | 101.6 | 232.8 | 8.37 | 0.993 | 4214 | 84.5
PYU68ZEM | SIMKAR Corporation | EN3LED | EN3LEDFAF12541U1 | Outdoor Luminaires | High Output | Fuel Pump Canopy Luminaires | Standard | TRUE | 13608 | 109.4 | 124.4 | 9.64 | 0.917 | 4019 | 81.8 | 5 | 72000 | 2/25/2015 12:00:00 AM | Dimmable | Continuous Above 10 | Not Yet Verified |  | 2.1 | 13608 | 109.4 | 124.4 | 9.64 | 0.917 | 4019 | 81.8
PM2X824T | SIMKAR Corporation | EN3LED | EN3LEDCAF12541U1 | Outdoor Luminaires | High Output | Fuel Pump Canopy Luminaires | Standard | FALSE | [9 empty] | 2/25/2015 12:00:00 AM | Dimmable | Continuous Above 10 | Not Yet Verified |  |  | 14118 | 113.2 | 124.7 | 2.6 | 0.997 | 4019 | 81.8
P4JJNST9 | SIMKAR Corporation | EN3LED | EN3LEDCAF12550U1 | Outdoor Luminaires | High Output | Fuel Pump Canopy Luminaires | Standard | FALSE | [9 empty] | 2/25/2015 12:00:00 AM | Dimmable | Continuous Above 10 | Not Yet Verified |  |  | 14400 | 115.5 | 124.7 | 2.7 | 0.997 | 5096 | 84.8
P2JBB7HA | SIMKAR Corporation | EN3LED | EN3LEDFAF12550U1 | Outdoor Luminaires | High Output | Fuel Pump Canopy Luminaires | Standard | FALSE | [9 empty] | 2/25/2015 12:00:00 AM | Dimmable | Continuous Above 10 | Not Yet Verified |  |  | 13930 | 112 | 124.4 | 2.75 | 0.997 | 5096 | 84.8
PF4E6PTF | SIMKAR Corporation | Simkar | CLEDF4050U1 (4000K) | Outdoor Luminaires | Low Output | Fuel Pump Canopy Luminaires | Standard | TRUE | 3517.9 | 80.03 | 43.96 | 13.54 | 0.9144 | 3833 | 72.5 | 5 | 50000 | 5/8/2015 12:00:00 AM | Dimmable | Continuous Below 10 | Not Yet Verified |  | 2.1 | 3680 | 80 | 46 |  |  | 4000 | 70
PYMXAK5E | SIMKAR Corporation | Simkar | CLEDF4050U1 (5700K) | Outdoor Luminaires | Low Output | Fuel Pump Canopy Luminaires | Standard | FALSE | [9 empty] | 5/8/2015 12:00:00 AM | Dimmable | Continuous Below 10 | Not Yet Verified |  |  | 4140 | 90 | 46 |  |  | 5700 | 70
P15B4W42 | SIMKAR Corporation | Simkar | CLEDF4050U11B (5000K) | Outdoor Luminaires | Low Output | Fuel Pump Canopy Luminaires | Standard | FALSE | [9 empty] | 5/8/2015 12:00:00 AM | Dimmable | Continuous Below 10 | Not Yet Verified |  |  | 3680 | 80 | 46 |  |  | 5000 | 70
P11J6EZH | SIMKAR Corporation | Simkar | CLEDF4050U11B (4500K) | Outdoor Luminaires | Low Output | Fuel Pump Canopy Luminaires | Standard | FALSE | [9 empty] | 5/8/2015 12:00:00 AM | Dimmable | Continuous Below 10 | Not Yet Verified |  |  | 3680 | 80 | 46 |  |  | 4500 | 70
PTT5DXAY | SIMKAR Corporation | Simkar | CLEDF4050U12B (4000K) | Outdoor Luminaires | Low Output | Fuel Pump Canopy Luminaires | Standard | FALSE | [9 empty] | 5/8/2015 12:00:00 AM | Dimmable | Continuous Below 10 | Not Yet Verified |  |  | 3680 | 80 | 46 |  |  | 4000 | 70
PN9CV48S | SIMKAR Corporation | Simkar | CLEDF4050U11B (5700K) | Outdoor Luminaires | Low Output | Fuel Pump Canopy Luminaires | Standard | FALSE | [9 empty] | 5/8/2015 12:00:00 AM | Dimmable | Continuous Below 10 | Not Yet Verified |  |  | 4140 | 90 | 46 |  |  | 5700 | 70
PQCRMD6A | SIMKAR Corporation | Simkar | CLEDF4050U12B (4500K) | Outdoor Luminaires | Low Output | Fuel Pump Canopy Luminaires | Standard | FALSE | [9 empty] | 5/8/2015 12:00:00 AM | Dimmable | Continuous Below 10 | Not Yet Verified |  |  | 3680 | 80 | 46 |  |  | 4500 | 70
PRWGYBN3 | SIMKAR Corporation | Simkar | CLEDF4050U12B (5700K) | Outdoor Luminaires | Low Output | Fuel Pump Canopy Luminaires | Standard | FALSE | [9 empty] | 5/8/2015 12:00:00 AM | Dimmable | Continuous Below 10 | Not Yet Verified |  |  | 4140 | 90 | 46 |  |  | 5700 | 70
P5D3GUMX | SIMKAR Corporation | Simkar | CLEDF4050U1 (4500K) | Outdoor Luminaires | Low Output | Fuel Pump Canopy Luminaires | Standard | FALSE | [9 empty] | 5/8/2015 12:00:00 AM | Dimmable | Continuous Below 10 | Not Yet Verified |  |  | 3680 | 80 | 46 |  |  | 4500 | 70
PFYZ1GH1 | SIMKAR Corporation | Simkar | CLEDF4050U11B (4000K) | Outdoor Luminaires | Low Output | Fuel Pump Canopy Luminaires | Standard | FALSE | [9 empty] | 5/8/2015 12:00:00 AM | Dimmable | Continuous Below 10 | Not Yet Verified |  |  | 3680 | 80 | 46 |  |  | 4000 | 70
P182T7F4 | SIMKAR Corporation | Simkar | CLEDF4050U1 (5000K) | Outdoor Luminaires | Low Output | Fuel Pump Canopy Luminaires | Standard | FALSE | [9 empty] | 5/8/2015 12:00:00 AM | Dimmable | Continuous Below 10 | Not Yet Verified |  |  | 3680 | 80 | 46 |  |  | 5000 | 70
PHSX3SV8 | SIMKAR Corporation | Simkar | CLEDF4050U12B (5000K) | Outdoor Luminaires | Low Output | Fuel Pump Canopy Luminaires | Standard | FALSE | [9 empty] | 5/8/2015 12:00:00 AM | Dimmable | Continuous Below 10 | Not Yet Verified |  |  | 3680 | 80 | 46 |  |  | 5000 | 70
PYXFPKHH | SIMKAR Corporation | Simkar | CLEDF8350U1 (3500K) | Outdoor Luminaires | Mid Output | Fuel Pump Canopy Luminaires | Standard | TRUE | 7585 | 82.61 | 91.82 | 11.12 | 0.918 | 3260 | 83 | 5 |  | 5/8/2015 12:00:00 AM | Not Dimmable | Not Dimmable | Not Yet Verified |  | 2.1 | 7585 | 82.61 | 90.7 | 11.12 | 0.9176 | 3500 | 83
PRJ83Y2A | SIMKAR Corporation | Simkar | CLEDF8350U11B (3500K) | Outdoor Luminaires | Mid Output | Fuel Pump Canopy Luminaires | Standard | FALSE | [9 empty] | 5/8/2015 12:00:00 AM | Not Dimmable | Not Dimmable | Not Yet Verified |  |  | 7585 | 82.61 | 90.7 | 11.12 | 0.9176 | 3500 | 83
PFPA7ZFM | SIMKAR Corporation | Simkar | CLEDF8350U11B (5000K) | Outdoor Luminaires | Mid Output | Fuel Pump Canopy Luminaires | Standard | FALSE | [9 empty] | 5/8/2015 12:00:00 AM | Not Dimmable | Not Dimmable | Not Yet Verified |  |  | 7585 | 83.63 | 90.7 | 11.12 | 0.9176 | 5000 | 83
P1N6AYUK | SIMKAR Corporation | Simkar | CLEDF8350U11B (5700K) | Outdoor Luminaires | Mid Output | Fuel Pump Canopy Luminaires | Standard | FALSE | [9 empty] | 5/8/2015 12:00:00 AM | Not Dimmable | Not Dimmable | Not Yet Verified |  |  | 8054 | 88.61 | 90.89 | 14.14 | 0.9136 | 5700 | 71.1
PMV1J9DQ | SIMKAR Corporation | Simkar | CLEDF8350U12B (3500K) | Outdoor Luminaires | Mid Output | Fuel Pump Canopy Luminaires | Standard | FALSE | [9 empty] | 5/8/2015 12:00:00 AM | Not Dimmable | Not Dimmable | Not Yet Verified |  |  | 7585 | 82.61 | 90.7 | 11.12 | 0.9176 | 3500 | 83
PEQ4WU1V | SIMKAR Corporation | Simkar | CLEDF8350U1D (3500K) | Outdoor Luminaires | Mid Output | Fuel Pump Canopy Luminaires | Standard | FALSE | [9 empty] | 5/8/2015 12:00:00 AM | Dimmable | Continuous Below 10 | Not Yet Verified |  |  | 7585 | 82.61 | 90.7 | 11.12 | 0.9176 | 3500 | 83
PBP8R7AR | SIMKAR Corporation | Simkar | CLEDF8350U1D (4500K) | Outdoor Luminaires | Mid Output | Fuel Pump Canopy Luminaires | Standard | FALSE | [9 empty] | 5/8/2015 12:00:00 AM | Dimmable | Continuous Below 10 | Not Yet Verified |  |  | 7585 | 83.63 | 90.7 | 11.12 | 0.9176 | 4500 | 83
PSKF3KXR | SIMKAR Corporation | Simkar | CLEDF8350U1D1B (4000K) | Outdoor Luminaires | Mid Output | Fuel Pump Canopy Luminaires | Standard | FALSE | [9 empty] | 5/8/2015 12:00:00 AM | Dimmable | Continuous Below 10 | Not Yet Verified |  |  | 7585 | 83.63 | 90.7 | 11.12 | 0.9176 | 4000 | 83
PZVA4E6F | SIMKAR Corporation | Simkar | CLEDF8350U1D1B (5700K) | Outdoor Luminaires | Mid Output | Fuel Pump Canopy Luminaires | Standard | FALSE | [9 empty] | 5/8/2015 12:00:00 AM | Dimmable | Continuous Below 10 | Not Yet Verified |  |  | 8054 | 88.61 | 90.89 | 14.14 | 0.9136 | 5700 | 71.1
PZT3CMSE | SIMKAR Corporation | Simkar | CLEDF8350U1D2B (3500K) | Outdoor Luminaires | Mid Output | Fuel Pump Canopy Luminaires | Standard | FALSE | [9 empty] | 5/8/2015 12:00:00 AM | Dimmable | Continuous Below 10 | Not Yet Verified |  |  | 7585 | 82.61 | 90.7 | 11.12 | 0.9176 | 3500 | 83
P6DVVBNM | SIMKAR Corporation | Simkar | CLEDF8350U1D2B (4500K) | Outdoor Luminaires | Mid Output | Fuel Pump Canopy Luminaires | Standard | FALSE | [9 empty] | 5/8/2015 12:00:00 AM | Dimmable | Continuous Below 10 | Not Yet Verified |  |  | 7585 | 83.63 | 90.7 | 11.12 | 0.9176 | 4500 | 83
P7YRWY62 | SIMKAR Corporation | Simkar | CLEDF8350U1 (5700K) | Outdoor Luminaires | Mid Output | Fuel Pump Canopy Luminaires | Standard | FALSE | [9 empty] | 5/8/2015 12:00:00 AM | Not Dimmable | Not Dimmable | Not Yet Verified |  |  | 8054 | 88.61 | 90.89 | 14.14 | 0.9136 | 5700 | 71.1
PVUJEZS3 | SIMKAR Corporation | Simkar | CLEDF8350U1D1B (5000K) | Outdoor Luminaires | Mid Output | Fuel Pump Canopy Luminaires | Standard | FALSE | [9 empty] | 5/8/2015 12:00:00 AM | Dimmable | Continuous Below 10 | Not Yet Verified |  |  | 7585 | 83.63 | 90.7 | 11.12 | 0.9176 | 5000 | 83
P9ZEDWYF | SIMKAR Corporation | Simkar | CLEDF8350U11B (4500K) | Outdoor Luminaires | Mid Output | Fuel Pump Canopy Luminaires | Standard | FALSE | [9 empty] | 5/8/2015 12:00:00 AM | Not Dimmable | Not Dimmable | Not Yet Verified |  |  | 7585 | 83.63 | 90.7 | 11.12 | 0.9176 | 4500 | 83
PTP3NDPY | SIMKAR Corporation | Simkar | CLEDF8350U12B (5700K) | Outdoor Luminaires | Mid Output | Fuel Pump Canopy Luminaires | Standard | FALSE | [9 empty] | 5/8/2015 12:00:00 AM | Not Dimmable | Not Dimmable | Not Yet Verified |  |  | 8054 | 88.61 | 90.89 | 14.14 | 0.9136 | 5700 | 71.1
PWSUN6N7 | SIMKAR Corporation | Simkar | CLEDF8350U12B (4000K) | Outdoor Luminaires | Mid Output | Fuel Pump Canopy Luminaires | Standard | FALSE | [9 empty] | 5/8/2015 12:00:00 AM | Not Dimmable | Not Dimmable | Not Yet Verified |  |  | 7585 | 83.63 | 90.7 | 11.12 | 0.9176 | 4000 | 83
P9KTBHWK | SIMKAR Corporation | Simkar | CLEDF8350U12B (4500K) | Outdoor Luminaires | Mid Output | Fuel Pump Canopy Luminaires | Standard | FALSE | [9 empty] | 5/8/2015 12:00:00 AM | Not Dimmable | Not Dimmable | Not Yet Verified |  |  | 7585 | 83.63 | 90.7 | 11.12 | 0.9176 | 4500 | 83
PA56FNGS | SIMKAR Corporation | Simkar | CLEDF8350U1D1B (4500K) | Outdoor Luminaires | Mid Output | Fuel Pump Canopy Luminaires | Standard | FALSE | [9 empty] | 5/8/2015 12:00:00 AM | Dimmable | Continuous Below 10 | Not Yet Verified |  |  | 7585 | 83.63 | 90.7 | 11.12 | 0.9176 | 4500 | 83
P6YQY5Z8 | SIMKAR Corporation | Simkar | CLEDF8350U1D1B (3500K) | Outdoor Luminaires | Mid Output | Fuel Pump Canopy Luminaires | Standard | FALSE | [9 empty] | 5/8/2015 12:00:00 AM | Dimmable | Continuous Below 10 | Not Yet Verified |  |  | 7585 | 82.61 | 90.7 | 11.12 | 0.9176 | 3500 | 83
PHP3TYUK | SIMKAR Corporation | Simkar | CLEDF8350U1 (4000K) | Outdoor Luminaires | Mid Output | Fuel Pump Canopy Luminaires | Standard | FALSE | [9 empty] | 5/8/2015 12:00:00 AM | Not Dimmable | Not Dimmable | Not Yet Verified |  |  | 7585 | 83.63 | 90.7 | 11.12 | 0.9176 | 4000 | 83
PTR2NNUB | SIMKAR Corporation | Simkar | CLEDF8350U1 (5000K) | Outdoor Luminaires | Mid Output | Fuel Pump Canopy Luminaires | Standard | FALSE | [9 empty] | 5/8/2015 12:00:00 AM | Not Dimmable | Not Dimmable | Not Yet Verified |  |  | 7585 | 83.63 | 90.7 | 11.12 | 0.9176 | 5000 | 83
PC5K3AXZ | SIMKAR Corporation | Simkar | CLEDF8350U11B (4000K) | Outdoor Luminaires | Mid Output | Fuel Pump Canopy Luminaires | Standard | FALSE | [9 empty] | 5/8/2015 12:00:00 AM | Not Dimmable | Not Dimmable | Not Yet Verified |  |  | 7585 | 83.63 | 90.7 | 11.12 | 0.9176 | 4000 | 83
P5759WZN | SIMKAR Corporation | Simkar | CLEDF8350U12B (5000K) | Outdoor Luminaires | Mid Output | Fuel Pump Canopy Luminaires | Standard | FALSE | [9 empty] | 5/8/2015 12:00:00 AM | Not Dimmable | Not Dimmable | Not Yet Verified |  |  | 7585 | 83.63 | 90.7 | 11.12 | 0.9176 | 5000 | 83
PX5KNQBC | SIMKAR Corporation | Simkar | CLEDF8350U1D (5000K) | Outdoor Luminaires | Mid Output | Fuel Pump Canopy Luminaires | Standard | FALSE | [9 empty] | 5/8/2015 12:00:00 AM | Dimmable | Continuous Below 10 | Not Yet Verified |  |  | 7585 | 83.63 | 90.7 | 11.12 | 0.9176 | 5000 | 83
PD2A28J5 | SIMKAR Corporation | Simkar | CLEDF8350U1D (5700K) | Outdoor Luminaires | Mid Output | Fuel Pump Canopy Luminaires | Standard | FALSE | [9 empty] | 5/8/2015 12:00:00 AM | Dimmable | Continuous Below 10 | Not Yet Verified |  |  | 8054 | 88.61 | 90.89 | 14.14 | 0.9136 | 5700 | 71.1
PUDUDQXD | SIMKAR Corporation | Simkar | CLEDF8350U1D2B (4000K) | Outdoor Luminaires | Mid Output | Fuel Pump Canopy Luminaires | Standard | FALSE | [9 empty] | 5/8/2015 12:00:00 AM | Dimmable | Continuous Below 10 | Not Yet Verified |  |  | 7585 | 83.63 | 90.7 | 11.12 | 0.9176 | 4000 | 83
PEFTFGF2 | SIMKAR Corporation | Simkar | CLEDF8350U1D2B (5000K) | Outdoor Luminaires | Mid Output | Fuel Pump Canopy Luminaires | Standard | FALSE | [9 empty] | 5/8/2015 12:00:00 AM | Dimmable | Continuous Below 10 | Not Yet Verified |  |  | 7585 | 83.63 | 90.7 | 11.12 | 0.9176 | 5000 | 83
PZE8E1KK | SIMKAR Corporation | Simkar | CLEDF8350U1D2B (5700K) | Outdoor Luminaires | Mid Output | Fuel Pump Canopy Luminaires | Standard | FALSE | [9 empty] | 5/8/2015 12:00:00 AM | Dimmable | Continuous Below 10 | Not Yet Verified |  |  | 8054 | 88.61 | 90.89 | 14.14 | 0.9136 | 5700 | 71.1
P7RV33P1 | SIMKAR Corporation | Simkar | CLEDF8350U1D (4000K) | Outdoor Luminaires | Mid Output | Fuel Pump Canopy Luminaires | Standard | FALSE | [9 empty] | 5/8/2015 12:00:00 AM | Dimmable | Continuous Below 10 | Not Yet Verified |  |  | 7585 | 83.63 | 90.7 | 11.12 | 0.9176 | 4000 | 83
P2WTT72E | SIMKAR Corporation | Simkar | CLEDF8350U1 (4500K) | Outdoor Luminaires | Mid Output | Fuel Pump Canopy Luminaires | Standard | FALSE | [9 empty] | 5/8/2015 12:00:00 AM | Not Dimmable | Not Dimmable | Not Yet Verified |  |  | 7585 | 83.63 | 90.7 | 11.12 | 0.9176 | 4500 | 83
PGVRCVGU | SIMKAR Corporation | Simkar | CLED4050U1(5000K) | Outdoor Luminaires | Low Output | Fuel Pump Canopy Luminaires | Standard | TRUE | 3265.4 | 78.51 | 41.59 | 11.5 | 0.912 | 4804 | 74 | 5 |  | 12/19/2014 12:00:00 AM | Not Yet Verified | Not Yet Verified | Not Yet Verified |  | 2.1 | 3265 |  | 42 |  |  | 5000 | 74
PZVZXHUX | SIMKAR Corporation | Simkar | CLED4050U11B(5700K) | Outdoor Luminaires | Low Output | Fuel Pump Canopy Luminaires | Standard | FALSE | [9 empty] | 12/19/2014 12:00:00 AM | Not Yet Verified | Not Yet Verified | Not Yet Verified |  |  | 3486 | 83 | 42 |  |  | 5700 | 72
PGETC28Z | SIMKAR Corporation | Simkar | CLED4050U1(5700K) | Outdoor Luminaires | Low Output | Fuel Pump Canopy Luminaires | Standard | FALSE | [9 empty] | 12/19/2014 12:00:00 AM | Not Yet Verified | Not Yet Verified | Not Yet Verified |  |  | 3486 | 83 | 42 |  |  | 5700 | 72
PCTPVSFT | SIMKAR Corporation | Simkar | CLED4050U12B(5700K) | Outdoor Luminaires | Low Output | Fuel Pump Canopy Luminaires | Standard | FALSE | [9 empty] | 12/19/2014 12:00:00 AM | Not Yet Verified | Not Yet Verified | Not Yet Verified |  |  | 3486 | 83 | 42 |  |  | 5700 | 72
PWDQB9FE | SIMKAR Corporation | EN2LED | EN2LED2RAF2035U1 [All options] [Qualified at 120V Only] | Outdoor Luminaires | Low Output | Fuel Pump Canopy Luminaires | Standard | TRUE | 1824 | 83.9 | 21.74 | 18.2 | 0.977 | 3518 | 83.8 | 5 | 85000 | 11/18/2015 12:00:00 AM | Not Dimmable | Not Dimmable | No |  | 3 | 1824 | 83.9 | 21.74 | 18.1 | 0.978 | 3518 | 83.8
PZN1N1MQ | SIMKAR Corporation | EN2LED | EN2LED2RAF2040U1 [All options][Qualified at 120V Only] | Outdoor Luminaires | Low Output | Fuel Pump Canopy Luminaires | Standard | FALSE | [9 empty] | 11/18/2015 12:00:00 AM | Not Dimmable | Not Dimmable | No |  |  | 1975 | 96 | 20.5 | 13 | 0.985 | 4050 | 84
PDFJQJWQ | SIMKAR Corporation | EN2LED | EN2LED2RAF2050U1 [All options][Qualified at 120V Only] | Outdoor Luminaires | Low Output | Fuel Pump Canopy Luminaires | Standard | FALSE | [9 empty] | 11/18/2015 12:00:00 AM | Not Dimmable | Not Dimmable | No |  |  | 2101 | 109.6 | 19.17 | 9.65 | 0.99 | 5198 | 84.1
PYBXCB23 | SIMKAR Corporation | Simkar | CLED8350U1(3500K) | Outdoor Luminaires | Mid Output | Fuel Pump Canopy Luminaires | Standard | TRUE | 6821.5 | 80.8 | 84.42 | 18.29 | 0.91 | 3277 | 83.2 | 5 | 50000 | 10/22/2014 12:00:00 AM | Not Yet Verified | Not Yet Verified | Not Yet Verified |  | 2.1 | 6821.5 | 80.8 | 84.42 | 18.29 | 0.9099 | 3500 | 83.2
P14J5K9H | SIMKAR Corporation | Simkar | CLED8350U12B(3500K) | Outdoor Luminaires | Mid Output | Fuel Pump Canopy Luminaires | Standard | FALSE | [9 empty] | 10/22/2014 12:00:00 AM | Not Yet Verified | Not Yet Verified | Not Yet Verified |  |  | 6821.5 | 80.8 | 84.42 | 18.29 | 0.9099 | 3500 | 83.2
PG94Y1GF | SIMKAR Corporation | Simkar | CLED8350U12B(5700K) | Outdoor Luminaires | Mid Output | Fuel Pump Canopy Luminaires | Standard | FALSE | [9 empty] | 10/22/2014 12:00:00 AM | Not Yet Verified | Not Yet Verified | Not Yet Verified |  |  | 7086 | 84.05 | 84.31 | 14.34 | 0.9221 | 5700 | 72.6
P5VV9AX1 | SIMKAR Corporation | Simkar | CLED8350U1(4000K) | Outdoor Luminaires | Mid Output | Fuel Pump Canopy Luminaires | Standard | FALSE | [9 empty] | 10/22/2014 12:00:00 AM | Not Yet Verified | Not Yet Verified | Not Yet Verified |  |  | 6821.5 | 80.8 | 84.42 | 18.29 | 0.9099 | 4000 | 83.2
PFG9V13K | SIMKAR Corporation | Simkar | CLED8350U1(5000K) | Outdoor Luminaires | Mid Output | Fuel Pump Canopy Luminaires | Standard | FALSE | [9 empty] | 10/22/2014 12:00:00 AM | Not Yet Verified | Not Yet Verified | Not Yet Verified |  |  | 6821.5 | 80.8 | 84.42 | 18.29 | 0.9099 | 5000 | 83.2
PXMA9J2C | SIMKAR Corporation | Simkar | CLED8350U12B(5000K) | Outdoor Luminaires | Mid Output | Fuel Pump Canopy Luminaires | Standard | FALSE | [9 empty] | 10/22/2014 12:00:00 AM | Not Yet Verified | Not Yet Verified | Not Yet Verified |  |  | 6821.5 | 80.8 | 84.42 | 18.29 | 0.9099 | 5000 | 83.2
PB1AMM6H | SIMKAR Corporation | Simkar | CLED8350U1(5700K) | Outdoor Luminaires | Mid Output | Fuel Pump Canopy Luminaires | Standard | FALSE | [9 empty] | 10/22/2014 12:00:00 AM | Not Yet Verified | Not Yet Verified | Not Yet Verified |  |  | 7086 | 84.05 | 84.31 | 14.34 | 0.9221 | 5700 | 72.6
P2UQKE19 | SIMKAR Corporation | Simkar | CLED8350U12B(4500K) | Outdoor Luminaires | Mid Output | Fuel Pump Canopy Luminaires | Standard | FALSE | [9 empty] | 10/22/2014 12:00:00 AM | Not Yet Verified | Not Yet Verified | Not Yet Verified |  |  | 6821.5 | 80.8 | 84.42 | 18.29 | 0.9099 | 4500 | 83.2
P4K4M82U | SIMKAR Corporation | Simkar | CLED8350U11B(3500K) | Outdoor Luminaires | Mid Output | Fuel Pump Canopy Luminaires | Standard | FALSE | [9 empty] | 10/22/2014 12:00:00 AM | Not Yet Verified | Not Yet Verified | Not Yet Verified |  |  | 6821.5 | 80.8 | 84.42 | 18.29 | 0.9099 | 3500 | 83.2
P71XUQHT | SIMKAR Corporation | Simkar | CLED8350U11B(4000K) | Outdoor Luminaires | Mid Output | Fuel Pump Canopy Luminaires | Standard | FALSE | [9 empty] | 10/22/2014 12:00:00 AM | Not Yet Verified | Not Yet Verified | Not Yet Verified |  |  | 6821.5 | 80.8 | 84.42 | 18.29 | 0.9099 | 4000 | 83.2
P69S6B1T | SIMKAR Corporation | Simkar | CLED8350U11B(4500K) | Outdoor Luminaires | Mid Output | Fuel Pump Canopy Luminaires | Standard | FALSE | [9 empty] | 10/22/2014 12:00:00 AM | Not Yet Verified | Not Yet Verified | Not Yet Verified |  |  | 6821.5 | 80.8 | 84.42 | 18.29 | 0.9099 | 4500 | 83.2
P5UXZ2TM | SIMKAR Corporation | Simkar | CLED8350U11B(5700K) | Outdoor Luminaires | Mid Output | Fuel Pump Canopy Luminaires | Standard | FALSE | [9 empty] | 10/22/2014 12:00:00 AM | Not Yet Verified | Not Yet Verified | Not Yet Verified |  |  | 7086 | 84.05 | 84.31 | 14.34 | 0.9221 | 5700 | 72.6
PRMBKU2F | SIMKAR Corporation | Simkar | CLED8350U12B(4000K) | Outdoor Luminaires | Mid Output | Fuel Pump Canopy Luminaires | Standard | FALSE | [9 empty] | 10/22/2014 12:00:00 AM | Not Yet Verified | Not Yet Verified | Not Yet Verified |  |  | 6821.5 | 80.8 | 84.42 | 18.29 | 0.9099 | 4000 | 83.2
PEAXW3BU | SIMKAR Corporation | Simkar | CLED8350U1(4500K) | Outdoor Luminaires | Mid Output | Fuel Pump Canopy Luminaires | Standard | FALSE | [9 empty] | 10/22/2014 12:00:00 AM | Not Yet Verified | Not Yet Verified | Not Yet Verified |  |  | 6821.5 | 80.8 | 84.42 | 18.29 | 0.9099 | 4500 | 83.2
P4YTM9S3 | SIMKAR Corporation | Simkar | CLED8350U11B(5000K) | Outdoor Luminaires | Mid Output | Fuel Pump Canopy Luminaires | Standard | FALSE | [9 empty] | 10/22/2014 12:00:00 AM | Not Yet Verified | Not Yet Verified | Not Yet Verified |  |  | 6821.5 | 80.8 | 84.42 | 18.29 | 0.9099 | 5000 | 83.2
PE9E5VN7 | Singbee | Singbee | SP-2025-80W-3B-57K-17-MV-N | Outdoor Luminaires | High Output | Fuel Pump Canopy Luminaires | Premium | FALSE | [9 empty] | 6/16/2016 12:00:00 AM | Dimmable | Continuous Below 10 | Yes |  |  | 9640.358 | 122.2 | 78.89 | 7.46 | 0.9935 | 5726 | 75.4
PXTP8K9K | Singbee | Singbee | SP-2025-80W-3B-40K-17-MV-N | Outdoor Luminaires | High Output | Fuel Pump Canopy Luminaires | Premium | FALSE | [9 empty] | 6/16/2016 12:00:00 AM | Dimmable | Continuous Below 10 | Yes |  |  | 9606.4353 | 121.77 | 78.89 | 7.46 | 0.9935 | 4007 | 72.2
PGREEYHD | Singbee | Singbee | SP-2025-250W-7B-40K-17-MV-N | Outdoor Luminaires | High Output | Fuel Pump Canopy Luminaires | Premium | TRUE | 27914.8 | 115.25 | 242.2 | 13.06 | 0.9328 | 4019 | 72.3 | 5 | 50000 | 7/28/2015 12:00:00 AM | Not Dimmable | Not Dimmable | No |  | 3 | 27913.55 | 115.25 | 242.2 | 7.48 | 0.9938 | 4019 | 72.3
PGAK26BA | Singbee | Singbee | SP-2025-60W-2B-40K-17-MV-N | Outdoor Luminaires | Mid Output | Fuel Pump Canopy Luminaires | Premium | TRUE | 6687.2 | 113.15 | 59.1 | 14.06 | 0.9585 | 4007 | 72.3 | 5 | 50000 | 7/28/2015 12:00:00 AM | Not Dimmable | Not Dimmable | No |  | 3 | 6687.17 | 113.15 | 59.1 | 4.84 | 0.9966 | 4007 | 72.3
PBK3V9AG | Singbee | Singbee | SP-2025-40W-2B-40K-17-MV-N | Outdoor Luminaires | Mid Output | Fuel Pump Canopy Luminaires | Premium | TRUE | 4814.5 | 124.02 | 38.82 | 16.44 | 0.9489 | 3997 | 72.4 | 5 | 50000 | 7/28/2015 12:00:00 AM | Not Dimmable | Not Dimmable | No |  | 3 | 4811.98 | 124.02 | 38.8 | 6.46 | 0.9945 | 3997 | 72.4
P7PYXKAW | Singbee | Singbee | SP-2025-100W-3B-40K-17-MV-N | Outdoor Luminaires | High Output | Fuel Pump Canopy Luminaires | Premium | TRUE | 11313 | 116.77 | 96.89 | 14.39 | 0.926 | 4053 | 72.2 | 5 | 50000 | 7/28/2015 12:00:00 AM | Not Dimmable | Not Dimmable | No |  | 3 | 11313.85 | 116.77 | 96.89 | 7.46 | 0.9935 | 4007 | 72.2
PZPWU1N1 | Singbee | Singbee | SP-2025-100W-3B-40K-17-MV-N-DIM | Outdoor Luminaires | High Output | Fuel Pump Canopy Luminaires | Premium | FALSE | [9 empty] | 7/28/2015 12:00:00 AM | Dimmable | Continuous Below 10 | No |  |  | 11313.85 | 116.77 | 96.89 | 7.46 | 0.9935 | 4007 | 72.2
PGFYHGC6 | Singbee | Singbee | SP-2025-100W-3B-57K-17-MV-N | Outdoor Luminaires | High Output | Fuel Pump Canopy Luminaires | Premium | FALSE | [9 empty] | 7/28/2015 12:00:00 AM | Not Dimmable | Not Dimmable | No |  |  | 11731.72 | 117.2 | 100.1 | 7.46 | 0.9935 | 5726 | 75.4
PMW3MXRM | Singbee | Singbee | SP-2025-100W-3B-50K-B1-MV-N | Outdoor Luminaires | High Output | Fuel Pump Canopy Luminaires | Premium | FALSE | [9 empty] | 7/28/2015 12:00:00 AM | Not Dimmable | Not Dimmable | No |  |  | 11858.63 | 121.13 | 97.9 | 7.46 | 0.9935 | 5007 | 74.5
PDAN1F9W | Singbee | Singbee | SP-2025-100W-3B-57K-80-MV-N | Outdoor Luminaires | High Output | Fuel Pump Canopy Luminaires | Premium | FALSE | [9 empty] | 7/28/2015 12:00:00 AM | Not Dimmable | Not Dimmable | No |  |  | 11944.93 | 119.33 | 100.1 | 7.46 | 0.9935 | 5726 | 75.4
PZ58TNA7 | Singbee | Singbee | SP-2025-100W-3B-57K-80-MV-N-DIM | Outdoor Luminaires | High Output | Fuel Pump Canopy Luminaires | Premium | FALSE | [9 empty] | 7/28/2015 12:00:00 AM | Dimmable | Continuous Below 10 | No |  |  | 11944.93 | 119.33 | 100.1 | 7.46 | 0.9935 | 5726 | 75.4
PXRKFJMX | Singbee | Singbee | SP-2025-120W-4B-57K-17-MV-N-DIM | Outdoor Luminaires | High Output | Fuel Pump Canopy Luminaires | Premium | FALSE | [9 empty] | 7/28/2015 12:00:00 AM | Dimmable | Continuous Below 10 | No |  |  | 13763.86 | 115.76 | 118.9 | 6.26 | 0.9955 | 5682 | 75.1
PG46YPVE | Singbee | Singbee | SP-2025-120W-4B-50K-17-MV-N | Outdoor Luminaires | High Output | Fuel Pump Canopy Luminaires | Premium | FALSE | [9 empty] | 7/28/2015 12:00:00 AM | Not Dimmable | Not Dimmable | No |  |  | 13864.15 | 116.31 | 119.2 | 6.26 | 0.9955 | 4999 | 74.5
P91VBGU7 | Singbee | Singbee | SP-2025-120W-4B-40K-80-MV-N-DIM | Outdoor Luminaires | High Output | Fuel Pump Canopy Luminaires | Premium | FALSE | [9 empty] | 7/28/2015 12:00:00 AM | Dimmable | Continuous Below 10 | No |  |  | 13984.72 | 117.42 | 119.1 | 6.26 | 0.9955 | 4006 | 72.4
PCKXGAHE | Singbee | Singbee | SP-2025-120W-4B-40K-B1-MV-N | Outdoor Luminaires | High Output | Fuel Pump Canopy Luminaires | Premium | FALSE | [9 empty] | 7/28/2015 12:00:00 AM | Not Dimmable | Not Dimmable | No |  |  | 14125.26 | 118.6 | 119.1 | 6.26 | 0.9955 | 4006 | 72.4
P5MH5S8H | Singbee | Singbee | SP-2025-120W-4B-40K-B1-MV-N-DIM | Outdoor Luminaires | High Output | Fuel Pump Canopy Luminaires | Premium | FALSE | [9 empty] | 7/28/2015 12:00:00 AM | Dimmable | Continuous Below 10 | No |  |  | 14125.26 | 118.6 | 119.1 | 6.26 | 0.9955 | 4006 | 72.4
PFNP9K5Q | Singbee | Singbee | SP-2025-40W-2B-40K-B1-MV-N | Outdoor Luminaires | Mid Output | Fuel Pump Canopy Luminaires | Premium | FALSE | [9 empty] | 7/28/2015 12:00:00 AM | Not Dimmable | Not Dimmable | No |  |  | 4932.52 | 126.8 | 38.9 | 6.46 | 0.9945 | 3997 | 72.4
PSC9USMA | Singbee | Singbee | SP-2025-40W-2B-50K-17-MV-N-DIM | Outdoor Luminaires | Mid Output | Fuel Pump Canopy Luminaires | Premium | FALSE | [9 empty] | 7/28/2015 12:00:00 AM | Dimmable | Continuous Below 10 | No |  |  | 4843.02 | 124.82 | 38.8 | 6.46 | 0.9945 | 4997 | 74.1
P51RH83U | Singbee | Singbee | SP-2025-40W-2B-40K-B1-MV-N-DIM | Outdoor Luminaires | Mid Output | Fuel Pump Canopy Luminaires | Premium | FALSE | [9 empty] | 7/28/2015 12:00:00 AM | Dimmable | Continuous Below 10 | No |  |  | 4932.52 | 126.8 | 38.9 | 6.46 | 0.9945 | 3997 | 72.4
P7XMAJRF | Singbee | Singbee | SP-2025-40W-2B-50K-80-MV-N-DIM | Outdoor Luminaires | Mid Output | Fuel Pump Canopy Luminaires | Premium | FALSE | [9 empty] | 7/28/2015 12:00:00 AM | Dimmable | Continuous Below 10 | No |  |  | 4955.86 | 127.4 | 38.9 | 6.46 | 0.9945 | 4997 | 74.1
PE96TPM9 | Singbee | Singbee | SP-2025-40W-2B-50K-17-MV-N | Outdoor Luminaires | Mid Output | Fuel Pump Canopy Luminaires | Premium | FALSE | [9 empty] | 7/28/2015 12:00:00 AM | Not Dimmable | Not Dimmable | No |  |  | 4843.02 | 124.82 | 38.8 | 6.46 | 0.9945 | 4997 | 74.1
P1VVFRWM | Singbee | Singbee | SP-2025-40W-2B-57K-17-MV-N-DIM | Outdoor Luminaires | Mid Output | Fuel Pump Canopy Luminaires | Premium | FALSE | [9 empty] | 7/28/2015 12:00:00 AM | Dimmable | Continuous Below 10 | No |  |  | 4959.08 | 124.6 | 39.8 | 6.46 | 0.9945 | 5699 | 75.1
PYQ4N4JC | Singbee | Singbee | SP-2025-60W-2B-50K-17-MV-N | Outdoor Luminaires | Mid Output | Fuel Pump Canopy Luminaires | Premium | FALSE | [9 empty] | 7/28/2015 12:00:00 AM | Not Dimmable | Not Dimmable | No |  |  | 6746.27 | 114.15 | 59.1 | 4.84 | 0.9966 | 5006 | 74.2
PPF9FE2Z | Singbee | Singbee | SP-2025-60W-2B-50K-17-MV-N-DIM | Outdoor Luminaires | Mid Output | Fuel Pump Canopy Luminaires | Premium | FALSE | [9 empty] | 7/28/2015 12:00:00 AM | Dimmable | Continuous Below 10 | No |  |  | 6746.27 | 114.15 | 59.1 | 4.84 | 0.9966 | 5006 | 74.2
PA498BMD | Singbee | Singbee | SP-2025-60W-2B-40K-B1-MV-N-DIM | Outdoor Luminaires | Mid Output | Fuel Pump Canopy Luminaires | Premium | FALSE | [9 empty] | 7/28/2015 12:00:00 AM | Dimmable | Continuous Below 10 | No |  |  | 6896.8 | 116.5 | 59.2 | 4.84 | 0.9966 | 4007 | 72.2
PZJESKV7 | Singbee | Singbee | SP-2025-150W-5B-40K-17-MV-N-DIM | Outdoor Luminaires | High Output | Fuel Pump Canopy Luminaires | Premium | FALSE | [9 empty] | 7/28/2015 12:00:00 AM | Dimmable | Continuous Below 10 | No |  |  | 16841.76 | 113.26 | 148.7 | 6.62 | 0.9946 | 3998 | 72.2
PW5F3MMU | Singbee | Singbee | SP-2025-150W-5B-50K-17-MV-N | Outdoor Luminaires | High Output | Fuel Pump Canopy Luminaires | Premium | FALSE | [9 empty] | 7/28/2015 12:00:00 AM | Not Dimmable | Not Dimmable | No |  |  | 17003.85 | 114.35 | 148.7 | 6.62 | 0.9946 | 5007 | 74.3
PPJMK6G8 | Singbee | Singbee | SP-2025-150W-5B-50K-17-MV-N-DIM | Outdoor Luminaires | High Output | Fuel Pump Canopy Luminaires | Premium | FALSE | [9 empty] | 7/28/2015 12:00:00 AM | Dimmable | Continuous Below 10 | No |  |  | 17003.85 | 114.35 | 148.7 | 6.62 | 0.9946 | 5007 | 74.3
PWFAQ5HQ | Singbee | Singbee | SP-2025-150W-5B-40K-80-MV-N | Outdoor Luminaires | High Output | Fuel Pump Canopy Luminaires | Premium | FALSE | [9 empty] | 7/28/2015 12:00:00 AM | Not Dimmable | Not Dimmable | No |  |  | 17069.97 | 114.41 | 149.2 | 6.62 | 0.9946 | 3998 | 72.2
PGJACA8D | Singbee | Singbee | SP-2025-150W-5B-57K-B1-MV-N | Outdoor Luminaires | High Output | Fuel Pump Canopy Luminaires | Premium | FALSE | [9 empty] | 7/28/2015 12:00:00 AM | Not Dimmable | Not Dimmable | No |  |  | 17159.36 | 116.02 | 147.9 | 6.62 | 0.9946 | 5755 | 75.3
PPZ1A1YG | Singbee | Singbee | SP-2025-150W-5B-50K-80-MV-N-DIM | Outdoor Luminaires | High Output | Fuel Pump Canopy Luminaires | Premium | FALSE | [9 empty] | 7/28/2015 12:00:00 AM | Dimmable | Continuous Below 10 | No |  |  | 17232.6 | 115.5 | 149.2 | 6.62 | 0.9946 | 5007 | 74.3
PCTSXCMG | Singbee | Singbee | SP-2025-150W-5B-40K-B1-MV-N | Outdoor Luminaires | High Output | Fuel Pump Canopy Luminaires | Premium | FALSE | [9 empty] | 7/28/2015 12:00:00 AM | Not Dimmable | Not Dimmable | No |  |  | 17240.06 | 115.55 | 149.2 | 6.62 | 0.9946 | 3998 | 72.2
PGMQW5VB | Singbee | Singbee | SP-2025-150W-5B-50K-B1-MV-N | Outdoor Luminaires | High Output | Fuel Pump Canopy Luminaires | Premium | FALSE | [9 empty] | 7/28/2015 12:00:00 AM | Not Dimmable | Not Dimmable | No |  |  | 17402.69 | 116.64 | 149.2 | 6.62 | 0.9946 | 5006 | 74.1
PRGNFBYN | Singbee | Singbee | SP-2025-200W-6B-40K-17-MV-N-DIM | Outdoor Luminaires | High Output | Fuel Pump Canopy Luminaires | Premium | FALSE | [9 empty] | 7/28/2015 12:00:00 AM | Dimmable | Continuous Below 10 | No |  |  | 22581.73 | 114.28 | 197.6 | 7.2 | 0.9941 | 4002 | 72.5
PBEW8851 | Singbee | Singbee | SP-2025-200W-6B-50K-17-MV-N-DIM | Outdoor Luminaires | High Output | Fuel Pump Canopy Luminaires | Premium | FALSE | [9 empty] | 7/28/2015 12:00:00 AM | Dimmable | Continuous Below 10 | No |  |  | 22789.21 | 115.33 | 197.6 | 7.2 | 0.9941 | 4995 | 74.2
PPEWNSV2 | Singbee | Singbee | SP-2025-60W-2B-50K-B1-MV-N | Outdoor Luminaires | Mid Output | Fuel Pump Canopy Luminaires | Premium | FALSE | [9 empty] | 7/28/2015 12:00:00 AM | Not Dimmable | Not Dimmable | No |  |  | 6956 | 117.5 | 59.2 | 4.84 | 0.9966 | 4999 | 74.1
P1K7MDJ4 | Singbee | Singbee | SP-2025-60W-2B-50K-B1-MV-N-DIM | Outdoor Luminaires | Mid Output | Fuel Pump Canopy Luminaires | Premium | FALSE | [9 empty] | 7/28/2015 12:00:00 AM | Dimmable | Continuous Below 10 | No |  |  | 6956 | 117.5 | 59.2 | 4.84 | 0.9966 | 4999 | 74.1
PRW3G9U4 | Singbee | Singbee | SP-2025-60W-2B-57K-B1-MV-N | Outdoor Luminaires | Mid Output | Fuel Pump Canopy Luminaires | Premium | FALSE | [9 empty] | 7/28/2015 12:00:00 AM | Not Dimmable | Not Dimmable | No |  |  | 6981.92 | 116.95 | 59.7 | 4.84 | 0.9966 | 5703 | 75.2
PZT44U16 | Singbee | Singbee | SP-2025-60W-2B-57K-B1-MV-N-DIM | Outdoor Luminaires | Mid Output | Fuel Pump Canopy Luminaires | Premium | FALSE | [9 empty] | 7/28/2015 12:00:00 AM | Dimmable | Continuous Below 10 | No |  |  | 6981.92 | 116.95 | 59.7 | 4.84 | 0.9966 | 5703 | 75.2
PZKB5QXF | Singbee | Singbee | SP-2025-200W-6B-57K-17-MV-N-DIM | Outdoor Luminaires | High Output | Fuel Pump Canopy Luminaires | Premium | FALSE | [9 empty] | 7/28/2015 12:00:00 AM | Dimmable | Continuous Below 10 | No |  |  | 22810.76 | 114.8 | 198.7 | 7.2 | 0.9941 | 5712 | 75.5
P8YPF2AA | Singbee | Singbee | SP-2025-200W-6B-50K-80-MV-N | Outdoor Luminaires | High Output | Fuel Pump Canopy Luminaires | Premium | FALSE | [9 empty] | 7/28/2015 12:00:00 AM | Not Dimmable | Not Dimmable | No |  |  | 22984.14 | 116.73 | 196.9 | 7.2 | 0.9941 | 4997 | 74.2
PH8CGRK1 | Singbee | Singbee | SP-2025-200W-6B-40K-B1-MV-N-DIM | Outdoor Luminaires | High Output | Fuel Pump Canopy Luminaires | Premium | FALSE | [9 empty] | 7/28/2015 12:00:00 AM | Dimmable | Continuous Below 10 | No |  |  | 23009.73 | 116.86 | 196.9 | 7.2 | 0.9941 | 4002 | 72.5
P2HVY7J7 | Singbee | Singbee | SP-2025-250W-7B-40K-17-MV-N-DIM | Outdoor Luminaires | High Output | Fuel Pump Canopy Luminaires | Premium | FALSE | [9 empty] | 7/28/2015 12:00:00 AM | Dimmable | Continuous Below 10 | No |  |  | 27913.55 | 115.25 | 242.2 | 7.48 | 0.9938 | 4019 | 72.3
PTUHTMN2 | Singbee | Singbee | SP-2025-250W-7B-50K-17-MV-N | Outdoor Luminaires | High Output | Fuel Pump Canopy Luminaires | Premium | FALSE | [9 empty] | 7/28/2015 12:00:00 AM | Not Dimmable | Not Dimmable | No |  |  | 28107.31 | 116.05 | 242.2 | 7.48 | 0.9938 | 5003 | 74.1
PNGKSKQQ | Singbee | Singbee | SP-2025-250W-7B-50K-80-MV-N-DIM | Outdoor Luminaires | High Output | Fuel Pump Canopy Luminaires | Premium | FALSE | [9 empty] | 7/28/2015 12:00:00 AM | Dimmable | Continuous Below 10 | No |  |  | 28774.22 | 117.35 | 245.2 | 7.48 | 0.9938 | 5006 | 74.1
PCKME9HP | Singbee | Singbee | SP-2025-250W-7B-57K-B1-MV-N-DIM | Outdoor Luminaires | High Output | Fuel Pump Canopy Luminaires | Premium | FALSE | [9 empty] | 7/28/2015 12:00:00 AM | Dimmable | Continuous Below 10 | No |  |  | 28798.39 | 118.22 | 243.6 | 7.48 | 0.9938 | 5708 | 75.3
PDZ1HFKG | Singbee | Singbee | SP-2025-250W-7B-50K-B1-MV-N | Outdoor Luminaires | High Output | Fuel Pump Canopy Luminaires | Premium | FALSE | [9 empty] | 7/28/2015 12:00:00 AM | Not Dimmable | Not Dimmable | No |  |  | 29061.1 | 118.52 | 245.2 | 7.48 | 0.9938 | 4999 | 74.1
PUHKXHTM | Singbee | Singbee | SP-2025-250W-7B-57K-S3-MV-N | Outdoor Luminaires | High Output | Fuel Pump Canopy Luminaires | Premium | FALSE | [9 empty] | 12/21/2015 12:00:00 AM | Dimmable | Continuous Below 10 | No |  |  | 28798.392 | 118.22 | 243.6 | 7.48 | 0.9938 | 5708 | 75.3
PSV4A6XU | Singbee | Singbee | SP-2025-250W-7B-40K-S3-MV-N | Outdoor Luminaires | High Output | Fuel Pump Canopy Luminaires | Premium | FALSE | [9 empty] | 12/21/2015 12:00:00 AM | Dimmable | Continuous Below 10 | No |  |  | 28864.944 | 117.72 | 245.2 | 7.48 | 0.9938 | 4019 | 72.3
PDMF6UC4 | Singbee | Singbee | SP-2025-200W-6B-50K-S3-MV-N | Outdoor Luminaires | High Output | Fuel Pump Canopy Luminaires | Premium | FALSE | [9 empty] | 12/21/2015 12:00:00 AM | Dimmable | Continuous Below 10 | No |  |  | 23216.479 | 117.91 | 196.9 | 7.2 | 0.9941 | 5005 | 74.2
P98BUNS6 | Singbee | Singbee | SP-2025-100W-3B-40K-B3-MV-N | Outdoor Luminaires | High Output | Fuel Pump Canopy Luminaires | Premium | FALSE | [9 empty] | 12/21/2015 12:00:00 AM | Dimmable | Continuous Below 10 | No |  |  | 11757.79 | 120.1 | 97.9 | 7.46 | 0.9935 | 4007 | 72.5
PCD2QUDW | Singbee | Singbee | SP-2025-100W-3B-50K-B3-MV-N | Outdoor Luminaires | High Output | Fuel Pump Canopy Luminaires | Premium | FALSE | [9 empty] | 12/21/2015 12:00:00 AM | Dimmable | Continuous Below 10 | No |  |  | 11858.627 | 121.13 | 97.9 | 7.46 | 0.9935 | 5007 | 74.5
P5VAQZFX | Singbee | Singbee | SP-2025-120W-4B-40K-B3-MV-N | Outdoor Luminaires | High Output | Fuel Pump Canopy Luminaires | Premium | FALSE | [9 empty] | 12/21/2015 12:00:00 AM | Dimmable | Continuous Below 10 | No |  |  | 14125.26 | 118.6 | 119.1 | 6.26 | 0.9955 | 4006 | 72.4
PXMXBDBU | Singbee | Singbee | SP-2025-40W-2B-50K-B3-MV-N | Outdoor Luminaires | Mid Output | Fuel Pump Canopy Luminaires | Premium | FALSE | [9 empty] | 12/21/2015 12:00:00 AM | Dimmable | Continuous Below 10 | No |  |  | 4963.64 | 127.6 | 38.9 | 6.46 | 0.9945 | 5005 | 74.2
PDBTBXGP | Singbee | Singbee | SP-2025-60W-2B-50K-B3-MV-N | Outdoor Luminaires | Mid Output | Fuel Pump Canopy Luminaires | Premium | FALSE | [9 empty] | 12/21/2015 12:00:00 AM | Dimmable | Continuous Below 10 | No |  |  | 6956 | 117.5 | 59.2 | 4.84 | 0.9966 | 4999 | 74.1
PV7S4K7C | Singbee | Singbee | SP-2025-100W-3B-50K-80-MV-N | Outdoor Luminaires | High Output | Fuel Pump Canopy Luminaires | Premium | FALSE | [9 empty] | 7/28/2015 12:00:00 AM | Not Dimmable | Not Dimmable | No |  |  | 11741.15 | 119.93 | 97.9 | 7.46 | 0.9935 | 5005 | 74.1
PWFKUXV1 | Singbee | Singbee | SP-2025-200W-6B-57K-B1-MV-N-DIM | Outdoor Luminaires | High Output | Fuel Pump Canopy Luminaires | Premium | FALSE | [9 empty] | 7/28/2015 12:00:00 AM | Dimmable | Continuous Below 10 | No |  |  | 23323.41 | 117.38 | 198.7 | 7.2 | 0.9941 | 5712 | 75.5
PRWENWD2 | Singbee | Singbee | SP-2025-40W-2B-50K-B1-MV-N | Outdoor Luminaires | Mid Output | Fuel Pump Canopy Luminaires | Premium | FALSE | [9 empty] | 7/28/2015 12:00:00 AM | Not Dimmable | Not Dimmable | No |  |  | 4963.64 | 127.6 | 38.9 | 6.46 | 0.9945 | 5005 | 74.2
PPKP6DEM | Singbee | Singbee | SP-2025-200W-6B-40K-80-MV-N-DIM | Outdoor Luminaires | High Output | Fuel Pump Canopy Luminaires | Premium | FALSE | [9 empty] | 7/28/2015 12:00:00 AM | Dimmable | Continuous Below 10 | No |  |  | 22777.39 | 115.68 | 196.9 | 7.2 | 0.9941 | 4002 | 72.5
P3KJUG77 | Singbee | Singbee | SP-2025-120W-4B-57K-B3-MV-N | Outdoor Luminaires | High Output | Fuel Pump Canopy Luminaires | Premium | FALSE | [9 empty] | 12/21/2015 12:00:00 AM | Dimmable | Continuous Below 10 | No |  |  | 14155.045 | 119.05 | 118.9 | 6.26 | 0.9955 | 5682 | 75.1
P3669GFZ | Singbee | Singbee | SP-2025-200W-6B-50K-B3-MV-N | Outdoor Luminaires | High Output | Fuel Pump Canopy Luminaires | Premium | FALSE | [9 empty] | 12/21/2015 12:00:00 AM | Dimmable | Continuous Below 10 | No |  |  | 23216.479 | 117.91 | 196.9 | 7.2 | 0.9941 | 5005 | 74.2
PP8F5Z1V | Singbee | Singbee | SP-2025-40W-2B-40K-B3-MV-N | Outdoor Luminaires | Mid Output | Fuel Pump Canopy Luminaires | Premium | FALSE | [9 empty] | 12/21/2015 12:00:00 AM | Dimmable | Continuous Below 10 | No |  |  | 4932.52 | 126.8 | 38.9 | 6.46 | 0.9945 | 3997 | 72.4
PGRBE91P | Singbee | Singbee | SP-2025-40W-2B-57K-S3-MV-N | Outdoor Luminaires | Mid Output | Fuel Pump Canopy Luminaires | Premium | FALSE | [9 empty] | 12/21/2015 12:00:00 AM | Dimmable | Continuous Below 10 | No |  |  | 5069.724 | 127.38 | 39.8 | 6.46 | 0.9945 | 5699 | 75.1
PSF271JR | Singbee | Singbee | SP-2025-60W-2B-50K-S3-MV-N | Outdoor Luminaires | Mid Output | Fuel Pump Canopy Luminaires | Premium | FALSE | [9 empty] | 12/21/2015 12:00:00 AM | Dimmable | Continuous Below 10 | No |  |  | 6956 | 117.5 | 59.2 | 4.84 | 0.9966 | 4999 | 74.1
P6X49E14 | Singbee | Singbee | SP-2025-120W-4B-50K-S3-MV-N | Outdoor Luminaires | High Output | Fuel Pump Canopy Luminaires | Premium | FALSE | [9 empty] | 12/21/2015 12:00:00 AM | Dimmable | Continuous Below 10 | No |  |  | 14244.36 | 119.6 | 119.1 | 6.26 | 0.9955 | 4997 | 74.3
PACAW3NU | Singbee | Singbee | SP-2025-60W-2B-40K-B1-MV-N | Outdoor Luminaires | Mid Output | Fuel Pump Canopy Luminaires | Premium | FALSE | [9 empty] | 7/28/2015 12:00:00 AM | Not Dimmable | Not Dimmable | No |  |  | 6896.8 | 116.5 | 59.2 | 4.84 | 0.9966 | 4007 | 72.2
P5BTTRUK | Singbee | Singbee | SP-2025-40W-2B-57K-17-MV-N | Outdoor Luminaires | Mid Output | Fuel Pump Canopy Luminaires | Premium | FALSE | [9 empty] | 7/28/2015 12:00:00 AM | Not Dimmable | Not Dimmable | No |  |  | 4959.08 | 124.6 | 39.8 | 6.46 | 0.9945 | 5699 | 75.1
PH4ASYF3 | Singbee | Singbee | SP-2025-40W-2B-50K-80-MV-N | Outdoor Luminaires | Mid Output | Fuel Pump Canopy Luminaires | Premium | FALSE | [9 empty] | 7/28/2015 12:00:00 AM | Not Dimmable | Not Dimmable | No |  |  | 4955.86 | 127.4 | 38.9 | 6.46 | 0.9945 | 4997 | 74.1
PXC7KX3Y | Singbee | Singbee | SP-2025-100W-3B-40K-B1-MV-N-DIM | Outdoor Luminaires | High Output | Fuel Pump Canopy Luminaires | Premium | FALSE | [9 empty] | 7/28/2015 12:00:00 AM | Dimmable | Continuous Below 10 | No |  |  | 11757.79 | 120.1 | 97.9 | 7.46 | 0.9935 | 4007 | 72.5
P254JQPS | Singbee | Singbee | SP-2025-120W-4B-57K-17-MV-N | Outdoor Luminaires | High Output | Fuel Pump Canopy Luminaires | Premium | FALSE | [9 empty] | 7/28/2015 12:00:00 AM | Not Dimmable | Not Dimmable | No |  |  | 13763.86 | 115.76 | 118.9 | 6.26 | 0.9955 | 5682 | 75.1
P392G2NK | Singbee | Singbee | SP-2025-200W-6B-57K-B3-MV-N | Outdoor Luminaires | High Output | Fuel Pump Canopy Luminaires | Premium | FALSE | [9 empty] | 12/21/2015 12:00:00 AM | Dimmable | Continuous Below 10 | No |  |  | 23323.406 | 117.38 | 198.7 | 7.2 | 0.9941 | 5712 | 75.5
PS8UAMX1 | Singbee | Singbee | SP-2025-200W-6B-57K-S3-MV-N | Outdoor Luminaires | High Output | Fuel Pump Canopy Luminaires | Premium | FALSE | [9 empty] | 12/21/2015 12:00:00 AM | Dimmable | Continuous Below 10 | No |  |  | 23323.406 | 117.38 | 198.7 | 7.2 | 0.9941 | 5712 | 75.5
P1UY2JD6 | Singbee | Singbee | SP-2025-150W-5B-57K-B3-MV-N | Outdoor Luminaires | High Output | Fuel Pump Canopy Luminaires | Premium | FALSE | [9 empty] | 12/21/2015 12:00:00 AM | Dimmable | Continuous Below 10 | No |  |  | 17159.358 | 116.02 | 147.9 | 6.62 | 0.9946 | 5755 | 75.3
PF6DYW5T | Singbee | Singbee | SP-2025-40W-2B-57K-B3-MV-N | Outdoor Luminaires | Mid Output | Fuel Pump Canopy Luminaires | Premium | FALSE | [9 empty] | 12/21/2015 12:00:00 AM | Dimmable | Continuous Below 10 | No |  |  | 5069.724 | 127.38 | 39.8 | 6.46 | 0.9945 | 5699 | 75.1
P6XWES3E | Singbee | Singbee | SP-2025-60W-2B-40K-S3-MV-N | Outdoor Luminaires | Mid Output | Fuel Pump Canopy Luminaires | Premium | FALSE | [9 empty] | 12/21/2015 12:00:00 AM | Dimmable | Continuous Below 10 | No |  |  | 6896.8 | 116.5 | 59.2 | 4.84 | 0.9966 | 4007 | 72.2
PCQX3APC | Singbee | Singbee | SP-2025-250W-7B-57K-80-MV-N | Outdoor Luminaires | High Output | Fuel Pump Canopy Luminaires | Premium | FALSE | [9 empty] | 7/28/2015 12:00:00 AM | Not Dimmable | Not Dimmable | No |  |  | 28513.38 | 117.05 | 243.6 | 7.48 | 0.9938 | 5708 | 75.3
PDCR36ZB | Singbee | Singbee | SP-2025-200W-6B-57K-17-MV-N | Outdoor Luminaires | High Output | Fuel Pump Canopy Luminaires | Premium | FALSE | [9 empty] | 7/28/2015 12:00:00 AM | Not Dimmable | Not Dimmable | No |  |  | 22810.76 | 114.8 | 198.7 | 7.2 | 0.9941 | 5712 | 75.5
PFBYSFQK | Singbee | Singbee | SP-2025-250W-7B-40K-B1-MV-N-DIM | Outdoor Luminaires | High Output | Fuel Pump Canopy Luminaires | Premium | FALSE | [9 empty] | 7/28/2015 12:00:00 AM | Dimmable | Continuous Below 10 | No |  |  | 28864.94 | 117.72 | 245.2 | 7.48 | 0.9938 | 4019 | 72.3
P7R7ETHN | Singbee | Singbee | SP-2025-100W-3B-57K-17-MV-N-DIM | Outdoor Luminaires | High Output | Fuel Pump Canopy Luminaires | Premium | FALSE | [9 empty] | 7/28/2015 12:00:00 AM | Dimmable | Continuous Below 10 | No |  |  | 11731.72 | 117.2 | 100.1 | 7.46 | 0.9935 | 5726 | 75.4
PBVUR4CX | Singbee | Singbee | SP-2025-120W-4B-40K-17-MV-N-DIM | Outdoor Luminaires | High Output | Fuel Pump Canopy Luminaires | Premium | FALSE | [9 empty] | 7/28/2015 12:00:00 AM | Dimmable | Continuous Below 10 | No |  |  | 13744.95 | 115.31 | 119.2 | 6.26 | 0.9955 | 4006 | 72.4
P429E89B | Singbee | Singbee | SP-2025-150W-5B-40K-17-MV-N | Outdoor Luminaires | High Output | Fuel Pump Canopy Luminaires | Premium | FALSE | [9 empty] | 7/28/2015 12:00:00 AM | Not Dimmable | Not Dimmable | No |  |  | 16841.76 | 113.26 | 148.7 | 6.62 | 0.9946 | 3998 | 72.2
PWUZE59D | Singbee | Singbee | SP-2025-150W-5B-57K-80-MV-N-DIM | Outdoor Luminaires | High Output | Fuel Pump Canopy Luminaires | Premium | FALSE | [9 empty] | 7/28/2015 12:00:00 AM | Dimmable | Continuous Below 10 | No |  |  | 16990.75 | 114.88 | 147.9 | 6.62 | 0.9946 | 5755 | 75.3
PNAV8RE9 | Singbee | Singbee | SP-2025-150W-5B-50K-80-MV-N | Outdoor Luminaires | High Output | Fuel Pump Canopy Luminaires | Premium | FALSE | [9 empty] | 7/28/2015 12:00:00 AM | Not Dimmable | Not Dimmable | No |  |  | 17232.6 | 115.5 | 149.2 | 6.62 | 0.9946 | 5007 | 74.3
PBUCE32X | Singbee | Singbee | SP-2025-250W-7B-57K-17-MV-N | Outdoor Luminaires | High Output | Fuel Pump Canopy Luminaires | Premium | FALSE | [9 empty] | 7/28/2015 12:00:00 AM | Not Dimmable | Not Dimmable | No |  |  | 28196.7 | 115.75 | 243.6 | 7.48 | 0.9938 | 5708 | 75.3
P6HY3JG2 | Singbee | Singbee | SP-2025-100W-3B-40K-80-MV-N-DIM | Outdoor Luminaires | High Output | Fuel Pump Canopy Luminaires | Premium | FALSE | [9 empty] | 7/28/2015 12:00:00 AM | Dimmable | Continuous Below 10 | No |  |  | 11640.31 | 118.9 | 97.9 | 7.46 | 0.9935 | 4007 | 72.2
P1S6G5JE | Singbee | Singbee | SP-2025-120W-4B-57K-B1-MV-N-DIM | Outdoor Luminaires | High Output | Fuel Pump Canopy Luminaires | Premium | FALSE | [9 empty] | 7/28/2015 12:00:00 AM | Dimmable | Continuous Below 10 | No |  |  | 14155.05 | 119.05 | 118.9 | 6.26 | 0.9955 | 5682 | 75.1
P9DYZMZD | Singbee | Singbee | SP-2025-40W-2B-40K-17-MV-N-DIM | Outdoor Luminaires | Mid Output | Fuel Pump Canopy Luminaires | Premium | FALSE | [9 empty] | 7/28/2015 12:00:00 AM | Dimmable | Continuous Below 10 | No |  |  | 4811.98 | 124.02 | 38.8 | 6.46 | 0.9945 | 3997 | 72.4
P214FJP3 | Singbee | Singbee | SP-2025-120W-4B-50K-17-MV-N-DIM | Outdoor Luminaires | High Output | Fuel Pump Canopy Luminaires | Premium | FALSE | [9 empty] | 7/28/2015 12:00:00 AM | Dimmable | Continuous Below 10 | No |  |  | 13864.15 | 116.31 | 119.2 | 6.26 | 0.9955 | 4999 | 74.5
PPPMUZW8 | Singbee | Singbee | SP-2025-250W-7B-57K-17-MV-N-DIM | Outdoor Luminaires | High Output | Fuel Pump Canopy Luminaires | Premium | FALSE | [9 empty] | 7/28/2015 12:00:00 AM | Dimmable | Continuous Below 10 | No |  |  | 28196.7 | 115.75 | 243.6 | 7.48 | 0.9938 | 5708 | 75.3
PD8H8K7Y | Singbee | Singbee | SP-2025-200W-6B-50K-80-MV-N-DIM | Outdoor Luminaires | High Output | Fuel Pump Canopy Luminaires | Premium | FALSE | [9 empty] | 7/28/2015 12:00:00 AM | Dimmable | Continuous Below 10 | No |  |  | 22984.14 | 116.73 | 196.9 | 7.2 | 0.9941 | 4997 | 74.2
PK2AU4H2 | Singbee | Singbee | SP-2025-60W-2B-50K-80-MV-N-DIM | Outdoor Luminaires | Mid Output | Fuel Pump Canopy Luminaires | Premium | FALSE | [9 empty] | 7/28/2015 12:00:00 AM | Dimmable | Continuous Below 10 | No |  |  | 6884.96 | 116.3 | 59.2 | 4.84 | 0.9966 | 5006 | 74.2
PDFW8EBU | Singbee | Singbee | SP-2025-60W-2B-57K-80-MV-N-DIM | Outdoor Luminaires | Mid Output | Fuel Pump Canopy Luminaires | Premium | FALSE | [9 empty] | 7/28/2015 12:00:00 AM | Dimmable | Continuous Below 10 | No |  |  | 6910.28 | 115.75 | 59.7 | 4.84 | 0.9966 | 5703 | 75.2
PGFBNKQX | Singbee | Singbee | SP-2025-40W-2B-40K-80-MV-N | Outdoor Luminaires | Mid Output | Fuel Pump Canopy Luminaires | Premium | FALSE | [9 empty] | 7/28/2015 12:00:00 AM | Not Dimmable | Not Dimmable | No |  |  | 4924.74 | 126.6 | 38.9 | 6.46 | 0.9945 | 3997 | 72.4
PYJVCK88 | Singbee | Singbee | SP-2025-200W-6B-40K-B3-MV-N | Outdoor Luminaires | High Output | Fuel Pump Canopy Luminaires | Premium | FALSE | [9 empty] | 12/21/2015 12:00:00 AM | Dimmable | Continuous Below 10 | No |  |  | 23009.734 | 116.86 | 196.9 | 7.2 | 0.9941 | 4002 | 72.5
PH5ENYDP | Singbee | Singbee | SP-2025-40W-2B-50K-S3-MV-N | Outdoor Luminaires | Mid Output | Fuel Pump Canopy Luminaires | Premium | FALSE | [9 empty] | 12/21/2015 12:00:00 AM | Dimmable | Continuous Below 10 | No |  |  | 4963.64 | 127.6 | 38.9 | 6.46 | 0.9945 | 5005 | 74.2
PSB4V3N1 | Singbee | Singbee | SP-2025-250W-7B-57K-B1-MV-N | Outdoor Luminaires | High Output | Fuel Pump Canopy Luminaires | Premium | FALSE | [9 empty] | 7/28/2015 12:00:00 AM | Not Dimmable | Not Dimmable | No |  |  | 28798.39 | 118.22 | 243.6 | 7.48 | 0.9938 | 5708 | 75.3
P7DZTD8S | Singbee | Singbee | SP-2025-250W-7B-40K-B1-MV-N | Outdoor Luminaires | High Output | Fuel Pump Canopy Luminaires | Premium | FALSE | [9 empty] | 7/28/2015 12:00:00 AM | Not Dimmable | Not Dimmable | No |  |  | 28864.94 | 117.72 | 245.2 | 7.48 | 0.9938 | 4019 | 72.3
PXBAKH9K | Singbee | Singbee | SP-2025-250W-7B-57K-80-MV-N-DIM | Outdoor Luminaires | High Output | Fuel Pump Canopy Luminaires | Premium | FALSE | [9 empty] | 7/28/2015 12:00:00 AM | Dimmable | Continuous Below 10 | No |  |  | 28513.38 | 117.05 | 243.6 | 7.48 | 0.9938 | 5708 | 75.3
PXKAGUW1 | Singbee | Singbee | SP-2025-250W-7B-40K-80-MV-N | Outdoor Luminaires | High Output | Fuel Pump Canopy Luminaires | Premium | FALSE | [9 empty] | 7/28/2015 12:00:00 AM | Not Dimmable | Not Dimmable | No |  |  | 28578.06 | 116.55 | 245.2 | 7.48 | 0.9938 | 4019 | 72.3
PZSUDSJE | Singbee | Singbee | SP-2025-250W-7B-40K-80-MV-N-DIM | Outdoor Luminaires | High Output | Fuel Pump Canopy Luminaires | Premium | FALSE | [9 empty] | 7/28/2015 12:00:00 AM | Dimmable | Continuous Below 10 | No |  |  | 28578.06 | 116.55 | 245.2 | 7.48 | 0.9938 | 4019 | 72.3
PE69X135 | Singbee | Singbee | SP-2025-250W-7B-50K-80-MV-N | Outdoor Luminaires | High Output | Fuel Pump Canopy Luminaires | Premium | FALSE | [9 empty] | 7/28/2015 12:00:00 AM | Not Dimmable | Not Dimmable | No |  |  | 28774.22 | 117.35 | 245.2 | 7.48 | 0.9938 | 5006 | 74.1
PAMH6H5F | Singbee | Singbee | SP-2025-150W-5B-40K-B1-MV-N-DIM | Outdoor Luminaires | High Output | Fuel Pump Canopy Luminaires | Premium | FALSE | [9 empty] | 7/28/2015 12:00:00 AM | Dimmable | Continuous Below 10 | No |  |  | 17240.06 | 115.55 | 149.2 | 6.62 | 0.9946 | 3998 | 72.2
P1CPHEH4 | Singbee | Singbee | SP-2025-150W-5B-50K-B1-MV-N-DIM | Outdoor Luminaires | High Output | Fuel Pump Canopy Luminaires | Premium | FALSE | [9 empty] | 7/28/2015 12:00:00 AM | Dimmable | Continuous Below 10 | No |  |  | 17402.69 | 116.64 | 149.2 | 6.62 | 0.9946 | 5006 | 74.1
PUJCJK7M | Singbee | Singbee | SP-2025-200W-6B-40K-17-MV-N | Outdoor Luminaires | High Output | Fuel Pump Canopy Luminaires | Premium | FALSE | [9 empty] | 7/28/2015 12:00:00 AM | Not Dimmable | Not Dimmable | No |  |  | 22581.73 | 114.28 | 197.6 | 7.2 | 0.9941 | 4002 | 72.5
PZNCGJ3F | Singbee | Singbee | SP-2025-200W-6B-40K-80-MV-N | Outdoor Luminaires | High Output | Fuel Pump Canopy Luminaires | Premium | FALSE | [9 empty] | 7/28/2015 12:00:00 AM | Not Dimmable | Not Dimmable | No |  |  | 22777.39 | 115.68 | 196.9 | 7.2 | 0.9941 | 4002 | 72.5
P1B8APHA | Singbee | Singbee | SP-2025-40W-2B-57K-80-MV-N | Outdoor Luminaires | Mid Output | Fuel Pump Canopy Luminaires | Premium | FALSE | [9 empty] | 7/28/2015 12:00:00 AM | Not Dimmable | Not Dimmable | No |  |  | 5061.76 | 127.18 | 39.8 | 6.46 | 0.9945 | 5699 | 75.1
PZ7ZTJJS | Singbee | Singbee | SP-2025-40W-2B-57K-80-MV-N-DIM | Outdoor Luminaires | Mid Output | Fuel Pump Canopy Luminaires | Premium | FALSE | [9 empty] | 7/28/2015 12:00:00 AM | Dimmable | Continuous Below 10 | No |  |  | 5061.76 | 127.18 | 39.8 | 6.46 | 0.9945 | 5699 | 75.1
PHRMGUSS | Singbee | Singbee | SP-2025-40W-2B-57K-B1-MV-N | Outdoor Luminaires | Mid Output | Fuel Pump Canopy Luminaires | Premium | FALSE | [9 empty] | 7/28/2015 12:00:00 AM | Not Dimmable | Not Dimmable | No |  |  | 5069.72 | 127.38 | 39.8 | 6.46 | 0.9945 | 5699 | 75.1
PBGYXNPU | Singbee | Singbee | SP-2025-40W-2B-57K-B1-MV-N-DIM | Outdoor Luminaires | Mid Output | Fuel Pump Canopy Luminaires | Premium | FALSE | [9 empty] | 7/28/2015 12:00:00 AM | Dimmable | Continuous Below 10 | No |  |  | 5069.72 | 127.38 | 39.8 | 6.46 | 0.9945 | 5699 | 75.1
PTWEBPK1 | Singbee | Singbee | SP-2025-60W-2B-40K-17-MV-N-DIM | Outdoor Luminaires | Mid Output | Fuel Pump Canopy Luminaires | Premium | FALSE | [9 empty] | 7/28/2015 12:00:00 AM | Dimmable | Continuous Below 10 | No |  |  | 6687.17 | 113.15 | 59.1 | 4.84 | 0.9966 | 4007 | 72.3
P5KNB4SS | Singbee | Singbee | SP-2025-60W-2B-57K-17-MV-N | Outdoor Luminaires | Mid Output | Fuel Pump Canopy Luminaires | Premium | FALSE | [9 empty] | 7/28/2015 12:00:00 AM | Not Dimmable | Not Dimmable | No |  |  | 6781.92 | 113.6 | 59.7 | 4.84 | 0.9966 | 5703 | 75.2
P6Q2NGSZ | Singbee | Singbee | SP-2025-60W-2B-57K-17-MV-N-DIM | Outdoor Luminaires | Mid Output | Fuel Pump Canopy Luminaires | Premium | FALSE | [9 empty] | 7/28/2015 12:00:00 AM | Dimmable | Continuous Below 10 | No |  |  | 6781.92 | 113.6 | 59.7 | 4.84 | 0.9966 | 5703 | 75.2
P5FFFF1N | Singbee | Singbee | SP-2025-60W-2B-40K-80-MV-N | Outdoor Luminaires | Mid Output | Fuel Pump Canopy Luminaires | Premium | FALSE | [9 empty] | 7/28/2015 12:00:00 AM | Not Dimmable | Not Dimmable | No |  |  | 6825.76 | 115.3 | 59.2 | 4.84 | 0.9966 | 4007 | 72.3
P24KUDS3 | Singbee | Singbee | SP-2025-60W-2B-40K-80-MV-N-DIM | Outdoor Luminaires | Mid Output | Fuel Pump Canopy Luminaires | Premium | FALSE | [9 empty] | 7/28/2015 12:00:00 AM | Dimmable | Continuous Below 10 | No |  |  | 6825.76 | 115.3 | 59.2 | 4.84 | 0.9966 | 4007 | 72.3
P5KW2JMY | Singbee | Singbee | SP-2025-60W-2B-50K-80-MV-N | Outdoor Luminaires | Mid Output | Fuel Pump Canopy Luminaires | Premium | FALSE | [9 empty] | 7/28/2015 12:00:00 AM | Not Dimmable | Not Dimmable | No |  |  | 6884.96 | 116.3 | 59.2 | 4.84 | 0.9966 | 5006 | 74.2
PZADUFMM | Singbee | Singbee | SP-2025-150W-5B-57K-17-MV-N-DIM | Outdoor Luminaires | High Output | Fuel Pump Canopy Luminaires | Premium | FALSE | [9 empty] | 7/28/2015 12:00:00 AM | Dimmable | Continuous Below 10 | No |  |  | 16820.67 | 113.73 | 147.9 | 6.62 | 0.9946 | 5755 | 75.3
PP2XMYJH | Singbee | Singbee | SP-2025-150W-5B-40K-80-MV-N-DIM | Outdoor Luminaires | High Output | Fuel Pump Canopy Luminaires | Premium | FALSE | [9 empty] | 7/28/2015 12:00:00 AM | Dimmable | Continuous Below 10 | No |  |  | 17069.97 | 114.41 | 149.2 | 6.62 | 0.9946 | 3998 | 72.2
PGRHM8QJ | Singbee | Singbee | SP-2025-200W-6B-40K-B1-MV-N | Outdoor Luminaires | High Output | Fuel Pump Canopy Luminaires | Premium | FALSE | [9 empty] | 7/28/2015 12:00:00 AM | Not Dimmable | Not Dimmable | No |  |  | 23009.73 | 116.86 | 196.9 | 7.2 | 0.9941 | 4002 | 72.5
P3NCY1JC | Singbee | Singbee | SP-2025-200W-6B-57K-80-MV-N | Outdoor Luminaires | High Output | Fuel Pump Canopy Luminaires | Premium | FALSE | [9 empty] | 7/28/2015 12:00:00 AM | Not Dimmable | Not Dimmable | No |  |  | 23088.94 | 116.2 | 198.7 | 7.2 | 0.9941 | 5712 | 75.5
PSH3F41A | Singbee | Singbee | SP-2025-200W-6B-57K-80-MV-N-DIM | Outdoor Luminaires | High Output | Fuel Pump Canopy Luminaires | Premium | FALSE | [9 empty] | 7/28/2015 12:00:00 AM | Dimmable | Continuous Below 10 | No |  |  | 23088.94 | 116.2 | 198.7 | 7.2 | 0.9941 | 5712 | 75.5
PDG4W2PS | Singbee | Singbee | SP-2025-200W-6B-50K-B1-MV-N | Outdoor Luminaires | High Output | Fuel Pump Canopy Luminaires | Premium | FALSE | [9 empty] | 7/28/2015 12:00:00 AM | Not Dimmable | Not Dimmable | No |  |  | 23216.48 | 117.91 | 196.9 | 7.2 | 0.9941 | 5005 | 74.2
P54URG71 | Singbee | Singbee | SP-2025-200W-6B-50K-B1-MV-N-DIM | Outdoor Luminaires | High Output | Fuel Pump Canopy Luminaires | Premium | FALSE | [9 empty] | 7/28/2015 12:00:00 AM | Dimmable | Continuous Below 10 | No |  |  | 23216.48 | 117.91 | 196.9 | 7.2 | 0.9941 | 5005 | 74.2
PZK9M1JM | Singbee | Singbee | SP-2025-200W-6B-57K-B1-MV-N | Outdoor Luminaires | High Output | Fuel Pump Canopy Luminaires | Premium | FALSE | [9 empty] | 7/28/2015 12:00:00 AM | Not Dimmable | Not Dimmable | No |  |  | 23323.41 | 117.38 | 198.7 | 7.2 | 0.9941 | 5712 | 75.5
P9E5965R | Singbee | Singbee | SP-2025-40W-2B-40K-80-MV-N-DIM | Outdoor Luminaires | Mid Output | Fuel Pump Canopy Luminaires | Premium | FALSE | [9 empty] | 7/28/2015 12:00:00 AM | Dimmable | Continuous Below 10 | No |  |  | 4924.74 | 126.6 | 38.9 | 6.46 | 0.9945 | 3997 | 72.4
P3VP6QGX | Singbee | Singbee | SP-2025-100W-3B-50K-17-MV-N | Outdoor Luminaires | High Output | Fuel Pump Canopy Luminaires | Premium | FALSE | [9 empty] | 7/28/2015 12:00:00 AM | Not Dimmable | Not Dimmable | No |  |  | 11413.64 | 117.8 | 96.89 | 7.46 | 0.9935 | 5005 | 74.1
PV41FSZZ | Singbee | Singbee | SP-2025-100W-3B-50K-17-MV-N-DIM | Outdoor Luminaires | High Output | Fuel Pump Canopy Luminaires | Premium | FALSE | [9 empty] | 7/28/2015 12:00:00 AM | Dimmable | Continuous Below 10 | No |  |  | 11413.64 | 117.8 | 96.89 | 7.46 | 0.9935 | 5005 | 74.1
PWCX6S77 | Singbee | Singbee | SP-2025-100W-3B-50K-80-MV-N-DIM | Outdoor Luminaires | High Output | Fuel Pump Canopy Luminaires | Premium | FALSE | [9 empty] | 7/28/2015 12:00:00 AM | Dimmable | Continuous Below 10 | No |  |  | 11741.15 | 119.93 | 97.9 | 7.46 | 0.9935 | 5005 | 74.1
PM1CF96N | Singbee | Singbee | SP-2025-100W-3B-40K-B1-MV-N | Outdoor Luminaires | High Output | Fuel Pump Canopy Luminaires | Premium | FALSE | [9 empty] | 7/28/2015 12:00:00 AM | Not Dimmable | Not Dimmable | No |  |  | 11757.79 | 120.1 | 97.9 | 7.46 | 0.9935 | 4007 | 72.5
PMF98KYW | Singbee | Singbee | SP-2025-100W-3B-50K-B1-MV-N-DIM | Outdoor Luminaires | High Output | Fuel Pump Canopy Luminaires | Premium | FALSE | [9 empty] | 7/28/2015 12:00:00 AM | Dimmable | Continuous Below 10 | No |  |  | 11858.63 | 121.13 | 97.9 | 7.46 | 0.9935 | 5007 | 74.5
P5UTYDQJ | Singbee | Singbee | SP-2025-100W-3B-57K-B1-MV-N | Outdoor Luminaires | High Output | Fuel Pump Canopy Luminaires | Premium | FALSE | [9 empty] | 7/28/2015 12:00:00 AM | Not Dimmable | Not Dimmable | No |  |  | 12065.05 | 120.53 | 100.1 | 7.46 | 0.9935 | 5726 | 75.4
PS4U5SVA | Singbee | Singbee | SP-2025-100W-3B-57K-B1-MV-N-DIM | Outdoor Luminaires | High Output | Fuel Pump Canopy Luminaires | Premium | FALSE | [9 empty] | 7/28/2015 12:00:00 AM | Dimmable | Continuous Below 10 | No |  |  | 12065.05 | 120.53 | 100.1 | 7.46 | 0.9935 | 5726 | 75.4
PUCGZG1U | Singbee | Singbee | SP-2025-120W-4B-40K-17-MV-N | Outdoor Luminaires | High Output | Fuel Pump Canopy Luminaires | Premium | FALSE | [9 empty] | 7/28/2015 12:00:00 AM | Not Dimmable | Not Dimmable | No |  |  | 13744.95 | 115.31 | 119.2 | 6.26 | 0.9955 | 4006 | 72.4
P99GKMX1 | Singbee | Singbee | SP-2025-120W-4B-40K-80-MV-N | Outdoor Luminaires | High Output | Fuel Pump Canopy Luminaires | Premium | FALSE | [9 empty] | 7/28/2015 12:00:00 AM | Not Dimmable | Not Dimmable | No |  |  | 13984.72 | 117.42 | 119.1 | 6.26 | 0.9955 | 4006 | 72.4
PX6T7Q75 | Singbee | Singbee | SP-2025-120W-4B-57K-80-MV-N | Outdoor Luminaires | High Output | Fuel Pump Canopy Luminaires | Premium | FALSE | [9 empty] | 7/28/2015 12:00:00 AM | Not Dimmable | Not Dimmable | No |  |  | 14014.74 | 117.87 | 118.9 | 6.26 | 0.9955 | 5682 | 75.1
P2Y3QTS9 | Singbee | Singbee | SP-2025-120W-4B-57K-80-MV-N-DIM | Outdoor Luminaires | High Output | Fuel Pump Canopy Luminaires | Premium | FALSE | [9 empty] | 7/28/2015 12:00:00 AM | Dimmable | Continuous Below 10 | No |  |  | 14014.74 | 117.87 | 118.9 | 6.26 | 0.9955 | 5682 | 75.1
PD9DF9YX | Singbee | Singbee | SP-2025-120W-4B-50K-80-MV-N | Outdoor Luminaires | High Output | Fuel Pump Canopy Luminaires | Premium | FALSE | [9 empty] | 7/28/2015 12:00:00 AM | Not Dimmable | Not Dimmable | No |  |  | 14103.82 | 118.42 | 119.1 | 6.26 | 0.9955 | 4999 | 74.5
PSD68Z7G | Singbee | Singbee | SP-2025-120W-4B-50K-80-MV-N-DIM | Outdoor Luminaires | High Output | Fuel Pump Canopy Luminaires | Premium | FALSE | [9 empty] | 7/28/2015 12:00:00 AM | Dimmable | Continuous Below 10 | No |  |  | 14103.82 | 118.42 | 119.1 | 6.26 | 0.9955 | 4999 | 74.5
PKQ54E16 | Singbee | Singbee | SP-2025-120W-4B-57K-B1-MV-N | Outdoor Luminaires | High Output | Fuel Pump Canopy Luminaires | Premium | FALSE | [9 empty] | 7/28/2015 12:00:00 AM | Not Dimmable | Not Dimmable | No |  |  | 14155.05 | 119.05 | 118.9 | 6.26 | 0.9955 | 5682 | 75.1
PDPS4HBN | Singbee | Singbee | SP-2025-150W-5B-57K-S3-MV-N | Outdoor Luminaires | High Output | Fuel Pump Canopy Luminaires | Premium | FALSE | [9 empty] | 12/21/2015 12:00:00 AM | Dimmable | Continuous Below 10 | No |  |  | 17159.358 | 116.02 | 147.9 | 6.62 | 0.9946 | 5755 | 75.3
PY28V64M | Singbee | Singbee | SP-2025-250W-7B-40K-B3-MV-N | Outdoor Luminaires | High Output | Fuel Pump Canopy Luminaires | Premium | FALSE | [9 empty] | 12/21/2015 12:00:00 AM | Dimmable | Continuous Below 10 | No |  |  | 28864.944 | 117.72 | 245.2 | 7.48 | 0.9938 | 4019 | 72.3
P7PG26DF | Singbee | Singbee | SP-2025-250W-7B-50K-B3-MV-N | Outdoor Luminaires | High Output | Fuel Pump Canopy Luminaires | Premium | FALSE | [9 empty] | 12/21/2015 12:00:00 AM | Dimmable | Continuous Below 10 | No |  |  | 29061.104 | 118.52 | 245.2 | 7.48 | 0.9938 | 4999 | 74.1
P9564YGB | Singbee | Singbee | SP-2025-200W-6B-40K-S3-MV-N | Outdoor Luminaires | High Output | Fuel Pump Canopy Luminaires | Premium | FALSE | [9 empty] | 12/21/2015 12:00:00 AM | Dimmable | Continuous Below 10 | No |  |  | 23009.734 | 116.86 | 196.9 | 7.2 | 0.9941 | 4002 | 72.5
P6EW751K | Singbee | Singbee | SP-2025-250W-7B-50K-S3-MV-N | Outdoor Luminaires | High Output | Fuel Pump Canopy Luminaires | Premium | FALSE | [9 empty] | 12/21/2015 12:00:00 AM | Dimmable | Continuous Below 10 | No |  |  | 29061.104 | 118.52 | 245.2 | 7.48 | 0.9938 | 4999 | 74.1
P8M96T9Q | Singbee | Singbee | SP-2025-250W-7B-57K-B3-MV-N | Outdoor Luminaires | High Output | Fuel Pump Canopy Luminaires | Premium | FALSE | [9 empty] | 12/21/2015 12:00:00 AM | Dimmable | Continuous Below 10 | No |  |  | 28798.392 | 118.22 | 243.6 | 7.48 | 0.9938 | 5708 | 75.3
PUNJQTV2 | Singbee | Singbee | SP-2025-40W-2B-40K-S3-MV-N | Outdoor Luminaires | Mid Output | Fuel Pump Canopy Luminaires | Premium | FALSE | [9 empty] | 12/21/2015 12:00:00 AM | Dimmable | Continuous Below 10 | No |  |  | 4932.52 | 126.8 | 38.9 | 6.46 | 0.9945 | 3997 | 72.4
P9ZRAPX7 | Singbee | Singbee | SP-2025-60W-2B-40K-B3-MV-N | Outdoor Luminaires | Mid Output | Fuel Pump Canopy Luminaires | Premium | FALSE | [9 empty] | 12/21/2015 12:00:00 AM | Dimmable | Continuous Below 10 | No |  |  | 6896.8 | 116.5 | 59.2 | 4.84 | 0.9966 | 4007 | 72.2
P6W7DKFJ | Singbee | Singbee | SP-2025-60W-2B-57K-B3-MV-N | Outdoor Luminaires | Mid Output | Fuel Pump Canopy Luminaires | Premium | FALSE | [9 empty] | 12/21/2015 12:00:00 AM | Dimmable | Continuous Below 10 | No |  |  | 6981.915 | 116.95 | 59.7 | 4.84 | 0.9966 | 5703 | 75.2
PEZNKRRK | Singbee | Singbee | SP-2025-60W-2B-57K-S3-MV-N | Outdoor Luminaires | Mid Output | Fuel Pump Canopy Luminaires | Premium | FALSE | [9 empty] | 12/21/2015 12:00:00 AM | Dimmable | Continuous Below 10 | No |  |  | 6981.915 | 116.95 | 59.7 | 4.84 | 0.9966 | 5703 | 75.2
P2SFZGRE | Singbee | Singbee | SP-2025-100W-3B-50K-S3-MV-N | Outdoor Luminaires | High Output | Fuel Pump Canopy Luminaires | Premium | FALSE | [9 empty] | 12/21/2015 12:00:00 AM | Dimmable | Continuous Below 10 | No |  |  | 11858.627 | 121.13 | 97.9 | 7.46 | 0.9935 | 5007 | 74.5
PRJUTMVZ | Singbee | Singbee | SP-2025-100W-3B-57K-B3-MV-N | Outdoor Luminaires | High Output | Fuel Pump Canopy Luminaires | Premium | FALSE | [9 empty] | 12/21/2015 12:00:00 AM | Dimmable | Continuous Below 10 | No |  |  | 12065.053 | 120.53 | 100.1 | 7.46 | 0.9935 | 5726 | 75.4
PHMSFA6Y | Singbee | Singbee | SP-2025-100W-3B-57K-S3-MV-N | Outdoor Luminaires | High Output | Fuel Pump Canopy Luminaires | Premium | FALSE | [9 empty] | 12/21/2015 12:00:00 AM | Dimmable | Continuous Below 10 | No |  |  | 12065.053 | 120.53 | 100.1 | 7.46 | 0.9935 | 5726 | 75.4
PS64FB1B | Singbee | Singbee | SP-2025-120W-4B-50K-B3-MV-N | Outdoor Luminaires | High Output | Fuel Pump Canopy Luminaires | Premium | FALSE | [9 empty] | 12/21/2015 12:00:00 AM | Dimmable | Continuous Below 10 | No |  |  | 14244.36 | 119.6 | 119.1 | 6.26 | 0.9955 | 4997 | 74.3
PAUQTMS2 | Singbee | Singbee | SP-2025-150W-5B-40K-B3-MV-N | Outdoor Luminaires | High Output | Fuel Pump Canopy Luminaires | Premium | FALSE | [9 empty] | 12/21/2015 12:00:00 AM | Dimmable | Continuous Below 10 | No |  |  | 17240.06 | 115.55 | 149.2 | 6.62 | 0.9946 | 3998 | 72.2
PRXA8EX8 | Singbee | Singbee | SP-2025-150W-5B-40K-S3-MV-N | Outdoor Luminaires | High Output | Fuel Pump Canopy Luminaires | Premium | FALSE | [9 empty] | 12/21/2015 12:00:00 AM | Dimmable | Continuous Below 10 | No |  |  | 17240.06 | 115.55 | 149.2 | 6.62 | 0.9946 | 3998 | 72.2
P8FRVR41 | Singbee | Singbee | SP-2025-150W-5B-50K-B3-MV-N | Outdoor Luminaires | High Output | Fuel Pump Canopy Luminaires | Premium | FALSE | [9 empty] | 12/21/2015 12:00:00 AM | Dimmable | Continuous Below 10 | No |  |  | 17402.688 | 116.64 | 149.2 | 6.62 | 0.9946 | 5006 | 74.1
P735DSZT | Singbee | Singbee | SP-2025-250W-7B-50K-17-MV-N-DIM | Outdoor Luminaires | High Output | Fuel Pump Canopy Luminaires | Premium | FALSE | [9 empty] | 7/28/2015 12:00:00 AM | Dimmable | Continuous Below 10 | No |  |  | 28107.31 | 116.05 | 242.2 | 7.48 | 0.9938 | 5003 | 74.1
PRDP7DPR | Singbee | Singbee | SP-2025-200W-6B-50K-17-MV-N | Outdoor Luminaires | High Output | Fuel Pump Canopy Luminaires | Premium | FALSE | [9 empty] | 7/28/2015 12:00:00 AM | Not Dimmable | Not Dimmable | No |  |  | 22789.21 | 115.33 | 197.6 | 7.2 | 0.9941 | 4995 | 74.2
PSCSZAZB | Singbee | Singbee | SP-2025-60W-2B-57K-80-MV-N | Outdoor Luminaires | Mid Output | Fuel Pump Canopy Luminaires | Premium | FALSE | [9 empty] | 7/28/2015 12:00:00 AM | Not Dimmable | Not Dimmable | No |  |  | 6910.28 | 115.75 | 59.7 | 4.84 | 0.9966 | 5703 | 75.2
PK4SGZXJ | Singbee | Singbee | SP-2025-40W-2B-50K-B1-MV-N-DIM | Outdoor Luminaires | Mid Output | Fuel Pump Canopy Luminaires | Premium | FALSE | [9 empty] | 7/28/2015 12:00:00 AM | Dimmable | Continuous Below 10 | No |  |  | 4963.64 | 127.6 | 38.9 | 6.46 | 0.9945 | 5005 | 74.2
PY5MT1QF | Singbee | Singbee | SP-2025-150W-5B-57K-17-MV-N | Outdoor Luminaires | High Output | Fuel Pump Canopy Luminaires | Premium | FALSE | [9 empty] | 7/28/2015 12:00:00 AM | Not Dimmable | Not Dimmable | No |  |  | 16820.67 | 113.73 | 147.9 | 6.62 | 0.9946 | 5755 | 75.3
PJWN65XC | Singbee | Singbee | SP-2025-150W-5B-57K-80-MV-N | Outdoor Luminaires | High Output | Fuel Pump Canopy Luminaires | Premium | FALSE | [9 empty] | 7/28/2015 12:00:00 AM | Not Dimmable | Not Dimmable | No |  |  | 16990.75 | 114.88 | 147.9 | 6.62 | 0.9946 | 5755 | 75.3
PQ9Y9HP5 | Singbee | Singbee | SP-2025-150W-5B-57K-B1-MV-N-DIM | Outdoor Luminaires | High Output | Fuel Pump Canopy Luminaires | Premium | FALSE | [9 empty] | 7/28/2015 12:00:00 AM | Dimmable | Continuous Below 10 | No |  |  | 17159.36 | 116.02 | 147.9 | 6.62 | 0.9946 | 5755 | 75.3
PW2U7553 | Singbee | Singbee | SP-2025-100W-3B-40K-80-MV-N | Outdoor Luminaires | High Output | Fuel Pump Canopy Luminaires | Premium | FALSE | [9 empty] | 7/28/2015 12:00:00 AM | Not Dimmable | Not Dimmable | No |  |  | 11640.31 | 118.9 | 97.9 | 7.46 | 0.9935 | 4007 | 72.2
P3W9Z9XY | Singbee | Singbee | SP-2025-120W-4B-50K-B1-MV-N | Outdoor Luminaires | High Output | Fuel Pump Canopy Luminaires | Premium | FALSE | [9 empty] | 7/28/2015 12:00:00 AM | Not Dimmable | Not Dimmable | No |  |  | 14244.36 | 119.6 | 119.1 | 6.26 | 0.9955 | 4997 | 74.3
PPEHSJ5J | Singbee | Singbee | SP-2025-120W-4B-50K-B1-MV-N-DIM | Outdoor Luminaires | High Output | Fuel Pump Canopy Luminaires | Premium | FALSE | [9 empty] | 7/28/2015 12:00:00 AM | Dimmable | Continuous Below 10 | No |  |  | 14244.36 | 119.6 | 119.1 | 6.26 | 0.9955 | 4997 | 74.3
PQ1UZ7PC | Singbee | Singbee | SP-2025-250W-7B-50K-B1-MV-N-DIM | Outdoor Luminaires | High Output | Fuel Pump Canopy Luminaires | Premium | FALSE | [9 empty] | 7/28/2015 12:00:00 AM | Dimmable | Continuous Below 10 | No |  |  | 29061.1 | 118.52 | 245.2 | 7.48 | 0.9938 | 4999 | 74.1
PSEFMMZR | Singbee | Singbee | SP-2025-100W-3B-40K-S3-MV-N | Outdoor Luminaires | High Output | Fuel Pump Canopy Luminaires | Premium | FALSE | [9 empty] | 12/21/2015 12:00:00 AM | Dimmable | Continuous Below 10 | No |  |  | 11757.79 | 120.1 | 97.9 | 7.46 | 0.9935 | 4007 | 72.5
PTJAC4JG | Singbee | Singbee | SP-2025-120W-4B-40K-S3-MV-N | Outdoor Luminaires | High Output | Fuel Pump Canopy Luminaires | Premium | FALSE | [9 empty] | 12/21/2015 12:00:00 AM | Dimmable | Continuous Below 10 | No |  |  | 14125.26 | 118.6 | 119.1 | 6.26 | 0.9955 | 4006 | 72.4
P6FKSJS7 | Singbee | Singbee | SP-2025-120W-4B-57K-S3-MV-N | Outdoor Luminaires | High Output | Fuel Pump Canopy Luminaires | Premium | FALSE | [9 empty] | 12/21/2015 12:00:00 AM | Dimmable | Continuous Below 10 | No |  |  | 14155.045 | 119.05 | 118.9 | 6.26 | 0.9955 | 5682 | 75.1
P81UWMKV | Singbee | Singbee | SP-2025-150W-5B-50K-S3-MV-N | Outdoor Luminaires | High Output | Fuel Pump Canopy Luminaires | Premium | FALSE | [9 empty] | 12/21/2015 12:00:00 AM | Dimmable | Continuous Below 10 | No |  |  | 17402.688 | 116.64 | 149.2 | 6.62 | 0.9946 | 5006 | 74.1
PX6SZZMY | Singbee | Singbee | SP-2030-100W-3B-40K-17-MV-N | Outdoor Luminaires | High Output | Fuel Pump Canopy Luminaires | Standard | TRUE | 10391 | 107.3 | 96.84 | 16.42 | 0.9307 | 4190 | 75.6 | 5 | 50000 | 7/21/2016 12:00:00 AM | Not Dimmable | Not Dimmable | Yes |  | 4 | 10731 | 107.31 | 100 | 6.52 | 0.9943 | 4190 | 75.6
PRMMFQ9S | Singbee | Singbee | SP-2103-100W-3B-40K-17-MV-N | Outdoor Luminaires | High Output | Fuel Pump Canopy Luminaires | Standard | FALSE | [9 empty] | 7/21/2016 12:00:00 AM | Not Dimmable | Not Dimmable | Yes |  |  | 10731 | 107.31 | 100 | 6.52 | 0.9943 | 4190 | 75.6
PR8NYJKF | Singbee | Singbee | SP-2030-120W-4B-40K-17-MV-N | Outdoor Luminaires | High Output | Fuel Pump Canopy Luminaires | Standard | FALSE | [9 empty] | 7/21/2016 12:00:00 AM | Not Dimmable | Not Dimmable | Yes |  |  | 13575.2 | 113.6 | 119.5 | 6.48 | 0.9939 | 4079 | 75.5
PQ3GDQYH | Singbee | Singbee | SP-2103-120W-4B-57K-17-MV-N | Outdoor Luminaires | High Output | Fuel Pump Canopy Luminaires | Standard | FALSE | [9 empty] | 7/21/2016 12:00:00 AM | Not Dimmable | Not Dimmable | Yes |  |  | 13649.7 | 114.8 | 118.9 | 6.51 | 0.9937 | 5832 | 79.3
PVQVJDS1 | Singbee | Singbee | SP-2030-150W-5B-40K-17-MV-N | Outdoor Luminaires | High Output | Fuel Pump Canopy Luminaires | Standard | FALSE | [9 empty] | 7/21/2016 12:00:00 AM | Not Dimmable | Not Dimmable | Yes |  |  | 16331 | 113.1 | 144.4 | 6.32 | 0.9935 | 4038 | 75.4
P9ZX2VX5 | Singbee | Singbee | SP-2103-150W-5B-40K-17-MV-N | Outdoor Luminaires | High Output | Fuel Pump Canopy Luminaires | Standard | FALSE | [9 empty] | 7/21/2016 12:00:00 AM | Not Dimmable | Not Dimmable | Yes |  |  | 16331 | 113.1 | 144.4 | 6.32 | 0.9935 | 4038 | 75.4
PUQV6MEA | Singbee | Singbee | SP-2103-120W-4B-40K-17-MV-N | Outdoor Luminaires | High Output | Fuel Pump Canopy Luminaires | Standard | FALSE | [9 empty] | 7/21/2016 12:00:00 AM | Not Dimmable | Not Dimmable | Yes |  |  | 13575.2 | 113.6 | 119.5 | 6.48 | 0.9939 | 4079 | 75.5
P6SHECEA | Singbee | Singbee | SP-2103-150W-5B-57K-17-MV-N | Outdoor Luminaires | High Output | Fuel Pump Canopy Luminaires | Standard | FALSE | [9 empty] | 7/21/2016 12:00:00 AM | Not Dimmable | Not Dimmable | Yes |  |  | 16779.2 | 114.3 | 146.8 | 6.28 | 0.9932 | 5796 | 78.6
PA5XD391 | Singbee | Singbee | SP-2030-150W-5B-57K-17-MV-N | Outdoor Luminaires | High Output | Fuel Pump Canopy Luminaires | Standard | FALSE | [9 empty] | 7/21/2016 12:00:00 AM | Not Dimmable | Not Dimmable | Yes |  |  | 16779.2 | 114.3 | 146.8 | 6.28 | 0.9932 | 5796 | 78.6
P1NWTYP4 | Singbee | Singbee | SP-2030-120W-4B-57K-17-MV-N | Outdoor Luminaires | High Output | Fuel Pump Canopy Luminaires | Standard | FALSE | [9 empty] | 7/21/2016 12:00:00 AM | Not Dimmable | Not Dimmable | Yes |  |  | 13649.7 | 114.8 | 118.9 | 6.51 | 0.9937 | 5832 | 79.3
PF9GKPDE | Singbee | Singbee | SP-2030-100W-3B-57K-17-MV-N | Outdoor Luminaires | High Output | Fuel Pump Canopy Luminaires | Standard | FALSE | [9 empty] | 7/21/2016 12:00:00 AM | Not Dimmable | Not Dimmable | Yes |  |  | 10813.57 | 108.57 | 99.6 | 6.55 | 0.9946 | 5979 | 75.3
PQKBERHF | Singbee | Singbee | SP-2103-100W-3B-57K-17-MV-N | Outdoor Luminaires | High Output | Fuel Pump Canopy Luminaires | Standard | FALSE | [9 empty] | 7/21/2016 12:00:00 AM | Not Dimmable | Not Dimmable | Yes |  |  | 10813.57 | 108.57 | 99.6 | 6.55 | 0.9946 | 5979 | 75.3
PJ3RCJGF | Singbee | SINGBEE | SP-2018(4000K) | Outdoor Luminaires | High Output | Fuel Pump Canopy Luminaires | Standard | TRUE | 10296 | 96.04 | 107.2 | 13.77 | 0.9253 | 4048 | 82.2 | 5 | 50000 | 2/9/2015 12:00:00 AM | Not Dimmable | Not Dimmable | Not Yet Verified |  | 2.1 | 10296 | 96.04 | 107.2 | 13.77 | 0.9253 | 4000 | 82.2
PFXUW7BX | SKYLER LED Lighting | SKYLER | SKT-WD-CP-100-5K | Outdoor Luminaires | High Output | Fuel Pump Canopy Luminaires | Standard | TRUE | 12609.59 | 121.726 | 103.59 | 10.42 | 0.9357 | 4921 | 80.8 | 5 |  | 6/20/2016 12:00:00 AM | Not Dimmable | Not Dimmable | No |  | 3.1 | 11500 | 115 | 100 | 10 | 0.98 | 5000 | 80
PD9RWFJA | SKYLER LED Lighting | SKYLER | SKT-WD-CP-120-5K | Outdoor Luminaires | High Output | Fuel Pump Canopy Luminaires | Standard | TRUE | 13956.15 | 109.94 | 126.94 | 6.73 | 0.9118 | 5026 | 83 | 5 | 50000 | 6/20/2016 12:00:00 AM | Not Dimmable | Not Dimmable | Not Yet Verified |  | 2.1 | 14700 | 115 | 120 |  | 0.98
PHG7TF71 | SKYLER LED Lighting | SKYLER | SKT-WD-CP-150-5K [90V-305V] | Outdoor Luminaires | High Output | Fuel Pump Canopy Luminaires | Standard | TRUE | 18052.623 | 113.204 | 159.47 | 10.45 | 0.946 | 5036 | 82.4 | 5 | 50000 | 6/20/2016 12:00:00 AM | Not Dimmable | Not Dimmable | Not Yet Verified |  | 2.1
PEXKRD96 | SKYLER LED Lighting | SKYLER | SKT-WD-CP-200-5K | Outdoor Luminaires | High Output | Fuel Pump Canopy Luminaires | Standard | TRUE | 22913.46 | 112.178 | 204.26 | 10.06 | 0.9221 | 5016 | 82.1 | 5 | 50000 | 6/20/2016 12:00:00 AM | Not Dimmable | Not Dimmable | Not Yet Verified |  | 2.1 | 23300 | 115 | 200 |  | 0.98 | 5000 | 80
P000019BW | SloanLED | Progressive Down Light | 701948 - 701950-115X*[120V ONLY] | Outdoor Luminaires | Mid Output | Fuel Pump Canopy Luminaires | Standard | TRUE | 9028 | 79.62 | 113.4 | 6.8 | 0.992 | 5129 | 67.9 | 5 |  | 5/6/2013 12:00:00 AM | Not Yet Verified | Not Yet Verified | Not Yet Verified |  | 1.7
P000019CN | SloanLED | Progressive Down Light 2 | 701948-5WSWT2-*** (120V ONLY) | Outdoor Luminaires | High Output | Fuel Pump Canopy Luminaires | Standard | TRUE | 10050 | 104.12 | 96.52 | 7.58 | 0.99 | 4923.5 | 67.5 | 5 | 100000 | 12/30/2013 12:00:00 AM | Not Yet Verified | Not Yet Verified | Not Yet Verified |  | 2.1 | 10300 | 103 | 100 |  |  | 5000 | 70
PHXQ1EKGB | SloanLED | Progressive Down Light 3 | 701948-5WCWT3-75W [120V only] | Outdoor Luminaires | Mid Output | Fuel Pump Canopy Luminaires | Standard | TRUE | 8902 | 118.68 | 75.005 | 4.18 | 0.9978 | 4998 | 64.8 | 5 | 50000 | 11/12/2014 12:00:00 AM | Dimmable | Continuous Below 10 | Not Yet Verified |  | 2.1 | 8902 | 119 | 75 | 10 | 0.9978 | 5000 | 64.8
PRHPATKE | SloanLED | Progressive Down Light 3 | 701948-5WTWT3-125W | Outdoor Luminaires | High Output | Fuel Pump Canopy Luminaires | Standard | TRUE | 12780 | 101.63 | 125.75 | 15.83 | 0.8899 | 4901 | 64.76 | 5 | 50000 | 12/5/2014 12:00:00 AM | Dimmable | Continuous Below 10 | Not Yet Verified |  | 2.1 | 12780 | 101.63 | 125.75 | 9.13 | 0.9927 | 4901 | 64.76
P7UCD6CJ | SloanLED | Progressive Down Light 3 | 701948-5WTWT3-75W [120V only] | Outdoor Luminaires | Mid Output | Fuel Pump Canopy Luminaires | Standard | TRUE | 8741 | 115.36 | 75.77 | 9.13 | 0.9868 | 4887 | 64.63 | 5 | 50000 | 12/5/2014 12:00:00 AM | Dimmable | Continuous Below 10 | Not Yet Verified |  | 2.1 | 8741 | 115.36 | 75.77 | 9.13 | 0.9868 | 4887 | 64.63
PXN8G1MAJ | SloanLED | Progressive Down Light 3 | 701948-5WCWT3-125W [120V only] | Outdoor Luminaires | High Output | Fuel Pump Canopy Luminaires | Standard | TRUE | 13270 | 106.16 | 125 | 7.7 | 0.9991 | 5033 | 64.8 | 5 | 50000 | 11/12/2014 12:00:00 AM | Dimmable | Continuous Below 10 | Not Yet Verified |  | 2.1 | 13270 | 106 | 125 | 11 | 0.9991 | 5000 | 64.8
PP87H9FJ | SloanLED | Progressive Down Light 3 | 701948-5WTWT3-100W [120V only] | Outdoor Luminaires | High Output | Fuel Pump Canopy Luminaires | Standard | FALSE | [9 empty] | 12/5/2014 12:00:00 AM | Dimmable | Continuous Below 10 | Not Yet Verified |  |  | 11020 | 109.46 | 100.67 | 9.13 | 0.9883 | 4898 | 64.77
PC5E8RGV5 | SloanLED | Progressive Down Light 3 | 701948-5WCWT3-100W [120V only] | Outdoor Luminaires | High Output | Fuel Pump Canopy Luminaires | Standard | FALSE | [9 empty] | 11/12/2014 12:00:00 AM | Dimmable | Continuous Below 10 | Not Yet Verified |  |  | 11500 | 115 | 100 | 12 | 0.9992 | 5000 | 64.8
PRUESKGUC | Smart Electric Works Co., Ltd | Smart Electric Works | VRC8LPLED35-5 [120V Only] | Outdoor Luminaires | Low Output | Fuel Pump Canopy Luminaires | Standard | TRUE | 2992.38 | 89.01 | 33.62 | 3.19 | 0.998 | 4955 | 85.3 | 5 | 50000 | 4/27/2015 12:00:00 AM | Not Dimmable | Not Dimmable | Not Yet Verified |  | 2.1 | 2992 | 89 | 33.62 |  |  | 5000 | 85
PPVC235M | Smart Electric Works Co., Ltd | Smart Electric Works | VRC12LPLED50-5 | Outdoor Luminaires | Low Output | Fuel Pump Canopy Luminaires | Standard | TRUE | 4257.83 | 88.32 | 48.21 | 10.2 | 0.99 | 5258 | 84 | 5 | 50000 | 5/12/2015 12:00:00 AM | Not Dimmable | Not Dimmable | Not Yet Verified |  | 2.1 | 4200 | 84 | 50 |  |  | 5000
P9NC675V | SMART ENERGY SOLUTIONS | Smart Energy Solutions | SES-GS-150W-CREE | Outdoor Luminaires | High Output | Fuel Pump Canopy Luminaires | Standard | TRUE | 11242 | 80.01 | 140.5 | 12.2 | 0.9392 | 5868 | 71.3 | 5 |  | 1/26/2015 12:00:00 AM | Not Yet Verified | Not Yet Verified | Not Yet Verified |  | 2 | 12000 | 95 | 150 |  | 0.989 | 5700 | 75
PB9RBQRR | SMART ENERGY SOLUTIONS | Smart Energy Solutions | SES-CNP-I00W | Outdoor Luminaires | Mid Output | Fuel Pump Canopy Luminaires | Standard | TRUE | 8298.7 | 83.15 | 99.8 | 14.3 | 0.9154 | 5977 | 71.6 | 5 | 50000 | 1/26/2015 12:00:00 AM | Not Yet Verified | Not Yet Verified | Not Yet Verified |  | 2.1 | 8000 |  | 100 |  | 0.9 | 5700 | 70
PXQCNBV7 | SMART ENERGY SOLUTIONS | Smart Energy Solutions | SES-GS-I00W-CREE | Outdoor Luminaires | Mid Output | Fuel Pump Canopy Luminaires | Standard | TRUE | 7463 | 84.78 | 87.79 | 19.7 | 0.911 | 5841 | 70 | 5 |  | 1/26/2015 12:00:00 AM | Not Yet Verified | Not Yet Verified | Not Yet Verified |  | 2 |  |  | 100 |  | 0.9 | 5700 | 70
PGSCVHP6 | SMART ENERGY SOLUTIONS | Smart Energy Solutions | SES-CNP-130W | Outdoor Luminaires | High Output | Fuel Pump Canopy Luminaires | Standard | TRUE | 10853 | 83.87 | 129.4 | 15.01 | 0.9207 | 5992 | 72.1 | 5 | 50000 | 1/26/2015 12:00:00 AM | Not Yet Verified | Not Yet Verified | Not Yet Verified |  | 2.1 | 10000 |  | 130 |  | 0.9 | 5700 | 70
P12R82YQ | SMART ENERGY SOLUTIONS | Smart Energy Solutions | SES-CNP-60W | Outdoor Luminaires | Mid Output | Fuel Pump Canopy Luminaires | Standard | TRUE | 5373.3 | 89.63 | 59.95 | 15.78 | 0.9156 | 5982 | 71.2 | 5 | 50000 | 1/26/2015 12:00:00 AM | Not Yet Verified | Not Yet Verified | Not Yet Verified |  | 2.1 | 5000 |  | 60 |  | 0.9 | 5700 | 70
P2KNXTK1 | SMART ENERGY SOLUTIONS | SES | SES-CNP-130W1-C | Outdoor Luminaires | High Output | Fuel Pump Canopy Luminaires | Standard | TRUE | 13294 | 108.17 | 122.9 | 13.97 | 0.9015 | 5247 | 71 | 5 | 50000 | 3/4/2016 12:00:00 AM | Not Dimmable | Not Dimmable | No |  | 3.1 | 13294 | 108.17 | 122.9 | 13.97 | 0.9015 | 5000 | 71
PPB15GRY | SMART ENERGY SOLUTIONS | SES | SES-CNP-130W-C | Outdoor Luminaires | High Output | Fuel Pump Canopy Luminaires | Standard | FALSE | [9 empty] | 3/4/2016 12:00:00 AM | Not Dimmable | Not Dimmable | No |  |  | 13493 | 109.08 | 123.7 | 15.27 | 0.9035 | 5700 | 74.5
P1XE3UT5 | SMART ENERGY SOLUTIONS | SES LED | SES-CP-130W-3111-1601 4000K | Outdoor Luminaires | High Output | Fuel Pump Canopy Luminaires | Standard | TRUE | 13929 | 107.39 | 129.7 | 11.46 | 0.915 | 3962 | 74.2 | 5 | 50000 | 6/2/2016 12:00:00 AM | Not Dimmable | Not Dimmable | No |  | 3.1 | 14146 | 107.25 | 131.9 | 11.46 | 0.915 | 4000 | 74.2
PZA1CARB | SMART ENERGY SOLUTIONS | SES LED | SES-CP-130W-3111-1601 5000K | Outdoor Luminaires | High Output | Fuel Pump Canopy Luminaires | Standard | FALSE | [9 empty] | 6/2/2016 12:00:00 AM | Not Dimmable | Not Dimmable | No |  |  | 14390 | 108.97 | 132.1 | 11.46 | 0.915 | 5000 | 74.2
P17HNN8G | SMART ENERGY SOLUTIONS | SES LED | SES-CP-130W-3111-1601 5700K | Outdoor Luminaires | High Output | Fuel Pump Canopy Luminaires | Standard | FALSE | [9 empty] | 6/2/2016 12:00:00 AM | Not Dimmable | Not Dimmable | No |  |  | 14634 | 110.7 | 132.2 | 11.83 | 0.9127 | 5700 | 75.7
PWUHYZGV | SMART ENERGY SOLUTIONS | SES LED | SES-CNP-130WA1 4000K | Outdoor Luminaires | High Output | Fuel Pump Canopy Luminaires | Standard | TRUE | 14063 | 105.26 | 133.6 | 11.38 | 0.9172 | 4031 | 83.6 | 5 | 50000 | 11/18/2015 12:00:00 AM | Not Dimmable | Not Dimmable | No |  | 3 | 14063 | 105.26 | 133.6 | 11.38 | 0.9172 | 4000 | 83.6
PHSQ7BGB | SMART ENERGY SOLUTIONS | SES LED | SES-CNP-130WA1 5700K | Outdoor Luminaires | High Output | Fuel Pump Canopy Luminaires | Standard | FALSE | [9 empty] | 11/18/2015 12:00:00 AM | Not Dimmable | Not Dimmable | No |  |  | 14657 | 108.41 | 135.2 | 11.57 | 0.9292 | 5700 | 84
PZCVMMW9 | SMART ENERGY SOLUTIONS | SES LED | SES-CNP-130WA1 4500K | Outdoor Luminaires | High Output | Fuel Pump Canopy Luminaires | Standard | FALSE | [9 empty] | 11/18/2015 12:00:00 AM | Not Dimmable | Not Dimmable | No |  |  | 14063 | 105.26 | 133.6 | 11.38 | 0.9172 | 4500 | 83.6
P8HCUHBM | SMART ENERGY SOLUTIONS | SES LED | SES-CNP-130WA1 5000K | Outdoor Luminaires | High Output | Fuel Pump Canopy Luminaires | Standard | FALSE | [9 empty] | 11/18/2015 12:00:00 AM | Not Dimmable | Not Dimmable | No |  |  | 14063 | 105.26 | 133.6 | 11.38 | 0.9172 | 5000 | 83.6
PXK5SWPT | SMART ENERGY SOLUTIONS | SES LED | SES-CNP-130WA2(4000K) | Outdoor Luminaires | High Output | Fuel Pump Canopy Luminaires | Standard | TRUE | 12947 | 98.68 | 131.2 | 11.45 | 0.9126 | 4017 | 83.6 | 5 | 50000 | 1/14/2016 12:00:00 AM | Not Dimmable | Not Dimmable | No |  | 3.1 | 12947 | 98.68 | 131.2 | 11.45 | 0.9126 | 4000 | 83.6
PSVNM3PD | SMART ENERGY SOLUTIONS | SES LED | SES-CNP-130WA2(4500K) | Outdoor Luminaires | High Output | Fuel Pump Canopy Luminaires | Standard | FALSE | [9 empty] | 1/14/2016 12:00:00 AM | Not Dimmable | Not Dimmable | No |  |  | 13048.3 | 99.38 | 131.3 | 11.45 | 0.9126 | 4500 | 83.6
P7AZDW96 | SMART ENERGY SOLUTIONS | SES LED | SES-CNP-130WA2(5000K) | Outdoor Luminaires | High Output | Fuel Pump Canopy Luminaires | Standard | FALSE | [9 empty] | 1/14/2016 12:00:00 AM | Not Dimmable | Not Dimmable | No |  |  | 13149.7 | 100.15 | 131.3 | 11.45 | 0.9126 | 5000 | 83.6
PC2D14ZH | SMART ENERGY SOLUTIONS | SES LED | SES-CNP-130WA2(5700K) | Outdoor Luminaires | High Output | Fuel Pump Canopy Luminaires | Standard | FALSE | [9 empty] | 1/14/2016 12:00:00 AM | Not Dimmable | Not Dimmable | No |  |  | 13251 | 100.84 | 131.4 | 11.45 | 0.9047 | 5700 | 83.2
P2NKB2VJ | SMART ENERGY SOLUTIONS | SES LED | SES-CNP-130WA3(4000K) | Outdoor Luminaires | High Output | Fuel Pump Canopy Luminaires | Standard | TRUE | 12372 | 95.39 | 129.7 | 12.51 | 0.9107 | 4001 | 83.5 | 5 | 50000 | 1/14/2016 12:00:00 AM | Not Dimmable | Not Dimmable | No |  | 3.1 | 12372 | 95.39 | 129.7 | 12.51 | 0.9107 | 4000 | 83.5
P2GWAC8E | SMART ENERGY SOLUTIONS | SES LED | SES-CNP-130WA3(4500K) | Outdoor Luminaires | High Output | Fuel Pump Canopy Luminaires | Standard | FALSE | [9 empty] | 1/14/2016 12:00:00 AM | Not Dimmable | Not Dimmable | No |  |  | 12521 | 96.35 | 129.95 | 12.51 | 0.9107 | 4500 | 83.5
PFFXFB5V | SMART ENERGY SOLUTIONS | SES LED | SES-CNP-130WA3(5700K) | Outdoor Luminaires | High Output | Fuel Pump Canopy Luminaires | Standard | FALSE | [9 empty] | 1/14/2016 12:00:00 AM | Not Dimmable | Not Dimmable | No |  |  | 12819 | 98.46 | 130.2 | 12.51 | 0.9195 | 5700 | 83.2
PNXM3Y2E | SMART ENERGY SOLUTIONS | SES LED | SES-CNP-130WA3(5000K) | Outdoor Luminaires | High Output | Fuel Pump Canopy Luminaires | Standard | FALSE | [9 empty] | 1/14/2016 12:00:00 AM | Not Dimmable | Not Dimmable | No |  |  | 12670 | 97.5 | 129.95 | 12.51 | 0.9107 | 5000 | 83.5
PVTTQBRK | SmartCity US, Inc. | SmartCity US | SCUS-AE10W | Outdoor Luminaires | Mid Output | Fuel Pump Canopy Luminaires | Standard | TRUE | 8462.71 | 84.32 | 100.37 | 12.08 | 0.9426 | 5948 | 65.9 | 5 |  | 6/8/2015 12:00:00 AM | Dimmable | Stepped | Not Yet Verified |  | 2.1
P000019EE | SmartRay Inc. | SmartRay | SRHBEYE40W | Outdoor Luminaires | Low Output | Fuel Pump Canopy Luminaires | Standard | TRUE | 3582 | 86.8 | 41.29 | 18.9 | 0.917 | 5132 | 72 | 5 | 33000 | 3/28/2013 12:00:00 AM | Not Yet Verified | Not Yet Verified | Not Yet Verified |  | 1.7 | 3900 |  | 40 |  |  | 5500 | 75
PWN3SK8M | SNC OPTO ELECTRONIC CO LTD. | SNC LED | SNC-CP-150W-3111-1601 4000K | Outdoor Luminaires | High Output | Fuel Pump Canopy Luminaires | Standard | TRUE | 16142 | 107.04 | 150.8 | 10.01 | 0.9345 | 3965 | 74.3 | 5 | 50000 | 4/29/2016 12:00:00 AM | Not Dimmable | Not Dimmable | No |  | 3.1 | 16435 | 107 | 153.6 | 10.01 | 0.9345 | 4000 | 74.3
PT8E87YX | SNC OPTO ELECTRONIC CO LTD. | SNC LED | SNC-CP-150W-3112-1601 4000K | Outdoor Luminaires | High Output | Fuel Pump Canopy Luminaires | Standard | FALSE | [9 empty] | 4/29/2016 12:00:00 AM | Not Dimmable | Not Dimmable | No |  |  | 16435 | 107 | 153.6 | 10.01 | 0.9345 | 4000 | 74.3
PPPNAKAE | SNC OPTO ELECTRONIC CO LTD. | SNC LED | SNC-CP-150W-3112-1601 5000K | Outdoor Luminaires | High Output | Fuel Pump Canopy Luminaires | Standard | FALSE | [9 empty] | 4/29/2016 12:00:00 AM | Not Dimmable | Not Dimmable | No |  |  | 16656 | 108.51 | 153.5 | 10.01 | 0.9345 | 5000 | 74.3
P5BE3JH5 | SNC OPTO ELECTRONIC CO LTD. | SNC LED | SNC-CP-150W-3112-1601 5700K | Outdoor Luminaires | High Output | Fuel Pump Canopy Luminaires | Standard | FALSE | [9 empty] | 4/29/2016 12:00:00 AM | Not Dimmable | Not Dimmable | No |  |  | 16877 | 110.02 | 153.4 | 10.37 | 0.9315 | 5700 | 75.9
PJ69VBBQ | SNC OPTO ELECTRONIC CO LTD. | SNC LED | SNC-CP-150W-3111-1601 5000K | Outdoor Luminaires | High Output | Fuel Pump Canopy Luminaires | Standard | FALSE | [9 empty] | 4/29/2016 12:00:00 AM | Not Dimmable | Not Dimmable | No |  |  | 16656 | 108.51 | 153.5 | 10.01 | 0.9345 | 5000 | 74.3
PDFGHVUM | SNC OPTO ELECTRONIC CO LTD. | SNC LED | SNC-CP-150W-3111-1601 5700K | Outdoor Luminaires | High Output | Fuel Pump Canopy Luminaires | Standard | FALSE | [9 empty] | 4/29/2016 12:00:00 AM | Not Dimmable | Not Dimmable | No |  |  | 16877 | 110.02 | 153.4 | 10.37 | 0.9315 | 5700 | 75.9
P6NXYBHH | SNC OPTO ELECTRONIC CO LTD. | SNC LED | SNC-CP-130W-1111-1602 4000K | Outdoor Luminaires | High Output | Fuel Pump Canopy Luminaires | Standard | TRUE | 14163 | 109.78 | 129 | 13.83 | 0.9094 | 3963 | 74.2 | 5 | 50000 | 4/29/2016 12:00:00 AM | Not Dimmable | Not Dimmable | No |  | 3.1 | 14291 | 110.19 | 129.7 | 13.83 | 0.9094 | 4000 | 74.2
P2JNDU48 | SNC OPTO ELECTRONIC CO LTD. | SNC LED | SNC-CP-130W-1111-1602 5000K | Outdoor Luminaires | High Output | Fuel Pump Canopy Luminaires | Standard | FALSE | [9 empty] | 4/29/2016 12:00:00 AM | Not Dimmable | Not Dimmable | No |  |  | 14440 | 111.08 | 130 | 13.83 | 0.9094 | 5000 | 74.2
PR8K3SVV | SNC OPTO ELECTRONIC CO LTD. | SNC LED | SNC-CP-130W-1112-1602 5000K | Outdoor Luminaires | High Output | Fuel Pump Canopy Luminaires | Standard | FALSE | [9 empty] | 4/29/2016 12:00:00 AM | Not Dimmable | Not Dimmable | No |  |  | 14440 | 111.08 | 130 | 13.83 | 0.9094 | 5000 | 74.2
PQ8E7U67 | SNC OPTO ELECTRONIC CO LTD. | SNC LED | SNC-CP-130W-1111-1602 5700K | Outdoor Luminaires | High Output | Fuel Pump Canopy Luminaires | Standard | FALSE | [9 empty] | 4/29/2016 12:00:00 AM | Not Dimmable | Not Dimmable | No |  |  | 14589 | 111.96 | 130.3 | 14.16 | 0.9091 | 5700 | 75.6
P7H5BH41 | SNC OPTO ELECTRONIC CO LTD. | SNC LED | SNC-CP-130W-1112-1602 4000K | Outdoor Luminaires | High Output | Fuel Pump Canopy Luminaires | Standard | FALSE | [9 empty] | 4/29/2016 12:00:00 AM | Not Dimmable | Not Dimmable | No |  |  | 14291 | 110.19 | 129.7 | 13.83 | 0.9094 | 4000 | 74.2
P58TK623 | SNC OPTO ELECTRONIC CO LTD. | SNC LED | SNC-CP-130W-1112-1602 5700K | Outdoor Luminaires | High Output | Fuel Pump Canopy Luminaires | Standard | FALSE | [9 empty] | 4/29/2016 12:00:00 AM | Not Dimmable | Not Dimmable | No |  |  | 14589 | 111.96 | 130.3 | 14.16 | 0.9091 | 5700 | 75.6
PN4FXYJC | SNC OPTO ELECTRONIC CO LTD. | SNC LED | SNC-CP-130W-3111-1601 4000K | Outdoor Luminaires | High Output | Fuel Pump Canopy Luminaires | Standard | TRUE | 13929 | 107.39 | 129.7 | 11.46 | 0.915 | 3962 | 74.2 | 5 | 50000 | 4/29/2016 12:00:00 AM | Not Dimmable | Not Dimmable | No |  | 3.1 | 14146 | 107.25 | 131.9 | 11.46 | 0.915 | 4000 | 74.2
PBAPKQUZ | SNC OPTO ELECTRONIC CO LTD. | SNC LED | SNC-CP-130W-3111-1601 5000K | Outdoor Luminaires | High Output | Fuel Pump Canopy Luminaires | Standard | FALSE | [9 empty] | 4/29/2016 12:00:00 AM | Not Dimmable | Not Dimmable | No |  |  | 14390 | 108.97 | 132.1 | 11.46 | 0.915 | 5000 | 74.2
P4NFX5Q4 | SNC OPTO ELECTRONIC CO LTD. | SNC LED | SNC-CP-130W-3112-1601 5000K | Outdoor Luminaires | High Output | Fuel Pump Canopy Luminaires | Standard | FALSE | [9 empty] | 4/29/2016 12:00:00 AM | Not Dimmable | Not Dimmable | No |  |  | 14390 | 108.97 | 132.1 | 11.46 | 0.915 | 5000 | 74.2
PT4BHJ45 | SNC OPTO ELECTRONIC CO LTD. | SNC LED | SNC-CP-130W-3111-1601 5700K | Outdoor Luminaires | High Output | Fuel Pump Canopy Luminaires | Standard | FALSE | [9 empty] | 4/29/2016 12:00:00 AM | Not Dimmable | Not Dimmable | No |  |  | 14634 | 110.7 | 132.2 | 11.83 | 0.9127 | 5700 | 75.7
PSFN39SY | SNC OPTO ELECTRONIC CO LTD. | SNC LED | SNC-CP-130W-3112-1601 4000K | Outdoor Luminaires | High Output | Fuel Pump Canopy Luminaires | Standard | FALSE | [9 empty] | 4/29/2016 12:00:00 AM | Not Dimmable | Not Dimmable | No |  |  | 14146 | 107.25 | 131.9 | 11.46 | 0.915 | 4000 | 74.2
PPN28VAP | SNC OPTO ELECTRONIC CO LTD. | SNC LED | SNC-CP-130W-3112-1601 5700K | Outdoor Luminaires | High Output | Fuel Pump Canopy Luminaires | Standard | FALSE | [9 empty] | 4/29/2016 12:00:00 AM | Not Dimmable | Not Dimmable | No |  |  | 14634 | 110.7 | 132.2 | 11.83 | 0.9127 | 5700 | 75.7
PK5Y34Y2 | SNC OPTO ELECTRONIC CO LTD. | SNC LED | SNC-CP-100W-1111-1601 4000K | Outdoor Luminaires | High Output | Fuel Pump Canopy Luminaires | Standard | TRUE | 11087 | 112.16 | 98.84 | 17.9 | 0.9099 | 3968 | 74.3 | 5 | 50000 | 4/29/2016 12:00:00 AM | Not Dimmable | Not Dimmable | No |  | 3.1 | 11194 | 111.38 | 100.5 | 17.9 | 0.9099 | 4000 | 74.3
PPGXHYUE | SNC OPTO ELECTRONIC CO LTD. | SNC LED | SNC-CP-100W-1111-1601 5000K | Outdoor Luminaires | High Output | Fuel Pump Canopy Luminaires | Standard | FALSE | [9 empty] | 4/29/2016 12:00:00 AM | Not Dimmable | Not Dimmable | No |  |  | 11357 | 113.11 | 100.4 | 17.9 | 0.9099 | 5000 | 74.3
P81U8K3W | SNC OPTO ELECTRONIC CO LTD. | SNC LED | SNC-CP-100W-1112-1601 5700K | Outdoor Luminaires | High Output | Fuel Pump Canopy Luminaires | Standard | FALSE | [9 empty] | 4/29/2016 12:00:00 AM | Not Dimmable | Not Dimmable | No |  |  | 11519 | 114.85 | 100.3 | 17.51 | 0.9101 | 5700 | 75.9
P5ERJJZ4 | SNC OPTO ELECTRONIC CO LTD. | SNC LED | SNC-CP-100W-1111-1601 5700K | Outdoor Luminaires | High Output | Fuel Pump Canopy Luminaires | Standard | FALSE | [9 empty] | 4/29/2016 12:00:00 AM | Not Dimmable | Not Dimmable | No |  |  | 11519 | 114.85 | 100.3 | 17.51 | 0.9101 | 5700 | 75.9
P9R11JYD | SNC OPTO ELECTRONIC CO LTD. | SNC LED | SNC-CP-100W-1112-1601 5000K | Outdoor Luminaires | High Output | Fuel Pump Canopy Luminaires | Standard | FALSE | [9 empty] | 4/29/2016 12:00:00 AM | Not Dimmable | Not Dimmable | No |  |  | 11357 | 113.11 | 100.4 | 17.9 | 0.9099 | 5000 | 74.3
PRZ2Q733 | SNC OPTO ELECTRONIC CO LTD. | SNC LED | SNC-CP-100W-1112-1601 4000K | Outdoor Luminaires | High Output | Fuel Pump Canopy Luminaires | Standard | FALSE | [9 empty] | 4/29/2016 12:00:00 AM | Not Dimmable | Not Dimmable | No |  |  | 11194 | 111.38 | 100.5 | 17.9 | 0.9099 | 4000 | 74.3
PT7UFA7Z | SNC OPTO ELECTRONIC CO LTD. | SNC LED | SNC-CP-100WF02 4000K | Outdoor Luminaires | High Output | Fuel Pump Canopy Luminaires | Standard | TRUE | 10368 | 103.92 | 99.77 | 16.14 | 0.9111 | 3998 | 83.4 | 5 | 50000 | 12/22/2015 12:00:00 AM | Not Dimmable | Not Dimmable | No |  | 3.1 | 10368 | 103.92 | 99.77 | 16.14 | 0.9111 | 4000 | 83.4
P5EC7P1V | SNC OPTO ELECTRONIC CO LTD. | SNC LED | SNC-CP-100WF02 4500K | Outdoor Luminaires | High Output | Fuel Pump Canopy Luminaires | Standard | FALSE | [9 empty] | 12/22/2015 12:00:00 AM | Not Dimmable | Not Dimmable | No |  |  | 10473 | 104.92 | 99.82 | 16.14 | 0.9111 | 4500 | 83.4
PXWXWFRM | SNC OPTO ELECTRONIC CO LTD. | SNC LED | SNC-CP-100WF02 5700K | Outdoor Luminaires | High Output | Fuel Pump Canopy Luminaires | Standard | FALSE | [9 empty] | 12/22/2015 12:00:00 AM | Not Dimmable | Not Dimmable | No |  |  | 10683 | 106.98 | 99.86 | 16.14 | 0.9058 | 5700 | 83.1
PCHF8GU4 | SNC OPTO ELECTRONIC CO LTD. | SNC LED | SNC-CP-100WF02 5000K | Outdoor Luminaires | High Output | Fuel Pump Canopy Luminaires | Standard | FALSE | [9 empty] | 12/22/2015 12:00:00 AM | Not Dimmable | Not Dimmable | No |  |  | 10578 | 105.98 | 99.82 | 16.14 | 0.9111 | 5000 | 83.4
PUGTZSZE | SNC OPTO ELECTRONIC CO LTD. | SNC LED | SNC-CP-130WF03 4000K | Outdoor Luminaires | High Output | Fuel Pump Canopy Luminaires | Standard | TRUE | 12372 | 95.39 | 129.7 | 12.51 | 0.9107 | 4001 | 83.5 | 5 | 50000 | 12/22/2015 12:00:00 AM | Not Dimmable | Not Dimmable | No |  | 3.1 | 12372 | 95.39 | 129.7 | 12.51 | 0.9107 | 4000 | 83.5
PJ26R7X5 | SNC OPTO ELECTRONIC CO LTD. | SNC LED | SNC-CP-130WF03 5700K | Outdoor Luminaires | High Output | Fuel Pump Canopy Luminaires | Standard | FALSE | [9 empty] | 12/22/2015 12:00:00 AM | Not Dimmable | Not Dimmable | No |  |  | 12819 | 98.46 | 130.2 | 12.51 | 0.9195 | 5700 | 83.2
PF71WFG8 | SNC OPTO ELECTRONIC CO LTD. | SNC LED | SNC-CP-130WF03 4500K | Outdoor Luminaires | High Output | Fuel Pump Canopy Luminaires | Standard | FALSE | [9 empty] | 12/22/2015 12:00:00 AM | Not Dimmable | Not Dimmable | No |  |  | 12521 | 96.35 | 129.95 | 12.51 | 0.9107 | 4500 | 83.5
PEE3QKTD | SNC OPTO ELECTRONIC CO LTD. | SNC LED | SNC-CP-130WF03 5000K | Outdoor Luminaires | High Output | Fuel Pump Canopy Luminaires | Standard | FALSE | [9 empty] | 12/22/2015 12:00:00 AM | Not Dimmable | Not Dimmable | No |  |  | 12670 | 97.5 | 129.95 | 12.51 | 0.9107 | 5000 | 83.5
PK7U4SPM | SNC OPTO ELECTRONIC CO LTD. | SNC LED | SNC-CP-130WF02 4000K | Outdoor Luminaires | High Output | Fuel Pump Canopy Luminaires | Standard | TRUE | 12947 | 98.68 | 131.2 | 11.45 | 0.9126 | 4017 | 83.6 | 5 | 50000 | 12/22/2015 12:00:00 AM | Not Dimmable | Not Dimmable | No |  | 3.1 | 12947 | 98.68 | 131.2 | 11.45 | 0.9126 | 4000 | 83.6
PKRNAM6T | SNC OPTO ELECTRONIC CO LTD. | SNC LED | SNC-CP-130WF02 5000K | Outdoor Luminaires | High Output | Fuel Pump Canopy Luminaires | Standard | FALSE | [9 empty] | 12/22/2015 12:00:00 AM | Not Dimmable | Not Dimmable | No |  |  | 13149.7 | 100.15 | 131.3 | 11.45 | 0.9126 | 5000 | 83.6
P7UH6BR6 | SNC OPTO ELECTRONIC CO LTD. | SNC LED | SNC-CP-130WF02 4500K | Outdoor Luminaires | High Output | Fuel Pump Canopy Luminaires | Standard | FALSE | [9 empty] | 12/22/2015 12:00:00 AM | Not Dimmable | Not Dimmable | No |  |  | 13048.3 | 99.38 | 131.3 | 11.45 | 0.9126 | 4500 | 83.6
PS4F67GJ | SNC OPTO ELECTRONIC CO LTD. | SNC LED | SNC-CP-130WF02 5700K | Outdoor Luminaires | High Output | Fuel Pump Canopy Luminaires | Standard | FALSE | [9 empty] | 12/22/2015 12:00:00 AM | Not Dimmable | Not Dimmable | No |  |  | 13251 | 100.84 | 131.4 | 11.45 | 0.9047 | 5700 | 83.2
PRXJVBJ5 | SNC OPTO ELECTRONIC CO LTD. | SNC LED | SNC-CP-150WF02 4000K | Outdoor Luminaires | High Output | Fuel Pump Canopy Luminaires | Standard | TRUE | 14962 | 99.09 | 151 | 10.43 | 0.9298 | 4005 | 83.6 | 5 | 50000 | 12/22/2015 12:00:00 AM | Not Dimmable | Not Dimmable | No |  | 3.1 | 14962 | 99.09 | 151 | 10.43 | 0.9298 | 4000 | 83.6
P9F2Z3WH | SNC OPTO ELECTRONIC CO LTD. | SNC LED | SNC-CP-150WF02 4500K | Outdoor Luminaires | High Output | Fuel Pump Canopy Luminaires | Standard | FALSE | [9 empty] | 12/22/2015 12:00:00 AM | Not Dimmable | Not Dimmable | No |  |  | 15100.3 | 99.97 | 151.05 | 10.43 | 0.9298 | 4500 | 83.6
PMUQV1N4 | SNC OPTO ELECTRONIC CO LTD. | SNC LED | SNC-CP-150WF02 5700K | Outdoor Luminaires | High Output | Fuel Pump Canopy Luminaires | Standard | FALSE | [9 empty] | 12/22/2015 12:00:00 AM | Not Dimmable | Not Dimmable | No |  |  | 15377 | 101.77 | 151.1 | 10.43 | 0.9291 | 5700 | 83.3
PVVUJCG9 | SNC OPTO ELECTRONIC CO LTD. | SNC LED | SNC-CP-150WF02 5000K | Outdoor Luminaires | High Output | Fuel Pump Canopy Luminaires | Standard | FALSE | [9 empty] | 12/22/2015 12:00:00 AM | Not Dimmable | Not Dimmable | No |  |  | 15238.7 | 100.88 | 151.05 | 10.43 | 0.9298 | 5000 | 83.6
PQSTPF5C | SNC OPTO ELECTRONIC CO LTD. | SNC LED | SNC-CP-150W-111[1,2]-1601 4000K | Outdoor Luminaires | High Output | Fuel Pump Canopy Luminaires | Standard | TRUE | 16883 | 113.08 | 149.3 | 6.55 | 0.9273 | 3985 | 74.2 | 5 | 50000 | 5/10/2016 12:00:00 AM | Not Dimmable | Not Dimmable | No |  | 3.1 | 16883 | 113.08 | 149.3 | 6.55 | 0.927 | 4000 | 74.2
PKP29NPD | SNC OPTO ELECTRONIC CO LTD. | SNC LED | SNC-CP-150W-111[1,2]-1601 5000K | Outdoor Luminaires | High Output | Fuel Pump Canopy Luminaires | Standard | FALSE | [9 empty] | 5/10/2016 12:00:00 AM | Not Dimmable | Not Dimmable | No |  |  | 17063 | 113.94 | 149.8 | 6.55 | 0.927 | 5000 | 74.2
PHMJQNPC | SNC OPTO ELECTRONIC CO LTD. | SNC LED | SNC-CP-150W-111[1,2]-1601 5700K | Outdoor Luminaires | High Output | Fuel Pump Canopy Luminaires | Standard | FALSE | [9 empty] | 5/10/2016 12:00:00 AM | Not Dimmable | Not Dimmable | No |  |  | 17242 | 114.79 | 150.2 | 6.41 | 0.928 | 5700 | 76
PZQZFH62 | SNC OPTO ELECTRONIC CO LTD. | SNC LED | SNC-CP-80WA1-HV(4000K) | Outdoor Luminaires | Mid Output | Fuel Pump Canopy Luminaires | Standard | TRUE | 8074.7 | 99.8 | 80.91 | 11.53 | 0.953 | 4033 | 72.9 | 5 | 50000 | 6/25/2015 12:00:00 AM | Not Dimmable | Not Dimmable | Not Yet Verified |  | 2.1 | 8074.6 | 99.8 | 80.91 | 11.53 | 0.9532 | 4000 | 72.9
PQNEW1RE | SNC OPTO ELECTRONIC CO LTD. | SNC LED | SNC-CP-80WA1-HV(5000K) | Outdoor Luminaires | Mid Output | Fuel Pump Canopy Luminaires | Standard | FALSE | [9 empty] | 6/25/2015 12:00:00 AM | Not Dimmable | Not Dimmable | Not Yet Verified |  |  | 8074.6 | 99.8 | 80.91 | 11.53 | 0.9532 | 5000 | 72.9
PCEV9ZJX | SNC OPTO ELECTRONIC CO LTD. | SNC LED | SNC-CP-80WA1-HV(4500K) | Outdoor Luminaires | Mid Output | Fuel Pump Canopy Luminaires | Standard | FALSE | [9 empty] | 6/25/2015 12:00:00 AM | Not Dimmable | Not Dimmable | Not Yet Verified |  |  | 8074.6 | 99.8 | 80.91 | 11.53 | 0.9532 | 4500 | 72.9
P87TZMU8 | SNC OPTO ELECTRONIC CO LTD. | SNC LED | SNC-CP-80WA1-HV(5700K) | Outdoor Luminaires | Mid Output | Fuel Pump Canopy Luminaires | Standard | FALSE | [9 empty] | 6/25/2015 12:00:00 AM | Not Dimmable | Not Dimmable | Not Yet Verified |  |  | 8108 | 100.19 | 80.93 | 11.69 | 0.9521 | 5700 | 73.4
PCBRG53P | SNC OPTO ELECTRONIC CO LTD. | SNC LED | SNC-CP-45WA1(4000K) | Outdoor Luminaires | Low Output | Fuel Pump Canopy Luminaires | Standard | TRUE | 3918.5 | 84.98 | 46.11 | 6.9 | 0.8902 | 4041 | 73 | 5 | 50000 | 9/30/2015 12:00:00 AM | Not Dimmable | Not Dimmable | Not Yet Verified |  | 2.1 | 4006.5 | 86.16 | 46.5 | 6.9 | 0.8902 | 4000 | 73
PS8D8K2R | SNC OPTO ELECTRONIC CO LTD. | SNC LED | SNC-CP-45WA1(4500K) | Outdoor Luminaires | Low Output | Fuel Pump Canopy Luminaires | Standard | FALSE | [9 empty] | 9/30/2015 12:00:00 AM | Not Dimmable | Not Dimmable | Not Yet Verified |  |  | 4006.5 | 86.16 | 46.5 | 6.9 | 0.8902 | 4500 | 73
P7V6PBM9 | SNC OPTO ELECTRONIC CO LTD. | SNC LED | SNC-CP-45WA1(5000K) | Outdoor Luminaires | Low Output | Fuel Pump Canopy Luminaires | Standard | FALSE | [9 empty] | 9/30/2015 12:00:00 AM | Not Dimmable | Not Dimmable | Not Yet Verified |  |  | 4006.5 | 86.16 | 46.5 | 6.9 | 0.8902 | 5000 | 73
PY5KTWZQ | SNC OPTO ELECTRONIC CO LTD. | SNC LED | SNC-CP-45WA1(5700K) | Outdoor Luminaires | Low Output | Fuel Pump Canopy Luminaires | Standard | FALSE | [9 empty] | 9/30/2015 12:00:00 AM | Not Dimmable | Not Dimmable | Not Yet Verified |  |  | 4082 | 86.2 | 47.41 | 6.5 | 0.9021 | 5700 | 72.6
PZ3XSSCB | SNC OPTO ELECTRONIC CO LTD. | SNC LED | SNC-CP-80WA1(4000K) | Outdoor Luminaires | Mid Output | Fuel Pump Canopy Luminaires | Standard | TRUE | 8211.2 | 97.2 | 84.53 | 15.17 | 0.9241 | 4038 | 72.9 | 5 | 50000 | 9/30/2015 12:00:00 AM | Not Dimmable | Not Dimmable | Not Yet Verified |  | 2.1 | 8211.2 | 97.2 | 84.48 | 15.17 | 0.9241 | 4000 | 72.9
PAE835FC | SNC OPTO ELECTRONIC CO LTD. | SNC LED | SNC-CP-80WA1(4500K) | Outdoor Luminaires | Mid Output | Fuel Pump Canopy Luminaires | Standard | FALSE | [9 empty] | 9/30/2015 12:00:00 AM | Not Dimmable | Not Dimmable | Not Yet Verified |  |  | 8211.2 | 97.2 | 84.48 | 15.17 | 0.9241 | 4500 | 72.9
PKAPSXZE | SNC OPTO ELECTRONIC CO LTD. | SNC LED | SNC-CP-80WA1(5700K) | Outdoor Luminaires | Mid Output | Fuel Pump Canopy Luminaires | Standard | FALSE | [9 empty] | 9/30/2015 12:00:00 AM | Not Dimmable | Not Dimmable | Not Yet Verified |  |  | 8453 | 99.11 | 85.43 | 15.68 | 0.9236 | 5700 | 73.2
PENG4D8Q | SNC OPTO ELECTRONIC CO LTD. | SNC LED | SNC-CP-80WA1(5000K) | Outdoor Luminaires | Mid Output | Fuel Pump Canopy Luminaires | Standard | FALSE | [9 empty] | 9/30/2015 12:00:00 AM | Not Dimmable | Not Dimmable | Not Yet Verified |  |  | 8211.2 | 97.2 | 84.48 | 15.17 | 0.9241 | 5000 | 72.9
PKDDV4Q7 | SNC OPTO ELECTRONIC CO LTD. | SNC LED | SNC-CP-100WA1(4000K) | Outdoor Luminaires | Mid Output | Fuel Pump Canopy Luminaires | Standard | TRUE | 9714.7 | 98.43 | 98.35 | 19.43 | 0.909 | 4053 | 73.1 | 5 | 50000 | 9/30/2015 12:00:00 AM | Not Dimmable | Not Dimmable | Not Yet Verified |  | 2.1 | 9714.7 | 98.43 | 98.7 | 19.43 | 0.909 | 4000 | 73.1
PEACEXUD | SNC OPTO ELECTRONIC CO LTD. | SNC LED | SNC-CP-100WA1(5700K) | Outdoor Luminaires | Mid Output | Fuel Pump Canopy Luminaires | Standard | FALSE | [9 empty] | 9/30/2015 12:00:00 AM | Not Dimmable | Not Dimmable | Not Yet Verified |  |  | 10271 | 101.49 | 100.8 | 18.93 | 0.906 | 5700 | 72.5
PRBUZJHQ | SNC OPTO ELECTRONIC CO LTD. | SNC LED | SNC-CP-100WA1(5000K) | Outdoor Luminaires | Mid Output | Fuel Pump Canopy Luminaires | Standard | FALSE | [9 empty] | 9/30/2015 12:00:00 AM | Not Dimmable | Not Dimmable | Not Yet Verified |  |  | 9714.7 | 98.43 | 98.7 | 19.43 | 0.909 | 5000 | 73.1
PCJVVQP3 | SNC OPTO ELECTRONIC CO LTD. | SNC LED | SNC-CP-100WA1(4500K) | Outdoor Luminaires | Mid Output | Fuel Pump Canopy Luminaires | Standard | FALSE | [9 empty] | 9/30/2015 12:00:00 AM | Not Dimmable | Not Dimmable | Not Yet Verified |  |  | 9714.7 | 98.43 | 98.7 | 19.43 | 0.909 | 4500 | 73.1
P9AN1HNG | SNC OPTO ELECTRONIC CO LTD. | SNC LED | SNC-CP-120WA1(4000K) | Outdoor Luminaires | High Output | Fuel Pump Canopy Luminaires | Standard | TRUE | 11754 | 96.69 | 122.3 | 15.91 | 0.903 | 4033 | 73 | 5 | 50000 | 9/30/2015 12:00:00 AM | Not Dimmable | Not Dimmable | Not Yet Verified |  | 2.1 | 11754 | 96.69 | 122.3 | 15.91 | 0.903 | 4000 | 73
PFQ82JS2 | SNC OPTO ELECTRONIC CO LTD. | SNC LED | SNC-CP-120WA1(5000K) | Outdoor Luminaires | High Output | Fuel Pump Canopy Luminaires | Standard | FALSE | [9 empty] | 9/30/2015 12:00:00 AM | Not Dimmable | Not Dimmable | Not Yet Verified |  |  | 11754 | 96.69 | 122.3 | 15.91 | 0.903 | 5000 | 73
P6MUD26D | SNC OPTO ELECTRONIC CO LTD. | SNC LED | SNC-CP-120WA1(5700K) | Outdoor Luminaires | High Output | Fuel Pump Canopy Luminaires | Standard | FALSE | [9 empty] | 9/30/2015 12:00:00 AM | Not Dimmable | Not Dimmable | Not Yet Verified |  |  | 12103 | 99.56 | 122.4 | 14.85 | 0.904 | 5700 | 73.3
PMDJUXJC | SNC OPTO ELECTRONIC CO LTD. | SNC LED | SNC-CP-120WA1(4500K) | Outdoor Luminaires | High Output | Fuel Pump Canopy Luminaires | Standard | FALSE | [9 empty] | 9/30/2015 12:00:00 AM | Not Dimmable | Not Dimmable | Not Yet Verified |  |  | 11754 | 96.69 | 122.3 | 15.91 | 0.903 | 4500 | 73
PZ4B9971 | SNC OPTO ELECTRONIC CO LTD. | SNC LED | SNC-CP-120WA1-HV(4000K) | Outdoor Luminaires | High Output | Fuel Pump Canopy Luminaires | Standard | TRUE | 11215 | 95.65 | 117.3 | 11.12 | 0.956 | 4026 | 73.1 | 5 | 50000 | 9/30/2015 12:00:00 AM | Not Dimmable | Not Dimmable | Not Yet Verified |  | 2.1 | 11215 | 95.65 | 117.3 | 11.12 | 0.956 | 4000 | 73.1
PDUKCMUM | SNC OPTO ELECTRONIC CO LTD. | SNC LED | SNC-CP-120WA1-HV(5000K) | Outdoor Luminaires | High Output | Fuel Pump Canopy Luminaires | Standard | FALSE | [9 empty] | 9/30/2015 12:00:00 AM | Not Dimmable | Not Dimmable | Not Yet Verified |  |  | 11215 | 95.65 | 117.3 | 11.12 | 0.956 | 5000 | 73.1
P6DWM33V | SNC OPTO ELECTRONIC CO LTD. | SNC LED | SNC-CP-120WA1-HV(4500K) | Outdoor Luminaires | High Output | Fuel Pump Canopy Luminaires | Standard | FALSE | [9 empty] | 9/30/2015 12:00:00 AM | Not Dimmable | Not Dimmable | Not Yet Verified |  |  | 11215 | 95.65 | 117.3 | 11.12 | 0.956 | 4500 | 73.1
PVU85PDM | SNC OPTO ELECTRONIC CO LTD. | SNC LED | SNC-CP-120WA1-HV(5700K) | Outdoor Luminaires | High Output | Fuel Pump Canopy Luminaires | Standard | FALSE | [9 empty] | 9/30/2015 12:00:00 AM | Not Dimmable | Not Dimmable | Not Yet Verified |  |  | 11430 | 96.29 | 119.5 | 11.96 | 0.95 | 5700 | 73.3
PV2XXJE4 | SNC OPTO ELECTRONIC CO LTD. | SNC LED | SNC-CP-100WF01(4000K) | Outdoor Luminaires | High Output | Fuel Pump Canopy Luminaires | Standard | TRUE | 10650 | 105.97 | 100.5 | 14.13 | 0.9023 | 4012 | 83.5 | 5 | 50000 | 10/7/2015 12:00:00 AM | Not Dimmable | Not Dimmable | No |  | 3 | 10650 | 105.97 | 100.5 | 14.13 | 0.9023 | 4000 | 83.5
P7K6G98D | SNC OPTO ELECTRONIC CO LTD. | SNC LED | SNC-CP-100WF01(4500K) | Outdoor Luminaires | High Output | Fuel Pump Canopy Luminaires | Standard | FALSE | [9 empty] | 10/7/2015 12:00:00 AM | Not Dimmable | Not Dimmable | No |  |  | 10650 | 105.97 | 100.5 | 14.13 | 0.9023 | 4500 | 83.5
P7ZKF3GP | SNC OPTO ELECTRONIC CO LTD. | SNC LED | SNC-CP-100WF01(5000K) | Outdoor Luminaires | High Output | Fuel Pump Canopy Luminaires | Standard | FALSE | [9 empty] | 10/7/2015 12:00:00 AM | Not Dimmable | Not Dimmable | No |  |  | 10650 | 105.97 | 100.5 | 14.13 | 0.9023 | 5000 | 83.5
P84WD148 | SNC OPTO ELECTRONIC CO LTD. | SNC LED | SNC-CP-100WF01(5700K) | Outdoor Luminaires | High Output | Fuel Pump Canopy Luminaires | Standard | FALSE | [9 empty] | 10/7/2015 12:00:00 AM | Not Dimmable | Not Dimmable | No |  |  | 11056 | 108.18 | 102.2 | 13.97 | 0.9106 | 5700 | 83.8
PHJQH475 | SNC OPTO ELECTRONIC CO LTD. | SNC LED | SNC-CP-130WF01(4000K) | Outdoor Luminaires | High Output | Fuel Pump Canopy Luminaires | Standard | TRUE | 14063 | 105.26 | 133.6 | 11.38 | 0.9172 | 4031 | 83.6 | 5 | 50000 | 10/7/2015 12:00:00 AM | Not Dimmable | Not Dimmable | No |  | 3 | 14063 | 105.26 | 133.6 | 11.38 | 0.9172 | 4000 | 83.6
P5SQF78V | SNC OPTO ELECTRONIC CO LTD. | SNC LED | SNC-CP-130WF01(4500K) | Outdoor Luminaires | High Output | Fuel Pump Canopy Luminaires | Standard | FALSE | [9 empty] | 10/7/2015 12:00:00 AM | Not Dimmable | Not Dimmable | No |  |  | 14063 | 105.26 | 133.6 | 11.38 | 0.9172 | 4500 | 83.6
PM2G9D7X | SNC OPTO ELECTRONIC CO LTD. | SNC LED | SNC-CP-130WF01(5700K) | Outdoor Luminaires | High Output | Fuel Pump Canopy Luminaires | Standard | FALSE | [9 empty] | 10/7/2015 12:00:00 AM | Not Dimmable | Not Dimmable | No |  |  | 14657 | 108.41 | 135.2 | 11.57 | 0.9292 | 5700 | 84
P1DMFN34 | SNC OPTO ELECTRONIC CO LTD. | SNC LED | SNC-CP-130WF01(5000K) | Outdoor Luminaires | High Output | Fuel Pump Canopy Luminaires | Standard | FALSE | [9 empty] | 10/7/2015 12:00:00 AM | Not Dimmable | Not Dimmable | No |  |  | 14063 | 105.26 | 133.6 | 11.38 | 0.9172 | 5000 | 83.6
P7BUUK5Y | SNC OPTO ELECTRONIC CO LTD. | SNC LED | SNC-CP-150WF01(4000K) | Outdoor Luminaires | High Output | Fuel Pump Canopy Luminaires | Standard | TRUE | 15934 | 104.83 | 152 | 10.52 | 0.933 | 4028 | 83.6 | 5 | 50000 | 10/7/2015 12:00:00 AM | Not Dimmable | Not Dimmable | No |  | 3 | 15934 | 104.83 | 152 | 10.52 | 0.933 | 4000 | 83.6
PAR9FBHC | SNC OPTO ELECTRONIC CO LTD. | SNC LED | SNC-CP-150WF01(4500K) | Outdoor Luminaires | High Output | Fuel Pump Canopy Luminaires | Standard | FALSE | [9 empty] | 10/7/2015 12:00:00 AM | Not Dimmable | Not Dimmable | No |  |  | 15934 | 104.83 | 152 | 10.52 | 0.933 | 4500 | 83.6
PH6A5H4H | SNC OPTO ELECTRONIC CO LTD. | SNC LED | SNC-CP-150WF01(5000K) | Outdoor Luminaires | High Output | Fuel Pump Canopy Luminaires | Standard | FALSE | [9 empty] | 10/7/2015 12:00:00 AM | Not Dimmable | Not Dimmable | No |  |  | 15934 | 104.83 | 152 | 10.52 | 0.933 | 5000 | 83.6
P1J7PBD7 | SNC OPTO ELECTRONIC CO LTD. | SNC LED | SNC-CP-150WF01(5700K) | Outdoor Luminaires | High Output | Fuel Pump Canopy Luminaires | Standard | FALSE | [9 empty] | 10/7/2015 12:00:00 AM | Not Dimmable | Not Dimmable | No |  |  | 16606 | 106.59 | 155.8 | 11.23 | 0.9241 | 5700 | 84
PRCWNUAF | SNC OPTO ELECTRONIC CO LTD. | SNC LED | SNC-CP-75W-2111-1601 4000K | Outdoor Luminaires | Mid Output | Fuel Pump Canopy Luminaires | Standard | TRUE | 8354.8 | 111.65 | 74.83 | 13.09 | 0.9337 | 3983 | 84 | 5 | 50000 | 4/25/2016 12:00:00 AM | Not Dimmable | Not Dimmable | No |  | 3.1 | 8510.4 | 112.11 | 75.91 | 13.09 | 0.9337 | 4000 | 84
PW8ZWSWK | SNC OPTO ELECTRONIC CO LTD. | SNC LED | SNC-CP-75W-2111-1601 5000K | Outdoor Luminaires | Mid Output | Fuel Pump Canopy Luminaires | Standard | FALSE | [9 empty] | 4/25/2016 12:00:00 AM | Not Dimmable | Not Dimmable | No |  |  | 8650.7 | 113.8 | 76.02 | 13.09 | 0.9337 | 5000 | 84
P6KR29ER | SNC OPTO ELECTRONIC CO LTD. | SNC LED | SNC-CP-75W-2111-1601 5700K | Outdoor Luminaires | Mid Output | Fuel Pump Canopy Luminaires | Standard | FALSE | [9 empty] | 4/25/2016 12:00:00 AM | Not Dimmable | Not Dimmable | No |  |  | 8791 | 115.47 | 76.13 | 12.94 | 0.9316 | 5700 | 83
P5PZ3SPW | SNC OPTO ELECTRONIC CO LTD. | SNC LED | SNC-CP-75W-2112-1601 4000K | Outdoor Luminaires | Mid Output | Fuel Pump Canopy Luminaires | Standard | FALSE | [9 empty] | 4/25/2016 12:00:00 AM | Not Dimmable | Not Dimmable | No |  |  | 8510.4 | 112.11 | 75.91 | 13.09 | 0.9337 | 4000 | 84
PB9DWGH4 | SNC OPTO ELECTRONIC CO LTD. | SNC LED | SNC-CP-75W-2112-1601 5000K | Outdoor Luminaires | Mid Output | Fuel Pump Canopy Luminaires | Standard | FALSE | [9 empty] | 4/25/2016 12:00:00 AM | Not Dimmable | Not Dimmable | No |  |  | 8650.7 | 113.8 | 76.02 | 13.09 | 0.9337 | 5000 | 84
PREPKQCN | SNC OPTO ELECTRONIC CO LTD. | SNC LED | SNC-CP-75W-2112-1601 5700K | Outdoor Luminaires | Mid Output | Fuel Pump Canopy Luminaires | Standard | FALSE | [9 empty] | 4/25/2016 12:00:00 AM | Not Dimmable | Not Dimmable | No |  |  | 8791 | 115.47 | 76.13 | 12.94 | 0.9316 | 5700 | 83
P1QVZ95T | SNC OPTO ELECTRONIC CO LTD. | SNC LED | SNC-CP-45W-2111-1601 4000K | Outdoor Luminaires | Mid Output | Fuel Pump Canopy Luminaires | Standard | TRUE | 5029.4 | 111.89 | 44.95 | 19.29 | 0.9088 | 3899 | 83.6 | 5 | 50000 | 4/25/2016 12:00:00 AM | Not Dimmable | Not Dimmable | No |  | 3.1 | 5034.2 | 113.13 | 44.5 | 19.29 | 0.9088 | 4000 | 83.6
PFEE68TW | SNC OPTO ELECTRONIC CO LTD. | SNC LED | SNC-CP-45W-2111-1601 5000K | Outdoor Luminaires | Mid Output | Fuel Pump Canopy Luminaires | Standard | FALSE | [9 empty] | 4/25/2016 12:00:00 AM | Not Dimmable | Not Dimmable | No |  |  | 5085.1 | 114.54 | 44.4 | 19.29 | 0.9088 | 5000 | 83.6
PFBSUBCD | SNC OPTO ELECTRONIC CO LTD. | SNC LED | SNC-CP-45W-2112-1601 5000K | Outdoor Luminaires | Mid Output | Fuel Pump Canopy Luminaires | Standard | FALSE | [9 empty] | 4/25/2016 12:00:00 AM | Not Dimmable | Not Dimmable | No |  |  | 5085.1 | 114.54 | 44.4 | 19.29 | 0.9088 | 5000 | 83.6
PY6VBXUV | SNC OPTO ELECTRONIC CO LTD. | SNC LED | SNC-CP-45W-2111-1601 5700K | Outdoor Luminaires | Mid Output | Fuel Pump Canopy Luminaires | Standard | FALSE | [9 empty] | 4/25/2016 12:00:00 AM | Not Dimmable | Not Dimmable | No |  |  | 5136 | 115.96 | 44.29 | 19.41 | 0.9076 | 5700 | 75.9
P9V9KNRQ | SNC OPTO ELECTRONIC CO LTD. | SNC LED | SNC-CP-45W-2112-1601 4000K | Outdoor Luminaires | Mid Output | Fuel Pump Canopy Luminaires | Standard | FALSE | [9 empty] | 4/25/2016 12:00:00 AM | Not Dimmable | Not Dimmable | No |  |  | 5034.2 | 113.13 | 44.5 | 19.29 | 0.9088 | 4000 | 83.6
P9ECSUD5 | SNC OPTO ELECTRONIC CO LTD. | SNC LED | SNC-CP-45W-2112-1601 5700K | Outdoor Luminaires | Mid Output | Fuel Pump Canopy Luminaires | Standard | FALSE | [9 empty] | 4/25/2016 12:00:00 AM | Not Dimmable | Not Dimmable | No |  |  | 5136 | 115.96 | 44.29 | 19.41 | 0.9076 | 5700 | 75.9
PVZFM5DP | SNC OPTO ELECTRONIC CO LTD. | SNC LED | SNC-CP-180W-1321-1601 4000K | Outdoor Luminaires | High Output | Fuel Pump Canopy Luminaires | Standard | TRUE | 26983 | 151.17 | 178.5 | 17.07 | 0.9303 | 4152 | 82.9 | 5 | 50000 | 9/22/2016 12:00:00 AM | Not Dimmable | Not Dimmable | No |  | 4 | 26983 | 151.17 | 178.5 | 17.07 | 0.93 | 4000 | 82.9
PFXUYD19 | SNC OPTO ELECTRONIC CO LTD. | SNC LED | SNC-CP-180W-1321-1601 5700K | Outdoor Luminaires | High Output | Fuel Pump Canopy Luminaires | Standard | FALSE | [9 empty] | 9/22/2016 12:00:00 AM | Not Dimmable | Not Dimmable | No |  |  | 28152 | 156.4 | 180 | 16.27 | 0.93 | 5700 | 82.6
P5WT93U4 | SNC OPTO ELECTRONIC CO LTD. | SNC LED | SNC-CP-180W-1321-1601 4500K | Outdoor Luminaires | High Output | Fuel Pump Canopy Luminaires | Standard | FALSE | [9 empty] | 9/22/2016 12:00:00 AM | Not Dimmable | Not Dimmable | No |  |  | 26983 | 151.17 | 178.5 | 17.07 | 0.93 | 4500 | 82.9
P2FSVPYJ | SNC OPTO ELECTRONIC CO LTD. | SNC LED | SNC-CP-180W-1321-1601 5000K | Outdoor Luminaires | High Output | Fuel Pump Canopy Luminaires | Standard | FALSE | [9 empty] | 9/22/2016 12:00:00 AM | Not Dimmable | Not Dimmable | No |  |  | 26983 | 151.17 | 178.5 | 17.07 | 0.93 | 5000 | 82.9
P7GXZ8KP | SNC OPTO ELECTRONIC CO LTD. | SNC LED | SNC-CP-150W-3321-1602 4000K | Outdoor Luminaires | High Output | Fuel Pump Canopy Luminaires | Standard | TRUE | 21906 | 146.72 | 149.3 | 16.57 | 0.9348 | 4146 | 82.8 | 5 | 50000 | 9/29/2016 12:00:00 AM | Not Dimmable | Not Dimmable | No |  | 4 | 21906 | 146.72 | 149.3 | 16.57 | 0.93 | 4000 | 82.8
PDKBQ8UV | SNC OPTO ELECTRONIC CO LTD. | SNC LED | SNC-CP-150W-3321-1602 4500K | Outdoor Luminaires | High Output | Fuel Pump Canopy Luminaires | Standard | FALSE | [9 empty] | 9/29/2016 12:00:00 AM | Not Dimmable | Not Dimmable | No |  |  | 21906 | 146.72 | 149.3 | 16.57 | 0.93 | 4500 | 82.8
P6XTWXEV | SNC OPTO ELECTRONIC CO LTD. | SNC LED | SNC-CP-150W-3321-1602 5000K | Outdoor Luminaires | High Output | Fuel Pump Canopy Luminaires | Standard | FALSE | [9 empty] | 9/29/2016 12:00:00 AM | Not Dimmable | Not Dimmable | No |  |  | 21906 | 146.72 | 149.3 | 16.57 | 0.93 | 5000 | 82.8
PYPK8HS5 | SNC OPTO ELECTRONIC CO LTD. | SNC LED | SNC-CP-150W-3321-1602 5700K | Outdoor Luminaires | High Output | Fuel Pump Canopy Luminaires | Standard | FALSE | [9 empty] | 9/29/2016 12:00:00 AM | Not Dimmable | Not Dimmable | No |  |  | 23598 | 156.17 | 151.1 | 16.91 | 0.93 | 5700 | 81.9
PSHWGQ1U | SNC OPTO ELECTRONIC CO LTD. | SNC LED | SNC-CP-130W-121[1,2]-1601 4000K | Outdoor Luminaires | High Output | Fuel Pump Canopy Luminaires | Premium | TRUE | 14797 | 117.34 | 126.1 | 15.17 | 0.9165 | 4014 | 73.3 | 5 | 50000 | 8/4/2016 12:00:00 AM | Not Dimmable | Not Dimmable | Yes |  | 4 | 14797 | 117.34 | 126.1 | 15.17 | 0.92 | 4000 | 73.3
P6TQHAPN | SNC OPTO ELECTRONIC CO LTD. | SNC LED | SNC-CP-130W-121[1,2]-1601 5700K | Outdoor Luminaires | High Output | Fuel Pump Canopy Luminaires | Premium | FALSE | [9 empty] | 8/4/2016 12:00:00 AM | Not Dimmable | Not Dimmable | Yes |  |  | 15239 | 118.41 | 128.7 | 15.13 | 0.91 | 5700 | 73.8
PXUAUW8W | SNC OPTO ELECTRONIC CO LTD. | SNC LED | SNC-CP-130W-121[1,2]-1601 4500K | Outdoor Luminaires | High Output | Fuel Pump Canopy Luminaires | Premium | FALSE | [9 empty] | 8/4/2016 12:00:00 AM | Not Dimmable | Not Dimmable | Yes |  |  | 14797 | 117.34 | 126.1 | 15.17 | 0.92 | 4500 | 73.3
PMACHD3A | SNC OPTO ELECTRONIC CO LTD. | SNC LED | SNC-CP-130W-121[1,2]-1601 5000K | Outdoor Luminaires | High Output | Fuel Pump Canopy Luminaires | Premium | FALSE | [9 empty] | 8/4/2016 12:00:00 AM | Not Dimmable | Not Dimmable | Yes |  |  | 14797 | 117.34 | 126.1 | 15.17 | 0.92 | 5000 | 73.3
P2T9KTQ6 | Solas Ray Lighting | Gas Station Canopy Light | CS14-127-50-CL-U-FM | Outdoor Luminaires | High Output | Fuel Pump Canopy Luminaires | Standard | TRUE | 13956.15 | 109.94 | 126.94 | 6.73 | 0.9118 | 5026 | 83 | 5 | 50000 | 7/12/2016 12:00:00 AM | Not Dimmable | Not Dimmable | Not Yet Verified |  | 2.1 | 14700 | 115 | 120 |  | 0.98
PK81QWEH | Solas Ray Lighting | Gas Station Canopy Light | CS18-159-50-CL-U-FM | Outdoor Luminaires | High Output | Fuel Pump Canopy Luminaires | Standard | TRUE | 18052.623 | 113.204 | 159.47 | 10.45 | 0.946 | 5036 | 82.4 | 5 | 50000 | 7/12/2016 12:00:00 AM | Not Dimmable | Not Dimmable | Not Yet Verified |  | 2.1
PHQ4U3N9 | Solas Ray Lighting | Gas Station Canopy Light | CS23-204-50-CL-U-CM | Outdoor Luminaires | High Output | Fuel Pump Canopy Luminaires | Standard | TRUE | 22913.46 | 112.178 | 204.26 | 10.06 | 0.9221 | 5016 | 82.1 | 5 | 50000 | 7/12/2016 12:00:00 AM | Not Dimmable | Not Dimmable | Not Yet Verified |  | 2.1 | 23300 | 115 | 200 |  | 0.98 | 5000 | 80
PQ2NNN6U | Stanpro Lighting Systems Inc. | Stanpro Lighting Systems Inc. | IFD-LS1-[120V ONLY]/50K | Outdoor Luminaires | Low Output | Fuel Pump Canopy Luminaires | Standard | TRUE | 2976 | 88.4 | 33.7 | 14.5 | 0.971 | 4980 | 72 | 5 | 50000 | 2/12/2015 12:00:00 AM | Not Yet Verified | Not Yet Verified | Not Yet Verified |  | 2.1 | 3000 | 88 | 34 |  |  | 5000 | 70
PGUR397FZ | Stanpro Lighting Systems Inc. | Stanpro | IFD-LS2-W/50K-XX | Outdoor Luminaires | Mid Output | Fuel Pump Canopy Luminaires | Standard | TRUE | 5524 | 95.91 | 57.6 | 17.68 | 0.931 | 5116 | 73.1 | 5 | 50000 | 8/18/2015 12:00:00 AM | Not Dimmable | Not Dimmable | Not Yet Verified |  | 2.1 | 5524 | 95.24 | 58 |  |  | 5000 | 70
P00001H6D | Sunrain Systems | ES BRIGHT | EC-120 (5000K) | Outdoor Luminaires | High Output | Fuel Pump Canopy Luminaires | Standard | TRUE | 10533.4 | 90.93 | 115.84 | 14.99 | 0.896 | 4995 | 69.7 | 5 | 50000 | 7/23/2014 12:00:00 AM | Not Yet Verified | Not Yet Verified | Not Yet Verified |  | 2.1 | 10000 | 92 | 120 |  | 0.98 | 5000 | 70
P00001H6E | Sunrain Systems | ES BRIGHT | EC-120 (5700K) | Outdoor Luminaires | High Output | Fuel Pump Canopy Luminaires | Standard | FALSE | [9 empty] | 7/23/2014 12:00:00 AM | Not Yet Verified | Not Yet Verified | Not Yet Verified |  |  | 10000 | 90 | 120 |  | 0.98 | 5700 | 70
PW2ZXVBY | Super Bright LEDs | Super Bright LEDs | EPL-NW100 | Outdoor Luminaires | Mid Output | Fuel Pump Canopy Luminaires | Standard | TRUE | 8462.71 | 84.32 | 100.37 | 12.08 | 0.9426 | 5948 | 65.9 | 5 |  | 5/17/2016 12:00:00 AM | Dimmable | Stepped | Not Yet Verified |  | 2.1 | 8462.71 | 84.32 | 100.37 | 12.08 | 0.9426 | 5948 | 65.9
PCHAE7RM | SUZHOU WISTA LIGHTING TECHNOLOGY CO.,LTD | SUZHOU WISTA LIGHTING TECHNOLOGY CO.,LTD | WST-DGK-24-40W(3000K) | Outdoor Luminaires | Low Output | Fuel Pump Canopy Luminaires | Standard | TRUE | 4462.1 | 112 | 39.84 | 15.14 | 0.9148 | 2990 | 73.3 | 5 | 50000 | 10/3/2016 12:00:00 AM | Not Dimmable | Not Dimmable | Yes |  | 4 | 4456.6 | 112.97 | 39.45 | 15.14 | 0.91 | 3000 | 73.3
P27HVABX | SUZHOU WISTA LIGHTING TECHNOLOGY CO.,LTD | SUZHOU WISTA LIGHTING TECHNOLOGY CO.,LTD | WST-DGK-24-40W(3500K) | Outdoor Luminaires | Low Output | Fuel Pump Canopy Luminaires | Standard | FALSE | [9 empty] | 10/3/2016 12:00:00 AM | Not Dimmable | Not Dimmable | Yes |  |  | 4456.6 | 112.97 | 39.45 | 15.14 | 0.91 | 3500 | 73.3
P68NCJWD | SUZHOU WISTA LIGHTING TECHNOLOGY CO.,LTD | SUZHOU WISTA LIGHTING TECHNOLOGY CO.,LTD | WST-DGK-24-40W(4500K) | Outdoor Luminaires | Low Output | Fuel Pump Canopy Luminaires | Standard | FALSE | [9 empty] | 10/3/2016 12:00:00 AM | Not Dimmable | Not Dimmable | Yes |  |  | 4456.6 | 112.97 | 39.45 | 15.14 | 0.91 | 4500 | 73.3
PUBURB71 | SUZHOU WISTA LIGHTING TECHNOLOGY CO.,LTD | SUZHOU WISTA LIGHTING TECHNOLOGY CO.,LTD | WST-DGK-24-40W(5000K) | Outdoor Luminaires | Low Output | Fuel Pump Canopy Luminaires | Standard | FALSE | [9 empty] | 10/3/2016 12:00:00 AM | Not Dimmable | Not Dimmable | Yes |  |  | 4456.6 | 112.97 | 39.45 | 15.14 | 0.91 | 5000 | 73.3
PY8GKB2D | SUZHOU WISTA LIGHTING TECHNOLOGY CO.,LTD | SUZHOU WISTA LIGHTING TECHNOLOGY CO.,LTD | WST-DGK-24-40W(5700K) | Outdoor Luminaires | Low Output | Fuel Pump Canopy Luminaires | Standard | FALSE | [9 empty] | 10/3/2016 12:00:00 AM | Not Dimmable | Not Dimmable | Yes |  |  | 4523 | 114.83 | 39.39 | 15.19 | 0.91 | 5700 | 82.5
P164REKM | SUZHOU WISTA LIGHTING TECHNOLOGY CO.,LTD | SUZHOU WISTA LIGHTING TECHNOLOGY CO.,LTD | WST-DGK-24-40W(4000K) | Outdoor Luminaires | Low Output | Fuel Pump Canopy Luminaires | Standard | FALSE | [9 empty] | 10/3/2016 12:00:00 AM | Not Dimmable | Not Dimmable | Yes |  |  | 4456.6 | 112.97 | 39.45 | 15.14 | 0.91 | 4000 | 73.3
PRX5FZYP | SUZHOU WISTA LIGHTING TECHNOLOGY CO.,LTD | SUZHOU WISTA LIGHTING TECHNOLOGY CO.,LTD | WST-DGK-24-70W(3000K) | Outdoor Luminaires | Mid Output | Fuel Pump Canopy Luminaires | Standard | TRUE | 7647.9 | 108.98 | 70.18 | 14.06 | 0.9223 | 2998 | 73.4 | 5 | 50000 | 10/3/2016 12:00:00 AM | Not Dimmable | Not Dimmable | Yes |  | 4 | 7647.9 | 108.98 | 70.18 | 14.06 | 0.92 | 3000 | 73.4
PGT62NYU | SUZHOU WISTA LIGHTING TECHNOLOGY CO.,LTD | SUZHOU WISTA LIGHTING TECHNOLOGY CO.,LTD | WST-DGK-24-70W(3500K) | Outdoor Luminaires | Mid Output | Fuel Pump Canopy Luminaires | Standard | FALSE | [9 empty] | 10/3/2016 12:00:00 AM | Not Dimmable | Not Dimmable | Yes |  |  | 7647.9 | 108.98 | 70.18 | 14.06 | 0.92 | 3500 | 73.4
PDJTW36S | SUZHOU WISTA LIGHTING TECHNOLOGY CO.,LTD | SUZHOU WISTA LIGHTING TECHNOLOGY CO.,LTD | WST-DGK-24-70W(5700K) | Outdoor Luminaires | Mid Output | Fuel Pump Canopy Luminaires | Standard | FALSE | [9 empty] | 10/3/2016 12:00:00 AM | Not Dimmable | Not Dimmable | Yes |  |  | 7752 | 110.68 | 70.04 | 14.09 | 0.92 | 5700 | 82.3
P5W7QJQ8 | SUZHOU WISTA LIGHTING TECHNOLOGY CO.,LTD | SUZHOU WISTA LIGHTING TECHNOLOGY CO.,LTD | WST-DGK-24-70W(5000K) | Outdoor Luminaires | Mid Output | Fuel Pump Canopy Luminaires | Standard | FALSE | [9 empty] | 10/3/2016 12:00:00 AM | Not Dimmable | Not Dimmable | Yes |  |  | 7647.9 | 108.98 | 70.18 | 14.06 | 0.92 | 5000 | 73.4
PG3UFJ8P | SUZHOU WISTA LIGHTING TECHNOLOGY CO.,LTD | SUZHOU WISTA LIGHTING TECHNOLOGY CO.,LTD | WST-DGK-24-70W(4000K) | Outdoor Luminaires | Mid Output | Fuel Pump Canopy Luminaires | Standard | FALSE | [9 empty] | 10/3/2016 12:00:00 AM | Not Dimmable | Not Dimmable | Yes |  |  | 7647.9 | 108.98 | 70.18 | 14.06 | 0.92 | 4000 | 73.4
P369MHTC | SUZHOU WISTA LIGHTING TECHNOLOGY CO.,LTD | SUZHOU WISTA LIGHTING TECHNOLOGY CO.,LTD | WST-DGK-24-70W(4500K) | Outdoor Luminaires | Mid Output | Fuel Pump Canopy Luminaires | Standard | FALSE | [9 empty] | 10/3/2016 12:00:00 AM | Not Dimmable | Not Dimmable | Yes |  |  | 7647.9 | 108.98 | 70.18 | 14.06 | 0.92 | 4500 | 73.4
P6SXF23E | Symban Lighting Corp. | Symban | SOLAR-LED(40W)-30-XV | Outdoor Luminaires | Low Output | Fuel Pump Canopy Luminaires | Standard | TRUE | 3679 | 92.86 | 39.62 | 17.76 | 0.948 | 2921 | 84 | 5 | 50000 | 2/8/2016 12:00:00 AM | Not Dimmable | Not Dimmable | Not Yet Verified |  | 2.1 | 3500 | 90 | 40 | 20 | 0.95 | 3000 | 80
P5PAH64S | Symban Lighting Corp. | Symban | SOLAR-LED(40W)-35-XV | Outdoor Luminaires | Low Output | Fuel Pump Canopy Luminaires | Standard | FALSE | [9 empty] | 2/8/2016 12:00:00 AM | Not Dimmable | Not Dimmable | Not Yet Verified |  |  | 3500 | 90 | 40 | 20 | 0.95 | 3500 | 80
P7Z38PBY | Symban Lighting Corp. | Symban | SOLAR-LED(40W)-45-XV | Outdoor Luminaires | Low Output | Fuel Pump Canopy Luminaires | Standard | FALSE | [9 empty] | 2/8/2016 12:00:00 AM | Not Dimmable | Not Dimmable | Not Yet Verified |  |  | 3500 | 90 | 40 | 20 | 0.95 | 4500 | 80
PARUZDW4 | Symban Lighting Corp. | Symban | SOLAR-LED(40W)-40-XV | Outdoor Luminaires | Low Output | Fuel Pump Canopy Luminaires | Standard | FALSE | [9 empty] | 2/8/2016 12:00:00 AM | Not Dimmable | Not Dimmable | Not Yet Verified |  |  | 3500 | 90 | 40 | 20 | 0.95 | 4000 | 80
PY4KBEQV | Symban Lighting Corp. | Symban | SOLAR-LED(40W)-50-XV | Outdoor Luminaires | Low Output | Fuel Pump Canopy Luminaires | Standard | FALSE | [9 empty] | 2/8/2016 12:00:00 AM | Not Dimmable | Not Dimmable | Not Yet Verified |  |  | 3500 | 90 | 40 | 20 | 0.95 | 5000 | 80
PDCEMH1G | Symban Lighting Corp. | Symban | SOLAR-LED(60W)-30-XV | Outdoor Luminaires | Low Output | Fuel Pump Canopy Luminaires | Standard | TRUE | 4599 | 78.18 | 59.09 | 14.32 | 0.946 | 2938 | 85 | 5 | 50000 | 2/8/2016 12:00:00 AM | Not Dimmable | Not Dimmable | Not Yet Verified |  | 2.1 | 5000 | 85 | 60 | 20 | 0.95 | 3000 | 80
PVZF2P67 | Symban Lighting Corp. | Symban | SOLAR-LED(60W)-50-XV | Outdoor Luminaires | Mid Output | Fuel Pump Canopy Luminaires | Standard | FALSE | [9 empty] | 2/8/2016 12:00:00 AM | Not Dimmable | Not Dimmable | Not Yet Verified |  |  | 5000 | 85 | 60 | 20 | 0.95 | 5000 | 80
PME32QSK | Symban Lighting Corp. | Symban | SOLAR-LED(60W)-35-XV | Outdoor Luminaires | Mid Output | Fuel Pump Canopy Luminaires | Standard | FALSE | [9 empty] | 2/8/2016 12:00:00 AM | Not Dimmable | Not Dimmable | Not Yet Verified |  |  | 5000 | 85 | 60 | 20 | 0.95 | 3500 | 80
PKWM8YA8 | Symban Lighting Corp. | Symban | SOLAR-LED(60W)-40-XV | Outdoor Luminaires | Mid Output | Fuel Pump Canopy Luminaires | Standard | FALSE | [9 empty] | 2/8/2016 12:00:00 AM | Not Dimmable | Not Dimmable | Not Yet Verified |  |  | 5000 | 85 | 60 | 20 | 0.95 | 4000 | 80
P24GP1RG | Symban Lighting Corp. | Symban | SOLAR-LED(60W)-45-XV | Outdoor Luminaires | Mid Output | Fuel Pump Canopy Luminaires | Standard | FALSE | [9 empty] | 2/8/2016 12:00:00 AM | Not Dimmable | Not Dimmable | Not Yet Verified |  |  | 5000 | 85 | 60 | 20 | 0.95 | 4500 | 80
PNQN65XW | Symban Lighting Corp. | Symban | SOLAR-LED(90W)-30-XV | Outdoor Luminaires | Mid Output | Fuel Pump Canopy Luminaires | Standard | TRUE | 7480 | 82.62 | 90.53 | 14.44 | 0.915 | 2932 | 85 | 5 | 50000 | 2/8/2016 12:00:00 AM | Not Dimmable | Not Dimmable | Not Yet Verified |  | 2.1 | 7000 | 80 | 90 | 20 | 0.95 | 3000 | 80
PG9DRQWM | Symban Lighting Corp. | Symban | SOLAR-LED(90W)-40-XV | Outdoor Luminaires | Mid Output | Fuel Pump Canopy Luminaires | Standard | FALSE | [9 empty] | 2/8/2016 12:00:00 AM | Not Dimmable | Not Dimmable | Not Yet Verified |  |  | 7000 | 80 | 90 | 20 | 0.95 | 4000 | 80
PQWABWP7 | Symban Lighting Corp. | Symban | SOLAR-LED(90W)-50-XV | Outdoor Luminaires | Mid Output | Fuel Pump Canopy Luminaires | Standard | FALSE | [9 empty] | 2/8/2016 12:00:00 AM | Not Dimmable | Not Dimmable | Not Yet Verified |  |  | 7000 | 80 | 90 | 20 | 0.95 | 5000 | 80
PH78SJ91 | Symban Lighting Corp. | Symban | SOLAR-LED(90W)-45-XV | Outdoor Luminaires | Mid Output | Fuel Pump Canopy Luminaires | Standard | FALSE | [9 empty] | 2/8/2016 12:00:00 AM | Not Dimmable | Not Dimmable | Not Yet Verified |  |  | 7000 | 80 | 90 | 20 | 0.95 | 4500 | 80
PV9G8UNN | Symban Lighting Corp. | Symban | SOLAR-LED(90W)-35-XV | Outdoor Luminaires | Mid Output | Fuel Pump Canopy Luminaires | Standard | FALSE | [9 empty] | 2/8/2016 12:00:00 AM | Not Dimmable | Not Dimmable | Not Yet Verified |  |  | 7000 | 80 | 90 | 20 | 0.95 | 3500 | 80
PC2K5Q2G | Tach Lighting&Electronics LTD | TACH | TCNL40W-27K-00-XX | Outdoor Luminaires | Low Output | Fuel Pump Canopy Luminaires | Standard | TRUE | 3767.62 | 91.54 | 41.16 | 15.4 | 0.968 | 2688 | 82.1 | 5 | 50000 | 10/23/2015 12:00:00 AM | Not Dimmable | Not Dimmable | Not Yet Verified |  | 2.1 | 3767.62 | 91.54 | 41.16 | 6 | 0.997 | 2688 | 82.1
PVJ7KWW7 | Tach Lighting&Electronics LTD | TACH | TCNL40W-57K-00-XX | Outdoor Luminaires | Low Output | Fuel Pump Canopy Luminaires | Standard | FALSE | [9 empty] | 10/23/2015 12:00:00 AM | Not Dimmable | Not Dimmable | Not Yet Verified |  |  | 3700 | 92.5 | 40 | 6 | 0.997 | 5700 | 82.1
PFYEJJKE | Tach Lighting&Electronics LTD | TACH | TCNL40W-30K-10-XX | Outdoor Luminaires | Low Output | Fuel Pump Canopy Luminaires | Standard | FALSE | [9 empty] | 10/23/2015 12:00:00 AM | Dimmable | Continuous Below 10 | Not Yet Verified |  |  | 3700 | 92.5 | 40 | 6 | 0.997 | 3000 | 82.1
PM7J93EC | Tach Lighting&Electronics LTD | TACH | TCNL40W-35K-10-XX | Outdoor Luminaires | Low Output | Fuel Pump Canopy Luminaires | Standard | FALSE | [9 empty] | 10/23/2015 12:00:00 AM | Dimmable | Continuous Below 10 | Not Yet Verified |  |  | 3700 | 92.5 | 40 | 6 | 0.997 | 3500 | 82.1
PMZQU69N | Tach Lighting&Electronics LTD | TACH | TCNL40W-45K-10-XX | Outdoor Luminaires | Low Output | Fuel Pump Canopy Luminaires | Standard | FALSE | [9 empty] | 10/23/2015 12:00:00 AM | Dimmable | Continuous Below 10 | Not Yet Verified |  |  | 3700 | 92.5 | 40 | 6 | 0.997 | 4500 | 82.1
PMYK4R5Y | Tach Lighting&Electronics LTD | TACH | TCNL40W-27K-SR-XX | Outdoor Luminaires | Low Output | Fuel Pump Canopy Luminaires | Standard | FALSE | [9 empty] | 10/23/2015 12:00:00 AM | Dimmable | Stepped | Not Yet Verified |  |  | 3700 | 92.5 | 40 | 6 | 0.997 | 2700 | 82.1
PXEXKE14 | Tach Lighting&Electronics LTD | TACH | TCNL40W-40K-SR-XX | Outdoor Luminaires | Low Output | Fuel Pump Canopy Luminaires | Standard | FALSE | [9 empty] | 10/23/2015 12:00:00 AM | Dimmable | Stepped | Not Yet Verified |  |  | 3700 | 92.5 | 40 | 6 | 0.997 | 4000 | 82.1
PAVD27GM | Tach Lighting&Electronics LTD | TACH | TCNL40W-45K-00-XX | Outdoor Luminaires | Low Output | Fuel Pump Canopy Luminaires | Standard | FALSE | [9 empty] | 10/23/2015 12:00:00 AM | Not Dimmable | Not Dimmable | Not Yet Verified |  |  | 3700 | 92.5 | 40 | 6 | 0.997 | 4500 | 82.1
PFJQ8STH | Tach Lighting&Electronics LTD | TACH | TCNL40W-57K-10-XX | Outdoor Luminaires | Low Output | Fuel Pump Canopy Luminaires | Standard | FALSE | [9 empty] | 10/23/2015 12:00:00 AM | Dimmable | Continuous Below 10 | Not Yet Verified |  |  | 3700 | 92.5 | 40 | 6 | 0.997 | 5700 | 82.1
PV48GJMD | Tach Lighting&Electronics LTD | TACH | TCNL40W-35K-00-XX | Outdoor Luminaires | Low Output | Fuel Pump Canopy Luminaires | Standard | FALSE | [9 empty] | 10/23/2015 12:00:00 AM | Not Dimmable | Not Dimmable | Not Yet Verified |  |  | 3700 | 92.5 | 40 | 6 | 0.997 | 3500 | 82.1
PF7BB6AS | Tach Lighting&Electronics LTD | TACH | TCNL40W-30K-00-XX | Outdoor Luminaires | Low Output | Fuel Pump Canopy Luminaires | Standard | FALSE | [9 empty] | 10/23/2015 12:00:00 AM | Not Dimmable | Not Dimmable | Not Yet Verified |  |  | 3700 | 92.5 | 40 | 6 | 0.997 | 3000 | 82.1
P1VWZES7 | Tach Lighting&Electronics LTD | TACH | TCNL40W-40K-00-XX | Outdoor Luminaires | Low Output | Fuel Pump Canopy Luminaires | Standard | FALSE | [9 empty] | 10/23/2015 12:00:00 AM | Not Dimmable | Not Dimmable | Not Yet Verified |  |  | 3700 | 92.5 | 40 | 6 | 0.997 | 4000 | 82.1
P2KEMTAM | Tach Lighting&Electronics LTD | TACH | TCNL40W-50K-10-XX | Outdoor Luminaires | Low Output | Fuel Pump Canopy Luminaires | Standard | FALSE | [9 empty] | 10/23/2015 12:00:00 AM | Dimmable | Continuous Below 10 | Not Yet Verified |  |  | 3700 | 92.5 | 40 | 6 | 0.997 | 5000 | 82.1
PT4PZG3X | Tach Lighting&Electronics LTD | TACH | TCNL40W-50K-00-XX | Outdoor Luminaires | Low Output | Fuel Pump Canopy Luminaires | Standard | FALSE | [9 empty] | 10/23/2015 12:00:00 AM | Not Dimmable | Not Dimmable | Not Yet Verified |  |  | 3700 | 92.5 | 40 | 6 | 0.997 | 5000 | 82.1
PY43XWZM | Tach Lighting&Electronics LTD | TACH | TCNL40W-27K-10-XX | Outdoor Luminaires | Low Output | Fuel Pump Canopy Luminaires | Standard | FALSE | [9 empty] | 10/23/2015 12:00:00 AM | Dimmable | Continuous Below 10 | Not Yet Verified |  |  | 3700 | 92.5 | 40 | 6 | 0.997 | 2700 | 82.1
P9UTBUSF | Tach Lighting&Electronics LTD | TACH | TCNL40W-40K-10-XX | Outdoor Luminaires | Low Output | Fuel Pump Canopy Luminaires | Standard | FALSE | [9 empty] | 10/23/2015 12:00:00 AM | Dimmable | Continuous Below 10 | Not Yet Verified |  |  | 3700 | 92.5 | 40 | 6 | 0.997 | 4000 | 82.1
PJKWBHF5 | Tach Lighting&Electronics LTD | TACH | TCNL40W-30K-SR-XX | Outdoor Luminaires | Low Output | Fuel Pump Canopy Luminaires | Standard | FALSE | [9 empty] | 10/23/2015 12:00:00 AM | Dimmable | Stepped | Not Yet Verified |  |  | 3700 | 92.5 | 40 | 6 | 0.997 | 3000 | 82.1
P811PK3V | Tach Lighting&Electronics LTD | TACH | TCNL40W-35K-SR-XX | Outdoor Luminaires | Low Output | Fuel Pump Canopy Luminaires | Standard | FALSE | [9 empty] | 10/23/2015 12:00:00 AM | Dimmable | Stepped | Not Yet Verified |  |  | 3700 | 92.5 | 40 | 6 | 0.997 | 3500 | 82.1
PKDDB979 | Tach Lighting&Electronics LTD | TACH | TCNL40W-45K-SR-XX | Outdoor Luminaires | Low Output | Fuel Pump Canopy Luminaires | Standard | FALSE | [9 empty] | 10/23/2015 12:00:00 AM | Dimmable | Stepped | Not Yet Verified |  |  | 3700 | 92.5 | 40 | 6 | 0.997 | 4500 | 82.1
PBDZQDYS | Tach Lighting&Electronics LTD | TACH | TCNL40W-50K-SR-XX | Outdoor Luminaires | Low Output | Fuel Pump Canopy Luminaires | Standard | FALSE | [9 empty] | 10/23/2015 12:00:00 AM | Dimmable | Stepped | Not Yet Verified |  |  | 3700 | 92.5 | 40 | 6 | 0.997 | 5000 | 82.1
PATJK5RG | Tach Lighting&Electronics LTD | TACH | TCNL40W-57K-SR-XX | Outdoor Luminaires | Low Output | Fuel Pump Canopy Luminaires | Standard | FALSE | [9 empty] | 10/23/2015 12:00:00 AM | Dimmable | Stepped | Not Yet Verified |  |  | 3700 | 92.5 | 40 | 6 | 0.997 | 5700 | 82.1
PTZUGZYZ | Tach Lighting&Electronics LTD | TACH | TCNL60W-27K-00-XX | Outdoor Luminaires | Mid Output | Fuel Pump Canopy Luminaires | Standard | TRUE | 5621.49 | 92.46 | 60.8 | 11.9 | 0.972 | 2682 | 82.1 | 5 | 50000 | 10/23/2015 12:00:00 AM | Not Dimmable | Not Dimmable | Not Yet Verified |  | 2.1 | 5621.49 | 92.46 | 60.8 | 3.8 | 0.997 | 2682 | 82.1
PPU5JJJT | Tach Lighting&Electronics LTD | TACH | TCNL60W-50K-00-XX | Outdoor Luminaires | Mid Output | Fuel Pump Canopy Luminaires | Standard | FALSE | [9 empty] | 10/23/2015 12:00:00 AM | Not Dimmable | Not Dimmable | Not Yet Verified |  |  | 5500 | 91.7 | 60 | 3.8 | 0.997 | 5000 | 82.1
PJUB5HF3 | Tach Lighting&Electronics LTD | TACH | TCNL60W-35K-10-XX | Outdoor Luminaires | Mid Output | Fuel Pump Canopy Luminaires | Standard | FALSE | [9 empty] | 10/23/2015 12:00:00 AM | Dimmable | Continuous Above 10 | Not Yet Verified |  |  | 5500 | 91.7 | 60 | 3.8 | 0.997 | 3500 | 82.1
PEBW9613 | Tach Lighting&Electronics LTD | TACH | TCNL60W-30K-SR-XX | Outdoor Luminaires | Mid Output | Fuel Pump Canopy Luminaires | Standard | FALSE | [9 empty] | 10/23/2015 12:00:00 AM | Dimmable | Stepped | Not Yet Verified |  |  | 5500 | 91.7 | 60 | 3.8 | 0.997 | 3000 | 82.1
PWNE7KB9 | Tach Lighting&Electronics LTD | TACH | TCNL60W-40K-SR-XX | Outdoor Luminaires | Mid Output | Fuel Pump Canopy Luminaires | Standard | FALSE | [9 empty] | 10/23/2015 12:00:00 AM | Dimmable | Stepped | Not Yet Verified |  |  | 5500 | 91.7 | 60 | 3.8 | 0.997 | 4000 | 82.1
P2A1H2U8 | Tach Lighting&Electronics LTD | TACH | TCNL60W-50K-SR-XX | Outdoor Luminaires | Mid Output | Fuel Pump Canopy Luminaires | Standard | FALSE | [9 empty] | 10/23/2015 12:00:00 AM | Dimmable | Stepped | Not Yet Verified |  |  | 5500 | 91.7 | 60 | 3.8 | 0.997 | 5000 | 82.1
P84YZFWF | Tach Lighting&Electronics LTD | TACH | TCNL60W-57K-10-XX | Outdoor Luminaires | Mid Output | Fuel Pump Canopy Luminaires | Standard | FALSE | [9 empty] | 10/23/2015 12:00:00 AM | Dimmable | Continuous Above 10 | Not Yet Verified |  |  | 5500 | 91.7 | 60 | 3.8 | 0.997 | 5700 | 82.1
PYWAVVD7 | Tach Lighting&Electronics LTD | TACH | TCNL60W-30K-10-XX | Outdoor Luminaires | Mid Output | Fuel Pump Canopy Luminaires | Standard | FALSE | [9 empty] | 10/23/2015 12:00:00 AM | Dimmable | Continuous Above 10 | Not Yet Verified |  |  | 5500 | 91.7 | 60 | 3.8 | 0.997 | 3000 | 82.1
P6B1QE7G | Tach Lighting&Electronics LTD | TACH | TCNL60W-57K-SR-XX | Outdoor Luminaires | Mid Output | Fuel Pump Canopy Luminaires | Standard | FALSE | [9 empty] | 10/23/2015 12:00:00 AM | Dimmable | Stepped | Not Yet Verified |  |  | 5500 | 91.7 | 60 | 3.8 | 0.997 | 5700 | 82.1
PGT9HH67 | Tach Lighting&Electronics LTD | TACH | TCNL60W-35K-00-XX | Outdoor Luminaires | Mid Output | Fuel Pump Canopy Luminaires | Standard | FALSE | [9 empty] | 10/23/2015 12:00:00 AM | Not Dimmable | Not Dimmable | Not Yet Verified |  |  | 5500 | 91.7 | 60 | 3.8 | 0.997 | 3500 | 82.1
PAKBWVK6 | Tach Lighting&Electronics LTD | TACH | TCNL60W-27K-10-XX | Outdoor Luminaires | Mid Output | Fuel Pump Canopy Luminaires | Standard | FALSE | [9 empty] | 10/23/2015 12:00:00 AM | Dimmable | Continuous Above 10 | Not Yet Verified |  |  | 5500 | 91.7 | 60 | 3.8 | 0.997 | 2700 | 82.1
PD8YZM61 | Tach Lighting&Electronics LTD | TACH | TCNL60W-50K-10-XX | Outdoor Luminaires | Mid Output | Fuel Pump Canopy Luminaires | Standard | FALSE | [9 empty] | 10/23/2015 12:00:00 AM | Dimmable | Continuous Above 10 | Not Yet Verified |  |  | 5500 | 91.7 | 60 | 3.8 | 0.997 | 5000 | 82.1
PWCEVMAB | Tach Lighting&Electronics LTD | TACH | TCNL60W-27K-SR-XX | Outdoor Luminaires | Mid Output | Fuel Pump Canopy Luminaires | Standard | FALSE | [9 empty] | 10/23/2015 12:00:00 AM | Dimmable | Stepped | Not Yet Verified |  |  | 5500 | 91.7 | 60 | 3.8 | 0.997 | 2700 | 82.1
PWP9KJW3 | Tach Lighting&Electronics LTD | TACH | TCNL60W-45K-00-XX | Outdoor Luminaires | Mid Output | Fuel Pump Canopy Luminaires | Standard | FALSE | [9 empty] | 10/23/2015 12:00:00 AM | Not Dimmable | Not Dimmable | Not Yet Verified |  |  | 5500 | 91.7 | 60 | 3.8 | 0.997 | 4500 | 82.1
P15K9KMF | Tach Lighting&Electronics LTD | TACH | TCNL60W-35K-SR-XX | Outdoor Luminaires | Mid Output | Fuel Pump Canopy Luminaires | Standard | FALSE | [9 empty] | 10/23/2015 12:00:00 AM | Dimmable | Stepped | Not Yet Verified |  |  | 5500 | 91.7 | 60 | 3.8 | 0.997 | 3500 | 82.1
PTYUME58 | Tach Lighting&Electronics LTD | TACH | TCNL60W-30K-00-XX | Outdoor Luminaires | Mid Output | Fuel Pump Canopy Luminaires | Standard | FALSE | [9 empty] | 10/23/2015 12:00:00 AM | Not Dimmable | Not Dimmable | Not Yet Verified |  |  | 5500 | 91.7 | 60 | 3.8 | 0.997 | 3000 | 82.1
PWA8FDDW | Tach Lighting&Electronics LTD | TACH | TCNL60W-40K-00-XX | Outdoor Luminaires | Mid Output | Fuel Pump Canopy Luminaires | Standard | FALSE | [9 empty] | 10/23/2015 12:00:00 AM | Not Dimmable | Not Dimmable | Not Yet Verified |  |  | 5500 | 91.7 | 60 | 3.8 | 0.997 | 4000 | 82.1
PRFD94T4 | Tach Lighting&Electronics LTD | TACH | TCNL60W-57K-00-XX | Outdoor Luminaires | Mid Output | Fuel Pump Canopy Luminaires | Standard | FALSE | [9 empty] | 10/23/2015 12:00:00 AM | Not Dimmable | Not Dimmable | Not Yet Verified |  |  | 5500 | 91.7 | 60 | 3.8 | 0.997 | 5700 | 82.1
P8E99WPF | Tach Lighting&Electronics LTD | TACH | TCNL60W-40K-10-XX | Outdoor Luminaires | Mid Output | Fuel Pump Canopy Luminaires | Standard | FALSE | [9 empty] | 10/23/2015 12:00:00 AM | Dimmable | Continuous Above 10 | Not Yet Verified |  |  | 5500 | 91.7 | 60 | 3.8 | 0.997 | 4000 | 82.1
P55FKV3W | Tach Lighting&Electronics LTD | TACH | TCNL60W-45K-10-XX | Outdoor Luminaires | Mid Output | Fuel Pump Canopy Luminaires | Standard | FALSE | [9 empty] | 10/23/2015 12:00:00 AM | Dimmable | Continuous Above 10 | Not Yet Verified |  |  | 5500 | 91.7 | 60 | 3.8 | 0.997 | 4500 | 82.1
PKKKQ39H | Tach Lighting&Electronics LTD | TACH | TCNL60W-45K-SR-XX | Outdoor Luminaires | Mid Output | Fuel Pump Canopy Luminaires | Standard | FALSE | [9 empty] | 10/23/2015 12:00:00 AM | Dimmable | Stepped | Not Yet Verified |  |  | 5500 | 91.7 | 60 | 3.8 | 0.997 | 4500 | 82.1
PGHT8PYS | Taizhou JiaoGuang Lighting Co. Ltd. | Light The Future | CN203H-80W-27K-00-XX | Outdoor Luminaires | Mid Output | Fuel Pump Canopy Luminaires | Standard | TRUE | 6724.96 | 88.73 | 76.1 | 10.1 | 0.889 | 2703 | 82 | 5 | 50000 | 5/22/2015 12:00:00 AM | Not Dimmable | Not Dimmable | Not Yet Verified |  | 2.1 | 6724.96 | 88.73 | 75.79 | 7.1 | 0.963 | 2703 | 82
PKAMH52X | Taizhou JiaoGuang Lighting Co. Ltd. | Light The Future | CN203H-80W-50K-00-XX | Outdoor Luminaires | Mid Output | Fuel Pump Canopy Luminaires | Standard | FALSE | [9 empty] | 5/22/2015 12:00:00 AM | Not Dimmable | Not Dimmable | Not Yet Verified |  |  | 7200 | 90 | 80 | 7.1 | 0.963 | 5000 | 82
PPG2YYQ8 | Taizhou JiaoGuang Lighting Co. Ltd. | Light The Future | CN203H-80W-57K-00-XX | Outdoor Luminaires | Mid Output | Fuel Pump Canopy Luminaires | Standard | FALSE | [9 empty] | 5/22/2015 12:00:00 AM | Not Dimmable | Not Dimmable | Not Yet Verified |  |  | 7200 | 90 | 80 | 7.1 | 0.963 | 5700 | 82
P3KY8WMT | Taizhou JiaoGuang Lighting Co. Ltd. | Light The Future | CN203H-80W-30K-00-XX | Outdoor Luminaires | Mid Output | Fuel Pump Canopy Luminaires | Standard | FALSE | [9 empty] | 5/22/2015 12:00:00 AM | Not Dimmable | Not Dimmable | Not Yet Verified |  |  | 7200 | 90 | 80 | 7.1 | 0.963 | 3000 | 82
PKM3DF4H | Taizhou JiaoGuang Lighting Co. Ltd. | Light The Future | CN203H-80W-35K-00-XX | Outdoor Luminaires | Mid Output | Fuel Pump Canopy Luminaires | Standard | FALSE | [9 empty] | 5/22/2015 12:00:00 AM | Not Dimmable | Not Dimmable | Not Yet Verified |  |  | 7200 | 90 | 80 | 7.1 | 0.963 | 3500 | 82
PAEUMGDV | Taizhou JiaoGuang Lighting Co. Ltd. | Light The Future | CN203H-80W-45K-00-XX | Outdoor Luminaires | Mid Output | Fuel Pump Canopy Luminaires | Standard | FALSE | [9 empty] | 5/22/2015 12:00:00 AM | Not Dimmable | Not Dimmable | Not Yet Verified |  |  | 7200 | 90 | 80 | 7.1 | 0.963 | 4500 | 82
PPRYBB4W | Taizhou JiaoGuang Lighting Co. Ltd. | Light The Future | CN203H-80W-40K-00-XX | Outdoor Luminaires | Mid Output | Fuel Pump Canopy Luminaires | Standard | FALSE | [9 empty] | 5/22/2015 12:00:00 AM | Not Dimmable | Not Dimmable | Not Yet Verified |  |  | 7200 | 90 | 80 | 7.1 | 0.963 | 4000 | 82
PXMMTZZZ | Taizhou JiaoGuang Lighting Co. Ltd. | Light The Future | CN201H-40W-27K-00-XX | Outdoor Luminaires | Low Output | Fuel Pump Canopy Luminaires | Standard | TRUE | 3727.9 | 92.41 | 40.34 | 16.9 | 0.879 | 2690 | 82.1 | 5 | 50000 | 5/21/2015 12:00:00 AM | Not Dimmable | Not Dimmable | Not Yet Verified |  | 2.1 | 3727.97 | 92.41 | 40.34 | 8.9 | 0.95 | 2690 | 82.1
PHT6NRE2 | Taizhou JiaoGuang Lighting Co. Ltd. | Light The Future | CN201H-40W-35K-00-XX | Outdoor Luminaires | Low Output | Fuel Pump Canopy Luminaires | Standard | FALSE | [9 empty] | 5/21/2015 12:00:00 AM | Not Dimmable | Not Dimmable | Not Yet Verified |  |  | 3700 | 92.5 | 40 | 8.9 | 0.95 | 3500 | 82.1
PT8T6S3Z | Taizhou JiaoGuang Lighting Co. Ltd. | Light The Future | CN201H-40W-40K-00-XX | Outdoor Luminaires | Low Output | Fuel Pump Canopy Luminaires | Standard | FALSE | [9 empty] | 5/21/2015 12:00:00 AM | Not Dimmable | Not Dimmable | Not Yet Verified |  |  | 3700 | 92.5 | 40 | 8.9 | 0.95 | 4000 | 82.1
PFE124HF | Taizhou JiaoGuang Lighting Co. Ltd. | Light The Future | CN201H-40W-30K-00-XX | Outdoor Luminaires | Low Output | Fuel Pump Canopy Luminaires | Standard | FALSE | [9 empty] | 5/21/2015 12:00:00 AM | Not Dimmable | Not Dimmable | Not Yet Verified |  |  | 3700 | 92.5 | 40 | 8.9 | 0.95 | 3000 | 82.1
P42JSFVH | Taizhou JiaoGuang Lighting Co. Ltd. | Light The Future | CN201H-40W-45K-00-XX | Outdoor Luminaires | Low Output | Fuel Pump Canopy Luminaires | Standard | FALSE | [9 empty] | 5/21/2015 12:00:00 AM | Not Dimmable | Not Dimmable | Not Yet Verified |  |  | 3700 | 92.5 | 40 | 8.9 | 0.95 | 4500 | 82.1
PHKZ3X6Y | Taizhou JiaoGuang Lighting Co. Ltd. | Light The Future | CN201H-40W-57K-00-XX | Outdoor Luminaires | Low Output | Fuel Pump Canopy Luminaires | Standard | FALSE | [9 empty] | 5/21/2015 12:00:00 AM | Not Dimmable | Not Dimmable | Not Yet Verified |  |  | 3700 | 92.5 | 40 | 8.9 | 0.95 | 5700 | 82.1
PSPSP4U6 | Taizhou JiaoGuang Lighting Co. Ltd. | Light The Future | CN201H-40W-50K-00-XX | Outdoor Luminaires | Low Output | Fuel Pump Canopy Luminaires | Standard | FALSE | [9 empty] | 5/21/2015 12:00:00 AM | Not Dimmable | Not Dimmable | Not Yet Verified |  |  | 3700 | 92.5 | 40 | 8.9 | 0.95 | 5000 | 82.1
PAWTEXRR | Taizhou JiaoGuang Lighting Co. Ltd. | Light The Future | CN202H-60W-27K-00-XX | Outdoor Luminaires | Mid Output | Fuel Pump Canopy Luminaires | Standard | TRUE | 5671.31 | 93.79 | 60.47 | 15.3 | 0.934 | 2695 | 82 | 5 | 50000 | 5/27/2015 12:00:00 AM | Not Dimmable | Not Dimmable | Not Yet Verified |  | 2.1 | 5671.31 | 93.79 | 60.47 | 7.1 | 0.983 | 2695 | 82
P71QV3N6 | Taizhou JiaoGuang Lighting Co. Ltd. | Light The Future | CN202H-60W-35K-00-XX | Outdoor Luminaires | Mid Output | Fuel Pump Canopy Luminaires | Standard | FALSE | [9 empty] | 5/27/2015 12:00:00 AM | Not Dimmable | Not Dimmable | Not Yet Verified |  |  | 5500 | 91.7 | 60 | 7.1 | 0.983 | 3500 | 82
P732GYFX | Taizhou JiaoGuang Lighting Co. Ltd. | Light The Future | CN202H-60W-57K-00-XX | Outdoor Luminaires | Mid Output | Fuel Pump Canopy Luminaires | Standard | FALSE | [9 empty] | 5/27/2015 12:00:00 AM | Not Dimmable | Not Dimmable | Not Yet Verified |  |  | 5500 | 91.7 | 60 | 7.1 | 0.983 | 5700 | 82
PKR2UHGF | Taizhou JiaoGuang Lighting Co. Ltd. | Light The Future | CN202H-60W-45K-00-XX | Outdoor Luminaires | Mid Output | Fuel Pump Canopy Luminaires | Standard | FALSE | [9 empty] | 5/27/2015 12:00:00 AM | Not Dimmable | Not Dimmable | Not Yet Verified |  |  | 5500 | 91.7 | 60 | 7.1 | 0.983 | 4500 | 82
PH15SAF5 | Taizhou JiaoGuang Lighting Co. Ltd. | Light The Future | CN202H-60W-30K-00-XX | Outdoor Luminaires | Mid Output | Fuel Pump Canopy Luminaires | Standard | FALSE | [9 empty] | 5/27/2015 12:00:00 AM | Not Dimmable | Not Dimmable | Not Yet Verified |  |  | 5500 | 91.7 | 60 | 7.1 | 0.983 | 3000 | 82
PEUGBA1Q | Taizhou JiaoGuang Lighting Co. Ltd. | Light The Future | CN202H-60W-40K-00-XX | Outdoor Luminaires | Mid Output | Fuel Pump Canopy Luminaires | Standard | FALSE | [9 empty] | 5/27/2015 12:00:00 AM | Not Dimmable | Not Dimmable | Not Yet Verified |  |  | 5500 | 91.7 | 60 | 7.1 | 0.983 | 4000 | 82
PSV4Y9KG | Taizhou JiaoGuang Lighting Co. Ltd. | Light The Future | CN202H-60W-50K-00-XX | Outdoor Luminaires | Mid Output | Fuel Pump Canopy Luminaires | Standard | FALSE | [9 empty] | 5/27/2015 12:00:00 AM | Not Dimmable | Not Dimmable | Not Yet Verified |  |  | 5500 | 91.7 | 60 | 7.1 | 0.983 | 5000 | 82
P5GRVJ7R | Taizhou JiaoGuang Lighting Co. Ltd. | Light The Future | CN203[L,C]-80W-27K-00-XX | Outdoor Luminaires | Mid Output | Fuel Pump Canopy Luminaires | Standard | TRUE | 6992.26 | 84.81 | 82.45 | 15.4 | 0.963 | 2674 | 81.8 | 5 | 50000 | 5/27/2015 12:00:00 AM | Not Dimmable | Not Dimmable | Not Yet Verified |  | 2.1 | 6992.26 | 84.81 | 82.45 | 9.6 | 0.992 | 2674 | 81.8
PEQXBMER | Taizhou JiaoGuang Lighting Co. Ltd. | Light The Future | CN203[L,C]-80W-27K-10-XX | Outdoor Luminaires | Mid Output | Fuel Pump Canopy Luminaires | Standard | FALSE | [9 empty] | 5/27/2015 12:00:00 AM | Dimmable | Continuous Below 10 | Not Yet Verified |  |  | 7200 | 90 | 80 | 9.6 | 0.992 | 2700 | 81.8
P5ZDT9FX | Taizhou JiaoGuang Lighting Co. Ltd. | Light The Future | CN203[L,C]-80W-27K-SR-XX | Outdoor Luminaires | Mid Output | Fuel Pump Canopy Luminaires | Standard | FALSE | [9 empty] | 5/27/2015 12:00:00 AM | Dimmable | Stepped | Not Yet Verified |  |  | 7200 | 90 | 80 | 9.6 | 0.992 | 2700 | 81.8
PPTS2EMA | Taizhou JiaoGuang Lighting Co. Ltd. | Light The Future | CN203[L,C]-80W-30K-SR-XX | Outdoor Luminaires | Mid Output | Fuel Pump Canopy Luminaires | Standard | FALSE | [9 empty] | 5/27/2015 12:00:00 AM | Dimmable | Stepped | Not Yet Verified |  |  | 7200 | 90 | 80 | 9.6 | 0.992 | 3000 | 81.8
PE5A4A4G | Taizhou JiaoGuang Lighting Co. Ltd. | Light The Future | CN203[L,C]-80W-45K-10-XX | Outdoor Luminaires | Mid Output | Fuel Pump Canopy Luminaires | Standard | FALSE | [9 empty] | 5/27/2015 12:00:00 AM | Dimmable | Continuous Below 10 | Not Yet Verified |  |  | 7200 | 90 | 80 | 9.6 | 0.992 | 4500 | 81.8
PK7JW543 | Taizhou JiaoGuang Lighting Co. Ltd. | Light The Future | CN203[L,C]-80W-57K-00-XX | Outdoor Luminaires | Mid Output | Fuel Pump Canopy Luminaires | Standard | FALSE | [9 empty] | 5/27/2015 12:00:00 AM | Not Dimmable | Not Dimmable | Not Yet Verified |  |  | 7200 | 90 | 80 | 9.6 | 0.992 | 5700 | 81.8
PQSEPHXT | Taizhou JiaoGuang Lighting Co. Ltd. | Light The Future | CN203[L,C]-80W-30K-00-XX | Outdoor Luminaires | Mid Output | Fuel Pump Canopy Luminaires | Standard | FALSE | [9 empty] | 5/27/2015 12:00:00 AM | Not Dimmable | Not Dimmable | Not Yet Verified |  |  | 7200 | 90 | 80 | 9.6 | 0.992 | 3000 | 81.8
P1SQB7RA | Taizhou JiaoGuang Lighting Co. Ltd. | Light The Future | CN203[L,C]-80W-35K-00-XX | Outdoor Luminaires | Mid Output | Fuel Pump Canopy Luminaires | Standard | FALSE | [9 empty] | 5/27/2015 12:00:00 AM | Not Dimmable | Not Dimmable | Not Yet Verified |  |  | 7200 | 90 | 80 | 9.6 | 0.992 | 3500 | 81.8
PN3D51JY | Taizhou JiaoGuang Lighting Co. Ltd. | Light The Future | CN203[L,C]-80W-45K-00-XX | Outdoor Luminaires | Mid Output | Fuel Pump Canopy Luminaires | Standard | FALSE | [9 empty] | 5/27/2015 12:00:00 AM | Not Dimmable | Not Dimmable | Not Yet Verified |  |  | 7200 | 90 | 80 | 9.6 | 0.992 | 4500 | 81.8
PZBUTN4W | Taizhou JiaoGuang Lighting Co. Ltd. | Light The Future | CN203[L,C]-80W-35K-10-XX | Outdoor Luminaires | Mid Output | Fuel Pump Canopy Luminaires | Standard | FALSE | [9 empty] | 5/27/2015 12:00:00 AM | Dimmable | Continuous Below 10 | Not Yet Verified |  |  | 7200 | 90 | 80 | 9.6 | 0.992 | 3500 | 81.8
PTBDVUAD | Taizhou JiaoGuang Lighting Co. Ltd. | Light The Future | CN203[L,C]-80W-40K-10-XX | Outdoor Luminaires | Mid Output | Fuel Pump Canopy Luminaires | Standard | FALSE | [9 empty] | 5/27/2015 12:00:00 AM | Dimmable | Continuous Below 10 | Not Yet Verified |  |  | 7200 | 90 | 80 | 9.6 | 0.992 | 4000 | 81.8
PNR3QEH8 | Taizhou JiaoGuang Lighting Co. Ltd. | Light The Future | CN203[L,C]-80W-50K-10-XX | Outdoor Luminaires | Mid Output | Fuel Pump Canopy Luminaires | Standard | FALSE | [9 empty] | 5/27/2015 12:00:00 AM | Dimmable | Continuous Below 10 | Not Yet Verified |  |  | 7200 | 90 | 80 | 9.6 | 0.992 | 5000 | 81.8
PW1KRCSJ | Taizhou JiaoGuang Lighting Co. Ltd. | Light The Future | CN203[L,C]-80W-45K-SR-XX | Outdoor Luminaires | Mid Output | Fuel Pump Canopy Luminaires | Standard | FALSE | [9 empty] | 5/27/2015 12:00:00 AM | Dimmable | Stepped | Not Yet Verified |  |  | 7200 | 90 | 80 | 9.6 | 0.992 | 4500 | 81.8
P7KX968F | Taizhou JiaoGuang Lighting Co. Ltd. | Light The Future | CN203[L,C]-80W-57K-SR-XX | Outdoor Luminaires | Mid Output | Fuel Pump Canopy Luminaires | Standard | FALSE | [9 empty] | 5/27/2015 12:00:00 AM | Dimmable | Stepped | Not Yet Verified |  |  | 7200 | 90 | 80 | 9.6 | 0.992 | 5700 | 81.8
PXQPJC7W | Taizhou JiaoGuang Lighting Co. Ltd. | Light The Future | CN203[L,C]-80W-57K-10-XX | Outdoor Luminaires | Mid Output | Fuel Pump Canopy Luminaires | Standard | FALSE | [9 empty] | 5/27/2015 12:00:00 AM | Dimmable | Continuous Below 10 | Not Yet Verified |  |  | 7200 | 90 | 80 | 9.6 | 0.992 | 5700 | 81.8
PS8ZC95M | Taizhou JiaoGuang Lighting Co. Ltd. | Light The Future | CN203[L,C]-80W-35K-SR-XX | Outdoor Luminaires | Mid Output | Fuel Pump Canopy Luminaires | Standard | FALSE | [9 empty] | 5/27/2015 12:00:00 AM | Dimmable | Stepped | Not Yet Verified |  |  | 7200 | 90 | 80 | 9.6 | 0.992 | 3500 | 81.8
PW1DHWY5 | Taizhou JiaoGuang Lighting Co. Ltd. | Light The Future | CN203[L,C]-80W-40K-SR-XX | Outdoor Luminaires | Mid Output | Fuel Pump Canopy Luminaires | Standard | FALSE | [9 empty] | 5/27/2015 12:00:00 AM | Dimmable | Stepped | Not Yet Verified |  |  | 7200 | 90 | 80 | 9.6 | 0.992 | 4000 | 81.8
PE6MAYU9 | Taizhou JiaoGuang Lighting Co. Ltd. | Light The Future | CN203[L,C]-80W-50K-SR-XX | Outdoor Luminaires | Mid Output | Fuel Pump Canopy Luminaires | Standard | FALSE | [9 empty] | 5/27/2015 12:00:00 AM | Dimmable | Stepped | Not Yet Verified |  |  | 7200 | 90 | 80 | 9.6 | 0.992 | 5000 | 81.8
PQBDWZ4X | Taizhou JiaoGuang Lighting Co. Ltd. | Light The Future | CN203[L,C]-80W-40K-00-XX | Outdoor Luminaires | Mid Output | Fuel Pump Canopy Luminaires | Standard | FALSE | [9 empty] | 5/27/2015 12:00:00 AM | Not Dimmable | Not Dimmable | Not Yet Verified |  |  | 7200 | 90 | 80 | 9.6 | 0.992 | 4000 | 81.8
PD9P7N69 | Taizhou JiaoGuang Lighting Co. Ltd. | Light The Future | CN203[L,C]-80W-50K-00-XX | Outdoor Luminaires | Mid Output | Fuel Pump Canopy Luminaires | Standard | FALSE | [9 empty] | 5/27/2015 12:00:00 AM | Not Dimmable | Not Dimmable | Not Yet Verified |  |  | 7200 | 90 | 80 | 9.6 | 0.992 | 5000 | 81.8
PFM8UC4B | Taizhou JiaoGuang Lighting Co. Ltd. | Light The Future | CN203[L,C]-80W-30K-10-XX | Outdoor Luminaires | Mid Output | Fuel Pump Canopy Luminaires | Standard | FALSE | [9 empty] | 5/27/2015 12:00:00 AM | Dimmable | Continuous Below 10 | Not Yet Verified |  |  | 7200 | 90 | 80 | 9.6 | 0.992 | 3000 | 81.8
P41NZ4S6 | Taizhou JiaoGuang Lighting Co. Ltd. | Light The Future | CN201[L,C]-40W-27K-00-XX | Outdoor Luminaires | Low Output | Fuel Pump Canopy Luminaires | Standard | TRUE | 3767.62 | 91.54 | 41.16 | 15.4 | 0.968 | 2688 | 82.1 | 5 | 50000 | 5/27/2015 12:00:00 AM | Not Dimmable | Not Dimmable | Not Yet Verified |  | 2.1 | 3767.62 | 91.54 | 41.16 | 6 | 0.997 | 2688 | 82.1
PF4UP4EH | Taizhou JiaoGuang Lighting Co. Ltd. | Light The Future | CN201[L,C]-40W-30K-10-XX | Outdoor Luminaires | Low Output | Fuel Pump Canopy Luminaires | Standard | FALSE | [9 empty] | 5/27/2015 12:00:00 AM | Dimmable | Continuous Below 10 | Not Yet Verified |  |  | 3700 | 92.5 | 40 | 6 | 0.997 | 3000 | 82.1
PP1H9URB | Taizhou JiaoGuang Lighting Co. Ltd. | Light The Future | CN201[L,C]-40W-45K-10-XX | Outdoor Luminaires | Low Output | Fuel Pump Canopy Luminaires | Standard | FALSE | [9 empty] | 5/27/2015 12:00:00 AM | Dimmable | Continuous Below 10 | Not Yet Verified |  |  | 3700 | 92.5 | 40 | 6 | 0.997 | 4500 | 82.1
PRP2HXD9 | Taizhou JiaoGuang Lighting Co. Ltd. | Light The Future | CN201[L,C]-40W-50K-10-XX | Outdoor Luminaires | Low Output | Fuel Pump Canopy Luminaires | Standard | FALSE | [9 empty] | 5/27/2015 12:00:00 AM | Dimmable | Continuous Below 10 | Not Yet Verified |  |  | 3700 | 92.5 | 40 | 6 | 0.997 | 5000 | 82.1
PGFB47V3 | Taizhou JiaoGuang Lighting Co. Ltd. | Light The Future | CN201[L,C]-40W-30K-SR-XX | Outdoor Luminaires | Low Output | Fuel Pump Canopy Luminaires | Standard | FALSE | [9 empty] | 5/27/2015 12:00:00 AM | Dimmable | Stepped | Not Yet Verified |  |  | 3700 | 92.5 | 40 | 6 | 0.997 | 3000 | 82.1
PB1Z5U1J | Taizhou JiaoGuang Lighting Co. Ltd. | Light The Future | CN201[L,C]-40W-50K-SR-XX | Outdoor Luminaires | Low Output | Fuel Pump Canopy Luminaires | Standard | FALSE | [9 empty] | 5/27/2015 12:00:00 AM | Dimmable | Stepped | Not Yet Verified |  |  | 3700 | 92.5 | 40 | 6 | 0.997 | 5000 | 82.1
PMZSKZ7M | Taizhou JiaoGuang Lighting Co. Ltd. | Light The Future | CN201[L,C]-40W-27K-SR-XX | Outdoor Luminaires | Low Output | Fuel Pump Canopy Luminaires | Standard | FALSE | [9 empty] | 5/27/2015 12:00:00 AM | Dimmable | Stepped | Not Yet Verified |  |  | 3700 | 92.5 | 40 | 6 | 0.997 | 2700 | 82.1
PQNHTJM6 | Taizhou JiaoGuang Lighting Co. Ltd. | Light The Future | CN201[L,C]-40W-40K-SR-XX | Outdoor Luminaires | Low Output | Fuel Pump Canopy Luminaires | Standard | FALSE | [9 empty] | 5/27/2015 12:00:00 AM | Dimmable | Stepped | Not Yet Verified |  |  | 3700 | 92.5 | 40 | 6 | 0.997 | 4000 | 82.1
PEW8PK8Z | Taizhou JiaoGuang Lighting Co. Ltd. | Light The Future | CN201[L,C]-40W-50K-00-XX | Outdoor Luminaires | Low Output | Fuel Pump Canopy Luminaires | Standard | FALSE | [9 empty] | 5/27/2015 12:00:00 AM | Not Dimmable | Not Dimmable | Not Yet Verified |  |  | 3700 | 92.5 | 40 | 6 | 0.997 | 5000 | 82.1
P5F38RDJ | Taizhou JiaoGuang Lighting Co. Ltd. | Light The Future | CN201[L,C]-40W-57K-00-XX | Outdoor Luminaires | Low Output | Fuel Pump Canopy Luminaires | Standard | FALSE | [9 empty] | 5/27/2015 12:00:00 AM | Not Dimmable | Not Dimmable | Not Yet Verified |  |  | 3700 | 92.5 | 40 | 6 | 0.997 | 5700 | 82.1
P4D84PAB | Taizhou JiaoGuang Lighting Co. Ltd. | Light The Future | CN201[L,C]-40W-45K-SR-XX | Outdoor Luminaires | Low Output | Fuel Pump Canopy Luminaires | Standard | FALSE | [9 empty] | 5/27/2015 12:00:00 AM | Dimmable | Stepped | Not Yet Verified |  |  | 3700 | 92.5 | 40 | 6 | 0.997 | 4500 | 82.1
PKVSNEUK | Taizhou JiaoGuang Lighting Co. Ltd. | Light The Future | CN201[L,C]-40W-30K-00-XX | Outdoor Luminaires | Low Output | Fuel Pump Canopy Luminaires | Standard | FALSE | [9 empty] | 5/27/2015 12:00:00 AM | Not Dimmable | Not Dimmable | Not Yet Verified |  |  | 3700 | 92.5 | 40 | 6 | 0.997 | 3000 | 82.1
PAQJRR22 | Taizhou JiaoGuang Lighting Co. Ltd. | Light The Future | CN201[L,C]-40W-27K-10-XX | Outdoor Luminaires | Low Output | Fuel Pump Canopy Luminaires | Standard | FALSE | [9 empty] | 5/27/2015 12:00:00 AM | Dimmable | Continuous Below 10 | Not Yet Verified |  |  | 3700 | 92.5 | 40 | 6 | 0.997 | 2700 | 82.1
PBUUFRX1 | Taizhou JiaoGuang Lighting Co. Ltd. | Light The Future | CN201[L,C]-40W-40K-00-XX | Outdoor Luminaires | Low Output | Fuel Pump Canopy Luminaires | Standard | FALSE | [9 empty] | 5/27/2015 12:00:00 AM | Not Dimmable | Not Dimmable | Not Yet Verified |  |  | 3700 | 92.5 | 40 | 6 | 0.997 | 4000 | 82.1
PYHDQX5G | Taizhou JiaoGuang Lighting Co. Ltd. | Light The Future | CN201[L,C]-40W-40K-10-XX | Outdoor Luminaires | Low Output | Fuel Pump Canopy Luminaires | Standard | FALSE | [9 empty] | 5/27/2015 12:00:00 AM | Dimmable | Continuous Below 10 | Not Yet Verified |  |  | 3700 | 92.5 | 40 | 6 | 0.997 | 4000 | 82.1
PCMPJYFG | Taizhou JiaoGuang Lighting Co. Ltd. | Light The Future | CN201[L,C]-40W-35K-SR-XX | Outdoor Luminaires | Low Output | Fuel Pump Canopy Luminaires | Standard | FALSE | [9 empty] | 5/27/2015 12:00:00 AM | Dimmable | Stepped | Not Yet Verified |  |  | 3700 | 92.5 | 40 | 6 | 0.997 | 3500 | 82.1
PB6YHZQ6 | Taizhou JiaoGuang Lighting Co. Ltd. | Light The Future | CN201[L,C]-40W-45K-00-XX | Outdoor Luminaires | Low Output | Fuel Pump Canopy Luminaires | Standard | FALSE | [9 empty] | 5/27/2015 12:00:00 AM | Not Dimmable | Not Dimmable | Not Yet Verified |  |  | 3700 | 92.5 | 40 | 6 | 0.997 | 4500 | 82.1
PSKFSZWU | Taizhou JiaoGuang Lighting Co. Ltd. | Light The Future | CN201[L,C]-40W-35K-00-XX | Outdoor Luminaires | Low Output | Fuel Pump Canopy Luminaires | Standard | FALSE | [9 empty] | 5/27/2015 12:00:00 AM | Not Dimmable | Not Dimmable | Not Yet Verified |  |  | 3700 | 92.5 | 40 | 6 | 0.997 | 3500 | 82.1
PH1QZUG1 | Taizhou JiaoGuang Lighting Co. Ltd. | Light The Future | CN201[L,C]-40W-57K-SR-XX | Outdoor Luminaires | Low Output | Fuel Pump Canopy Luminaires | Standard | FALSE | [9 empty] | 5/27/2015 12:00:00 AM | Dimmable | Stepped | Not Yet Verified |  |  | 3700 | 92.5 | 40 | 6 | 0.997 | 5700 | 82.1
PY4DREPM | Taizhou JiaoGuang Lighting Co. Ltd. | Light The Future | CN201[L,C]-40W-35K-10-XX | Outdoor Luminaires | Low Output | Fuel Pump Canopy Luminaires | Standard | FALSE | [9 empty] | 5/27/2015 12:00:00 AM | Dimmable | Continuous Below 10 | Not Yet Verified |  |  | 3700 | 92.5 | 40 | 6 | 0.997 | 3500 | 82.1
P3P9R4SF | Taizhou JiaoGuang Lighting Co. Ltd. | Light The Future | CN201[L,C]-40W-57K-10-XX | Outdoor Luminaires | Low Output | Fuel Pump Canopy Luminaires | Standard | FALSE | [9 empty] | 5/27/2015 12:00:00 AM | Dimmable | Continuous Below 10 | Not Yet Verified |  |  | 3700 | 92.5 | 40 | 6 | 0.997 | 5700 | 82.1
PR2TCPRF | Taizhou JiaoGuang Lighting Co. Ltd. | Light The Future | CN202[L,C]-60W-27K-00-XX | Outdoor Luminaires | Mid Output | Fuel Pump Canopy Luminaires | Standard | TRUE | 5621.49 | 92.46 | 60.8 | 11.9 | 0.972 | 2682 | 82.1 | 5 | 50000 | 5/22/2015 12:00:00 AM | Not Dimmable | Not Dimmable | Not Yet Verified |  | 2.1 | 5621.49 | 92.46 | 60.8 | 3.8 | 0.997 | 2682 | 82.1
PKV2FM55 | Taizhou JiaoGuang Lighting Co. Ltd. | Light The Future | CN202[L,C]-60W-40K-00-XX | Outdoor Luminaires | Mid Output | Fuel Pump Canopy Luminaires | Standard | FALSE | [9 empty] | 5/22/2015 12:00:00 AM | Not Dimmable | Not Dimmable | Not Yet Verified |  |  | 5500 | 91.7 | 60 | 3.8 | 0.997 | 4000 | 82.1
PEWHTG2H | Taizhou JiaoGuang Lighting Co. Ltd. | Light The Future | CN202[L,C]-60W-50K-00-XX | Outdoor Luminaires | Mid Output | Fuel Pump Canopy Luminaires | Standard | FALSE | [9 empty] | 5/22/2015 12:00:00 AM | Not Dimmable | Not Dimmable | Not Yet Verified |  |  | 5500 | 91.7 | 60 | 3.8 | 0.997 | 5000 | 82.1
PSJG2HR8 | Taizhou JiaoGuang Lighting Co. Ltd. | Light The Future | CN202[L,C]-60W-50K-10-XX | Outdoor Luminaires | Mid Output | Fuel Pump Canopy Luminaires | Standard | FALSE | [9 empty] | 5/22/2015 12:00:00 AM | Dimmable | Continuous Above 10 | Not Yet Verified |  |  | 5500 | 91.7 | 60 | 3.8 | 0.997 | 5000 | 82.1
P5CJQPR2 | Taizhou JiaoGuang Lighting Co. Ltd. | Light The Future | CN202[L,C]-60W-50K-SR-XX | Outdoor Luminaires | Mid Output | Fuel Pump Canopy Luminaires | Standard | FALSE | [9 empty] | 5/22/2015 12:00:00 AM | Dimmable | Stepped | Not Yet Verified |  |  | 5500 | 91.7 | 60 | 3.8 | 0.997 | 5000 | 82.1
PPBEP9S5 | Taizhou JiaoGuang Lighting Co. Ltd. | Light The Future | CN202[L,C]-60W-40K-10-XX | Outdoor Luminaires | Mid Output | Fuel Pump Canopy Luminaires | Standard | FALSE | [9 empty] | 5/22/2015 12:00:00 AM | Dimmable | Continuous Above 10 | Not Yet Verified |  |  | 5500 | 91.7 | 60 | 3.8 | 0.997 | 4000 | 82.1
PWHHRQK6 | Taizhou JiaoGuang Lighting Co. Ltd. | Light The Future | CN202[L,C]-60W-30K-00-XX | Outdoor Luminaires | Mid Output | Fuel Pump Canopy Luminaires | Standard | FALSE | [9 empty] | 5/22/2015 12:00:00 AM | Not Dimmable | Not Dimmable | Not Yet Verified |  |  | 5500 | 91.7 | 60 | 3.8 | 0.997 | 3000 | 82.1
PRA4FFNA | Taizhou JiaoGuang Lighting Co. Ltd. | Light The Future | CN202[L,C]-60W-57K-00-XX | Outdoor Luminaires | Mid Output | Fuel Pump Canopy Luminaires | Standard | FALSE | [9 empty] | 5/22/2015 12:00:00 AM | Not Dimmable | Not Dimmable | Not Yet Verified |  |  | 5500 | 91.7 | 60 | 3.8 | 0.997 | 5700 | 82.1
PW12TN3E | Taizhou JiaoGuang Lighting Co. Ltd. | Light The Future | CN202[L,C]-60W-27K-10-XX | Outdoor Luminaires | Mid Output | Fuel Pump Canopy Luminaires | Standard | FALSE | [9 empty] | 5/22/2015 12:00:00 AM | Dimmable | Continuous Above 10 | Not Yet Verified |  |  | 5500 | 91.7 | 60 | 3.8 | 0.997 | 2700 | 82.1
PG16BWMN | Taizhou JiaoGuang Lighting Co. Ltd. | Light The Future | CN202[L,C]-60W-30K-10-XX | Outdoor Luminaires | Mid Output | Fuel Pump Canopy Luminaires | Standard | FALSE | [9 empty] | 5/22/2015 12:00:00 AM | Dimmable | Continuous Above 10 | Not Yet Verified |  |  | 5500 | 91.7 | 60 | 3.8 | 0.997 | 3000 | 82.1
P6MRWR5Q | Taizhou JiaoGuang Lighting Co. Ltd. | Light The Future | CN202[L,C]-60W-57K-10-XX | Outdoor Luminaires | Mid Output | Fuel Pump Canopy Luminaires | Standard | FALSE | [9 empty] | 5/22/2015 12:00:00 AM | Dimmable | Continuous Above 10 | Not Yet Verified |  |  | 5500 | 91.7 | 60 | 3.8 | 0.997 | 5700 | 82.1
P3C66CRG | Taizhou JiaoGuang Lighting Co. Ltd. | Light The Future | CN202[L,C]-60W-27K-SR-XX | Outdoor Luminaires | Mid Output | Fuel Pump Canopy Luminaires | Standard | FALSE | [9 empty] | 5/22/2015 12:00:00 AM | Dimmable | Stepped | Not Yet Verified |  |  | 5500 | 91.7 | 60 | 3.8 | 0.997 | 2700 | 82.1
PZWDPMKX | Taizhou JiaoGuang Lighting Co. Ltd. | Light The Future | CN202[L,C]-60W-30K-SR-XX | Outdoor Luminaires | Mid Output | Fuel Pump Canopy Luminaires | Standard | FALSE | [9 empty] | 5/22/2015 12:00:00 AM | Dimmable | Stepped | Not Yet Verified |  |  | 5500 | 91.7 | 60 | 3.8 | 0.997 | 3000 | 82.1
P376DSZU | Taizhou JiaoGuang Lighting Co. Ltd. | Light The Future | CN202[L,C]-60W-35K-SR-XX | Outdoor Luminaires | Mid Output | Fuel Pump Canopy Luminaires | Standard | FALSE | [9 empty] | 5/22/2015 12:00:00 AM | Dimmable | Stepped | Not Yet Verified |  |  | 5500 | 91.7 | 60 | 3.8 | 0.997 | 3500 | 82.1
P1Z3UWR2 | Taizhou JiaoGuang Lighting Co. Ltd. | Light The Future | CN202[L,C]-60W-45K-SR-XX | Outdoor Luminaires | Mid Output | Fuel Pump Canopy Luminaires | Standard | FALSE | [9 empty] | 5/22/2015 12:00:00 AM | Dimmable | Stepped | Not Yet Verified |  |  | 5500 | 91.7 | 60 | 3.8 | 0.997 | 4500 | 82.1
PYCP7FMC | Taizhou JiaoGuang Lighting Co. Ltd. | Light The Future | CN202[L,C]-60W-57K-SR-XX | Outdoor Luminaires | Mid Output | Fuel Pump Canopy Luminaires | Standard | FALSE | [9 empty] | 5/22/2015 12:00:00 AM | Dimmable | Stepped | Not Yet Verified |  |  | 5500 | 91.7 | 60 | 3.8 | 0.997 | 5700 | 82.1
PAG1JJJU | Taizhou JiaoGuang Lighting Co. Ltd. | Light The Future | CN202[L,C]-60W-35K-10-XX | Outdoor Luminaires | Mid Output | Fuel Pump Canopy Luminaires | Standard | FALSE | [9 empty] | 5/22/2015 12:00:00 AM | Dimmable | Continuous Above 10 | Not Yet Verified |  |  | 5500 | 91.7 | 60 | 3.8 | 0.997 | 3500 | 82.1
PU89FS5X | Taizhou JiaoGuang Lighting Co. Ltd. | Light The Future | CN202[L,C]-60W-45K-10-XX | Outdoor Luminaires | Mid Output | Fuel Pump Canopy Luminaires | Standard | FALSE | [9 empty] | 5/22/2015 12:00:00 AM | Dimmable | Continuous Above 10 | Not Yet Verified |  |  | 5500 | 91.7 | 60 | 3.8 | 0.997 | 4500 | 82.1
P7USB4VT | Taizhou JiaoGuang Lighting Co. Ltd. | Light The Future | CN202[L,C]-60W-40K-SR-XX | Outdoor Luminaires | Mid Output | Fuel Pump Canopy Luminaires | Standard | FALSE | [9 empty] | 5/22/2015 12:00:00 AM | Dimmable | Stepped | Not Yet Verified |  |  | 5500 | 91.7 | 60 | 3.8 | 0.997 | 4000 | 82.1
PZ9JXW1Z | Taizhou JiaoGuang Lighting Co. Ltd. | Light The Future | CN202[L,C]-60W-35K-00-XX | Outdoor Luminaires | Mid Output | Fuel Pump Canopy Luminaires | Standard | FALSE | [9 empty] | 5/22/2015 12:00:00 AM | Not Dimmable | Not Dimmable | Not Yet Verified |  |  | 5500 | 91.7 | 60 | 3.8 | 0.997 | 3500 | 82.1
PJHAZEAW | Taizhou JiaoGuang Lighting Co. Ltd. | Light The Future | CN202[L,C]-60W-45K-00-XX | Outdoor Luminaires | Mid Output | Fuel Pump Canopy Luminaires | Standard | FALSE | [9 empty] | 5/22/2015 12:00:00 AM | Not Dimmable | Not Dimmable | Not Yet Verified |  |  | 5500 | 91.7 | 60 | 3.8 | 0.997 | 4500 | 82.1
PSFCZ4FE | Tamlite Lighting | Tamlite Lighting | DLC40LED-347V(3000K) | Outdoor Luminaires | Low Output | Fuel Pump Canopy Luminaires | Standard | TRUE | 3364.3 | 86.98 | 38.68 | 16.59 | 0.925 | 3168 | 74.8 | 5 | 50000 | 8/26/2015 12:00:00 AM | Dimmable | Continuous Below 10 | Not Yet Verified |  | 2.1 | 3364.3 | 86.98 | 38.68 | 16.59 | 0.925 | 3000 | 74.8
PVS4DE3W | Tamlite Lighting | Tamlite Lighting | DLC40LED-347V(3500K) | Outdoor Luminaires | Low Output | Fuel Pump Canopy Luminaires | Standard | FALSE | [9 empty] | 8/26/2015 12:00:00 AM | Dimmable | Continuous Below 10 | Not Yet Verified |  |  | 3364.3 | 86.98 | 38.68 | 16.59 | 0.925 | 3500 | 74.8
PTW42E1B | Tamlite Lighting | Tamlite Lighting | DLC40LED-347V(4500K) | Outdoor Luminaires | Low Output | Fuel Pump Canopy Luminaires | Standard | FALSE | [9 empty] | 8/26/2015 12:00:00 AM | Dimmable | Continuous Below 10 | Not Yet Verified |  |  | 3364.3 | 86.98 | 38.68 | 16.59 | 0.925 | 4500 | 74.8
PXRFTKKF | Tamlite Lighting | Tamlite Lighting | DLC40LED-347V(5700K) | Outdoor Luminaires | Low Output | Fuel Pump Canopy Luminaires | Standard | FALSE | [9 empty] | 8/26/2015 12:00:00 AM | Dimmable | Continuous Below 10 | Not Yet Verified |  |  | 3579 | 89.01 | 40.21 | 16.69 | 0.926 | 5700 | 71.1
P4PCB37Y | Tamlite Lighting | Tamlite Lighting | DLC40LED-347V(5000K) | Outdoor Luminaires | Low Output | Fuel Pump Canopy Luminaires | Standard | FALSE | [9 empty] | 8/26/2015 12:00:00 AM | Dimmable | Continuous Below 10 | Not Yet Verified |  |  | 3364.3 | 86.98 | 38.68 | 16.59 | 0.925 | 5000 | 74.8
PZA8UBZG | Tamlite Lighting | Tamlite Lighting | DLC40LED-347V(4000K) | Outdoor Luminaires | Low Output | Fuel Pump Canopy Luminaires | Standard | FALSE | [9 empty] | 8/26/2015 12:00:00 AM | Dimmable | Continuous Below 10 | Not Yet Verified |  |  | 3364.3 | 86.98 | 38.68 | 16.59 | 0.925 | 4000 | 74.8
PYZ8M2P5 | Tamlite Lighting | Tamlite Lighting | DLC80LED-347V(3000K) | Outdoor Luminaires | Mid Output | Fuel Pump Canopy Luminaires | Standard | TRUE | 6704.2 | 87.14 | 76.94 | 17.06 | 0.927 | 3199 | 75.4 | 5 | 50000 | 8/26/2015 12:00:00 AM | Dimmable | Continuous Below 10 | Not Yet Verified |  | 2.1 | 6704.2 | 87.14 | 76.94 | 17.06 | 0.927 | 3000 | 75.4
PV3A2QB5 | Tamlite Lighting | Tamlite Lighting | DLC80LED-347V(5000K) | Outdoor Luminaires | Mid Output | Fuel Pump Canopy Luminaires | Standard | FALSE | [9 empty] | 8/26/2015 12:00:00 AM | Dimmable | Continuous Below 10 | Not Yet Verified |  |  | 6704.2 | 87.14 | 76.94 | 17.06 | 0.927 | 5000 | 75.4
P76QNMF7 | Tamlite Lighting | Tamlite Lighting | DLC80LED-347V(5700K) | Outdoor Luminaires | Mid Output | Fuel Pump Canopy Luminaires | Standard | FALSE | [9 empty] | 8/26/2015 12:00:00 AM | Dimmable | Continuous Below 10 | Not Yet Verified |  |  | 7056 | 91.03 | 77.51 | 17.38 | 0.926 | 5700 | 71.7
P6TKZX88 | Tamlite Lighting | Tamlite Lighting | DLC80LED-347V(3500K) | Outdoor Luminaires | Mid Output | Fuel Pump Canopy Luminaires | Standard | FALSE | [9 empty] | 8/26/2015 12:00:00 AM | Dimmable | Continuous Below 10 | Not Yet Verified |  |  | 6704.2 | 87.14 | 76.94 | 17.06 | 0.927 | 3500 | 75.4
PUH7YRD2 | Tamlite Lighting | Tamlite Lighting | DLC80LED-347V(4000K) | Outdoor Luminaires | Mid Output | Fuel Pump Canopy Luminaires | Standard | FALSE | [9 empty] | 8/26/2015 12:00:00 AM | Dimmable | Continuous Below 10 | Not Yet Verified |  |  | 6704.2 | 87.14 | 76.94 | 17.06 | 0.927 | 4000 | 75.4
PD1BM57B | Tamlite Lighting | Tamlite Lighting | DLC80LED-347V(4500K) | Outdoor Luminaires | Mid Output | Fuel Pump Canopy Luminaires | Standard | FALSE | [9 empty] | 8/26/2015 12:00:00 AM | Dimmable | Continuous Below 10 | Not Yet Verified |  |  | 6704.2 | 87.14 | 76.94 | 17.06 | 0.927 | 4500 | 75.4
PKQH8CJH | Tamlite Lighting | Tamlite Lighting | AMCLED35W[120V ONLY] | Outdoor Luminaires | Low Output | Fuel Pump Canopy Luminaires | Standard | TRUE | 2976 | 88.4 | 33.7 | 14.5 | 0.971 | 4980 | 72 | 5 | 50000 | 9/29/2014 12:00:00 AM | Not Yet Verified | Not Yet Verified | Not Yet Verified |  | 2.1 | 3000 | 88 | 34 |  |  | 5000 | 70
PBKGYHWD | Tamlite Lighting | Tamlite Lighting | MCLED455K (3000K) | Outdoor Luminaires | Low Output | Fuel Pump Canopy Luminaires | Standard | TRUE | 4358.8 | 99.27 | 43.91 | 10.35 | 0.9701 | 3002 | 83.7 | 5 | 50000 | 4/2/2015 12:00:00 AM | Dimmable | Continuous Below 10 | Not Yet Verified |  | 2.1 | 4358.8 | 99.29 | 43.9 | 10.35 | 0.9701 | 3000 | 83.7
PVUYH8CA | Tamlite Lighting | Tamlite Lighting | MCLED455K (3500K) | Outdoor Luminaires | Low Output | Fuel Pump Canopy Luminaires | Standard | FALSE | [9 empty] | 4/2/2015 12:00:00 AM | Dimmable | Continuous Below 10 | Not Yet Verified |  |  | 4358.8 | 99.29 | 43.9 | 10.35 | 0.9701 | 3500 | 83.7
PWRGJU1T | Tamlite Lighting | Tamlite Lighting | MCLED455K (4500K) | Outdoor Luminaires | Low Output | Fuel Pump Canopy Luminaires | Standard | FALSE | [9 empty] | 4/2/2015 12:00:00 AM | Dimmable | Continuous Below 10 | Not Yet Verified |  |  | 4358.8 | 99.29 | 43.9 | 10.35 | 0.9701 | 4500 | 83.7
PB2VFNQQ | Tamlite Lighting | Tamlite Lighting | MCLED455K (5000K) | Outdoor Luminaires | Low Output | Fuel Pump Canopy Luminaires | Standard | FALSE | [9 empty] | 4/2/2015 12:00:00 AM | Dimmable | Continuous Below 10 | Not Yet Verified |  |  | 4532 | 102.19 | 44.35 | 7.69 | 0.9721 | 5000 | 84.2
PMR1H37H | Tamlite Lighting | Tamlite Lighting | MCLED455K (4000K) | Outdoor Luminaires | Low Output | Fuel Pump Canopy Luminaires | Standard | FALSE | [9 empty] | 4/2/2015 12:00:00 AM | Dimmable | Continuous Below 10 | Not Yet Verified |  |  | 4358.8 | 99.29 | 43.9 | 10.35 | 0.9701 | 4000 | 83.7
PBF5KNWF | Tamlite Lighting | Tamlite Lighting | LCLED825K (3000K) | Outdoor Luminaires | Mid Output | Fuel Pump Canopy Luminaires | Standard | TRUE | 8712.8 | 107.76 | 80.85 | 13.3 | 0.9461 | 3005 | 83.8 | 5 | 50000 | 4/2/2015 12:00:00 AM | Dimmable | Continuous Below 10 | Not Yet Verified |  | 2.1 | 8712.8 | 107.76 | 80.85 | 13.3 | 0.9461 | 3000 | 83.8
P4APZ5VU | Tamlite Lighting | Tamlite Lighting | LCLED825K (4500K) | Outdoor Luminaires | Mid Output | Fuel Pump Canopy Luminaires | Standard | FALSE | [9 empty] | 4/2/2015 12:00:00 AM | Dimmable | Continuous Below 10 | Not Yet Verified |  |  | 8712.8 | 107.76 | 80.85 | 13.3 | 0.9461 | 4500 | 83.8
PY9QFHDQ | Tamlite Lighting | Tamlite Lighting | LCLED825K (4000K) | Outdoor Luminaires | Mid Output | Fuel Pump Canopy Luminaires | Standard | FALSE | [9 empty] | 4/2/2015 12:00:00 AM | Dimmable | Continuous Below 10 | Not Yet Verified |  |  | 8712.8 | 107.76 | 80.85 | 13.3 | 0.9461 | 4000 | 83.8
P2CBVYWJ | Tamlite Lighting | Tamlite Lighting | LCLED825K (5000K) | Outdoor Luminaires | Mid Output | Fuel Pump Canopy Luminaires | Standard | FALSE | [9 empty] | 4/2/2015 12:00:00 AM | Dimmable | Continuous Below 10 | Not Yet Verified |  |  | 9325 | 113.79 | 81.95 | 7.69 | 0.9487 | 5000 | 84.3
PB2GPEH3 | Tamlite Lighting | Tamlite Lighting | LCLED825K (3500K) | Outdoor Luminaires | Mid Output | Fuel Pump Canopy Luminaires | Standard | FALSE | [9 empty] | 4/2/2015 12:00:00 AM | Dimmable | Continuous Below 10 | Not Yet Verified |  |  | 8712.8 | 107.76 | 80.85 | 13.3 | 0.9461 | 3500 | 83.8
P5AS6ZFN | TechBrite LLC | TechBrite | TB-EP100 | Outdoor Luminaires | Mid Output | Fuel Pump Canopy Luminaires | Standard | TRUE | 8462.71 | 84.32 | 100.37 | 12.08 | 0.9426 | 5948 | 65.9 | 5 |  | 6/22/2016 12:00:00 AM | Dimmable | Stepped | Not Yet Verified |  | 2.1 | 8462.71 | 84.32 | 100.37 | 12.08 | 0.9426 | 5948 | 65.9
P00001AV1 | TECHLIGHT | Saber | LCPT-1-N-2-T5M-A-4-XX-XX - 120V | Outdoor Luminaires | Low Output | Fuel Pump Canopy Luminaires | Standard | TRUE | 2380 | 90.8 | 26.2 | 2.41 | 0.99 | 3830 | 63 | 5 | 78000 | 4/23/2013 12:00:00 AM | Not Yet Verified | Not Yet Verified | Not Yet Verified |  | 1.7 | 2380 | 90.8 | 26.2 |  |  | 4000 | 65
P00001AV2 | TECHLIGHT | Saber | LCPT-3-N-8-T5M-B-4-XX-XX - 120V | Outdoor Luminaires | High Output | Fuel Pump Canopy Luminaires | Standard | TRUE | 12351 | 83.5 | 147.9 | 2.69 | 0.99 | 3930 | 64 | 5 | 78000 | 4/23/2013 12:00:00 AM | Not Yet Verified | Not Yet Verified | Not Yet Verified |  | 1.7 | 12351 | 83.5 | 147.9 |  |  | 4000 | 65
P00001AV9 | TECHLIGHT | Saber | LCPT-2-N-8-T5M-B-4-XX-XX - 120V | Outdoor Luminaires | Mid Output | Fuel Pump Canopy Luminaires | Standard | FALSE | [9 empty] | 4/23/2013 12:00:00 AM | Not Yet Verified | Not Yet Verified | Not Yet Verified |  |  | 8234 | 83.5 | 98.6 |  |  | 4000 | 65
P00001AV3 | TECHLIGHT | Saber | LCPT-1-N-2-T5M-B-4-XX-XX - 120V | Outdoor Luminaires | Low Output | Fuel Pump Canopy Luminaires | Standard | FALSE | [9 empty] | 4/23/2013 12:00:00 AM | Not Yet Verified | Not Yet Verified | Not Yet Verified |  |  | 2745 | 83.5 | 32.87 |  |  | 4000 | 65
P00001AV4 | TECHLIGHT | Saber | LCPT-1-N-8-T5M-A-4-XX-XX - 120V | Outdoor Luminaires | Low Output | Fuel Pump Canopy Luminaires | Standard | FALSE | [9 empty] | 4/23/2013 12:00:00 AM | Not Yet Verified | Not Yet Verified | Not Yet Verified |  |  | 3570 | 90.8 | 39.3 |  |  | 4000 | 65
P00001AV5 | TECHLIGHT | Saber | LCPT-1-N-8-T5M-B-4-XX-XX - 120V | Outdoor Luminaires | Low Output | Fuel Pump Canopy Luminaires | Standard | FALSE | [9 empty] | 4/23/2013 12:00:00 AM | Not Yet Verified | Not Yet Verified | Not Yet Verified |  |  | 4117 | 83.5 | 49.3 |  |  | 4000 | 65
P00001AV6 | TECHLIGHT | Saber | LCPT-2-N-2-T5M-A-4-XX-XX - 120V | Outdoor Luminaires | Low Output | Fuel Pump Canopy Luminaires | Standard | FALSE | [9 empty] | 4/23/2013 12:00:00 AM | Not Yet Verified | Not Yet Verified | Not Yet Verified |  |  | 4760 | 90.8 | 52.4 |  |  | 4000 | 65
P00001AVA | TECHLIGHT | Saber | LCPT-3-N-8-T5M-A-4-XX-XX - 120V | Outdoor Luminaires | High Output | Fuel Pump Canopy Luminaires | Standard | FALSE | [9 empty] | 4/23/2013 12:00:00 AM | Not Yet Verified | Not Yet Verified | Not Yet Verified |  |  | 10710 | 83.5 | 117.9 |  |  | 4000 | 65
P00001AV7 | TECHLIGHT | Saber | LCPT-2-N-2-T5M-B-4-XX-XX - 120V | Outdoor Luminaires | Mid Output | Fuel Pump Canopy Luminaires | Standard | FALSE | [9 empty] | 4/23/2013 12:00:00 AM | Not Yet Verified | Not Yet Verified | Not Yet Verified |  |  | 5489 | 83.5 | 65.73 |  |  | 4000 | 65
P00001AV8 | TECHLIGHT | Saber | LCPT-2-N-8-T5M-A-4-XX-XX - 120V | Outdoor Luminaires | Mid Output | Fuel Pump Canopy Luminaires | Standard | FALSE | [9 empty] | 4/23/2013 12:00:00 AM | Not Yet Verified | Not Yet Verified | Not Yet Verified |  |  | 7140 | 90.8 | 78.6 |  |  | 4000 | 65
PDUB8MSZ | TECHLIGHT | FUSION | L2PC-X-CW-G-F-1-XX | Outdoor Luminaires | High Output | Fuel Pump Canopy Luminaires | Standard | TRUE | 15271 | 105.1 | 145.3 | 7.1 | 0.91 | 5470 | 82 | 5 | 50000 | 5/3/2016 12:00:00 AM | Not Dimmable | Not Dimmable | No |  | 3.1 | 15271 | 105.1 | 143.5 | 7.1 | 0.91 | 5470 | 82
P00001AWV | Technical Consumer Products | TCP | TCPATLASGS60HRS | Outdoor Luminaires | Mid Output | Fuel Pump Canopy Luminaires | Standard | TRUE | 7929 | 80.4 | 98.6 | 15.22 | 0.92 | 5793 | 72 | 5 | 50000 | 5/23/2012 12:00:00 AM | Not Yet Verified | Not Yet Verified | Not Yet Verified |  | 1.6 | 7610 | 80.4 |  |  | 0.95 | 5500 | 71
P00001AWY | Technical Consumer Products | TCP | TCPATLASGS60H | Outdoor Luminaires | Mid Output | Fuel Pump Canopy Luminaires | Standard | TRUE | 7610 | 80.4 | 94.6 | 19.95 | 0.8934 | 5824 | 71 | 5 | 50000 | 10/28/2011 12:00:00 AM | Not Yet Verified | Not Yet Verified | Not Yet Verified |  | 1.6 | 7610 | 80.4 | 100 |  | 0.98 | 5500 | 71
PXJAV4Q1Y | Technilite Systems Inc. | Technilite | 03-800-60W [120V-240V] | Outdoor Luminaires | Mid Output | Fuel Pump Canopy Luminaires | Standard | TRUE | 6458 | 103.7 | 62.29 | 19.9 | 0.9655 | 4057 | 84.63 | 5 |  | 12/2/2014 12:00:00 AM | Not Dimmable | Not Dimmable | Not Yet Verified |  | 2.1 | [5 empty] | 4000
PMBHA2HB | Teslights LLC | Teslights | CLP40M85 | Outdoor Luminaires | Low Output | Fuel Pump Canopy Luminaires | Standard | TRUE | 2755.1 | 74.2 | 37.15 | 18.26 | 0.9175 | 5139 | 78.2 | 5 | 50000 | 12/16/2015 12:00:00 AM | Not Dimmable | Not Dimmable | Not Yet Verified |  | 2.1 | 3000 | 75 | 40 | 20 | 0.9 | 5300 | 70
PKUN4FW8 | Teslights LLC | Teslights | CLP80M85 | Outdoor Luminaires | Mid Output | Fuel Pump Canopy Luminaires | Standard | TRUE | 6133.5 | 73 | 84.02 | 14.25 | 0.9524 | 5193 | 77.9 | 5 | 50000 | 12/16/2015 12:00:00 AM | Not Dimmable | Not Dimmable | Not Yet Verified |  | 2.1 | 6133.5 | 76.7 | 80 | 20 | 0.9 | 5300 | 70
PX6ZBTMZ | Teslights LLC | Teslights | CLRP40M85 | Outdoor Luminaires | Low Output | Fuel Pump Canopy Luminaires | Standard | TRUE | 2956.5 | 79.3 | 37.27 | 16.87 | 0.8922 | 5130 | 77.1 | 5 | 50000 | 12/16/2015 12:00:00 AM | Not Dimmable | Not Dimmable | Not Yet Verified |  | 2.1 | 3000 | 75 | 40 | 20 | 0.9 | 5300 | 70
P3P26E6V | Teslights LLC | Teslights | GSLP120M100 | Outdoor Luminaires | High Output | Fuel Pump Canopy Luminaires | Standard | TRUE | 11845.2 | 104.3 | 113.57 | 13.62 | 0.933 | 4895 | 78.8 | 5 | 50000 | 12/16/2015 12:00:00 AM | Not Dimmable | Not Dimmable | Not Yet Verified |  | 2.1 | 11800 | 104 | 114 | 13.6 | 0.93 | 5000 | 80
PBQXKN2G | Texas Fluorescents | Texas Fluorescents | CV300L40W3700LMV50KBZ | Outdoor Luminaires | Low Output | Fuel Pump Canopy Luminaires | Standard | TRUE | 3706.4 | 90.68 | 40.87 | 18.75 | 0.912 | 5115 | 73 | 5 |  | 3/24/2015 12:00:00 AM | Not Dimmable | Not Dimmable | Not Yet Verified |  | 2.1
P00001B4H | Texas Fluorescents | Texas Fluorescents | RKCV300L25W2329LMV47K | Outdoor Retrofit Kit | Low Output | Retrofit Kits for Fuel Pump Canopy Luminaires | Standard | TRUE | 2329 | 92.79 | 25.1 | 6.53 | 0.967 | 4660 | 75 | 5 | 50000 | 8/20/2014 12:00:00 AM | Not Yet Verified | Not Yet Verified | Not Yet Verified |  | 2.1 | 2329 | 92.9 | 28 | 2.2 | 0.967 | 4660 | 75
P00001B4I | Texas Fluorescents | Texas Fluorescents | CV300L25W2329LMV47K | Outdoor Luminaires | Low Output | Fuel Pump Canopy Luminaires | Standard | TRUE | 2329 | 92.9 | 25.1 | 2.18 | 0.97 | 4660 | 75 | 5 | 50000 | 8/20/2014 12:00:00 AM | Not Yet Verified | Not Yet Verified | Not Yet Verified |  | 2.1 | 2329 | 93 | 25.1 |  |  | 5000 | 75
PJ52A5TM | Texas Fluorescents | Texas Fluorescents | CPY10L40W3600LMV50K | Outdoor Luminaires | Low Output | Fuel Pump Canopy Luminaires | Standard | TRUE | 3035.861 | 78.497 | 38.675 | 24.53 | 0.9113 | 4849 | 71.1 | 5 | 50000 | 9/17/2015 12:00:00 AM | Not Dimmable | Not Dimmable | Not Yet Verified |  | 2.1 | 3100 | 77.5 | 40 |  |  | 5000
P00001FDA | The Light Edge Inc. | VMON | VMON1-4-40-40-MV | Outdoor Luminaires | Low Output | Fuel Pump Canopy Luminaires | Standard | TRUE | 3122 | 81.3 | 38.4 | 11.5 | 0.97 | 3920 | 80 | 5 | 50000 | 12/16/2013 12:00:00 AM | Not Yet Verified | Not Yet Verified | Not Yet Verified |  | 2.1 | 3122 | 81.3 | 38.4 |  |  | 4000 | 80
P3SM9JWZ | The Straits Lighting Company | Straits Lighting Company | SL923RC-120W-30K | Outdoor Luminaires | High Output | Fuel Pump Canopy Luminaires | Standard | TRUE | 10665 | 94.45 | 112.9 | 12.6 | 0.9338 | 3048 | 83.7 | 5 | 50000 | 8/13/2015 12:00:00 AM | Not Dimmable | Not Dimmable | Not Yet Verified |  | 2.1 | 10600 | 90 | 120 |  | 0.9 | 3000 | 80
P2G253QN | The Straits Lighting Company | Straits Lighting Company | SL923RC-120W-35K | Outdoor Luminaires | High Output | Fuel Pump Canopy Luminaires | Standard | FALSE | [9 empty] | 8/13/2015 12:00:00 AM | Not Dimmable | Not Dimmable | Not Yet Verified |  |  | 10600 | 90 | 120 |  | 0.9 | 3500 | 80
P21FH3ZC | The Straits Lighting Company | Straits Lighting Company | SL923RC-120W-45K | Outdoor Luminaires | High Output | Fuel Pump Canopy Luminaires | Standard | FALSE | [9 empty] | 8/13/2015 12:00:00 AM | Not Dimmable | Not Dimmable | Not Yet Verified |  |  | 10600 | 90 | 120 |  | 0.9 | 4500 | 80
PERQ6ZZ6 | The Straits Lighting Company | Straits Lighting Company | SL923RC-120W-40K | Outdoor Luminaires | High Output | Fuel Pump Canopy Luminaires | Standard | FALSE | [9 empty] | 8/13/2015 12:00:00 AM | Not Dimmable | Not Dimmable | Not Yet Verified |  |  | 10600 | 90 | 120 |  | 0.9 | 4000 | 80
PPXGMNHF | The Straits Lighting Company | Straits Lighting Company | SL923RC-120W-50K | Outdoor Luminaires | High Output | Fuel Pump Canopy Luminaires | Standard | FALSE | [9 empty] | 8/13/2015 12:00:00 AM | Not Dimmable | Not Dimmable | Not Yet Verified |  |  | 10600 | 90 | 120 |  | 0.9 | 5000 | 80
P00001B6T | Titan LED, Inc. | Titan LED | 12-28-T5-50K [120V ONLY] | Outdoor Luminaires | High Output | Fuel Pump Canopy Luminaires | Standard | TRUE | 10050 | 104.12 | 96.52 | 7.58 | 0.99 | 4923.5 | 67.5 | 5 | 100000 | 4/10/2014 12:00:00 AM | Not Yet Verified | Not Yet Verified | Not Yet Verified |  | 2.1 | 10300 | 103 | 100 |  |  | 5000 | 70
PEDGXSRA | Titan LED, Inc. | Titan | 12D-WT-2P-56-6-80 | Outdoor Luminaires | High Output | Fuel Pump Canopy Luminaires | Standard | TRUE | 9245 | 89.76 | 103 | 13.2 | 0.914 | 5252 | 74.4 | 6 | 125000 | 11/18/2015 12:00:00 AM | Dimmable | Continuous Below 10 | Yes |  | 2.1 | 9257 | 89.61 | 103.3 | 9.26 | 0.991 | 5252 | 74.4
PQ1Q3DXX | Titan LED, Inc. | Titan | 13D-WT-2P-56-9-80 | Outdoor Luminaires | High Output | Fuel Pump Canopy Luminaires | Standard | TRUE | 12223 | 81.6 | 149.8 | 11.59 | 0.951 | 5584 | 74.1 | 6 | 125000 | 11/18/2015 12:00:00 AM | Dimmable | Continuous Below 10 | Yes |  | 2.1 | 13980 | 89.61 | 156 | 9.26 | 1 | 5252 | 77.37
PU2VA94P | Titan LED, Inc. | Titan | 12-CM-60W-40K | Outdoor Luminaires | Low Output | Fuel Pump Canopy Luminaires | Standard | TRUE | 4956 | 88.28 | 56.14 | 15 | 0.885 | 4141 | 85 | 5 | 68000 | 5/31/2016 12:00:00 AM | Dimmable | Continuous Below 10 | Not Yet Verified |  | 2.1 | 5000 | 90 | 60 |  | 0.9 | 4000 | 85
P3HNXKY6 | Titan LED, Inc. | Titan | 12-CM-60W-50K | Outdoor Luminaires | Mid Output | Fuel Pump Canopy Luminaires | Standard | FALSE | [9 empty] | 5/31/2016 12:00:00 AM | Dimmable | Continuous Below 10 | Not Yet Verified |  |  | 5000 | 90 | 60 |  | 0.9 | 5000 | 85
P00001B6V | Titan LED, Inc. | Titan LED | 12-72-7 | Outdoor Luminaires | High Output | Fuel Pump Canopy Luminaires | Standard | TRUE | 12552 | 83 | 151.72 | 13 | 0.96 | 5600 | 75 | 5 | 50000 | 6/17/2014 12:00:00 AM | Not Yet Verified | Not Yet Verified | Not Yet Verified |  | 2.1 | 13600 |  | 150 |  | 0.9 | 5700 | 70
PFU472E7 | Topaz Lighting Corp. | Topaz | F-CNPY34WLED-AR[120V ONLY] | Outdoor Luminaires | Low Output | Fuel Pump Canopy Luminaires | Standard | TRUE | 2976 | 88.4 | 33.7 | 14.5 | 0.971 | 4980 | 72 | 5 | 50000 | 2/24/2015 12:00:00 AM | Not Yet Verified | Not Yet Verified | Not Yet Verified |  | 2.1 | 3000 | 88 | 34 |  |  | 5000 | 70
PAMMKFXM | Trans-Lux Energy Corporation | TL Energy | TL-CP-100 | Outdoor Luminaires | Mid Output | Fuel Pump Canopy Luminaires | Standard | TRUE | 9591.5 | 98 | 97.87 | 13.66 | 0.933 | 4999 | 72.3 | 5 | 50000 | 3/12/2015 12:00:00 AM | Not Dimmable | Not Dimmable | Not Yet Verified |  | 2.1 | 9591.5 | 98 | 100 |  |  | 5000 | 72.3
P5GDJZ59 | Trans-Lux Energy Corporation | TL Energy | TL-CP-150 | Outdoor Luminaires | High Output | Fuel Pump Canopy Luminaires | Standard | TRUE | 14245 | 98.63 | 144.4 | 12.9 | 0.932 | 5016 | 72.2 | 5 | 50000 | 3/12/2015 12:00:00 AM | Not Dimmable | Not Dimmable | Not Yet Verified |  | 2.1 | 14245 | 98.63 | 150 |  |  | 5000 | 73
P00001BEK | Truly Green Solutions | Truly Green Solutions | 34100101 | Outdoor Luminaires | Mid Output | Fuel Pump Canopy Luminaires | Standard | TRUE | 9591.5 | 98 | 97.87 | 13.66 | 0.933 | 4999 | 72.3 | 5 | 50000 | 7/7/2014 12:00:00 AM | Not Yet Verified | Not Yet Verified | Not Yet Verified |  | 2.1 | 9734 | 100 | 100 | 15 | 0.95 | 5000 | 70
P00001BEL | Truly Green Solutions | Truly Green Solutions | 34150101 | Outdoor Luminaires | High Output | Fuel Pump Canopy Luminaires | Standard | TRUE | 14245 | 98.63 | 144.4 | 12.9 | 0.932 | 5016 | 72.2 | 5 | 50000 | 7/7/2014 12:00:00 AM | Not Yet Verified | Not Yet Verified | Not Yet Verified |  | 2.1 | 14292 | 99 | 150 | 15 | 0.95 | 5000 | 70
P00001BG6 | Turolight Inc. | Turolight Inc. | LF-GFA/60W/53 | Outdoor Luminaires | Low Output | Fuel Pump Canopy Luminaires | Standard | TRUE | 4812 | 78.06 | 61.64 | 10.96 | 0.919 | 5388 | 73 | 5 | 50000 | 2/13/2013 12:00:00 AM | Not Yet Verified | Not Yet Verified | Not Yet Verified |  | 1.7 | 4920 | 82 | 60 |  |  | 5200 | 75
P00001BHW | UIC ENERGY LLC | UIC SURYA | UIC-FPK-60 | Outdoor Luminaires | Mid Output | Fuel Pump Canopy Luminaires | Standard | TRUE | 5724 | 93.13 | 61.46 | 11.36 | 0.9357 | 5055 | 73 | 5 | 50000 | 5/30/2013 12:00:00 AM | Not Yet Verified | Not Yet Verified | Not Yet Verified |  | 1.7 | 5330 | 85 | 60 |  |  | 5000 | 75
P00001BHX | UIC ENERGY LLC | UIC SURYA | UIC-FPK-90 | Outdoor Luminaires | Mid Output | Fuel Pump Canopy Luminaires | Standard | TRUE | 8262 | 90.21 | 91.59 | 18.08 | 0.932 | 5110 | 74 | 5 | 50000 | 5/30/2013 12:00:00 AM | Not Yet Verified | Not Yet Verified | Not Yet Verified |  | 2 | 7995 | 85 | 90 |  | 0.96 |  | 75
P00001BHZ | UIC ENERGY LLC | UIC SURYA | UIC-FPK-150 | Outdoor Luminaires | High Output | Fuel Pump Canopy Luminaires | Standard | FALSE | [9 empty] | 5/30/2013 12:00:00 AM | Not Yet Verified | Not Yet Verified | Not Yet Verified |  |  | 13325 | 85 | 150 |  | 0.96 |  | 75
P00001BI2 | UIC ENERGY LLC | UIC SURYA | UIC-FPK-240 | Outdoor Luminaires | High Output | Fuel Pump Canopy Luminaires | Standard | FALSE | [9 empty] | 5/30/2013 12:00:00 AM | Not Yet Verified | Not Yet Verified | Not Yet Verified |  |  | 21320 | 85 | 240 |  | 0.96 |  | 75
P00001BHY | UIC ENERGY LLC | UIC SURYA | UIC-FPK-120 | Outdoor Luminaires | High Output | Fuel Pump Canopy Luminaires | Standard | FALSE | [9 empty] | 5/30/2013 12:00:00 AM | Not Yet Verified | Not Yet Verified | Not Yet Verified |  |  | 10660 | 85 | 120 |  | 0.96 |  | 75
P00001BI0 | UIC ENERGY LLC | UIC SURYA | UIC-FPK-180 | Outdoor Luminaires | High Output | Fuel Pump Canopy Luminaires | Standard | FALSE | [9 empty] | 5/30/2013 12:00:00 AM | Not Yet Verified | Not Yet Verified | Not Yet Verified |  |  | 15990 | 85 | 180 |  | 0.96 |  | 75
P00001BI1 | UIC ENERGY LLC | UIC SURYA | UIC-FPK-210 | Outdoor Luminaires | High Output | Fuel Pump Canopy Luminaires | Standard | FALSE | [9 empty] | 5/30/2013 12:00:00 AM | Not Yet Verified | Not Yet Verified | Not Yet Verified |  |  | 18560 | 85 | 210 |  | 0.96 |  | 75
P00001BI3 | UIC ENERGY LLC | UIC SURYA | UIC-FPK-270 | Outdoor Luminaires | High Output | Fuel Pump Canopy Luminaires | Standard | FALSE | [9 empty] | 5/30/2013 12:00:00 AM | Not Yet Verified | Not Yet Verified | Not Yet Verified |  |  | 23985 | 85 | 270 |  | 0.96 |  | 75
PT4JE72W8 | UIC ENERGY LLC | UIC - SURYA | UIC-FPRT-90 | Outdoor Luminaires | Mid Output | Fuel Pump Canopy Luminaires | Standard | TRUE | 8477 | 93.7 | 90.55 | 3.61 | 0.954 | 5374 | 71.3 | 5 | 50000 | 10/23/2014 12:00:00 AM | Not Yet Verified | Not Yet Verified | Not Yet Verified |  | 2.1 | 8047 | 95 | 90 |  | 0.9 | 5000 | 72
P00001KBU | Ultra Energy Group LLC | Ultra Energy Group | LJ-CL100W | Outdoor Luminaires | Mid Output | Fuel Pump Canopy Luminaires | Standard | TRUE | 9668.89 | 90.46 | 106.89 | 12.1 | 0.95 | 5872 | 83.5 | 5 | 50000 | 5/30/2014 12:00:00 AM | Not Yet Verified | Not Yet Verified | Not Yet Verified |  | 2.1 | 9668.89 | 90 | 107 | 12.1 | 0.9 | 5700 | 83
P00001KBV | Ultra Energy Group LLC | Ultra Energy Group | LJ-CL150W | Outdoor Luminaires | High Output | Fuel Pump Canopy Luminaires | Standard | TRUE | 14865.97 | 91.56 | 153.25 | 14.4 | 0.91 | 5894 | 83.6 | 5 | 50000 | 5/30/2014 12:00:00 AM | Not Yet Verified | Not Yet Verified | Not Yet Verified |  | 2.1 | 14865.97 | 90 | 153 | 14.4 | 0.9 | 5700 | 83
P00001KBX | UNIC IMPORT LLC | UNIC IMPORT | LJ-CL100W | Outdoor Luminaires | Mid Output | Fuel Pump Canopy Luminaires | Standard | TRUE | 9668.89 | 90.46 | 106.89 | 12.1 | 0.95 | 5872 | 83.5 | 5 | 50000 | 5/30/2014 12:00:00 AM | Not Yet Verified | Not Yet Verified | Not Yet Verified |  | 2.1 | 9668.89 | 90 | 107 | 12.1 | 0.9 | 5700 | 83
P00001KBY | UNIC IMPORT LLC | UNIC IMPORT | LJ-CL150W | Outdoor Luminaires | High Output | Fuel Pump Canopy Luminaires | Standard | TRUE | 14865.97 | 91.56 | 153.25 | 14.4 | 0.91 | 5894 | 83.6 | 5 | 50000 | 5/30/2014 12:00:00 AM | Not Yet Verified | Not Yet Verified | Not Yet Verified |  | 2.1 | 14865.97 | 90 | 153 | 14.4 | 0.9 | 5700 | 83
PEJC6KYJ | Universal Lighting Technologies | Everline | VTL4-6K835-U | Outdoor Luminaires | Mid Output | Fuel Pump Canopy Luminaires | Standard | TRUE | 6671 | 113.1 | 58.1 | 8.23 | 0.98 | 3488 | 81.9 | 5 | 60000 | 6/1/2015 12:00:00 AM | Dimmable | Continuous Below 10 | Not Yet Verified |  | 2.1 | 6671 | 113.1 | 58.97 | 8.23 | 0.98 | 3488 | 81.9
PADTGK7D | Universal Lighting Technologies | Everline | VTL8-20K835-U | Outdoor Luminaires | High Output | Fuel Pump Canopy Luminaires | Standard | TRUE | 20400 | 96.5 | 211.3 | 8.37 | 0.977 | 3519 | 84 | 5 | 60000 | 6/1/2015 12:00:00 AM | Dimmable | Continuous Below 10 | Not Yet Verified |  | 2.1 | 20400 | 96.5 | 211.3 | 8.37 | 0.977 | 3519 | 84
P5WUAK9J | Universal Lighting Technologies | Everline | VTL4-10K835-U | Outdoor Luminaires | High Output | Fuel Pump Canopy Luminaires | Standard | FALSE | [9 empty] | 6/1/2015 12:00:00 AM | Dimmable | Continuous Below 10 | Not Yet Verified |  |  | 10410 | 97.9 | 106.3 | 8.45 | 0.977 | 3521 | 83.1
PVJSHJYH | Universal Lighting Technologies | Everline | VTL8-20K850-U | Outdoor Luminaires | High Output | Fuel Pump Canopy Luminaires | Standard | FALSE | [9 empty] | 7/2/2015 12:00:00 AM | Dimmable | Continuous Below 10 | Not Yet Verified |  |  | 22890 | 108 | 212.1 | 7.89 | 0.978 | 5114 | 83.1
PSJE6J12 | Universal Lighting Technologies | Everline | VTL4-10K850-U | Outdoor Luminaires | High Output | Fuel Pump Canopy Luminaires | Standard | FALSE | [9 empty] | 7/2/2015 12:00:00 AM | Dimmable | Continuous Below 10 | Not Yet Verified |  |  | 10620 | 100.5 | 105.7 | 7.9 | 0.977 | 5134 | 83.5
PXKCCDAB | Universal Lighting Technologies | Everline | VTL8-12K850-U | Outdoor Luminaires | High Output | Fuel Pump Canopy Luminaires | Standard | FALSE | [9 empty] | 7/2/2015 12:00:00 AM | Dimmable | Continuous Below 10 | Not Yet Verified |  |  | 15220 | 127 | 119.9 | 7.88 | 0.98 | 5015 | 82.5
P1VB9AJ6 | Universal Lighting Technologies | Everline | VTL8-12K835-U | Outdoor Luminaires | High Output | Fuel Pump Canopy Luminaires | Standard | FALSE | [9 empty] | 6/1/2015 12:00:00 AM | Dimmable | Continuous Below 10 | Not Yet Verified |  |  | 13680 | 114 | 120.2 | 8.03 | 0.981 | 3492 | 83.1
PYQVS5BP | Universal Lighting Technologies | Everline | VTL4-6K850-U | Outdoor Luminaires | Mid Output | Fuel Pump Canopy Luminaires | Standard | FALSE | [9 empty] | 7/2/2015 12:00:00 AM | Dimmable | Continuous Below 10 | Not Yet Verified |  |  | 7401 | 125.3 | 59.06 | 7.95 | 0.98 | 5053 | 83
PCMNZEBD | Universal Lighting Technologies | Everline | VTL8-16K835-U | Outdoor Luminaires | High Output | Fuel Pump Canopy Luminaires | Standard | TRUE | 18310 | 107 | 170.8 | 10.6 | 0.983 | 3491 | 82 | 5 | 60000 | 6/1/2015 12:00:00 AM | Dimmable | Continuous Below 10 | Not Yet Verified |  | 2.1 | 18310 | 107 | 170.8 | 10.6 | 0.983 | 3491 | 82
PJMF93QV | Universal Lighting Technologies | Everline | VTL4-8K835-U | Outdoor Luminaires | Mid Output | Fuel Pump Canopy Luminaires | Standard | TRUE | 9035 | 107.1 | 82.75 | 10.5 | 0.983 | 3595 | 81.9 | 5 | 60000 | 6/1/2015 12:00:00 AM | Dimmable | Continuous Below 10 | Not Yet Verified |  | 2.1 | 9035 | 107.1 | 84.36 | 10.5 | 0.983 | 3495 | 81.9
PEHMF86N | Universal Lighting Technologies | Everline | VTL4-8K850-U | Outdoor Luminaires | Mid Output | Fuel Pump Canopy Luminaires | Standard | FALSE | [9 empty] | 7/2/2015 12:00:00 AM | Dimmable | Continuous Below 10 | Not Yet Verified |  |  | 9525 | 113.3 | 84.09 | 9.41 | 0.984 | 5089 | 82.9
P8HND8JW | Universal Lighting Technologies | Everline | VTL8-16K850-U | Outdoor Luminaires | High Output | Fuel Pump Canopy Luminaires | Standard | FALSE | [9 empty] | 7/2/2015 12:00:00 AM | Dimmable | Continuous Below 10 | Not Yet Verified |  |  | 20630 | 121 | 169.9 | 9.4 | 0.984 | 5046 | 82.5
PDHF9C8T | Universal Lighting Technologies | Everline | VTL4-33L840-U | Outdoor Luminaires | Low Output | Fuel Pump Canopy Luminaires | Standard | TRUE | 4404.58 | 116.14 | 38.052 | 8.87 | 0.9674 | 3985 | 83.08 | 5 | 60000 | 3/10/2015 12:00:00 AM | Dimmable | Continuous Below 10 | Not Yet Verified |  | 2.1 | 4411 | 116.31 | 37.923 | 8.87 | 0.9674 | 3985 | 83.08
P8TG7ZUS | Universal Lighting Technologies | Everline | VTL4-5K850-U | Outdoor Luminaires | Mid Output | Fuel Pump Canopy Luminaires | Standard | TRUE | 6435.59 | 125.75 | 51.175 | 8.16 | 0.9766 | 4994 | 82.27 | 5 | 60000 | 3/10/2015 12:00:00 AM | Dimmable | Continuous Below 10 | Not Yet Verified |  | 2.1 | 6463 | 126.29 | 51.175 | 8.16 | 0.9766 | 4994 | 82.27
PGUUJXYW | Universal Lighting Technologies | Everline | VTL8-10K835-U | Outdoor Luminaires | High Output | Fuel Pump Canopy Luminaires | Standard | TRUE | 10840 | 108.48 | 99.92 | 8.28 | 0.9758 | 3460 | 81.62 | 5 | 60000 | 3/10/2015 12:00:00 AM | Dimmable | Continuous Below 10 | Not Yet Verified |  | 2.1 | 10840 | 108.48 | 99.92 | 8.28 | 0.9758 | 3460 | 81.62
P5HNTFA2 | Universal Lighting Technologies | Everline | VTL8-10K840-U | Outdoor Luminaires | High Output | Fuel Pump Canopy Luminaires | Standard | FALSE | [9 empty] | 3/10/2015 12:00:00 AM | Dimmable | Continuous Below 10 | Not Yet Verified |  |  | 11420 | 114.38 | 99.84 | 7.89 | 0.9755 | 3988 | 82.72
PE6FHXEK | Universal Lighting Technologies | Everline | VTL8-7K840-U | Outdoor Luminaires | Mid Output | Fuel Pump Canopy Luminaires | Standard | FALSE | [9 empty] | 3/10/2015 12:00:00 AM | Dimmable | Continuous Below 10 | Not Yet Verified |  |  | 8529 | 110.56 | 77.14 | 8.65 | 0.9666 | 4005 | 82.3
PDQEZPXB | Universal Lighting Technologies | Everline | VTL8-10K850-U | Outdoor Luminaires | High Output | Fuel Pump Canopy Luminaires | Standard | FALSE | [9 empty] | 3/10/2015 12:00:00 AM | Dimmable | Continuous Below 10 | Not Yet Verified |  |  | 12390 | 112.27 | 101.33 | 8.09 | 0.9762 | 4977 | 82.54
P4UH4NKK | Universal Lighting Technologies | Everline | VTL4-5K840-U | Outdoor Luminaires | Mid Output | Fuel Pump Canopy Luminaires | Standard | FALSE | [9 empty] | 3/10/2015 12:00:00 AM | Dimmable | Continuous Below 10 | Not Yet Verified |  |  | 6099 | 120.4 | 50.654 | 7.94 | 0.9756 | 3966 | 83.22
P934XP7P | Universal Lighting Technologies | Everline | VTL4-40L840-U | Outdoor Luminaires | Mid Output | Fuel Pump Canopy Luminaires | Standard | TRUE | 5512.6 | 103.39 | 53.315 | 8.04 | 0.9771 | 4039 | 82.3 | 5 | 60000 | 4/1/2015 12:00:00 AM | Dimmable | Continuous Below 10 | Not Yet Verified |  | 2.1 | 5668 | 106.31 | 53.315 | 8.04 | 0.9771 | 4039.1 | 82.3
PHNBWYR5 | Universal Lighting Technologies | Everline | VTL8-8K840-U | Outdoor Luminaires | High Output | Fuel Pump Canopy Luminaires | Standard | TRUE | 10720 | 101.55 | 105.56 | 8.21 | 0.9776 | 4006 | 82.45 | 5 | 60000 | 4/1/2015 12:00:00 AM | Dimmable | Continuous Below 10 | Not Yet Verified |  | 2.1 | 10720 | 101.55 | 105.56 | 8.21 | 0.9776 | 4006 | 82.45
P7HXN1RJ | Universal Lighting Technologies | Everline | VTL8-16K840-U | Outdoor Luminaires | High Output | Fuel Pump Canopy Luminaires | Standard | TRUE | 17670 | 104.32 | 169.38 | 10.02 | 0.9836 | 3950 | 83.08 | 5 | 60000 | 4/1/2015 12:00:00 AM | Dimmable | Continuous Below 10 | Not Yet Verified |  | 2.1 | 17670 | 104.32 | 169.38 | 10.02 | 0.9836 | 3950 | 83.08
PVS6SY52 | Universal Lighting Technologies | Everline | VTL4-8K840-U | Outdoor Luminaires | Mid Output | Fuel Pump Canopy Luminaires | Standard | TRUE | 9739.45 | 114.58 | 85 | 10.3 | 0.9833 | 4060 | 82.1 | 5 | 60000 | 4/1/2015 12:00:00 AM | Dimmable | Continuous Below 10 | Not Yet Verified |  | 2.1 | 9778 | 115.03 | 85 | 10.3 | 0.9833 | 4060.8 | 82.1
P9NYF37HH | Universal Lighting Technologies | Everline | VTL8-7K850-U-XXXXX | Outdoor Luminaires | Mid Output | Fuel Pump Canopy Luminaires | Standard | TRUE | 8344 | 109 | 76.69 | 8.69 | 0.967 | 5103 | 83 | 5 | 50000 | 7/30/2015 12:00:00 AM | Dimmable | Continuous Below 10 | No |  | 2.1 | 8344 | 109 | 76.69 | 8.69 | 0.967 | 5000 | 85
PEUU5J83Z | Universal Lighting Technologies | Everline | VTL8-8K850-U-XXXXX | Outdoor Luminaires | High Output | Fuel Pump Canopy Luminaires | Standard | TRUE | 10550 | 102 | 103.1 | 8.5 | 0.977 | 5134 | 83 | 5 | 50000 | 7/31/2015 12:00:00 AM | Dimmable | Continuous Below 10 | No |  | 2.1 | 10550 | 102 | 103.1 | 8.5 | 0.977 | 5000 | 85
P4R71YKE | Universal Lighting Technologies | Everline | VTL8-20K840-U | Outdoor Luminaires | High Output | Fuel Pump Canopy Luminaires | Standard | TRUE | 21800 | 100.93 | 215.99 | 8.12 | 0.978 | 4042 | 82.67 | 5 | 50000 | 3/24/2015 12:00:00 AM | Dimmable | Continuous Below 10 | Not Yet Verified |  | 2.1 | 21800 | 100.93 | 215.99 | 8.12 | 0.978 | 4042 | 82.67
P2NQ9P7R | Universal Lighting Technologies | Everline | VTL4-6K840-U | Outdoor Luminaires | Mid Output | Fuel Pump Canopy Luminaires | Standard | TRUE | 7182 | 120.87 | 59.418 | 8.12 | 0.9801 | 4046.7 | 82.3 | 5 | 50000 | 3/24/2015 12:00:00 AM | Dimmable | Continuous Below 10 | Not Yet Verified |  | 2.1 | 7182 | 120.87 | 59.418 | 8.12 | 0.9801 | 4046.7 | 82.3
P8T13G9H | Universal Lighting Technologies | Everline | VTL4-10K840-U | Outdoor Luminaires | High Output | Fuel Pump Canopy Luminaires | Standard | FALSE | [9 empty] | 3/24/2015 12:00:00 AM | Dimmable | Continuous Below 10 | Not Yet Verified |  |  | 11520 | 106.92 | 107.74 | 8.43 | 0.9782 | 4059.5 | 82.4
PX5XYRPY | Universal Lighting Technologies | Everline | VTL8-12K840-U | Outdoor Luminaires | High Output | Fuel Pump Canopy Luminaires | Standard | FALSE | [9 empty] | 3/24/2015 12:00:00 AM | Dimmable | Continuous Below 10 | Not Yet Verified |  |  | 13280 | 110.58 | 120.9 | 8.04 | 0.9804 | 4007 | 82.83
PVVJSJAP | Universal Lighting Technologies | Everline | VTL4-40L835-U | Outdoor Luminaires | Low Output | Fuel Pump Canopy Luminaires | Standard | TRUE | 4753 | 91.7 | 51.8 | 8.5 | 0.978 | 3518 | 83.6 | 5 | 60000 | 6/3/2015 12:00:00 AM | Dimmable | Continuous Below 10 | Not Yet Verified |  | 2.1 | 4921 | 95 | 51.81 | 8.5 | 0.978 | 3518 | 83.6
PT9VTGC2 | Universal Lighting Technologies | Everline | VTL4-33L835-U | Outdoor Luminaires | Low Output | Fuel Pump Canopy Luminaires | Standard | TRUE | 3698 | 98.6 | 37.5 | 9.05 | 0.966 | 3510 | 83.6 | 5 | 60000 | 6/3/2015 12:00:00 AM | Dimmable | Continuous Below 10 | Not Yet Verified |  | 2.1 | 3814 | 101.8 | 37.47 | 9.05 | 0.966 | 3510 | 83.6
PC78D18Q | Universal Lighting Technologies | Everline | VTL4-33L850-U | Outdoor Luminaires | Low Output | Fuel Pump Canopy Luminaires | Standard | FALSE | [9 empty] | 7/2/2015 12:00:00 AM | Dimmable | Continuous Below 10 | Not Yet Verified |  |  | 4611 | 122 | 37.81 | 8.52 | 0.968 | 5059 | 82.6
PYHRQKGP | Universal Lighting Technologies | Everline | VTL8-8K835-U | Outdoor Luminaires | High Output | Fuel Pump Canopy Luminaires | Standard | FALSE | [9 empty] | 6/3/2015 12:00:00 AM | Dimmable | Continuous Below 10 | Not Yet Verified |  |  | 10090 | 97.2 | 103.8 | 8.5 | 0.977 | 3517 | 83.1
PJPV1T9E | Universal Lighting Technologies | Everline | VTL8-7K835-U | Outdoor Luminaires | Mid Output | Fuel Pump Canopy Luminaires | Standard | FALSE | [9 empty] | 6/3/2015 12:00:00 AM | Dimmable | Continuous Below 10 | Not Yet Verified |  |  | 8034 | 104 | 77.18 | 8.5 | 0.967 | 3516 | 83.1
P2RTVZGB | Universal Lighting Technologies | Everline | VTL4-40L850-U | Outdoor Luminaires | Mid Output | Fuel Pump Canopy Luminaires | Standard | FALSE | [9 empty] | 7/2/2015 12:00:00 AM | Dimmable | Continuous Below 10 | Not Yet Verified |  |  | 5830 | 110.3 | 52.84 | 8.1 | 0.977 | 5095 | 82.3
P215SFT1 | Universal Lighting Technologies | Everline | VTL4-5K835-U | Outdoor Luminaires | Mid Output | Fuel Pump Canopy Luminaires | Standard | TRUE | 5594.44 | 111.91 | 49.99 | 8.47 | 0.9755 | 3499 | 81.7 | 5 | 50000 | 3/31/2015 12:00:00 AM | Dimmable | Continuous Below 10 | Not Yet Verified |  | 2.1 | 5620 | 112.42 | 49.99 | 8.47 | 0.9755 | 3499.3 | 81.7
PXHTPZYY6 | UNIVERSELITE CO.,LTD. | UVL | LEDYZ85W001(3000K) | Outdoor Luminaires | Mid Output | Fuel Pump Canopy Luminaires | Standard | TRUE | 7893.5 | 85.99 | 91.8 | 10.91 | 0.9053 | 3082 | 70.4 | 5 | 50000 | 2/20/2015 12:00:00 AM | Not Dimmable | Not Dimmable | Not Yet Verified |  | 2.1 | 7890 |  | 85 |  | 0.9 | 3000 | 70
PFS313BN8 | UNIVERSELITE CO.,LTD. | UVL | LEDYZ85W001(3500K) | Outdoor Luminaires | Mid Output | Fuel Pump Canopy Luminaires | Standard | FALSE | [9 empty] | 2/20/2015 12:00:00 AM | Not Dimmable | Not Dimmable | Not Yet Verified |  |  | 7890 | 85.99 | 85 |  | 0.9 | 3500 | 70
PE7ZKAZCS | UNIVERSELITE CO.,LTD. | UVL | LEDYZ85W001(5700K) | Outdoor Luminaires | Mid Output | Fuel Pump Canopy Luminaires | Standard | FALSE | [9 empty] | 2/20/2015 12:00:00 AM | Not Dimmable | Not Dimmable | Not Yet Verified |  |  | 7994.1 | 88.64 | 90.19 |  | 0.9 | 5700 | 70
PM6GFP4BN | UNIVERSELITE CO.,LTD. | UVL | LEDYZ85W001(4000K) | Outdoor Luminaires | Mid Output | Fuel Pump Canopy Luminaires | Standard | FALSE | [9 empty] | 2/20/2015 12:00:00 AM | Not Yet Verified | Not Yet Verified | Not Yet Verified |  |  | 7890 | 85.99 | 85 |  | 0.9 | 4000 | 70
PBGPRPMWB | UNIVERSELITE CO.,LTD. | UVL | LEDYZ85W001(4500K) | Outdoor Luminaires | Mid Output | Fuel Pump Canopy Luminaires | Standard | FALSE | [9 empty] | 2/20/2015 12:00:00 AM | Not Yet Verified | Not Yet Verified | Not Yet Verified |  |  | 7890 | 85.99 | 85 |  | 0.9 | 4500 | 70
PBNFZKPXA | UNIVERSELITE CO.,LTD. | UVL | LEDYZ85W001(5000K) | Outdoor Luminaires | Mid Output | Fuel Pump Canopy Luminaires | Standard | FALSE | [9 empty] | 2/20/2015 12:00:00 AM | Not Dimmable | Not Dimmable | Not Yet Verified |  |  | 7893.5 | 85.99 | 91.8 |  | 0.9 | 5000 | 70
PJGARD2MM | UNIVERSELITE CO.,LTD. | UVL | LEDYZ100W001(3000K) | Outdoor Luminaires | Mid Output | Fuel Pump Canopy Luminaires | Standard | TRUE | 8725.3 | 88.53 | 98.55 | 10.95 | 0.9081 | 3085 | 70.5 | 5 | 50000 | 2/20/2015 12:00:00 AM | Not Dimmable | Not Dimmable | Not Yet Verified |  | 2.1 | 8720 | 88.53 | 100 |  | 0.9 | 3000 | 70
P2Q61BRR6 | UNIVERSELITE CO.,LTD. | UVL | LEDYZ100W001(4500K) | Outdoor Luminaires | Mid Output | Fuel Pump Canopy Luminaires | Standard | FALSE | [9 empty] | 2/20/2015 12:00:00 AM | Not Dimmable | Not Dimmable | Not Yet Verified |  |  | 8720 | 88.53 | 100 |  | 0.9 | 4500 | 70
PPFUZS48Z | UNIVERSELITE CO.,LTD. | UVL | LEDYZ100W001(4000K) | Outdoor Luminaires | Mid Output | Fuel Pump Canopy Luminaires | Standard | FALSE | [9 empty] | 2/20/2015 12:00:00 AM | Not Dimmable | Not Dimmable | Not Yet Verified |  |  | 8720 | 88.53 | 100 |  | 0.9 | 4000 | 70
PTBBEMZ9Q | UNIVERSELITE CO.,LTD. | UVL | LEDYZ100W001(5000K) | Outdoor Luminaires | Mid Output | Fuel Pump Canopy Luminaires | Standard | FALSE | [9 empty] | 2/20/2015 12:00:00 AM | Not Dimmable | Not Dimmable | Not Yet Verified |  |  | 8720 | 88.53 | 100 |  | 0.9 | 5000 | 70
PBHXMWFRE | UNIVERSELITE CO.,LTD. | UVL | LEDYZ100W001(3500K) | Outdoor Luminaires | Mid Output | Fuel Pump Canopy Luminaires | Standard | FALSE | [9 empty] | 2/20/2015 12:00:00 AM | Not Dimmable | Not Dimmable | Not Yet Verified |  |  | 8720 | 88.53 | 100 |  | 0.9 | 3500 | 70
PZWPP2NSG | UNIVERSELITE CO.,LTD. | UVL | LEDYZ100W001(5700K) | Outdoor Luminaires | Mid Output | Fuel Pump Canopy Luminaires | Standard | FALSE | [9 empty] | 2/20/2015 12:00:00 AM | Not Dimmable | Not Dimmable | Not Yet Verified |  |  | 8720 | 92.84 | 100 |  | 0.9 | 5700 | 70
PRMVU1EU | UNIVERSELITE CO.,LTD. | N/A | LEDYZ120W001B(3000K) | Outdoor Luminaires | High Output | Fuel Pump Canopy Luminaires | Standard | TRUE | 13873 | 114.09 | 121.6 | 17.39 | 0.9027 | 3008 | 73.1 | 5 | 50000 | 7/15/2016 12:00:00 AM | Not Dimmable | Not Dimmable | No |  | 4 | 13873 | 114.09 | 121.6 | 17.39 | 0.9 | 3000 | 73.1
PXVUUYSB | UNIVERSELITE CO.,LTD. | N/A | LEDYZ120W001B(4000K) | Outdoor Luminaires | High Output | Fuel Pump Canopy Luminaires | Standard | FALSE | [9 empty] | 7/15/2016 12:00:00 AM | Not Dimmable | Not Dimmable | No |  |  | 14239 | 116.95 | 121.8 | 17.39 | 0.9 | 4000 | 73.1
PWDB4497 | UNIVERSELITE CO.,LTD. | N/A | LEDYZ120W001B(3500K) | Outdoor Luminaires | High Output | Fuel Pump Canopy Luminaires | Standard | FALSE | [9 empty] | 7/15/2016 12:00:00 AM | Not Dimmable | Not Dimmable | No |  |  | 14056 | 115.45 | 121.8 | 17.39 | 0.9 | 3500 | 73.1
PB1FWEJF | UNIVERSELITE CO.,LTD. | N/A | LEDYZ120W001B(4500K) | Outdoor Luminaires | High Output | Fuel Pump Canopy Luminaires | Standard | FALSE | [9 empty] | 7/15/2016 12:00:00 AM | Not Dimmable | Not Dimmable | No |  |  | 14421 | 118.45 | 121.8 | 17.39 | 0.9 | 4500 | 73.1
PXMCZ6XW | UNIVERSELITE CO.,LTD. | N/A | LEDYZ120W001B(5700K) | Outdoor Luminaires | High Output | Fuel Pump Canopy Luminaires | Standard | FALSE | [9 empty] | 7/15/2016 12:00:00 AM | Not Dimmable | Not Dimmable | No |  |  | 14787 | 121.3 | 121.9 | 17.41 | 0.9 | 5700 | 74.5
PJVRXPZ1 | UNIVERSELITE CO.,LTD. | N/A | LEDYZ120W001B(5000K) | Outdoor Luminaires | High Output | Fuel Pump Canopy Luminaires | Standard | FALSE | [9 empty] | 7/15/2016 12:00:00 AM | Not Dimmable | Not Dimmable | No |  |  | 14604 | 119.95 | 121.8 | 17.39 | 0.9 | 5000 | 73.1
PS4XG34K | UNIVERSELITE CO.,LTD. | UVL , XAR | LEDYZ40W001(4000K) | Outdoor Luminaires | Low Output | Fuel Pump Canopy Luminaires | Standard | TRUE | 3473.6 | 84.24 | 41.23 | 18.31 | 0.9531 | 3956 | 72 | 5 | 50000 | 3/17/2015 12:00:00 AM | Dimmable | Continuous Below 10 | Not Yet Verified |  | 2.1 | 3473.6 | 84.24 | 41.23 | 18.31 | 0.9531 | 4000 | 72
PCUWB2VY | UNIVERSELITE CO.,LTD. | UVL , XAR | LEDYZ40W001(4500K) | Outdoor Luminaires | Low Output | Fuel Pump Canopy Luminaires | Standard | FALSE | [9 empty] | 3/17/2015 12:00:00 AM | Dimmable | Continuous Below 10 | Not Yet Verified |  |  | 3473.6 | 84.24 | 41.23 | 16.31 | 0.9531 | 4500 | 72
PKS49RP7 | UNIVERSELITE CO.,LTD. | UVL , XAR | LEDYZ40W001(5000K) | Outdoor Luminaires | Low Output | Fuel Pump Canopy Luminaires | Standard | FALSE | [9 empty] | 3/17/2015 12:00:00 AM | Dimmable | Continuous Below 10 | Not Yet Verified |  |  | 3473.6 | 84.24 | 41.23 | 18.31 | 0.9531 | 5000 | 72
PC4EH9AG | UNIVERSELITE CO.,LTD. | UVL , XAR | LEDYZ40W001(5700K) | Outdoor Luminaires | Low Output | Fuel Pump Canopy Luminaires | Standard | FALSE | [9 empty] | 3/17/2015 12:00:00 AM | Dimmable | Continuous Below 10 | Not Yet Verified |  |  | 3812 | 91.39 | 41.71 | 16.77 | 0.9575 | 5700 | 78.2
PA9137FF | UNIVERSELITE CO.,LTD. | UNIVERSELITE CO., LTD | LEDYZ40W001B(3000K) | Outdoor Luminaires | Low Output | Fuel Pump Canopy Luminaires | Standard | TRUE | 4777.4 | 110.43 | 43.26 | 15.74 | 0.9506 | 2999 | 72.9 | 5 | 50000 | 5/6/2016 12:00:00 AM | Not Dimmable | Not Dimmable | No |  | 3.1 | 4805.6 | 111.19 | 43.22 | 15.74 | 0.9506 | 3000 | 72.9
PG8HGTTJ | UNIVERSELITE CO.,LTD. | UNIVERSELITE CO., LTD | LEDYZ40W001B(4500K) | Outdoor Luminaires | Low Output | Fuel Pump Canopy Luminaires | Standard | FALSE | [9 empty] | 5/6/2016 12:00:00 AM | Not Dimmable | Not Dimmable | No |  |  | 4986 | 114.88 | 43.41 | 15.74 | 0.9506 | 4500 | 72.9
PXPANU21 | UNIVERSELITE CO.,LTD. | UNIVERSELITE CO., LTD | LEDYZ40W001B(4000K) | Outdoor Luminaires | Low Output | Fuel Pump Canopy Luminaires | Standard | FALSE | [9 empty] | 5/6/2016 12:00:00 AM | Not Dimmable | Not Dimmable | No |  |  | 4926 | 113.49 | 43.41 | 15.74 | 0.9506 | 4000 | 72.9
PTU1R1T1 | UNIVERSELITE CO.,LTD. | UNIVERSELITE CO., LTD | LEDYZ40W001B(5700K) | Outdoor Luminaires | Low Output | Fuel Pump Canopy Luminaires | Standard | FALSE | [9 empty] | 5/6/2016 12:00:00 AM | Not Dimmable | Not Dimmable | No |  |  | 5107 | 117.16 | 43.59 | 15.88 | 0.9513 | 5700 | 73.9
PPDDCXGN | UNIVERSELITE CO.,LTD. | UNIVERSELITE CO., LTD | LEDYZ40W001B(5000K) | Outdoor Luminaires | Low Output | Fuel Pump Canopy Luminaires | Standard | FALSE | [9 empty] | 5/6/2016 12:00:00 AM | Not Dimmable | Not Dimmable | No |  |  | 5047 | 116.27 | 43.41 | 15.74 | 0.9506 | 5000 | 72.9
P8MNKZA2 | UNIVERSELITE CO.,LTD. | UNIVERSELITE CO., LTD | LEDYZ40W001B(3500K) | Outdoor Luminaires | Low Output | Fuel Pump Canopy Luminaires | Standard | FALSE | [9 empty] | 5/6/2016 12:00:00 AM | Not Dimmable | Not Dimmable | No |  |  | 4866 | 112.1 | 43.41 | 15.74 | 0.9506 | 3500 | 72.9
PQGK333M | UNIVERSELITE CO.,LTD. | UNIVERSELITE CO., LTD | LEDYZ60W001B(3000K) | Outdoor Luminaires | Mid Output | Fuel Pump Canopy Luminaires | Standard | TRUE | 6342.8 | 114.02 | 55.63 | 18.16 | 0.9027 | 3005 | 73 | 5 | 50000 | 9/12/2016 12:00:00 AM | Not Dimmable | Not Dimmable | No |  | 4 | 6387.3 | 114.94 | 55.57 | 18.16 | 0.9 | 3000 | 73
P1BHSD1Z | UNIVERSELITE CO.,LTD. | UNIVERSELITE CO., LTD | LEDYZ60W001B(4500K) | Outdoor Luminaires | Mid Output | Fuel Pump Canopy Luminaires | Standard | FALSE | [9 empty] | 9/12/2016 12:00:00 AM | Not Dimmable | Not Dimmable | No |  |  | 6629 | 118.7 | 55.85 | 18.16 | 0.9 | 4500 | 73
PK5EXFSQ | UNIVERSELITE CO.,LTD. | UNIVERSELITE CO., LTD | LEDYZ60W001B(5700K) | Outdoor Luminaires | Mid Output | Fuel Pump Canopy Luminaires | Standard | FALSE | [9 empty] | 9/12/2016 12:00:00 AM | Not Dimmable | Not Dimmable | No |  |  | 6790 | 120.99 | 56.12 | 18.05 | 0.9 | 5700 | 74.2
PAUZJFJ4 | UNIVERSELITE CO.,LTD. | UNIVERSELITE CO., LTD | LEDYZ60W001B(3500K) | Outdoor Luminaires | Mid Output | Fuel Pump Canopy Luminaires | Standard | FALSE | [9 empty] | 9/12/2016 12:00:00 AM | Not Dimmable | Not Dimmable | No |  |  | 6468 | 115.82 | 55.85 | 18.16 | 0.9 | 3500 | 73
PS9USXEN | UNIVERSELITE CO.,LTD. | UNIVERSELITE CO., LTD | LEDYZ60W001B(4000K) | Outdoor Luminaires | Mid Output | Fuel Pump Canopy Luminaires | Standard | FALSE | [9 empty] | 9/12/2016 12:00:00 AM | Not Dimmable | Not Dimmable | No |  |  | 6548 | 117.26 | 55.85 | 18.16 | 0.9 | 4000 | 73
PXFMKPEW | UNIVERSELITE CO.,LTD. | UNIVERSELITE CO., LTD | LEDYZ60W001B(5000K) | Outdoor Luminaires | Mid Output | Fuel Pump Canopy Luminaires | Standard | FALSE | [9 empty] | 9/12/2016 12:00:00 AM | Not Dimmable | Not Dimmable | No |  |  | 6709 | 120.14 | 55.85 | 18.16 | 0.9 | 5000 | 73
PX62YUQ5 | UNIVERSELITE CO.,LTD. | UVL | LEDYZ120W001(3000K) | Outdoor Luminaires | High Output | Fuel Pump Canopy Luminaires | Standard | TRUE | 10819 | 88.3 | 122.5 | 18.91 | 0.9356 | 3075 | 70.5 | 5 | 50000 | 3/4/2015 12:00:00 AM | Not Dimmable | Not Dimmable | Not Yet Verified |  | 2.1 | 10819 | 88.3 | 122.5 | 18.91 | 0.9356 | 3000 | 70.5
PKDEF7S6 | UNIVERSELITE CO.,LTD. | UVL | LEDYZ120W001(4000K) | Outdoor Luminaires | High Output | Fuel Pump Canopy Luminaires | Standard | FALSE | [9 empty] | 3/4/2015 12:00:00 AM | Not Dimmable | Not Dimmable | Not Yet Verified |  |  | 10819 | 88.3 | 122.5 | 18.91 | 0.9356 | 4000 | 70.5
PN3DEEUU | UNIVERSELITE CO.,LTD. | UVL | LEDYZ120W001(5000K) | Outdoor Luminaires | High Output | Fuel Pump Canopy Luminaires | Standard | FALSE | [9 empty] | 3/4/2015 12:00:00 AM | Not Dimmable | Not Dimmable | Not Yet Verified |  |  | 10819 | 88.3 | 122.5 | 18.91 | 0.9356 | 5000 | 70.5
P5WMVPZM | UNIVERSELITE CO.,LTD. | UVL | LEDYZ120W001(4500K) | Outdoor Luminaires | High Output | Fuel Pump Canopy Luminaires | Standard | FALSE | [9 empty] | 3/4/2015 12:00:00 AM | Not Dimmable | Not Dimmable | Not Yet Verified |  |  | 10819 | 88.3 | 122.5 | 18.91 | 0.9356 | 4500 | 70.5
PPKPAMWR | UNIVERSELITE CO.,LTD. | UVL | LEDYZ120W001(3500K) | Outdoor Luminaires | High Output | Fuel Pump Canopy Luminaires | Standard | FALSE | [9 empty] | 3/4/2015 12:00:00 AM | Not Dimmable | Not Dimmable | Not Yet Verified |  |  | 10819 | 88.3 | 122.5 | 18.91 | 0.9356 | 3500 | 70.5
PJTFXDDP | UNIVERSELITE CO.,LTD. | UVL | LEDYZ120W001(5700K) | Outdoor Luminaires | High Output | Fuel Pump Canopy Luminaires | Standard | FALSE | [9 empty] | 3/4/2015 12:00:00 AM | Not Dimmable | Not Dimmable | Not Yet Verified |  |  | 11289 | 95.83 | 117.8 | 18.79 | 0.9294 | 5700 | 74.1
PBADJZNJ | US Green Lighting, Inc. | US Green Lighting | L/120/CN/X/330/001 | Outdoor Luminaires | High Output | Fuel Pump Canopy Luminaires | Standard | TRUE | 11435.98 | 91.43 | 124.37 | 9.96 | 0.95 | 2995 | 84.4 | 5 | 50000 | 10/27/2014 12:00:00 AM | Not Yet Verified | Not Yet Verified | Not Yet Verified |  | 2.1 | 10800 | 90 | 120 | 20 | 0.95 | 3000
PE6A5KTV | US Green Lighting, Inc. | US Green Lighting | L/120/CN/X/350/001 | Outdoor Luminaires | High Output | Fuel Pump Canopy Luminaires | Standard | FALSE | [9 empty] | 10/27/2014 12:00:00 AM | Not Yet Verified | Not Yet Verified | Not Yet Verified |  |  | 10800 | 90 | 120 | 20 | 0.95 | 5000
PT75GW9X | US Green Lighting, Inc. | US Green Lighting | GRCA04-07H | Outdoor Luminaires | High Output | Fuel Pump Canopy Luminaires | Standard | FALSE | [9 empty] | 10/27/2014 12:00:00 AM | Not Yet Verified | Not Yet Verified | Not Yet Verified |  |  | 10800 | 90 | 120 | 20 | 0.95 | 5000
PE2EMFG3 | US Green Lighting, Inc. | US Green Lighting | L/120/CN/X/340/001 | Outdoor Luminaires | High Output | Fuel Pump Canopy Luminaires | Standard | FALSE | [9 empty] | 1/14/2015 12:00:00 AM | Not Yet Verified | Not Yet Verified | Not Yet Verified |  |  | 10800 | 90 | 120 | 20 | 0.95 | 4000
P2ZYZSKV | US Green Lighting, Inc. | US Green Lighting | L/150/CN/X/330/001 | Outdoor Luminaires | High Output | Fuel Pump Canopy Luminaires | Standard | TRUE | 14303.91 | 92.03 | 155.42 | 11.3 | 0.94 | 2997 | 84.3 | 5 | 50000 | 10/27/2014 12:00:00 AM | Not Yet Verified | Not Yet Verified | Not Yet Verified |  | 2.1 | 13500 | 90 | 150 | 20 | 0.95 | 3000 | 70
PX4U785X | US Green Lighting, Inc. | US Green Lighting | GRCA04-10H | Outdoor Luminaires | High Output | Fuel Pump Canopy Luminaires | Standard | FALSE | [9 empty] | 10/27/2014 12:00:00 AM | Not Yet Verified | Not Yet Verified | Not Yet Verified |  |  | 13500 | 90 | 150 | 20 | 0.95 | 5000 | 70
PPTCUB68 | US Green Lighting, Inc. | US Green Lighting | L/150/CN/X/350/001 | Outdoor Luminaires | High Output | Fuel Pump Canopy Luminaires | Standard | FALSE | [9 empty] | 10/27/2014 12:00:00 AM | Not Yet Verified | Not Yet Verified | Not Yet Verified |  |  | 13500 | 90 | 150 | 20 | 0.95 | 5000 | 70
P7UKHANK | US Green Lighting, Inc. | US Green Lighting | L/150/CN/X/340/001 | Outdoor Luminaires | High Output | Fuel Pump Canopy Luminaires | Standard | FALSE | [9 empty] | 1/14/2015 12:00:00 AM | Not Yet Verified | Not Yet Verified | Not Yet Verified |  |  | 13500 | 90 | 150 | 20 | 0.95 | 4000 | 70
P2W7FVCH | US Green Lighting, Inc. | US Green Lighting | L/CN/120/XU/830/D001 | Outdoor Luminaires | High Output | Fuel Pump Canopy Luminaires | Standard | TRUE | 10665 | 94.45 | 112.9 | 12.6 | 0.9338 | 3048 | 83.7 | 5 | 50000 | 5/21/2015 12:00:00 AM | Not Dimmable | Not Dimmable | Not Yet Verified |  | 2.1 | 10600 | 90 | 120 |  | 0.9 | 3000 | 80
PXN73YHM | US Green Lighting, Inc. | US Green Lighting | L/CN/120/XU/850/D001 | Outdoor Luminaires | High Output | Fuel Pump Canopy Luminaires | Standard | FALSE | [9 empty] | 5/21/2015 12:00:00 AM | Not Dimmable | Not Dimmable | Not Yet Verified |  |  | 10600 | 90 | 120 |  | 0.9 | 5000 | 80
P00001BN1 | US LED | Canopy Star | CNP1-50-PUC-UNV1-3570 | Outdoor Luminaires | Mid Output | Fuel Pump Canopy Luminaires | Standard | TRUE | 9276 | 99 | 93.7 | 11.76 | 0.934 | 5488 | 85.6 | 5 | 143000 | 7/12/2012 12:00:00 AM | Not Yet Verified | Not Yet Verified | Not Yet Verified |  | 1.6 | 9300 | 99 | 94 |  |  | 5000 | 80
P00001BN0 | US LED | Canopy Star | CNP1-50-PUC-UNV1-2100 - 120V | Outdoor Luminaires | Mid Output | Fuel Pump Canopy Luminaires | Standard | TRUE | 5990 | 103.5 | 57.9 | 15.62 | 0.969 | 5441 | 85.3 | 5 | 143000 | 7/12/2012 12:00:00 AM | Not Yet Verified | Not Yet Verified | Not Yet Verified |  | 1.6 | 6000 | 103 | 58 |  |  | 5000 | 80
P00001BN2 | US LED | Canopy Star | CNP1-50-PUC-UNV1-3000 | Outdoor Luminaires | Mid Output | Fuel Pump Canopy Luminaires | Standard | FALSE | [9 empty] | 7/12/2012 12:00:00 AM | Not Yet Verified | Not Yet Verified | Not Yet Verified |  |  | 8150 | 102 | 80 |  |  | 5000 | 80
P00001BSU | US LED | Canopy Star | CNP2-50-PUC-UNV1-7140 | Outdoor Luminaires | High Output | Fuel Pump Canopy Luminaires | Standard | TRUE | 17935 | 94.4 | 190 | 11.83 | 0.938 | 5118 | 75.4 | 5 | 518000 | 9/11/2013 12:00:00 AM | Not Yet Verified | Not Yet Verified | Not Yet Verified |  | 2 |  |  | 192 |  |  | 5000
PDGG9DBQH | US LED | CanopyStar | CNP3-50-X-PUC-UNV2-4100DM | Outdoor Luminaires | High Output | Fuel Pump Canopy Luminaires | Standard | TRUE | 12604 | 114.9 | 109.7 | 5.52 | 0.97 | 5140 | 83 | 5 | 50000 | 11/18/2014 12:00:00 AM | Dimmable | Continuous Below 10 | Not Yet Verified |  | 2.1 | 12604 | 114.9 | 109.7 | 5.52 | 0.97 | 5140 | 83
P00001BUE | US LED | CanopyStar | CNP3-50-X-PUC-UNV1-4100 | Outdoor Luminaires | High Output | Fuel Pump Canopy Luminaires | Standard | TRUE | 12597 | 112.5 | 112 | 5.1 | 0.971 | 5090 | 82 | 5 | 50000 | 6/25/2014 12:00:00 AM | Not Yet Verified | Not Yet Verified | Not Yet Verified |  | 2.1 | 12600 | 112.5 | 112 | 5.1 | 0.971 | 5000 | 82
PT1R7DHV1 | US LED | Canopy Star | CNP4-50-PUC-UNV1-8200 | Outdoor Luminaires | High Output | Fuel Pump Canopy Luminaires | Standard | TRUE | 19729 | 104.1 | 189.5 | 4.9 | 0.97 | 5120 | 73 | 5 | 50000 | 11/18/2014 12:00:00 AM | Not Dimmable | Not Dimmable | Not Yet Verified |  | 2.1 | 19729 | 104.1 | 190 | 4.9 | 0.97 | 5000 | 73
PEBAZ88WV | US LED | Canopy Star | CNP4-50-PUC-UNV2-8200DM | Outdoor Luminaires | High Output | Fuel Pump Canopy Luminaires | Standard | FALSE | [9 empty] | 11/18/2014 12:00:00 AM | Dimmable | Continuous Below 10 | Not Yet Verified |  |  | 19781 | 104.9 | 188.5 | 6.7 | 0.96 | 5120 | 74
PQ81A1YMW | US LED | Canopy Star | CNP4-50-PUC-UNV1-8200DM | Outdoor Luminaires | High Output | Fuel Pump Canopy Luminaires | Standard | FALSE | [9 empty] | 11/18/2014 12:00:00 AM | Dimmable | Continuous Below 10 | Not Yet Verified |  |  | 19729 | 104.1 | 190 | 4.9 | 0.97 | 5000 | 73
PXF7BA1C | Utopia Lighting | Utopia Lighting | LSC-2G-45LED/30 | Outdoor Luminaires | Mid Output | Fuel Pump Canopy Luminaires | Premium | TRUE | 5435.6 | 124.47 | 43.67 | 13.22 | 0.9356 | 3072 | 72.9 | 5 | 50000 | 8/18/2016 12:00:00 AM | Dimmable | Continuous Below 10 | Yes |  | 3.1 | 5435.6 | 124.47 | 43.67 | 13.22 | 0.9356 | 3000 | 72.9
PQNRZ77R | Utopia Lighting | Utopia Lighting | LSC-2G-45LED/50 | Outdoor Luminaires | Mid Output | Fuel Pump Canopy Luminaires | Premium | FALSE | [9 empty] | 8/18/2016 12:00:00 AM | Dimmable | Continuous Below 10 | Yes |  | 3.1 | 5625 | 129.67 | 43.38 | 13.75 | 0.9313 | 5000 | 74.3
P1Z2HCKF | Utopia Lighting | Utopia Lighting | LSC-2G-45LED/35 | Outdoor Luminaires | Mid Output | Fuel Pump Canopy Luminaires | Premium | FALSE | [9 empty] | 8/18/2016 12:00:00 AM | Dimmable | Continuous Below 10 | Yes |  | 3.1 | 5483 | 125.97 | 43.53 | 13.22 | 0.9356 | 3500 | 72.9
P1T458GN | Utopia Lighting | Utopia Lighting | LSC-2G-45LED/45 | Outdoor Luminaires | Mid Output | Fuel Pump Canopy Luminaires | Premium | FALSE | [9 empty] | 8/18/2016 12:00:00 AM | Dimmable | Continuous Below 10 | Yes |  | 3.1 | 5578 | 128.15 | 43.53 | 13.22 | 0.9356 | 4500 | 72.9
PPJZ2NR4 | Utopia Lighting | Utopia Lighting | LSC-2G-45LED/40 | Outdoor Luminaires | Mid Output | Fuel Pump Canopy Luminaires | Premium | FALSE | [9 empty] | 8/18/2016 12:00:00 AM | Dimmable | Continuous Below 10 | Yes |  | 3.1 | 5530 | 127.06 | 43.53 | 13.22 | 0.9356 | 4000 | 72.9
PKDZ93W6 | Utopia Lighting | Utopia Lighting | LSC-83LED/50-UNV-BZ | Outdoor Luminaires | Mid Output | Fuel Pump Canopy Luminaires | Standard | TRUE | 7274 | 87.92 | 82.74 | 19.48 | 0.875 | 5070 | 67 | 5 | 50000 | 10/9/2014 12:00:00 AM | Not Yet Verified | Not Yet Verified | Not Yet Verified |  | 2.1 | 7300 | 87.92 | 85 |  | 0.95 | 5000 | 70
PHE68V3P | Utopia Lighting | Utopia Lighting | LSC-40LED/50-UNV-BZ | Outdoor Luminaires | Low Output | Fuel Pump Canopy Luminaires | Standard | TRUE | 3112 | 79.09 | 39.35 | 9.5 | 0.968 | 4993 | 67 | 5 | 50000 | 10/9/2014 12:00:00 AM | Not Yet Verified | Not Yet Verified | Not Yet Verified |  | 2.1 | 3100 | 70.09 | 42 |  | 0.95 | 5000 | 70
P00001EUK | VALUEGREEN INC. | ValueGreen | VGHB28024S150V27 | Outdoor Luminaires | Mid Output | Fuel Pump Canopy Luminaires | Standard | TRUE | 5724 | 93.13 | 61.46 | 11.36 | 0.9357 | 5055 | 73 | 5 | 50000 | 11/1/2013 12:00:00 AM | Not Yet Verified | Not Yet Verified | Not Yet Verified |  | 1.7 | 5330 | 85 | 60 |  |  | 5000 | 75
P00001EUL | VALUEGREEN INC. | ValueGreen | VGHB28034S150V27 | Outdoor Luminaires | Mid Output | Fuel Pump Canopy Luminaires | Standard | TRUE | 8262 | 90.21 | 91.59 | 18.08 | 0.932 | 5110 | 74 | 5 | 50000 | 11/1/2013 12:00:00 AM | Not Yet Verified | Not Yet Verified | Not Yet Verified |  | 2 | 7995 | 85 | 90 |  | 0.96 |  | 75
P00001EUO | VALUEGREEN INC. | ValueGreen | VGHB28064S150V27 | Outdoor Luminaires | High Output | Fuel Pump Canopy Luminaires | Standard | FALSE | [9 empty] | 11/1/2013 12:00:00 AM | Not Yet Verified | Not Yet Verified | Not Yet Verified |  |  | 15990 | 85 | 180 |  | 0.96 |  | 75
P00001EUR | VALUEGREEN INC. | ValueGreen | VGHB28094S150V27 | Outdoor Luminaires | High Output | Fuel Pump Canopy Luminaires | Standard | FALSE | [9 empty] | 11/1/2013 12:00:00 AM | Not Yet Verified | Not Yet Verified | Not Yet Verified |  |  | 23985 | 85 | 270 |  | 0.96 |  | 75
P00001EUN | VALUEGREEN INC. | ValueGreen | VGHB28054S150V27 | Outdoor Luminaires | High Output | Fuel Pump Canopy Luminaires | Standard | FALSE | [9 empty] | 11/1/2013 12:00:00 AM | Not Yet Verified | Not Yet Verified | Not Yet Verified |  |  | 13325 | 85 | 150 |  | 0.96 |  | 75
P00001EUQ | VALUEGREEN INC. | ValueGreen | VGHB28084S150V27 | Outdoor Luminaires | High Output | Fuel Pump Canopy Luminaires | Standard | FALSE | [9 empty] | 11/1/2013 12:00:00 AM | Not Yet Verified | Not Yet Verified | Not Yet Verified |  |  | 21320 | 85 | 240 |  | 0.96 |  | 75
P00001EUM | VALUEGREEN INC. | ValueGreen | VGHB28044S150V27 | Outdoor Luminaires | High Output | Fuel Pump Canopy Luminaires | Standard | FALSE | [9 empty] | 11/1/2013 12:00:00 AM | Not Yet Verified | Not Yet Verified | Not Yet Verified |  |  | 10660 | 85 | 120 |  | 0.96 |  | 75
P00001EUP | VALUEGREEN INC. | ValueGreen | VGHB28074S150V27 | Outdoor Luminaires | High Output | Fuel Pump Canopy Luminaires | Standard | FALSE | [9 empty] | 11/1/2013 12:00:00 AM | Not Yet Verified | Not Yet Verified | Not Yet Verified |  |  | 18560 | 85 | 210 |  | 0.96 |  | 75
P00001HD6 | Ventex Technology Corporation | Venlite | VF-155XXD | Outdoor Luminaires | High Output | Fuel Pump Canopy Luminaires | Standard | TRUE | 10481 | 81.63 | 128.4 | 4.11 | 0.977 | 4961 | 66 | 5 |  | 12/11/2013 12:00:00 AM | Not Yet Verified | Not Yet Verified | Not Yet Verified |  | 2.1 | 10500 |  | 125 |  | 0.95 | 5500 | 80
P1TZ53RP | Venture Lighting International | Venture Lighting International | CPE-45WA | Outdoor Luminaires | Low Output | Fuel Pump Canopy Luminaires | Standard | TRUE | 4358.8 | 99.27 | 43.91 | 10.35 | 0.9701 | 3002 | 83.7 | 5 | 50000 | 10/29/2015 12:00:00 AM | Dimmable | Continuous Below 10 | Not Yet Verified |  | 2.1 | 4358.8 | 99.29 | 43.9 | 10.35 | 0.9701 | 3000 | 83.7
P2D57WEH | Venture Lighting International | Venture Lighting International | CPE-45CA | Outdoor Luminaires | Low Output | Fuel Pump Canopy Luminaires | Standard | FALSE | [9 empty] | 10/29/2015 12:00:00 AM | Dimmable | Continuous Below 10 | Not Yet Verified |  |  | 4532 | 102.19 | 44.35 | 7.69 | 0.9721 | 5000 | 84.2
PYRH5RN7 | Venture Lighting International | Venture Lighting International | CPE-45NA | Outdoor Luminaires | Low Output | Fuel Pump Canopy Luminaires | Standard | FALSE | [9 empty] | 10/29/2015 12:00:00 AM | Dimmable | Continuous Below 10 | Not Yet Verified |  |  | 4358.8 | 99.29 | 43.9 | 10.35 | 0.9701 | 4000 | 83.7
PQWPH1AF | Venture Lighting International | Venture Lighting International | CPE-45FA | Outdoor Luminaires | Low Output | Fuel Pump Canopy Luminaires | Standard | FALSE | [9 empty] | 10/29/2015 12:00:00 AM | Dimmable | Continuous Below 10 | Not Yet Verified |  |  | 4358.8 | 99.29 | 43.9 | 10.35 | 0.9701 | 4500 | 83.7
P53D8SNM | Venture Lighting International | Venture Lighting International | CPE-45BA | Outdoor Luminaires | Low Output | Fuel Pump Canopy Luminaires | Standard | FALSE | [9 empty] | 10/29/2015 12:00:00 AM | Dimmable | Continuous Below 10 | Not Yet Verified |  |  | 4358.8 | 99.29 | 43.9 | 10.35 | 0.9701 | 3500 | 83.7
PA2XT3TB | Venture Lighting International | Venture Lighting International | CPE-82WA | Outdoor Luminaires | Mid Output | Fuel Pump Canopy Luminaires | Standard | TRUE | 8712.8 | 107.76 | 80.85 | 13.3 | 0.9461 | 3005 | 83.8 | 5 | 50000 | 10/29/2015 12:00:00 AM | Dimmable | Continuous Below 10 | Not Yet Verified |  | 2.1 | 8712.8 | 107.76 | 80.85 | 13.3 | 0.9461 | 3000 | 83.8
PKHE2WK9 | Venture Lighting International | Venture Lighting International | CPE-82CA | Outdoor Luminaires | Mid Output | Fuel Pump Canopy Luminaires | Standard | FALSE | [9 empty] | 10/29/2015 12:00:00 AM | Dimmable | Continuous Below 10 | Not Yet Verified |  |  | 9325 | 113.79 | 81.95 | 7.69 | 0.9487 | 5000 | 84.3
PP58GKE1 | Venture Lighting International | Venture Lighting International | CPE-82BA | Outdoor Luminaires | Mid Output | Fuel Pump Canopy Luminaires | Standard | FALSE | [9 empty] | 10/29/2015 12:00:00 AM | Dimmable | Continuous Below 10 | Not Yet Verified |  |  | 8712.8 | 107.76 | 80.85 | 13.3 | 0.9461 | 3500 | 83.8
PEFNKYH4 | Venture Lighting International | Venture Lighting International | CPE-82FA | Outdoor Luminaires | Mid Output | Fuel Pump Canopy Luminaires | Standard | FALSE | [9 empty] | 10/29/2015 12:00:00 AM | Dimmable | Continuous Below 10 | Not Yet Verified |  |  | 8712.8 | 107.76 | 80.85 | 13.3 | 0.9461 | 4500 | 83.8
PSVYP73K | Venture Lighting International | Venture Lighting International | CPE-82NA | Outdoor Luminaires | Mid Output | Fuel Pump Canopy Luminaires | Standard | FALSE | [9 empty] | 10/29/2015 12:00:00 AM | Dimmable | Continuous Below 10 | Not Yet Verified |  |  | 8712.8 | 107.76 | 80.85 | 13.3 | 0.9461 | 4000 | 83.8
PEFVV7XP | Venture Lighting International | Venture Lighting International | CPA-020N-ND | Outdoor Luminaires | Low Output | Fuel Pump Canopy Luminaires | Standard | TRUE | 2451.41 | 107 | 22.96 | 13 | 0.9 | 4072 | 74 | 5 | 190000 | 1/5/2016 12:00:00 AM | Dimmable | Continuous Below 10 | Not Yet Verified |  | 2.1 | 2451 | 107 | 23 |  |  | 4000
PYAZ8XFD | Venture Lighting International | Venture Lighting International | CPA-020C-ND | Outdoor Luminaires | Low Output | Fuel Pump Canopy Luminaires | Standard | FALSE | [9 empty] | 1/5/2016 12:00:00 AM | Dimmable | Continuous Below 10 | Not Yet Verified |  |  | 2696 | 117 | 23 |  |  | 5000
PHXPE8ZP | Venture Lighting International | Venture Lighting International | CPC-023N-ND | Outdoor Luminaires | Low Output | Fuel Pump Canopy Luminaires | Standard | FALSE | [9 empty] | 1/5/2016 12:00:00 AM | Dimmable | Continuous Below 10 | Not Yet Verified |  |  | 2451 | 107 | 23 |  |  | 4000
PWRU63RU | Venture Lighting International | Venture Lighting International | CPC-023C-ND | Outdoor Luminaires | Low Output | Fuel Pump Canopy Luminaires | Standard | FALSE | [9 empty] | 1/5/2016 12:00:00 AM | Dimmable | Continuous Below 10 | Not Yet Verified |  |  | 2696 | 117 | 23 |  |  | 5000
PVHMRAC5 | Venture Lighting International | Venture Lighting International | CPA-043N-ND | Outdoor Luminaires | Low Output | Fuel Pump Canopy Luminaires | Standard | TRUE | 4288 | 105.37 | 40.7 | 10.4 | 0.9593 | 4016 | 78 | 5 | 190000 | 1/5/2016 12:00:00 AM | Not Yet Verified | Not Yet Verified | Not Yet Verified | Qualified with dimming and non-dimming driver options | 1.7 | 4288 | 105 | 41 |  | 0.9 | 4000 | 70
PKMY2N3K | Venture Lighting International | Venture Lighting International | CPC-041C-ND | Outdoor Luminaires | Low Output | Fuel Pump Canopy Luminaires | Standard | FALSE | [9 empty] | 1/5/2016 12:00:00 AM | Dimmable | Continuous Below 10 | Not Yet Verified | Qualified with dimming and non-dimming driver options |  | 4498 | 110 | 41 |  | 0.9 | 5000 | 75
PXU62BTQ | Venture Lighting International | Venture Lighting International | CPA-043C-ND | Outdoor Luminaires | Low Output | Fuel Pump Canopy Luminaires | Standard | TRUE | 4498 | 109.76 | 40.98 | 10.9 | 0.9598 | 4856 | 74 | 5 | 190000 | 1/5/2016 12:00:00 AM | Not Yet Verified | Not Yet Verified | Not Yet Verified | Qualified with dimming and non-dimming driver options | 1.7 | 4498 | 110 | 41 |  | 0.9 | 5000 | 75
PE7EQFYA | Venture Lighting International | Venture Lighting International | CPC-041N-ND | Outdoor Luminaires | Low Output | Fuel Pump Canopy Luminaires | Standard | FALSE | [9 empty] | 1/5/2016 12:00:00 AM | Not Yet Verified | Not Yet Verified | Not Yet Verified | Qualified with dimming and non-dimming driver options |  | 4288 | 105 | 41 |  | 0.9 | 4000 | 70
PEU67Y6T | Venture Lighting International | Venture Lighting International | CPA-054N-ND | Outdoor Luminaires | Mid Output | Fuel Pump Canopy Luminaires | Standard | TRUE | 5381 | 99.6 | 54.02 | 13.8 | 0.9087 | 4003 | 78 | 5 | 190000 | 1/5/2016 12:00:00 AM | Not Yet Verified | Not Yet Verified | Not Yet Verified | Qualified with dimming and non-dimming driver options | 1.7 | 5381 | 100 | 54 |  | 0.9 | 4000 | 70
PUQ2TZNF | Venture Lighting International | Venture Lighting International | CPA-054C-ND | Outdoor Luminaires | Mid Output | Fuel Pump Canopy Luminaires | Standard | TRUE | 6161 | 113.71 | 54.18 | 7.7 | 0.9283 | 4956 | 74 | 5 | 190000 | 1/5/2016 12:00:00 AM | Not Yet Verified | Not Yet Verified | Not Yet Verified | Qualified with dimming and non-dimming driver options | 1.7 | 6161 | 114 | 54 |  | 0.9 | 5000 | 75
PQ4HMRHZ | Venture Lighting International | Venture Lighting International | CPC-054C-ND | Outdoor Luminaires | Mid Output | Fuel Pump Canopy Luminaires | Standard | FALSE | [9 empty] | 1/5/2016 12:00:00 AM | Not Yet Verified | Not Yet Verified | Not Yet Verified | Qualified with dimming and non-dimming driver options |  | 6161 | 114 | 54 |  | 0.9 | 5000 | 75
PFG34366 | Venture Lighting International | Venture Lighting International | CPA-072N-ND | Outdoor Luminaires | Mid Output | Fuel Pump Canopy Luminaires | Standard | TRUE | 7603.55 | 106 | 72.06 | 14 | 0.92 | 4101 | 74 | 5 | 190000 | 1/5/2016 12:00:00 AM | Dimmable | Continuous Below 10 | Not Yet Verified |  | 2.1 | 7604 | 106 | 72 |  |  | 4000
P8V9JV6F | Venture Lighting International | Venture Lighting International | CPC-072C-ND | Outdoor Luminaires | Mid Output | Fuel Pump Canopy Luminaires | Standard | FALSE | [9 empty] | 1/5/2016 12:00:00 AM | Dimmable | Continuous Below 10 | Not Yet Verified |  |  | 8364 | 116 | 72 |  |  | 5000
PN8EYB6S | Venture Lighting International | Venture Lighting International | CPA-072C-ND | Outdoor Luminaires | Mid Output | Fuel Pump Canopy Luminaires | Standard | FALSE | [9 empty] | 1/5/2016 12:00:00 AM | Dimmable | Continuous Below 10 | Not Yet Verified |  |  | 8364 | 116 | 72 |  |  | 5000
PXMVMH5M | Venture Lighting International | Venture Lighting International | CPF-1005N | Outdoor Luminaires | Low Output | Fuel Pump Canopy Luminaires | Standard | TRUE | 4643 | 113.6 | 40.88 | 14.5 | 0.935 | 3815 | 75.7 | 5 | 190000 | 1/5/2016 12:00:00 AM | Dimmable | Continuous Below 10 | Not Yet Verified |  | 2.1 | 4730 | 115.6 | 40.91 | 14.5 | 0.935 | 4000 | 75.7
P8W9EHKK | Venture Lighting International | Venture Lighting International | CPF-1005C | Outdoor Luminaires | Low Output | Fuel Pump Canopy Luminaires | Standard | FALSE | [9 empty] | 1/5/2016 12:00:00 AM | Dimmable | Continuous Below 10 | Not Yet Verified |  |  | 4730 | 115.6 | 40.91 | 14.5 | 0.935 | 5000 | 75.7
PX6FQ1YV | Venture Lighting International | Venture Lighting International | CPN-120WD-A | Outdoor Luminaires | High Output | Fuel Pump Canopy Luminaires | Standard | TRUE | 15179 | 127.23 | 119.3 | 18.43 | 0.9013 | 3045 | 71.5 | 5 | 50000 | 9/30/2016 12:00:00 AM | Dimmable | Continuous Above 10 | Yes |  | 4 | 15179 | 127.23 | 119.3 | 18.43 | 0.9 | 3000 | 71.5
PSNCRV9H | Venture Lighting International | Venture Lighting International | CPN-120BD-A | Outdoor Luminaires | High Output | Fuel Pump Canopy Luminaires | Standard | FALSE | [9 empty] | 9/30/2016 12:00:00 AM | Dimmable | Continuous Above 10 | Yes |  |  | 15246 | 127.47 | 119.6 | 18.43 | 0.9 | 3500 | 71.5
P7FTA7JP | Venture Lighting International | Venture Lighting International | CPN-120CD-A | Outdoor Luminaires | High Output | Fuel Pump Canopy Luminaires | Standard | FALSE | [9 empty] | 9/30/2016 12:00:00 AM | Dimmable | Continuous Above 10 | Yes |  |  | 15445 | 128.92 | 119.8 | 19.37 | 0.9 | 5000 | 75.2
P9RR6QZG | Venture Lighting International | Venture Lighting International | CPN-120ND-A | Outdoor Luminaires | High Output | Fuel Pump Canopy Luminaires | Standard | FALSE | [9 empty] | 9/30/2016 12:00:00 AM | Dimmable | Continuous Above 10 | Yes |  |  | 15312 | 128.03 | 119.6 | 18.43 | 0.9 | 4000 | 71.5
PSXDCDJ1 | Venture Lighting International | Venture Lighting International | CPN-120WF-A | Outdoor Luminaires | High Output | Fuel Pump Canopy Luminaires | Standard | TRUE | 14995 | 126.54 | 118.5 | 18.37 | 0.9008 | 3046 | 71.9 | 5 | 50000 | 9/30/2016 12:00:00 AM | Dimmable | Continuous Above 10 | Yes |  | 4 | 14995 | 126.54 | 118.5 | 18.37 | 0.9 | 3000 | 71.9
PFVJRPE5 | Venture Lighting International | Venture Lighting International | CPN-120NF-A | Outdoor Luminaires | High Output | Fuel Pump Canopy Luminaires | Standard | FALSE | [9 empty] | 9/30/2016 12:00:00 AM | Dimmable | Continuous Above 10 | Yes |  |  | 15083 | 127.28 | 118.5 | 18.37 | 0.9 | 4000 | 71.9
PJZJYTNU | Venture Lighting International | Venture Lighting International | CPN-120BF-A | Outdoor Luminaires | High Output | Fuel Pump Canopy Luminaires | Standard | FALSE | [9 empty] | 9/30/2016 12:00:00 AM | Dimmable | Continuous Above 10 | Yes |  |  | 15039 | 126.91 | 118.5 | 18.37 | 0.9 | 3500 | 71.9
PHPG3YCN | Venture Lighting International | Venture Lighting International | CPN-120CF-A | Outdoor Luminaires | High Output | Fuel Pump Canopy Luminaires | Standard | FALSE | [9 empty] | 9/30/2016 12:00:00 AM | Dimmable | Continuous Above 10 | Yes |  |  | 15170 | 128.13 | 118.4 | 12.67 | 0.9 | 5000 | 75.6
PG62HKBS | Venture Lighting International | Venture Lighting International | CPN-120WD-B | Outdoor Luminaires | High Output | Fuel Pump Canopy Luminaires | Standard | TRUE | 14135 | 129.68 | 109 | 11.13 | 0.9232 | 3034 | 71.6 | 5 | 50000 | 9/30/2016 12:00:00 AM | Dimmable | Continuous Above 10 | Yes |  | 4 | 14135 | 129.68 | 109 | 11.13 | 0.92 | 3000 | 71.6
P34AG5NM | Venture Lighting International | Venture Lighting International | CPN-120BD-B | Outdoor Luminaires | High Output | Fuel Pump Canopy Luminaires | Standard | FALSE | [9 empty] | 9/30/2016 12:00:00 AM | Dimmable | Continuous Above 10 | Yes |  |  | 14189 | 130.29 | 108.9 | 11.13 | 0.92 | 3500 | 71.6
PCJC2W49 | Venture Lighting International | Venture Lighting International | CPN-120ND-B | Outdoor Luminaires | High Output | Fuel Pump Canopy Luminaires | Standard | FALSE | [9 empty] | 9/30/2016 12:00:00 AM | Dimmable | Continuous Above 10 | Yes |  |  | 14244 | 130.8 | 108.9 | 11.13 | 0.92 | 4000 | 71.6
PTMMM1BR | Venture Lighting International | Venture Lighting International | CPN-120CD-B | Outdoor Luminaires | High Output | Fuel Pump Canopy Luminaires | Standard | FALSE | [9 empty] | 9/30/2016 12:00:00 AM | Dimmable | Continuous Above 10 | Yes |  |  | 14342 | 131.82 | 108.8 | 13.92 | 0.92 | 5000 | 75.2
PGXFYVTM | Venture Lighting International | Venture Lighting International | CPN-120WF-B | Outdoor Luminaires | High Output | Fuel Pump Canopy Luminaires | Standard | TRUE | 14229 | 130.78 | 108.8 | 11.08 | 0.9236 | 3045 | 71.9 | 5 | 50000 | 9/30/2016 12:00:00 AM | Dimmable | Continuous Above 10 | Yes |  | 4 | 14229 | 130.78 | 108.8 | 11.08 | 0.92 | 3000 | 71.9
PVGW41BY | Venture Lighting International | Venture Lighting International | CPN-120CF-B | Outdoor Luminaires | High Output | Fuel Pump Canopy Luminaires | Standard | FALSE | [9 empty] | 9/30/2016 12:00:00 AM | Dimmable | Continuous Above 10 | Yes |  |  | 14426 | 132.71 | 108.7 | 19.81 | 0.92 | 5000 | 75.6
PT2XVDF1 | Venture Lighting International | Venture Lighting International | CPN-120BF-B | Outdoor Luminaires | High Output | Fuel Pump Canopy Luminaires | Standard | FALSE | [9 empty] | 9/30/2016 12:00:00 AM | Dimmable | Continuous Above 10 | Yes |  |  | 14278 | 131.23 | 108.8 | 11.08 | 0.92 | 3500 | 71.9
PYTHCCN1 | Venture Lighting International | Venture Lighting International | CPN-120NF-B | Outdoor Luminaires | High Output | Fuel Pump Canopy Luminaires | Standard | FALSE | [9 empty] | 9/30/2016 12:00:00 AM | Dimmable | Continuous Above 10 | Yes |  |  | 14328 | 131.69 | 108.8 | 11.08 | 0.92 | 4000 | 71.9
PT1MCQXY | Visioneering Corp | Visioneering | CRV24-LED835K022L[UNV, 347]-[P69, All Emergency, Construction, Packaging, Mounting and Wiring Options] | Outdoor Luminaires | Low Output | Fuel Pump Canopy Luminaires | Standard | TRUE | 2180 | 101.8 | 21.41 | 11.2 | 0.893 | 3487 | 84.86 | 5 | 50000 | 9/17/2015 12:00:00 AM | Dimmable | Continuous Below 10 | Not Yet Verified |  | 2.1 | 2180 | 97 | 22.5 | 10 | 0.96 | 3487 | 85
PVZ7X52Q | Visioneering Corp | Visioneering | CRV48-LED835K055L[UNV, 347]-[P69, All Emergency, Construction, Packaging, Mounting and Wiring Options] | Outdoor Luminaires | Low Output | Fuel Pump Canopy Luminaires | Standard | TRUE | 4939 | 94 | 52.55 | 11.2 | 0.893 | 3546 | 84.18 | 5 | 50000 | 9/17/2015 12:00:00 AM | Dimmable | Continuous Below 10 | Not Yet Verified |  | 2.1 | 4939 | 94 | 52.55 | 10 | 0.96 | 3546 | 84
PVJWZK8E | Visioneering Corp | Visioneering | CRV48-LED850K100L[UNV, 347]-[P69, All Emergency, Construction, Packaging, Mounting and Wiring Options] | Outdoor Luminaires | High Output | Fuel Pump Canopy Luminaires | Standard | TRUE | 9571 | 117.8 | 81.27 | 11.2 | 0.893 | 5113 | 83.71 | 5 | 50000 | 9/17/2015 12:00:00 AM | Dimmable | Continuous Below 10 | Not Yet Verified |  | 2.1 | 10180 | 116 | 88 | 10 | 0.96 | 5000 | 84
PCXX9NHA | Visioneering Corp | Visioneering | CRV24-LED835K042L[UNV, 347]-[P70, All Emergency, Construction, Packaging, Mounting and Wiring Options] | Outdoor Luminaires | Low Output | Fuel Pump Canopy Luminaires | Standard | FALSE | [9 empty] | 9/17/2015 12:00:00 AM | Dimmable | Continuous Below 10 | Not Yet Verified |  |  | 4479 | 111 | 40 | 10 | 0.96 | 3500 | 84
P46ED484 | Visioneering Corp | Visioneering | CRV48-LED850K042L[UNV, 347]-[P69, All Emergency, Construction, Packaging, Mounting and Wiring Options] | Outdoor Luminaires | Low Output | Fuel Pump Canopy Luminaires | Standard | FALSE | [9 empty] | 9/17/2015 12:00:00 AM | Dimmable | Continuous Below 10 | Not Yet Verified |  |  | 4544 | 105 | 43 | 10 | 0.96 | 5000 | 84
PKRWE715 | Visioneering Corp | Visioneering | CRV48-LED850K050L[UNV, 347]-[P69, All Emergency, Construction, Packaging, Mounting and Wiring Options] | Outdoor Luminaires | Mid Output | Fuel Pump Canopy Luminaires | Standard | FALSE | [9 empty] | 10/30/2015 12:00:00 AM | Dimmable | Continuous Below 10 | No |  |  | 5075 | 130 | 39 | 10 | 0.96 | 5000 | 84
PQ6YGHQJ | Visioneering Corp | Visioneering | CRV48-LED835K050L[UNV, 347]-[P67, All Emergency, Construction, Packaging, Mounting and Wiring Options] | Outdoor Luminaires | Mid Output | Fuel Pump Canopy Luminaires | Standard | FALSE | [9 empty] | 10/30/2015 12:00:00 AM | Dimmable | Continuous Below 10 | No |  |  | 5034 | 129 | 39 | 10 | 0.96 | 3500 | 84
PZ22CXAA | Visioneering Corp | Visioneering | CRV48-LED835K050L[UNV, 347]-[P83, All Emergency, Construction, Packaging, Mounting and Wiring Options] | Outdoor Luminaires | Mid Output | Fuel Pump Canopy Luminaires | Standard | FALSE | [9 empty] | 10/30/2015 12:00:00 AM | Dimmable | Continuous Below 10 | No |  |  | 5034 | 129 | 39 | 10 | 0.96 | 3500 | 84
PYN4TBDN | Visioneering Corp | Visioneering | CRV48-LED835K050L[UNV, 347]-[P84, All Emergency, Construction, Packaging, Mounting and Wiring Options] | Outdoor Luminaires | Mid Output | Fuel Pump Canopy Luminaires | Standard | FALSE | [9 empty] | 10/30/2015 12:00:00 AM | Dimmable | Continuous Below 10 | No |  |  | 5088 | 130 | 39 | 10 | 0.96 | 3500 | 84
PZ8KPDKB | Visioneering Corp | Visioneering | CRV48-LED840K050L[UNV, 347]-[P70, All Emergency, Construction, Packaging, Mounting and Wiring Options] | Outdoor Luminaires | Mid Output | Fuel Pump Canopy Luminaires | Standard | FALSE | [9 empty] | 10/30/2015 12:00:00 AM | Dimmable | Continuous Below 10 | No |  |  | 5204 | 133 | 39 | 10 | 0.96 | 4000 | 84
PQ8UV6XT | Visioneering Corp | Visioneering | CRV48-LED840K050L[UNV, 347]-[P84, All Emergency, Construction, Packaging, Mounting and Wiring Options] | Outdoor Luminaires | Mid Output | Fuel Pump Canopy Luminaires | Standard | FALSE | [9 empty] | 10/30/2015 12:00:00 AM | Dimmable | Continuous Below 10 | No |  |  | 5204 | 133 | 39 | 10 | 0.96 | 4000 | 84
PWXEVYPK | Visioneering Corp | Visioneering | CRV48-LED850K050L[UNV, 347]-[P67, All Emergency, Construction, Packaging, Mounting and Wiring Options] | Outdoor Luminaires | Mid Output | Fuel Pump Canopy Luminaires | Standard | FALSE | [9 empty] | 10/30/2015 12:00:00 AM | Dimmable | Continuous Below 10 | No |  |  | 5304 | 135 | 39 | 10 | 0.96 | 5000 | 84
PRNS6J1Q | Visioneering Corp | Visioneering | LSVA48-LED850K058L[UNV, 347]-P16 [All Emergency, Construction, Packaging, Mounting and Wiring Options] | Outdoor Luminaires | Mid Output | Fuel Pump Canopy Luminaires | Standard | FALSE | [9 empty] | 9/17/2015 12:00:00 AM | Dimmable | Continuous Below 10 | Not Yet Verified |  |  | 6027 | 108 | 48.5 | 10 | 0.96 | 5000 | 84
P6G61XBA | Visioneering Corp | Visioneering | LSVA48-LED850K058L[UNV, 347]-[All Emergency, Construction, Packaging, Mounting and Wiring Options] | Outdoor Luminaires | Mid Output | Fuel Pump Canopy Luminaires | Standard | FALSE | [9 empty] | 9/17/2015 12:00:00 AM | Dimmable | Continuous Below 10 | Not Yet Verified |  |  | 6289 | 113 | 48.5 | 10 | 0.96 | 5000 | 84
PP1QNS4P | Visioneering Corp | Visioneering | LSVA48-LED835K084L[UNV, 347]-P16 [All Emergency, Construction, Packaging, Mounting and Wiring Options] | Outdoor Luminaires | Mid Output | Fuel Pump Canopy Luminaires | Standard | FALSE | [9 empty] | 9/17/2015 12:00:00 AM | Dimmable | Continuous Below 10 | Not Yet Verified |  |  | 7737 | 101 | 77 | 10 | 0.96 | 3500 | 84
PESEJ8U3 | Visioneering Corp | Visioneering | LSVA48-LED840K084L[UNV, 347]-P16 [All Emergency, Construction, Packaging, Mounting and Wiring Options] | Outdoor Luminaires | Mid Output | Fuel Pump Canopy Luminaires | Standard | FALSE | [9 empty] | 9/17/2015 12:00:00 AM | Dimmable | Continuous Below 10 | Not Yet Verified |  |  | 7999 | 104 | 77 | 10 | 0.96 | 4000 | 84
PVCTY9UD | Visioneering Corp | Visioneering | LSVA48-LED850K084L[UNV, 347]-P69 [All Emergency, Construction, Packaging, Mounting and Wiring Options] | Outdoor Luminaires | Mid Output | Fuel Pump Canopy Luminaires | Standard | FALSE | [9 empty] | 9/17/2015 12:00:00 AM | Dimmable | Continuous Below 10 | Not Yet Verified |  |  | 8036 | 105 | 77 | 10 | 0.96 | 5000 | 84
P813ATZP | Visioneering Corp | Visioneering | LSVA96-LED850K084L[UNV, 347]-[All Emergency, Construction, Packaging, Mounting and Wiring Options] | Outdoor Luminaires | Mid Output | Fuel Pump Canopy Luminaires | Standard | FALSE | [9 empty] | 9/17/2015 12:00:00 AM | Dimmable | Continuous Below 10 | Not Yet Verified |  |  | 8620 | 113 | 77 | 10 | 0.96 | 5000 | 84
PKEPXBCV | Visioneering Corp | Visioneering | LSVA48-LED850K084L[UNV, 347]-[All Emergency, Construction, Packaging, Mounting and Wiring Options] | Outdoor Luminaires | Mid Output | Fuel Pump Canopy Luminaires | Standard | FALSE | [9 empty] | 9/17/2015 12:00:00 AM | Dimmable | Continuous Below 10 | Not Yet Verified |  |  | 8620 | 113 | 77 | 10 | 0.96 | 5000 | 84
P965YHWY | Visioneering Corp | Visioneering | LSVA48-LED835K100L[UNV, 347]-P69 [All Emergency, Construction, Packaging, Mounting and Wiring Options] | Outdoor Luminaires | Mid Output | Fuel Pump Canopy Luminaires | Standard | FALSE | [9 empty] | 9/17/2015 12:00:00 AM | Dimmable | Continuous Below 10 | Not Yet Verified |  |  | 9643 | 109 | 88 | 10 | 0.96 | 3500 | 84
P65JU97T | Visioneering Corp | Visioneering | CRV48-LED840K100L[UNV, 347]-[P69, All Emergency, Construction, Packaging, Mounting and Wiring Options] | Outdoor Luminaires | Mid Output | Fuel Pump Canopy Luminaires | Standard | FALSE | [9 empty] | 9/17/2015 12:00:00 AM | Dimmable | Continuous Below 10 | Not Yet Verified |  |  | 9858 | 112 | 88 | 10 | 0.96 | 4000 | 84
PVZ2EV1U | Visioneering Corp | Visioneering | LSVA48-LED835K058L[UNV, 347]-P69 [All Emergency, Construction, Packaging, Mounting and Wiring Options] | Outdoor Luminaires | Mid Output | Fuel Pump Canopy Luminaires | Standard | FALSE | [9 empty] | 9/17/2015 12:00:00 AM | Dimmable | Continuous Below 10 | Not Yet Verified |  |  | 5492 | 98 | 48.5 | 10 | 0.96 | 3500 | 84
P8QQ64C6 | Visioneering Corp | Visioneering | CRV48-LED840K042L[UNV, 347]-[P67, All Emergency, Construction, Packaging, Mounting and Wiring Options] | Outdoor Luminaires | Low Output | Fuel Pump Canopy Luminaires | Standard | FALSE | [9 empty] | 9/17/2015 12:00:00 AM | Dimmable | Continuous Below 10 | Not Yet Verified |  |  | 4598 | 106 | 43 | 10 | 0.96 | 4000 | 84
PWRC8ANY | Visioneering Corp | Visioneering | CRV48-LED850K042L[UNV, 347]-[P67, All Emergency, Construction, Packaging, Mounting and Wiring Options] | Outdoor Luminaires | Low Output | Fuel Pump Canopy Luminaires | Standard | FALSE | [9 empty] | 9/17/2015 12:00:00 AM | Dimmable | Continuous Below 10 | Not Yet Verified |  |  | 4748 | 109 | 43 | 10 | 0.96 | 5000 | 84
P8EFT8VC | Visioneering Corp | Visioneering | CRV48-LED850K042L[UNV, 347]-[P83, All Emergency, Construction, Packaging, Mounting and Wiring Options] | Outdoor Luminaires | Low Output | Fuel Pump Canopy Luminaires | Standard | FALSE | [9 empty] | 9/17/2015 12:00:00 AM | Dimmable | Continuous Below 10 | Not Yet Verified |  |  | 4748 | 109 | 43 | 10 | 0.96 | 5000 | 84
PBXYWUGH | Visioneering Corp | Visioneering | CRV48-LED835K100L[UNV, 347]-[P70, All Emergency, Construction, Packaging, Mounting and Wiring Options] | Outdoor Luminaires | High Output | Fuel Pump Canopy Luminaires | Standard | FALSE | [9 empty] | 9/17/2015 12:00:00 AM | Dimmable | Continuous Below 10 | Not Yet Verified |  |  | 10072 | 114 | 88 | 10 | 0.96 | 3500 | 84
P38J38C2 | Visioneering Corp | Visioneering | CRV48-LED835K100L[UNV, 347]-[P84, All Emergency, Construction, Packaging, Mounting and Wiring Options] | Outdoor Luminaires | High Output | Fuel Pump Canopy Luminaires | Standard | FALSE | [9 empty] | 9/17/2015 12:00:00 AM | Dimmable | Continuous Below 10 | Not Yet Verified |  |  | 10072 | 114 | 88 | 10 | 0.96 | 3500 | 84
PQYHB38P | Visioneering Corp | Visioneering | LSVA24-LED835K022L[UNV, 347]-P69 [All Emergency, Construction, Packaging, Mounting and Wiring Options] | Outdoor Luminaires | Low Output | Fuel Pump Canopy Luminaires | Standard | FALSE | [9 empty] | 9/17/2015 12:00:00 AM | Dimmable | Continuous Below 10 | Not Yet Verified |  |  | 2192 | 97 | 22.5 | 10 | 0.96 | 3500 | 84
PV6ZY573 | Visioneering Corp | Visioneering | LSVA24-LED835K022L[UNV, 347]-P16 [All Emergency, Construction, Packaging, Mounting and Wiring Options] | Outdoor Luminaires | Low Output | Fuel Pump Canopy Luminaires | Standard | FALSE | [9 empty] | 9/17/2015 12:00:00 AM | Dimmable | Continuous Below 10 | Not Yet Verified |  |  | 2253 | 100 | 22.5 | 10 | 0.96 | 3500 | 84
PJC1HHHK | Visioneering Corp | Visioneering | LSVA24-LED840K022L[UNV, 347]-P16 [All Emergency, Construction, Packaging, Mounting and Wiring Options] | Outdoor Luminaires | Low Output | Fuel Pump Canopy Luminaires | Standard | FALSE | [9 empty] | 9/17/2015 12:00:00 AM | Dimmable | Continuous Below 10 | Not Yet Verified |  |  | 2329 | 103 | 22.5 | 10 | 0.96 | 4000 | 84
PKCMEBQ7 | Visioneering Corp | Visioneering | LSVA24-LED850K022L[UNV, 347]-P69 [All Emergency, Construction, Packaging, Mounting and Wiring Options] | Outdoor Luminaires | Low Output | Fuel Pump Canopy Luminaires | Standard | FALSE | [9 empty] | 9/17/2015 12:00:00 AM | Dimmable | Continuous Below 10 | Not Yet Verified |  |  | 2339 | 104 | 22.5 | 10 | 0.96 | 5000 | 84
PNQS54RH | Visioneering Corp | Visioneering | CRV48-LED840K100L[UNV, 347]-[P67, All Emergency, Construction, Packaging, Mounting and Wiring Options] | Outdoor Luminaires | High Output | Fuel Pump Canopy Luminaires | Standard | FALSE | [9 empty] | 9/17/2015 12:00:00 AM | Dimmable | Continuous Below 10 | Not Yet Verified |  |  | 10301 | 116 | 88 | 10 | 0.96 | 4000 | 84
PZ15BZMV | Visioneering Corp | Visioneering | CRV48-LED840K100L[UNV, 347]-[P83, All Emergency, Construction, Packaging, Mounting and Wiring Options] | Outdoor Luminaires | High Output | Fuel Pump Canopy Luminaires | Standard | FALSE | [9 empty] | 9/17/2015 12:00:00 AM | Dimmable | Continuous Below 10 | Not Yet Verified |  |  | 10301 | 116 | 88 | 10 | 0.96 | 4000 | 84
PTKYDU7U | Visioneering Corp | Visioneering | CRV96-LED840K100L[UNV, 347]-[P84, All Emergency, Construction, Packaging, Mounting and Wiring Options] | Outdoor Luminaires | High Output | Fuel Pump Canopy Luminaires | Standard | FALSE | [9 empty] | 9/17/2015 12:00:00 AM | Dimmable | Continuous Below 10 | Not Yet Verified |  |  | 10412 | 117 | 88 | 10 | 0.96 | 4000 | 84
PATCFVGS | Visioneering Corp | Visioneering | CRV96-LED850K100L[UNV, 347]-[P67, All Emergency, Construction, Packaging, Mounting and Wiring Options] | Outdoor Luminaires | High Output | Fuel Pump Canopy Luminaires | Standard | FALSE | [9 empty] | 9/17/2015 12:00:00 AM | Dimmable | Continuous Below 10 | Not Yet Verified |  |  | 10638 | 120 | 88 | 10 | 0.96 | 5000 | 84
PGKBD3F9 | Visioneering Corp | Visioneering | LSVA48-LED840K042L[UNV, 347]-[All Emergency, Construction, Packaging, Mounting and Wiring Options] | Outdoor Luminaires | Low Output | Fuel Pump Canopy Luminaires | Standard | FALSE | [9 empty] | 9/17/2015 12:00:00 AM | Dimmable | Continuous Below 10 | Not Yet Verified |  |  | 4173 | 109 | 38.5 | 10 | 0.96 | 4000 | 84
P9A6JS4E | Visioneering Corp | Visioneering | CRV24-LED835K042L[UNV, 347]-[P69, All Emergency, Construction, Packaging, Mounting and Wiring Options] | Outdoor Luminaires | Low Output | Fuel Pump Canopy Luminaires | Standard | FALSE | [9 empty] | 9/17/2015 12:00:00 AM | Dimmable | Continuous Below 10 | Not Yet Verified |  |  | 4240 | 106 | 40 | 10 | 0.96 | 3500 | 84
PF4SWB86 | Visioneering Corp | Visioneering | CRV24-LED835K042L[UNV, 347]-[P67, All Emergency, Construction, Packaging, Mounting and Wiring Options] | Outdoor Luminaires | Low Output | Fuel Pump Canopy Luminaires | Standard | FALSE | [9 empty] | 9/17/2015 12:00:00 AM | Dimmable | Continuous Below 10 | Not Yet Verified |  |  | 4431 | 110 | 40 | 10 | 0.96 | 3500 | 84
PXXVDQNY | Visioneering Corp | Visioneering | CRV48-LED835K042L[UNV, 347]-[P67, All Emergency, Construction, Packaging, Mounting and Wiring Options] | Outdoor Luminaires | Low Output | Fuel Pump Canopy Luminaires | Standard | FALSE | [9 empty] | 9/17/2015 12:00:00 AM | Dimmable | Continuous Below 10 | Not Yet Verified |  |  | 4448 | 103 | 43 | 10 | 0.96 | 3500 | 84
PG6SQ8T7 | Visioneering Corp | Visioneering | CRV96-LED835K100L[UNV, 347]-[P83, All Emergency, Construction, Packaging, Mounting and Wiring Options] | Outdoor Luminaires | Mid Output | Fuel Pump Canopy Luminaires | Standard | FALSE | [9 empty] | 9/17/2015 12:00:00 AM | Dimmable | Continuous Below 10 | Not Yet Verified |  |  | 9965 | 113 | 88 | 10 | 0.96 | 3500 | 84
P6EBSZ6H | Visioneering Corp | Visioneering | CRV24-LED840K022L[UNV, 347]-[P67, All Emergency, Construction, Packaging, Mounting and Wiring Options] | Outdoor Luminaires | Low Output | Fuel Pump Canopy Luminaires | Standard | FALSE | [9 empty] | 9/17/2015 12:00:00 AM | Dimmable | Continuous Below 10 | Not Yet Verified |  |  | 2354 | 104 | 22.5 | 10 | 0.96 | 4000 | 84
PWTMGU35 | Visioneering Corp | Visioneering | CRV24-LED840K022L[UNV, 347]-[P70, All Emergency, Construction, Packaging, Mounting and Wiring Options] | Outdoor Luminaires | Low Output | Fuel Pump Canopy Luminaires | Standard | FALSE | [9 empty] | 9/17/2015 12:00:00 AM | Dimmable | Continuous Below 10 | Not Yet Verified |  |  | 2379 | 105 | 22.5 | 10 | 0.96 | 4000 | 84
PQPNFXW5 | Visioneering Corp | Visioneering | LSVA48-LED840K042L[UNV, 347]-P69 [All Emergency, Construction, Packaging, Mounting and Wiring Options] | Outdoor Luminaires | Low Output | Fuel Pump Canopy Luminaires | Standard | FALSE | [9 empty] | 9/17/2015 12:00:00 AM | Dimmable | Continuous Below 10 | Not Yet Verified |  |  | 3890 | 102 | 38.5 | 10 | 0.96 | 4000 | 84
PGHGTE4E | Visioneering Corp | Visioneering | LSVA48-LED840K042L[UNV, 347]-P16 [All Emergency, Construction, Packaging, Mounting and Wiring Options] | Outdoor Luminaires | Low Output | Fuel Pump Canopy Luminaires | Standard | FALSE | [9 empty] | 9/17/2015 12:00:00 AM | Dimmable | Continuous Below 10 | Not Yet Verified |  |  | 3999 | 104 | 38.5 | 10 | 0.96 | 4000 | 84
PV7PTCYQ | Visioneering Corp | Visioneering | LSVA48-LED850K042L[UNV, 347]-P16 [All Emergency, Construction, Packaging, Mounting and Wiring Options] | Outdoor Luminaires | Low Output | Fuel Pump Canopy Luminaires | Standard | FALSE | [9 empty] | 9/17/2015 12:00:00 AM | Dimmable | Continuous Below 10 | Not Yet Verified |  |  | 4129 | 108 | 38.5 | 10 | 0.96 | 5000 | 84
PF8VJDT9 | Visioneering Corp | Visioneering | LSVA96-LED835K168L[UNV, 347]-P69 [All Emergency, Construction, Packaging, Mounting and Wiring Options] | Outdoor Luminaires | High Output | Fuel Pump Canopy Luminaires | Standard | FALSE | [9 empty] | 9/17/2015 12:00:00 AM | Dimmable | Continuous Below 10 | Not Yet Verified |  |  | 15055 | 98 | 154 | 10 | 0.96 | 3500 | 84
PG7FF1JZ | Visioneering Corp | Visioneering | LSVA96-LED840K168L[UNV, 347]-[All Emergency, Construction, Packaging, Mounting and Wiring Options] | Outdoor Luminaires | High Output | Fuel Pump Canopy Luminaires | Standard | FALSE | [9 empty] | 9/17/2015 12:00:00 AM | Dimmable | Continuous Below 10 | Not Yet Verified |  |  | 16693 | 109 | 154 | 10 | 0.96 | 4000 | 84
PCZQVXJ3 | Visioneering Corp | Visioneering | CRV96-LED840K200L[UNV, 347]-[P70, All Emergency, Construction, Packaging, Mounting and Wiring Options] | Outdoor Luminaires | High Output | Fuel Pump Canopy Luminaires | Standard | FALSE | [9 empty] | 9/17/2015 12:00:00 AM | Dimmable | Continuous Below 10 | Not Yet Verified |  |  | 20945 | 117 | 176 | 10 | 0.96 | 4000 | 84
PEBVZXX8 | Visioneering Corp | Visioneering | CRV96-LED840K200L[UNV, 347]-[P84, All Emergency, Construction, Packaging, Mounting and Wiring Options] | Outdoor Luminaires | High Output | Fuel Pump Canopy Luminaires | Standard | FALSE | [9 empty] | 9/17/2015 12:00:00 AM | Dimmable | Continuous Below 10 | Not Yet Verified |  |  | 20945 | 117 | 176 | 10 | 0.96 | 4000 | 84
PY9QFE84 | Visioneering Corp | Visioneering | CRV96-LED850K200L[UNV, 347]-[P84, All Emergency, Construction, Packaging, Mounting and Wiring Options] | Outdoor Luminaires | High Output | Fuel Pump Canopy Luminaires | Standard | FALSE | [9 empty] | 9/17/2015 12:00:00 AM | Dimmable | Continuous Below 10 | Not Yet Verified |  |  | 21629 | 121 | 176 | 10 | 0.96 | 5000 | 84
PVN6483E | Visioneering Corp | Visioneering | CRV48-LED840K050L[UNV, 347]-[P67, All Emergency, Construction, Packaging, Mounting and Wiring Options] | Outdoor Luminaires | Mid Output | Fuel Pump Canopy Luminaires | Standard | FALSE | [9 empty] | 10/30/2015 12:00:00 AM | Dimmable | Continuous Below 10 | No |  |  | 5149 | 132 | 39 | 10 | 0.96 | 4000 | 84
PSHSR91E | Visioneering Corp | Visioneering | CRV48-LED840K050L[UNV, 347]-[P83, All Emergency, Construction, Packaging, Mounting and Wiring Options] | Outdoor Luminaires | Mid Output | Fuel Pump Canopy Luminaires | Standard | FALSE | [9 empty] | 10/30/2015 12:00:00 AM | Dimmable | Continuous Below 10 | No |  |  | 5149 | 132 | 39 | 10 | 0.96 | 4000 | 84
PU3W5M3K | Visioneering Corp | Visioneering | CRV24-LED840K042L[UNV, 347]-[P70, All Emergency, Construction, Packaging, Mounting and Wiring Options] | Outdoor Luminaires | Low Output | Fuel Pump Canopy Luminaires | Standard | FALSE | [9 empty] | 9/17/2015 12:00:00 AM | Dimmable | Continuous Below 10 | Not Yet Verified |  |  | 4630 | 114 | 40 | 10 | 0.96 | 4000 | 84
PC3845BT | Visioneering Corp | Visioneering | CRV24-LED840K042L[UNV, 347]-[P84, All Emergency, Construction, Packaging, Mounting and Wiring Options] | Outdoor Luminaires | Low Output | Fuel Pump Canopy Luminaires | Standard | FALSE | [9 empty] | 9/17/2015 12:00:00 AM | Dimmable | Continuous Below 10 | Not Yet Verified |  |  | 4630 | 114 | 40 | 10 | 0.96 | 4000 | 84
PRCPVNCS | Visioneering Corp | Visioneering | LSVA96-LED835K084L[UNV, 347]-P16 [All Emergency, Construction, Packaging, Mounting and Wiring Options] | Outdoor Luminaires | Mid Output | Fuel Pump Canopy Luminaires | Standard | FALSE | [9 empty] | 9/17/2015 12:00:00 AM | Dimmable | Continuous Below 10 | Not Yet Verified |  |  | 7737 | 101 | 77 | 10 | 0.96 | 3500 | 84
PNY8YJ6K | Visioneering Corp | Visioneering | LSVA96-LED840K084L[UNV, 347]-P69 [All Emergency, Construction, Packaging, Mounting and Wiring Options] | Outdoor Luminaires | Mid Output | Fuel Pump Canopy Luminaires | Standard | FALSE | [9 empty] | 9/17/2015 12:00:00 AM | Dimmable | Continuous Below 10 | Not Yet Verified |  |  | 7782 | 102 | 77 | 10 | 0.96 | 4000 | 84
P56EW1SQ | Visioneering Corp | Visioneering | LSVA96-LED840K084L[UNV, 347]-P16 [All Emergency, Construction, Packaging, Mounting and Wiring Options] | Outdoor Luminaires | Mid Output | Fuel Pump Canopy Luminaires | Standard | FALSE | [9 empty] | 9/17/2015 12:00:00 AM | Dimmable | Continuous Below 10 | Not Yet Verified |  |  | 7999 | 104 | 77 | 10 | 0.96 | 4000 | 84
PYYCYEWD | Visioneering Corp | Visioneering | CRV96-LED840K100L[UNV, 347]-[P67, All Emergency, Construction, Packaging, Mounting and Wiring Options] | Outdoor Luminaires | High Output | Fuel Pump Canopy Luminaires | Standard | FALSE | [9 empty] | 9/17/2015 12:00:00 AM | Dimmable | Continuous Below 10 | Not Yet Verified |  |  | 10301 | 116 | 88 | 10 | 0.96 | 4000 | 84
P4KCHZWB | Visioneering Corp | Visioneering | CRV96-LED840K100L[UNV, 347]-[P83, All Emergency, Construction, Packaging, Mounting and Wiring Options] | Outdoor Luminaires | High Output | Fuel Pump Canopy Luminaires | Standard | FALSE | [9 empty] | 9/17/2015 12:00:00 AM | Dimmable | Continuous Below 10 | Not Yet Verified |  |  | 10301 | 116 | 88 | 10 | 0.96 | 4000 | 84
PXHPKDE9 | Visioneering Corp | Visioneering | LSVA48-LED835K042L[UNV, 347]-P16 [All Emergency, Construction, Packaging, Mounting and Wiring Options] | Outdoor Luminaires | Low Output | Fuel Pump Canopy Luminaires | Standard | FALSE | [9 empty] | 9/17/2015 12:00:00 AM | Dimmable | Continuous Below 10 | Not Yet Verified |  |  | 3869 | 101 | 38.5 | 10 | 0.96 | 3500 | 84
PDEC4WV2 | Visioneering Corp | Visioneering | LSVA48-LED850K100L[UNV, 347]-[All Emergency, Construction, Packaging, Mounting and Wiring Options] | Outdoor Luminaires | High Output | Fuel Pump Canopy Luminaires | Standard | FALSE | [9 empty] | 9/17/2015 12:00:00 AM | Dimmable | Continuous Below 10 | Not Yet Verified |  |  | 10752 | 121 | 88 | 10 | 0.96 | 5000 | 84
PFAE8C5X | Visioneering Corp | Visioneering | LSVA96-LED850K168L[UNV, 347]-P16 [All Emergency, Construction, Packaging, Mounting and Wiring Options] | Outdoor Luminaires | High Output | Fuel Pump Canopy Luminaires | Standard | FALSE | [9 empty] | 9/17/2015 12:00:00 AM | Dimmable | Continuous Below 10 | Not Yet Verified |  |  | 16520 | 108 | 154 | 10 | 0.96 | 5000 | 84
PFEBNE4B | Visioneering Corp | Visioneering | CRV96-LED835K200L[UNV, 347]-[P70, All Emergency, Construction, Packaging, Mounting and Wiring Options] | Outdoor Luminaires | High Output | Fuel Pump Canopy Luminaires | Standard | FALSE | [9 empty] | 9/17/2015 12:00:00 AM | Dimmable | Continuous Below 10 | Not Yet Verified |  |  | 20261 | 114 | 176 | 10 | 0.96 | 3500 | 84
P9VHQCHX | Visioneering Corp | Visioneering | CRV96-LED850K200L[UNV, 347]-[P70, All Emergency, Construction, Packaging, Mounting and Wiring Options] | Outdoor Luminaires | High Output | Fuel Pump Canopy Luminaires | Standard | FALSE | [9 empty] | 9/17/2015 12:00:00 AM | Dimmable | Continuous Below 10 | Not Yet Verified |  |  | 21629 | 121 | 176 | 10 | 0.96 | 5000 | 84
P6U8H9GE | Visioneering Corp | Visioneering | CRV48-LED850K100L[UNV, 347]-[P84, All Emergency, Construction, Packaging, Mounting and Wiring Options] | Outdoor Luminaires | High Output | Fuel Pump Canopy Luminaires | Standard | FALSE | [9 empty] | 9/17/2015 12:00:00 AM | Dimmable | Continuous Below 10 | Not Yet Verified |  |  | 10752 | 121 | 88 | 10 | 0.96 | 5000 | 84
PSVHBNMZ | Visioneering Corp | Visioneering | LSVA96-LED850K168L[UNV, 347]-P69 [All Emergency, Construction, Packaging, Mounting and Wiring Options] | Outdoor Luminaires | High Output | Fuel Pump Canopy Luminaires | Standard | FALSE | [9 empty] | 9/17/2015 12:00:00 AM | Dimmable | Continuous Below 10 | Not Yet Verified |  |  | 16072 | 105 | 154 | 10 | 0.96 | 5000 | 84
PS1G968B | Visioneering Corp | Visioneering | CRV48-LED840K042L[UNV, 347]-[P84, All Emergency, Construction, Packaging, Mounting and Wiring Options] | Outdoor Luminaires | Low Output | Fuel Pump Canopy Luminaires | Standard | FALSE | [9 empty] | 9/17/2015 12:00:00 AM | Dimmable | Continuous Below 10 | Not Yet Verified |  |  | 4647 | 107 | 43 | 10 | 0.96 | 4000 | 84
P8JK8DSD | Visioneering Corp | Visioneering | CRV24-LED850K042L[UNV, 347]-[P69, All Emergency, Construction, Packaging, Mounting and Wiring Options] | Outdoor Luminaires | Low Output | Fuel Pump Canopy Luminaires | Standard | FALSE | [9 empty] | 9/17/2015 12:00:00 AM | Dimmable | Continuous Below 10 | Not Yet Verified |  |  | 4526 | 113 | 40 | 10 | 0.96 | 5000 | 84
PJBGB811 | Visioneering Corp | Visioneering | LSVA48-LED850K100L[UNV, 347]-P16 [All Emergency, Construction, Packaging, Mounting and Wiring Options] | Outdoor Luminaires | High Output | Fuel Pump Canopy Luminaires | Standard | FALSE | [9 empty] | 9/17/2015 12:00:00 AM | Dimmable | Continuous Below 10 | Not Yet Verified |  |  | 10523 | 118 | 88 | 10 | 0.96 | 5000 | 84
PNYYPZEJ | Visioneering Corp | Visioneering | LSVA48-LED835K058L[UNV, 347]-P16 [All Emergency, Construction, Packaging, Mounting and Wiring Options] | Outdoor Luminaires | Mid Output | Fuel Pump Canopy Luminaires | Standard | FALSE | [9 empty] | 9/17/2015 12:00:00 AM | Dimmable | Continuous Below 10 | Not Yet Verified |  |  | 5645 | 101 | 48.5 | 10 | 0.96 | 3500 | 84
PZWQWXU6 | Visioneering Corp | Visioneering | CRV24-LED840K042L[UNV, 347]-[P67, All Emergency, Construction, Packaging, Mounting and Wiring Options] | Outdoor Luminaires | Low Output | Fuel Pump Canopy Luminaires | Standard | FALSE | [9 empty] | 9/17/2015 12:00:00 AM | Dimmable | Continuous Below 10 | Not Yet Verified |  |  | 4580 | 113 | 40 | 10 | 0.96 | 4000 | 84
PQJWQU3C | Visioneering Corp | Visioneering | CRV24-LED840K042L[UNV, 347]-[P83, All Emergency, Construction, Packaging, Mounting and Wiring Options] | Outdoor Luminaires | Low Output | Fuel Pump Canopy Luminaires | Standard | FALSE | [9 empty] | 9/17/2015 12:00:00 AM | Dimmable | Continuous Below 10 | Not Yet Verified |  |  | 4580 | 113 | 40 | 10 | 0.96 | 4000 | 84
P9ZUUZB6 | Visioneering Corp | Visioneering | CRV48-LED840K042L[UNV, 347]-[P70, All Emergency, Construction, Packaging, Mounting and Wiring Options] | Outdoor Luminaires | Low Output | Fuel Pump Canopy Luminaires | Standard | FALSE | [9 empty] | 9/17/2015 12:00:00 AM | Dimmable | Continuous Below 10 | Not Yet Verified |  |  | 4647 | 107 | 43 | 10 | 0.96 | 4000 | 84
P2QYU4YC | Visioneering Corp | Visioneering | CRV96-LED850K100L[UNV, 347]-[P69, All Emergency, Construction, Packaging, Mounting and Wiring Options] | Outdoor Luminaires | High Output | Fuel Pump Canopy Luminaires | Standard | FALSE | [9 empty] | 9/17/2015 12:00:00 AM | Dimmable | Continuous Below 10 | Not Yet Verified |  |  | 10180 | 116 | 88 | 10 | 0.96 | 5000 | 84
P97NHKFF | Visioneering Corp | Visioneering | LSVA48-LED840K100L[UNV, 347]-P16 [All Emergency, Construction, Packaging, Mounting and Wiring Options] | Outdoor Luminaires | High Output | Fuel Pump Canopy Luminaires | Standard | FALSE | [9 empty] | 9/17/2015 12:00:00 AM | Dimmable | Continuous Below 10 | Not Yet Verified |  |  | 10190 | 115 | 88 | 10 | 0.96 | 4000 | 84
PAQARCYP | Visioneering Corp | Visioneering | CRV48-LED840K100L[UNV, 347]-[P70, All Emergency, Construction, Packaging, Mounting and Wiring Options] | Outdoor Luminaires | High Output | Fuel Pump Canopy Luminaires | Standard | FALSE | [9 empty] | 9/17/2015 12:00:00 AM | Dimmable | Continuous Below 10 | Not Yet Verified |  |  | 10412 | 117 | 88 | 10 | 0.96 | 4000 | 84
PUXW7WZV | Visioneering Corp | Visioneering | CRV24-LED835K022L[UNV, 347]-[P67, All Emergency, Construction, Packaging, Mounting and Wiring Options] | Outdoor Luminaires | Low Output | Fuel Pump Canopy Luminaires | Standard | FALSE | [9 empty] | 9/17/2015 12:00:00 AM | Dimmable | Continuous Below 10 | Not Yet Verified |  |  | 2278 | 101 | 22.5 | 10 | 0.96 | 3500 | 84
PWAU6ENS | Visioneering Corp | Visioneering | CRV24-LED850K022L[UNV, 347]-[P67, All Emergency, Construction, Packaging, Mounting and Wiring Options] | Outdoor Luminaires | Low Output | Fuel Pump Canopy Luminaires | Standard | FALSE | [9 empty] | 9/17/2015 12:00:00 AM | Dimmable | Continuous Below 10 | Not Yet Verified |  |  | 2431 | 107 | 22.5 | 10 | 0.96 | 5000 | 84
PCFZ2C6D | Visioneering Corp | Visioneering | LSVA48-LED835K042L[UNV, 347]-[All Emergency, Construction, Packaging, Mounting and Wiring Options] | Outdoor Luminaires | Low Output | Fuel Pump Canopy Luminaires | Standard | FALSE | [9 empty] | 9/17/2015 12:00:00 AM | Dimmable | Continuous Below 10 | Not Yet Verified |  |  | 4037 | 105 | 38.5 | 10 | 0.96 | 3500 | 84
P15TG542 | Visioneering Corp | Visioneering | CRV96-LED850K100L[UNV, 347]-[P84, All Emergency, Construction, Packaging, Mounting and Wiring Options] | Outdoor Luminaires | High Output | Fuel Pump Canopy Luminaires | Standard | FALSE | [9 empty] | 9/17/2015 12:00:00 AM | Dimmable | Continuous Below 10 | Not Yet Verified |  |  | 10752 | 121 | 88 | 10 | 0.96 | 5000 | 84
PEHATRG6 | Visioneering Corp | Visioneering | CRV96-LED835K200L[UNV, 347]-[P69, All Emergency, Construction, Packaging, Mounting and Wiring Options] | Outdoor Luminaires | High Output | Fuel Pump Canopy Luminaires | Standard | FALSE | [9 empty] | 9/17/2015 12:00:00 AM | Dimmable | Continuous Below 10 | Not Yet Verified |  |  | 19184 | 109 | 176 | 10 | 0.96 | 3500 | 84
PGSUDSC9 | Visioneering Corp | Visioneering | CRV24-LED835K042L[UNV, 347]-[P83, All Emergency, Construction, Packaging, Mounting and Wiring Options] | Outdoor Luminaires | Low Output | Fuel Pump Canopy Luminaires | Standard | FALSE | [9 empty] | 9/17/2015 12:00:00 AM | Dimmable | Continuous Below 10 | Not Yet Verified |  |  | 4431 | 110 | 40 | 10 | 0.96 | 3500 | 84
PG6GKC5P | Visioneering Corp | Visioneering | CRV48-LED835K042L[UNV, 347]-[P83, All Emergency, Construction, Packaging, Mounting and Wiring Options] | Outdoor Luminaires | Low Output | Fuel Pump Canopy Luminaires | Standard | FALSE | [9 empty] | 9/17/2015 12:00:00 AM | Dimmable | Continuous Below 10 | Not Yet Verified |  |  | 4448 | 103 | 43 | 10 | 0.96 | 3500 | 84
P478Y3ZD | Visioneering Corp | Visioneering | CRV24-LED835K042L[UNV, 347]-[P84, All Emergency, Construction, Packaging, Mounting and Wiring Options] | Outdoor Luminaires | Low Output | Fuel Pump Canopy Luminaires | Standard | FALSE | [9 empty] | 9/17/2015 12:00:00 AM | Dimmable | Continuous Below 10 | Not Yet Verified |  |  | 4479 | 111 | 40 | 10 | 0.96 | 3500 | 84
PQVWVTTZ | Visioneering Corp | Visioneering | CRV24-LED840K022L[UNV, 347]-[P69, All Emergency, Construction, Packaging, Mounting and Wiring Options] | Outdoor Luminaires | Low Output | Fuel Pump Canopy Luminaires | Standard | FALSE | [9 empty] | 9/17/2015 12:00:00 AM | Dimmable | Continuous Below 10 | Not Yet Verified |  |  | 2253 | 100 | 22.5 | 10 | 0.96 | 4000 | 84
P22285GA | Visioneering Corp | Visioneering | LSVA24-LED840K022L[UNV, 347]-P69 [All Emergency, Construction, Packaging, Mounting and Wiring Options] | Outdoor Luminaires | Low Output | Fuel Pump Canopy Luminaires | Standard | FALSE | [9 empty] | 9/17/2015 12:00:00 AM | Dimmable | Continuous Below 10 | Not Yet Verified |  |  | 2265 | 101 | 22.5 | 10 | 0.96 | 4000 | 84
PEKUJNSK | Visioneering Corp | Visioneering | CRV24-LED835K022L[UNV, 347]-[P83, All Emergency, Construction, Packaging, Mounting and Wiring Options] | Outdoor Luminaires | Low Output | Fuel Pump Canopy Luminaires | Standard | FALSE | [9 empty] | 9/17/2015 12:00:00 AM | Dimmable | Continuous Below 10 | Not Yet Verified |  |  | 2278 | 101 | 22.5 | 10 | 0.96 | 3500 | 84
PE1S6E9Y | Visioneering Corp | Visioneering | CRV24-LED835K022L[UNV, 347]-[P84, All Emergency, Construction, Packaging, Mounting and Wiring Options] | Outdoor Luminaires | Low Output | Fuel Pump Canopy Luminaires | Standard | FALSE | [9 empty] | 9/17/2015 12:00:00 AM | Dimmable | Continuous Below 10 | Not Yet Verified |  |  | 2302 | 102 | 22.5 | 10 | 0.96 | 3500 | 84
PDPXD4GY | Visioneering Corp | Visioneering | LSVA48-LED840K100L[UNV, 347]-[All Emergency, Construction, Packaging, Mounting and Wiring Options] | Outdoor Luminaires | High Output | Fuel Pump Canopy Luminaires | Standard | FALSE | [9 empty] | 9/17/2015 12:00:00 AM | Dimmable | Continuous Below 10 | Not Yet Verified |  |  | 10412 | 117 | 88 | 10 | 0.96 | 4000 | 84
PUFBSSJV | Visioneering Corp | Visioneering | CRV48-LED850K100L[UNV, 347]-[P67, All Emergency, Construction, Packaging, Mounting and Wiring Options] | Outdoor Luminaires | High Output | Fuel Pump Canopy Luminaires | Standard | FALSE | [9 empty] | 9/17/2015 12:00:00 AM | Dimmable | Continuous Below 10 | Not Yet Verified |  |  | 10638 | 120 | 88 | 10 | 0.96 | 5000 | 84
PDMMU156 | Visioneering Corp | Visioneering | CRV48-LED850K100L[UNV, 347]-[P83, All Emergency, Construction, Packaging, Mounting and Wiring Options] | Outdoor Luminaires | High Output | Fuel Pump Canopy Luminaires | Standard | FALSE | [9 empty] | 9/17/2015 12:00:00 AM | Dimmable | Continuous Below 10 | Not Yet Verified |  |  | 10638 | 120 | 88 | 10 | 0.96 | 5000 | 84
P3B6PXX9 | Visioneering Corp | Visioneering | CRV96-LED850K100L[UNV, 347]-[P83, All Emergency, Construction, Packaging, Mounting and Wiring Options] | Outdoor Luminaires | High Output | Fuel Pump Canopy Luminaires | Standard | FALSE | [9 empty] | 9/17/2015 12:00:00 AM | Dimmable | Continuous Below 10 | Not Yet Verified |  |  | 10638 | 120 | 88 | 10 | 0.96 | 5000 | 84
PHNDVKD8 | Visioneering Corp | Visioneering | CRV48-LED850K100L[UNV, 347]-[P70, All Emergency, Construction, Packaging, Mounting and Wiring Options] | Outdoor Luminaires | High Output | Fuel Pump Canopy Luminaires | Standard | FALSE | [9 empty] | 9/17/2015 12:00:00 AM | Dimmable | Continuous Below 10 | Not Yet Verified |  |  | 10752 | 121 | 88 | 10 | 0.96 | 5000 | 84
PM3ABF1K | Visioneering Corp | Visioneering | CRV24-LED840K042L[UNV, 347]-[P69, All Emergency, Construction, Packaging, Mounting and Wiring Options] | Outdoor Luminaires | Low Output | Fuel Pump Canopy Luminaires | Standard | FALSE | [9 empty] | 9/17/2015 12:00:00 AM | Dimmable | Continuous Below 10 | Not Yet Verified |  |  | 4383 | 109 | 40 | 10 | 0.96 | 4000 | 84
PSVD6HMS | Visioneering Corp | Visioneering | CRV96-LED840K100L[UNV, 347]-[P69, All Emergency, Construction, Packaging, Mounting and Wiring Options] | Outdoor Luminaires | Mid Output | Fuel Pump Canopy Luminaires | Standard | FALSE | [9 empty] | 9/17/2015 12:00:00 AM | Dimmable | Continuous Below 10 | Not Yet Verified |  |  | 9858 | 112 | 88 | 10 | 0.96 | 4000 | 84
P83W5PNK | Visioneering Corp | Visioneering | CRV48-LED835K100L[UNV, 347]-[P67, All Emergency, Construction, Packaging, Mounting and Wiring Options] | Outdoor Luminaires | Mid Output | Fuel Pump Canopy Luminaires | Standard | FALSE | [9 empty] | 9/17/2015 12:00:00 AM | Dimmable | Continuous Below 10 | Not Yet Verified |  |  | 9965 | 113 | 88 | 10 | 0.96 | 3500 | 84
PHT84R73 | Visioneering Corp | Visioneering | CRV96-LED835K100L[UNV, 347]-[P67, All Emergency, Construction, Packaging, Mounting and Wiring Options] | Outdoor Luminaires | Mid Output | Fuel Pump Canopy Luminaires | Standard | FALSE | [9 empty] | 9/17/2015 12:00:00 AM | Dimmable | Continuous Below 10 | Not Yet Verified |  |  | 9965 | 113 | 88 | 10 | 0.96 | 3500 | 84
P5H8GJSG | Visioneering Corp | Visioneering | CRV48-LED835K100L[UNV, 347]-[P83, All Emergency, Construction, Packaging, Mounting and Wiring Options] | Outdoor Luminaires | Mid Output | Fuel Pump Canopy Luminaires | Standard | FALSE | [9 empty] | 9/17/2015 12:00:00 AM | Dimmable | Continuous Below 10 | Not Yet Verified |  |  | 9965 | 113 | 88 | 10 | 0.96 | 3500 | 84
P58GEFP7 | Visioneering Corp | Visioneering | LSVA48-LED840K100L[UNV, 347]-P69 [All Emergency, Construction, Packaging, Mounting and Wiring Options] | Outdoor Luminaires | Mid Output | Fuel Pump Canopy Luminaires | Standard | FALSE | [9 empty] | 9/17/2015 12:00:00 AM | Dimmable | Continuous Below 10 | Not Yet Verified |  |  | 9969 | 112 | 88 | 10 | 0.96 | 4000 | 84
P4RMWEJV | Visioneering Corp | Visioneering | CRV24-LED840K022L[UNV, 347]-[P83, All Emergency, Construction, Packaging, Mounting and Wiring Options] | Outdoor Luminaires | Low Output | Fuel Pump Canopy Luminaires | Standard | FALSE | [9 empty] | 9/17/2015 12:00:00 AM | Dimmable | Continuous Below 10 | Not Yet Verified |  |  | 2354 | 104 | 22.5 | 10 | 0.96 | 4000 | 84
PYF1DV14 | Visioneering Corp | Visioneering | CRV24-LED840K022L[UNV, 347]-[P84, All Emergency, Construction, Packaging, Mounting and Wiring Options] | Outdoor Luminaires | Low Output | Fuel Pump Canopy Luminaires | Standard | FALSE | [9 empty] | 9/17/2015 12:00:00 AM | Dimmable | Continuous Below 10 | Not Yet Verified |  |  | 2379 | 105 | 22.5 | 10 | 0.96 | 4000 | 84
P8ZSKQXN | Visioneering Corp | Visioneering | LSVA24-LED850K022L[UNV, 347]-P16 [All Emergency, Construction, Packaging, Mounting and Wiring Options] | Outdoor Luminaires | Low Output | Fuel Pump Canopy Luminaires | Standard | FALSE | [9 empty] | 9/17/2015 12:00:00 AM | Dimmable | Continuous Below 10 | Not Yet Verified |  |  | 2404 | 107 | 22.5 | 10 | 0.96 | 5000 | 84
P9BJ7EUH | Visioneering Corp | Visioneering | CRV24-LED850K022L[UNV, 347]-[P83, All Emergency, Construction, Packaging, Mounting and Wiring Options] | Outdoor Luminaires | Low Output | Fuel Pump Canopy Luminaires | Standard | FALSE | [9 empty] | 9/17/2015 12:00:00 AM | Dimmable | Continuous Below 10 | Not Yet Verified |  |  | 2431 | 107 | 22.5 | 10 | 0.96 | 5000 | 84
P8KPEEQ5 | Visioneering Corp | Visioneering | CRV24-LED850K022L[UNV, 347]-[P70, All Emergency, Construction, Packaging, Mounting and Wiring Options] | Outdoor Luminaires | Low Output | Fuel Pump Canopy Luminaires | Standard | FALSE | [9 empty] | 9/17/2015 12:00:00 AM | Dimmable | Continuous Below 10 | Not Yet Verified |  |  | 2457 | 108 | 22.5 | 10 | 0.96 | 5000 | 84
P14KZWGX | Visioneering Corp | Visioneering | CRV24-LED850K022L[UNV, 347]-[P84, All Emergency, Construction, Packaging, Mounting and Wiring Options] | Outdoor Luminaires | Low Output | Fuel Pump Canopy Luminaires | Standard | FALSE | [9 empty] | 9/17/2015 12:00:00 AM | Dimmable | Continuous Below 10 | Not Yet Verified |  |  | 2457 | 108 | 22.5 | 10 | 0.96 | 5000 | 84
P4VYH1PB | Visioneering Corp | Visioneering | LSVA24-LED850K022L[UNV, 347]-[All Emergency, Construction, Packaging, Mounting and Wiring Options] | Outdoor Luminaires | Low Output | Fuel Pump Canopy Luminaires | Standard | FALSE | [9 empty] | 9/17/2015 12:00:00 AM | Dimmable | Continuous Below 10 | Not Yet Verified |  |  | 2509 | 112 | 22.5 | 10 | 0.96 | 5000 | 84
PFGGQPM9 | Visioneering Corp | Visioneering | LSVA48-LED835K042L[UNV, 347]-P69 [All Emergency, Construction, Packaging, Mounting and Wiring Options] | Outdoor Luminaires | Low Output | Fuel Pump Canopy Luminaires | Standard | FALSE | [9 empty] | 9/17/2015 12:00:00 AM | Dimmable | Continuous Below 10 | Not Yet Verified |  |  | 3764 | 98 | 38.5 | 10 | 0.96 | 3500 | 84
PSVYPEF3 | Visioneering Corp | Visioneering | LSVA48-LED850K042L[UNV, 347]-P69 [All Emergency, Construction, Packaging, Mounting and Wiring Options] | Outdoor Luminaires | Low Output | Fuel Pump Canopy Luminaires | Standard | FALSE | [9 empty] | 9/17/2015 12:00:00 AM | Dimmable | Continuous Below 10 | Not Yet Verified |  |  | 4017 | 105 | 38.5 | 10 | 0.96 | 5000 | 84
PEXXCY8D | Visioneering Corp | Visioneering | CRV96-LED850K100L[UNV, 347]-[P70, All Emergency, Construction, Packaging, Mounting and Wiring Options] | Outdoor Luminaires | High Output | Fuel Pump Canopy Luminaires | Standard | FALSE | [9 empty] | 9/17/2015 12:00:00 AM | Dimmable | Continuous Below 10 | Not Yet Verified |  |  | 10752 | 121 | 88 | 10 | 0.96 | 5000 | 84
PS8FYR5T | Visioneering Corp | Visioneering | LSVA96-LED840K168L[UNV, 347]-P69 [All Emergency, Construction, Packaging, Mounting and Wiring Options] | Outdoor Luminaires | High Output | Fuel Pump Canopy Luminaires | Standard | FALSE | [9 empty] | 9/17/2015 12:00:00 AM | Dimmable | Continuous Below 10 | Not Yet Verified |  |  | 15563 | 102 | 154 | 10 | 0.96 | 4000 | 84
PSWPRJGA | Visioneering Corp | Visioneering | LSVA96-LED840K168L[UNV, 347]-P16 [All Emergency, Construction, Packaging, Mounting and Wiring Options] | Outdoor Luminaires | High Output | Fuel Pump Canopy Luminaires | Standard | FALSE | [9 empty] | 9/17/2015 12:00:00 AM | Dimmable | Continuous Below 10 | Not Yet Verified |  |  | 15997 | 104 | 154 | 10 | 0.96 | 4000 | 84
PWN86YEB | Visioneering Corp | Visioneering | LSVA96-LED835K168L[UNV, 347]-[All Emergency, Construction, Packaging, Mounting and Wiring Options] | Outdoor Luminaires | High Output | Fuel Pump Canopy Luminaires | Standard | FALSE | [9 empty] | 9/17/2015 12:00:00 AM | Dimmable | Continuous Below 10 | Not Yet Verified |  |  | 16148 | 105 | 154 | 10 | 0.96 | 3500 | 84
PVG221RK | Visioneering Corp | Visioneering | CRV96-LED840K200L[UNV, 347]-[P69, All Emergency, Construction, Packaging, Mounting and Wiring Options] | Outdoor Luminaires | High Output | Fuel Pump Canopy Luminaires | Standard | FALSE | [9 empty] | 9/17/2015 12:00:00 AM | Dimmable | Continuous Below 10 | Not Yet Verified |  |  | 19832 | 112 | 176 | 10 | 0.96 | 4000 | 84
PVHSGMNJ | Visioneering Corp | Visioneering | CRV96-LED835K200L[UNV, 347]-[P67, All Emergency, Construction, Packaging, Mounting and Wiring Options] | Outdoor Luminaires | High Output | Fuel Pump Canopy Luminaires | Standard | FALSE | [9 empty] | 9/17/2015 12:00:00 AM | Dimmable | Continuous Below 10 | Not Yet Verified |  |  | 20046 | 113 | 176 | 10 | 0.96 | 3500 | 84
PYC6XBAH | Visioneering Corp | Visioneering | CRV96-LED835K200L[UNV, 347]-[P83, All Emergency, Construction, Packaging, Mounting and Wiring Options] | Outdoor Luminaires | High Output | Fuel Pump Canopy Luminaires | Standard | FALSE | [9 empty] | 9/17/2015 12:00:00 AM | Dimmable | Continuous Below 10 | Not Yet Verified |  |  | 20046 | 113 | 176 | 10 | 0.96 | 3500 | 84
P3DRXX1X | Visioneering Corp | Visioneering | CRV96-LED835K200L[UNV, 347]-[P84, All Emergency, Construction, Packaging, Mounting and Wiring Options] | Outdoor Luminaires | High Output | Fuel Pump Canopy Luminaires | Standard | FALSE | [9 empty] | 9/17/2015 12:00:00 AM | Dimmable | Continuous Below 10 | Not Yet Verified |  |  | 20261 | 114 | 176 | 10 | 0.96 | 3500 | 84
PZPP93P2 | Visioneering Corp | Visioneering | CRV96-LED850K200L[UNV, 347]-[P69, All Emergency, Construction, Packaging, Mounting and Wiring Options] | Outdoor Luminaires | High Output | Fuel Pump Canopy Luminaires | Standard | FALSE | [9 empty] | 9/17/2015 12:00:00 AM | Dimmable | Continuous Below 10 | Not Yet Verified |  |  | 20480 | 116 | 176 | 10 | 0.96 | 5000 | 84
P8NX9W8R | Visioneering Corp | Visioneering | CRV96-LED840K200L[UNV, 347]-[P67, All Emergency, Construction, Packaging, Mounting and Wiring Options] | Outdoor Luminaires | High Output | Fuel Pump Canopy Luminaires | Standard | FALSE | [9 empty] | 9/17/2015 12:00:00 AM | Dimmable | Continuous Below 10 | Not Yet Verified |  |  | 20723 | 116 | 176 | 10 | 0.96 | 4000 | 84
PYSXJWSH | Visioneering Corp | Visioneering | CRV96-LED850K200L[UNV, 347]-[P67, All Emergency, Construction, Packaging, Mounting and Wiring Options] | Outdoor Luminaires | High Output | Fuel Pump Canopy Luminaires | Standard | FALSE | [9 empty] | 9/17/2015 12:00:00 AM | Dimmable | Continuous Below 10 | Not Yet Verified |  |  | 21400 | 120 | 176 | 10 | 0.96 | 5000 | 84
P3QNT5VW | Visioneering Corp | Visioneering | CRV96-LED850K200L[UNV, 347]-[P83, All Emergency, Construction, Packaging, Mounting and Wiring Options] | Outdoor Luminaires | High Output | Fuel Pump Canopy Luminaires | Standard | FALSE | [9 empty] | 9/17/2015 12:00:00 AM | Dimmable | Continuous Below 10 | Not Yet Verified |  |  | 21400 | 120 | 176 | 10 | 0.96 | 5000 | 84
P916QVQ5 | Visioneering Corp | Visioneering | CRV24-LED850K042L[UNV, 347]-[P67, All Emergency, Construction, Packaging, Mounting and Wiring Options] | Outdoor Luminaires | Low Output | Fuel Pump Canopy Luminaires | Standard | FALSE | [9 empty] | 9/17/2015 12:00:00 AM | Dimmable | Continuous Below 10 | Not Yet Verified |  |  | 4730 | 117 | 40 | 10 | 0.96 | 5000 | 84
PS9UGA35 | Visioneering Corp | Visioneering | CRV24-LED850K042L[UNV, 347]-[P83, All Emergency, Construction, Packaging, Mounting and Wiring Options] | Outdoor Luminaires | Low Output | Fuel Pump Canopy Luminaires | Standard | FALSE | [9 empty] | 9/17/2015 12:00:00 AM | Dimmable | Continuous Below 10 | Not Yet Verified |  |  | 4730 | 117 | 40 | 10 | 0.96 | 5000 | 84
PKEB6VPA | Visioneering Corp | Visioneering | CRV48-LED850K042L[UNV, 347]-[P84, All Emergency, Construction, Packaging, Mounting and Wiring Options] | Outdoor Luminaires | Low Output | Fuel Pump Canopy Luminaires | Standard | FALSE | [9 empty] | 9/17/2015 12:00:00 AM | Dimmable | Continuous Below 10 | Not Yet Verified |  |  | 4799 | 110 | 43 | 10 | 0.96 | 5000 | 84
PBEC2QZH | Visioneering Corp | Visioneering | CRV96-LED835K100L[UNV, 347]-[P70, All Emergency, Construction, Packaging, Mounting and Wiring Options] | Outdoor Luminaires | High Output | Fuel Pump Canopy Luminaires | Standard | FALSE | [9 empty] | 9/17/2015 12:00:00 AM | Dimmable | Continuous Below 10 | Not Yet Verified |  |  | 10072 | 114 | 88 | 10 | 0.96 | 3500 | 84
P6DQQ5PP | Visioneering Corp | Visioneering | CRV96-LED835K100L[UNV, 347]-[P84, All Emergency, Construction, Packaging, Mounting and Wiring Options] | Outdoor Luminaires | High Output | Fuel Pump Canopy Luminaires | Standard | FALSE | [9 empty] | 9/17/2015 12:00:00 AM | Dimmable | Continuous Below 10 | Not Yet Verified |  |  | 10072 | 114 | 88 | 10 | 0.96 | 3500 | 84
PUJFZ45S | Visioneering Corp | Visioneering | LSVA48-LED850K100L[UNV, 347]-P69 [All Emergency, Construction, Packaging, Mounting and Wiring Options] | Outdoor Luminaires | High Output | Fuel Pump Canopy Luminaires | Standard | FALSE | [9 empty] | 9/17/2015 12:00:00 AM | Dimmable | Continuous Below 10 | Not Yet Verified |  |  | 10294 | 116 | 88 | 10 | 0.96 | 5000 | 84
PK4UJ4DS | Visioneering Corp | Visioneering | LSVA48-LED840K058L[UNV, 347]-P16 [All Emergency, Construction, Packaging, Mounting and Wiring Options] | Outdoor Luminaires | Mid Output | Fuel Pump Canopy Luminaires | Standard | FALSE | [9 empty] | 9/17/2015 12:00:00 AM | Dimmable | Continuous Below 10 | Not Yet Verified |  |  | 5836 | 104 | 48.5 | 10 | 0.96 | 4000 | 84
PNSY26DD | Visioneering Corp | Visioneering | LSVA48-LED850K058L[UNV, 347]-P69 [All Emergency, Construction, Packaging, Mounting and Wiring Options] | Outdoor Luminaires | Mid Output | Fuel Pump Canopy Luminaires | Standard | FALSE | [9 empty] | 9/17/2015 12:00:00 AM | Dimmable | Continuous Below 10 | Not Yet Verified |  |  | 5863 | 105 | 48.5 | 10 | 0.96 | 5000 | 84
P9GZ9H4M | Visioneering Corp | Visioneering | CRV96-LED840K100L[UNV, 347]-[P70, All Emergency, Construction, Packaging, Mounting and Wiring Options] | Outdoor Luminaires | High Output | Fuel Pump Canopy Luminaires | Standard | FALSE | [9 empty] | 9/17/2015 12:00:00 AM | Dimmable | Continuous Below 10 | Not Yet Verified |  |  | 10412 | 117 | 88 | 10 | 0.96 | 4000 | 84
PHKUFUB4 | Visioneering Corp | Visioneering | CRV48-LED840K100L[UNV, 347]-[P84, All Emergency, Construction, Packaging, Mounting and Wiring Options] | Outdoor Luminaires | High Output | Fuel Pump Canopy Luminaires | Standard | FALSE | [9 empty] | 9/17/2015 12:00:00 AM | Dimmable | Continuous Below 10 | Not Yet Verified |  |  | 10412 | 117 | 88 | 10 | 0.96 | 4000 | 84
P6D7NUWK | Visioneering Corp | Visioneering | LSVA48-LED840K058L[UNV, 347]-[All Emergency, Construction, Packaging, Mounting and Wiring Options] | Outdoor Luminaires | Mid Output | Fuel Pump Canopy Luminaires | Standard | FALSE | [9 empty] | 9/17/2015 12:00:00 AM | Dimmable | Continuous Below 10 | Not Yet Verified |  |  | 6090 | 109 | 48.5 | 10 | 0.96 | 4000 | 84
PM5CGWUW | Visioneering Corp | Visioneering | LSVA48-LED840K084L[UNV, 347]-P69 [All Emergency, Construction, Packaging, Mounting and Wiring Options] | Outdoor Luminaires | Mid Output | Fuel Pump Canopy Luminaires | Standard | FALSE | [9 empty] | 9/17/2015 12:00:00 AM | Dimmable | Continuous Below 10 | Not Yet Verified |  |  | 7782 | 102 | 77 | 10 | 0.96 | 4000 | 84
PKHRUMS7 | Visioneering Corp | Visioneering | LSVA96-LED850K084L[UNV, 347]-P69 [All Emergency, Construction, Packaging, Mounting and Wiring Options] | Outdoor Luminaires | Mid Output | Fuel Pump Canopy Luminaires | Standard | FALSE | [9 empty] | 9/17/2015 12:00:00 AM | Dimmable | Continuous Below 10 | Not Yet Verified |  |  | 8036 | 105 | 77 | 10 | 0.96 | 5000 | 84
PGKN2U6T | Visioneering Corp | Visioneering | LSVA96-LED835K084L[UNV, 347]-[All Emergency, Construction, Packaging, Mounting and Wiring Options] | Outdoor Luminaires | Mid Output | Fuel Pump Canopy Luminaires | Standard | FALSE | [9 empty] | 9/17/2015 12:00:00 AM | Dimmable | Continuous Below 10 | Not Yet Verified |  |  | 8074 | 105 | 77 | 10 | 0.96 | 3500 | 84
P4J11M8H | Visioneering Corp | Visioneering | LSVA48-LED835K084L[UNV, 347]-[All Emergency, Construction, Packaging, Mounting and Wiring Options] | Outdoor Luminaires | Mid Output | Fuel Pump Canopy Luminaires | Standard | FALSE | [9 empty] | 9/17/2015 12:00:00 AM | Dimmable | Continuous Below 10 | Not Yet Verified |  |  | 8074 | 105 | 77 | 10 | 0.96 | 3500 | 84
PG3PKNSB | Visioneering Corp | Visioneering | LSVA96-LED850K084L[UNV, 347]-P16 [All Emergency, Construction, Packaging, Mounting and Wiring Options] | Outdoor Luminaires | Mid Output | Fuel Pump Canopy Luminaires | Standard | FALSE | [9 empty] | 9/17/2015 12:00:00 AM | Dimmable | Continuous Below 10 | Not Yet Verified |  |  | 8261 | 108 | 77 | 10 | 0.96 | 5000 | 84
PF3TQYJR | Visioneering Corp | Visioneering | LSVA48-LED840K084L[UNV, 347]-[All Emergency, Construction, Packaging, Mounting and Wiring Options] | Outdoor Luminaires | Mid Output | Fuel Pump Canopy Luminaires | Standard | FALSE | [9 empty] | 9/17/2015 12:00:00 AM | Dimmable | Continuous Below 10 | Not Yet Verified |  |  | 8347 | 109 | 77 | 10 | 0.96 | 4000 | 84
PYZSSGGA | Visioneering Corp | Visioneering | CRV48-LED835K100L[UNV, 347]-[P69, All Emergency, Construction, Packaging, Mounting and Wiring Options] | Outdoor Luminaires | Mid Output | Fuel Pump Canopy Luminaires | Standard | FALSE | [9 empty] | 9/17/2015 12:00:00 AM | Dimmable | Continuous Below 10 | Not Yet Verified |  |  | 9536 | 109 | 88 | 10 | 0.96 | 3500 | 84
PY2APYKA | Visioneering Corp | Visioneering | CRV96-LED835K100L[UNV, 347]-[P69, All Emergency, Construction, Packaging, Mounting and Wiring Options] | Outdoor Luminaires | Mid Output | Fuel Pump Canopy Luminaires | Standard | FALSE | [9 empty] | 9/17/2015 12:00:00 AM | Dimmable | Continuous Below 10 | Not Yet Verified |  |  | 9536 | 109 | 88 | 10 | 0.96 | 3500 | 84
PKR7ZYKW | Visioneering Corp | Visioneering | CRV48-LED835K042L[UNV, 347]-[P70, All Emergency, Construction, Packaging, Mounting and Wiring Options] | Outdoor Luminaires | Low Output | Fuel Pump Canopy Luminaires | Standard | FALSE | [9 empty] | 9/17/2015 12:00:00 AM | Dimmable | Continuous Below 10 | Not Yet Verified |  |  | 4496 | 104 | 43 | 10 | 0.96 | 3500 | 84
P9ZHVRQ8 | Visioneering Corp | Visioneering | CRV48-LED835K042L[UNV, 347]-[P84, All Emergency, Construction, Packaging, Mounting and Wiring Options] | Outdoor Luminaires | Low Output | Fuel Pump Canopy Luminaires | Standard | FALSE | [9 empty] | 9/17/2015 12:00:00 AM | Dimmable | Continuous Below 10 | Not Yet Verified |  |  | 4496 | 104 | 43 | 10 | 0.96 | 3500 | 84
PPWR4SDB | Visioneering Corp | Visioneering | CRV48-LED850K050L[UNV, 347]-[P70, All Emergency, Construction, Packaging, Mounting and Wiring Options] | Outdoor Luminaires | Mid Output | Fuel Pump Canopy Luminaires | Standard | FALSE | [9 empty] | 10/30/2015 12:00:00 AM | Dimmable | Continuous Below 10 | No |  |  | 5365 | 137 | 39 | 10 | 0.96 | 5000 | 84
PJ75DCXU | Visioneering Corp | Visioneering | CRV48-LED850K050L[UNV, 347]-[P84, All Emergency, Construction, Packaging, Mounting and Wiring Options] | Outdoor Luminaires | Mid Output | Fuel Pump Canopy Luminaires | Standard | FALSE | [9 empty] | 10/30/2015 12:00:00 AM | Dimmable | Continuous Below 10 | No |  |  | 5365 | 137 | 39 | 10 | 0.96 | 5000 | 84
PD8U9URT | Visioneering Corp | Visioneering | CRV48-LED835K050L[UNV, 347]-[P69, All Emergency, Construction, Packaging, Mounting and Wiring Options] | Outdoor Luminaires | Mid Output | Fuel Pump Canopy Luminaires | Standard | FALSE | [9 empty] | 10/30/2015 12:00:00 AM | Dimmable | Continuous Below 10 | No |  |  | 4818 | 124 | 39 | 10 | 0.96 | 3500 | 84
P3FZ75K8 | Visioneering Corp | Visioneering | CRV48-LED835K050L[UNV, 347]-[P70, All Emergency, Construction, Packaging, Mounting and Wiring Options] | Outdoor Luminaires | Mid Output | Fuel Pump Canopy Luminaires | Standard | FALSE | [9 empty] | 10/30/2015 12:00:00 AM | Dimmable | Continuous Below 10 | No |  |  | 5088 | 130 | 39 | 10 | 0.96 | 3500 | 84
PCQ5R5HD | Visioneering Corp | Visioneering | CRV24-LED850K042L[UNV, 347]-[P70, All Emergency, Construction, Packaging, Mounting and Wiring Options] | Outdoor Luminaires | Low Output | Fuel Pump Canopy Luminaires | Standard | FALSE | [9 empty] | 9/17/2015 12:00:00 AM | Dimmable | Continuous Below 10 | Not Yet Verified |  |  | 4781 | 118 | 40 | 10 | 0.96 | 5000 | 84
PZ9MZHB5 | Visioneering Corp | Visioneering | CRV48-LED850K042L[UNV, 347]-[P70, All Emergency, Construction, Packaging, Mounting and Wiring Options] | Outdoor Luminaires | Low Output | Fuel Pump Canopy Luminaires | Standard | FALSE | [9 empty] | 9/17/2015 12:00:00 AM | Dimmable | Continuous Below 10 | Not Yet Verified |  |  | 4799 | 110 | 43 | 10 | 0.96 | 5000 | 84
P8Z2TMBR | Visioneering Corp | Visioneering | LSVA24-LED840K022L[UNV, 347]-[All Emergency, Construction, Packaging, Mounting and Wiring Options] | Outdoor Luminaires | Low Output | Fuel Pump Canopy Luminaires | Standard | FALSE | [9 empty] | 9/17/2015 12:00:00 AM | Dimmable | Continuous Below 10 | Not Yet Verified |  |  | 2430 | 108 | 22.5 | 10 | 0.96 | 4000 | 84
PZZSC627 | Visioneering Corp | Visioneering | LSVA96-LED835K168L[UNV, 347]-P16 [All Emergency, Construction, Packaging, Mounting and Wiring Options] | Outdoor Luminaires | High Output | Fuel Pump Canopy Luminaires | Standard | FALSE | [9 empty] | 9/17/2015 12:00:00 AM | Dimmable | Continuous Below 10 | Not Yet Verified |  |  | 15475 | 101 | 154 | 10 | 0.96 | 3500 | 84
PFE5PGXP | Visioneering Corp | Visioneering | CRV96-LED840K200L[UNV, 347]-[P83, All Emergency, Construction, Packaging, Mounting and Wiring Options] | Outdoor Luminaires | High Output | Fuel Pump Canopy Luminaires | Standard | FALSE | [9 empty] | 9/17/2015 12:00:00 AM | Dimmable | Continuous Below 10 | Not Yet Verified |  |  | 20723 | 116 | 176 | 10 | 0.96 | 4000 | 84
P4YJVQ2C | Visioneering Corp | Visioneering | CRV24-LED835K022L[UNV, 347]-[P70, All Emergency, Construction, Packaging, Mounting and Wiring Options] | Outdoor Luminaires | Low Output | Fuel Pump Canopy Luminaires | Standard | FALSE | [9 empty] | 9/17/2015 12:00:00 AM | Dimmable | Continuous Below 10 | Not Yet Verified |  |  | 2302 | 102 | 22.5 | 10 | 0.96 | 5000 | 84
P6SC82NB | Visioneering Corp | Visioneering | CRV24-LED850K022L[UNV, 347]-[P69, All Emergency, Construction, Packaging, Mounting and Wiring Options] | Outdoor Luminaires | Low Output | Fuel Pump Canopy Luminaires | Standard | FALSE | [9 empty] | 9/17/2015 12:00:00 AM | Dimmable | Continuous Below 10 | Not Yet Verified |  |  | 2327 | 103 | 22.5 | 10 | 0.96 | 5000 | 84
PJHAG764 | Visioneering Corp | Visioneering | LSVA48-LED835K084L[UNV, 347]-P69 [All Emergency, Construction, Packaging, Mounting and Wiring Options] | Outdoor Luminaires | Mid Output | Fuel Pump Canopy Luminaires | Standard | FALSE | [9 empty] | 9/17/2015 12:00:00 AM | Dimmable | Continuous Below 10 | Not Yet Verified |  |  | 7527 | 98 | 77 | 10 | 0.96 | 3500 | 84
P4W818K7 | Visioneering Corp | Visioneering | LSVA96-LED840K084L[UNV, 347]-[All Emergency, Construction, Packaging, Mounting and Wiring Options] | Outdoor Luminaires | Mid Output | Fuel Pump Canopy Luminaires | Standard | FALSE | [9 empty] | 9/17/2015 12:00:00 AM | Dimmable | Continuous Below 10 | Not Yet Verified |  |  | 8347 | 109 | 77 | 10 | 0.96 | 4000 | 84
PEBN77GX | Visioneering Corp | Visioneering | CRV48-LED840K050L[UNV, 347]-[P69, All Emergency, Construction, Packaging, Mounting and Wiring Options] | Outdoor Luminaires | Mid Output | Fuel Pump Canopy Luminaires | Standard | FALSE | [9 empty] | 10/30/2015 12:00:00 AM | Dimmable | Continuous Below 10 | No |  |  | 4927 | 126 | 39 | 10 | 0.96 | 4000 | 84
PYZ798GM | Visioneering Corp | Visioneering | CRV48-LED835K042L[UNV, 347]-[P69, All Emergency, Construction, Packaging, Mounting and Wiring Options] | Outdoor Luminaires | Low Output | Fuel Pump Canopy Luminaires | Standard | FALSE | [9 empty] | 9/17/2015 12:00:00 AM | Dimmable | Continuous Below 10 | Not Yet Verified |  |  | 4257 | 99 | 43 | 10 | 0.96 | 3500 | 84
PCTPRR7P | Visioneering Corp | Visioneering | LSVA24-LED835K022L[UNV, 347]-[All Emergency, Construction, Packaging, Mounting and Wiring Options] | Outdoor Luminaires | Low Output | Fuel Pump Canopy Luminaires | Standard | FALSE | [9 empty] | 9/17/2015 12:00:00 AM | Dimmable | Continuous Below 10 | Not Yet Verified |  |  | 2351 | 104 | 22.5 | 10 | 0.96 | 3500 | 84
PNG44M9G | Visioneering Corp | Visioneering | LSVA96-LED850K168L[UNV, 347]-[All Emergency, Construction, Packaging, Mounting and Wiring Options] | Outdoor Luminaires | High Output | Fuel Pump Canopy Luminaires | Standard | FALSE | [9 empty] | 9/17/2015 12:00:00 AM | Dimmable | Continuous Below 10 | Not Yet Verified |  |  | 17239 | 113 | 154 | 10 | 0.96 | 5000 | 84
PCA7SCRK | Visioneering Corp | Visioneering | LSVA48-LED835K100L[UNV, 347]-P16 [All Emergency, Construction, Packaging, Mounting and Wiring Options] | Outdoor Luminaires | Mid Output | Fuel Pump Canopy Luminaires | Standard | FALSE | [9 empty] | 9/17/2015 12:00:00 AM | Dimmable | Continuous Below 10 | Not Yet Verified |  |  | 9858 | 112 | 88 | 10 | 0.96 | 3500 | 84
PGXQUZ2W | Visioneering Corp | Visioneering | LSVA48-LED850K042L[UNV, 347]-[All Emergency, Construction, Packaging, Mounting and Wiring Options] | Outdoor Luminaires | Low Output | Fuel Pump Canopy Luminaires | Standard | FALSE | [9 empty] | 9/17/2015 12:00:00 AM | Dimmable | Continuous Below 10 | Not Yet Verified |  |  | 4309 | 113 | 38.5 | 10 | 0.96 | 5000 | 84
PJXJM94C | Visioneering Corp | Visioneering | CRV48-LED840K042L[UNV, 347]-[P69, All Emergency, Construction, Packaging, Mounting and Wiring Options] | Outdoor Luminaires | Low Output | Fuel Pump Canopy Luminaires | Standard | FALSE | [9 empty] | 9/17/2015 12:00:00 AM | Dimmable | Continuous Below 10 | Not Yet Verified |  |  | 4400 | 102 | 43 | 10 | 0.96 | 4000 | 84
PFAX3BE6 | Visioneering Corp | Visioneering | LSVA96-LED835K084L[UNV, 347]-P69 [All Emergency, Construction, Packaging, Mounting and Wiring Options] | Outdoor Luminaires | Mid Output | Fuel Pump Canopy Luminaires | Standard | FALSE | [9 empty] | 9/17/2015 12:00:00 AM | Dimmable | Continuous Below 10 | Not Yet Verified |  |  | 7527 | 98 | 77 | 10 | 0.96 | 3500 | 84
PWWYJBYK | Visioneering Corp | Visioneering | LSVA48-LED850K084L[UNV, 347]-P16 [All Emergency, Construction, Packaging, Mounting and Wiring Options] | Outdoor Luminaires | Mid Output | Fuel Pump Canopy Luminaires | Standard | FALSE | [9 empty] | 9/17/2015 12:00:00 AM | Dimmable | Continuous Below 10 | Not Yet Verified |  |  | 8261 | 108 | 77 | 10 | 0.96 | 5000 | 84
PF43ZTH3 | Visioneering Corp | Visioneering | LSVA48-LED840K058L[UNV, 347]-P69 [All Emergency, Construction, Packaging, Mounting and Wiring Options] | Outdoor Luminaires | Mid Output | Fuel Pump Canopy Luminaires | Standard | FALSE | [9 empty] | 9/17/2015 12:00:00 AM | Dimmable | Continuous Below 10 | Not Yet Verified |  |  | 5678 | 102 | 48.5 | 10 | 0.96 | 4000 | 84
PXXZZG9S | Visioneering Corp | Visioneering | CRV48-LED840K042L[UNV, 347]-[P83, All Emergency, Construction, Packaging, Mounting and Wiring Options] | Outdoor Luminaires | Low Output | Fuel Pump Canopy Luminaires | Standard | FALSE | [9 empty] | 9/17/2015 12:00:00 AM | Dimmable | Continuous Below 10 | Not Yet Verified |  |  | 4598 | 106 | 43 | 10 | 0.96 | 4000 | 84
PCCQKWYT | Visioneering Corp | Visioneering | CRV24-LED850K042L[UNV, 347]-[P84, All Emergency, Construction, Packaging, Mounting and Wiring Options] | Outdoor Luminaires | Low Output | Fuel Pump Canopy Luminaires | Standard | FALSE | [9 empty] | 9/17/2015 12:00:00 AM | Dimmable | Continuous Below 10 | Not Yet Verified |  |  | 4781 | 118 | 40 | 10 | 0.96 | 5000 | 84
PV2YKU53 | Visioneering Corp | Visioneering | LSVA48-LED835K100L[UNV, 347]-[All Emergency, Construction, Packaging, Mounting and Wiring Options] | Outdoor Luminaires | High Output | Fuel Pump Canopy Luminaires | Standard | FALSE | [9 empty] | 9/17/2015 12:00:00 AM | Dimmable | Continuous Below 10 | Not Yet Verified |  |  | 10072 | 114 | 88 | 10 | 0.96 | 3500 | 84
PKVUYKK7 | Visioneering Corp | Visioneering | LSVA48-LED835K058L[UNV, 347]-[All Emergency, Construction, Packaging, Mounting and Wiring Options] | Outdoor Luminaires | Mid Output | Fuel Pump Canopy Luminaires | Standard | FALSE | [9 empty] | 9/17/2015 12:00:00 AM | Dimmable | Continuous Below 10 | Not Yet Verified |  |  | 5891 | 105 | 48.5 | 10 | 0.96 | 3500 | 84
P8HS5V4U | Visioneering Corp | Visioneering | CRV48-LED850K050L[UNV, 347]-[P83, All Emergency, Construction, Packaging, Mounting and Wiring Options] | Outdoor Luminaires | Mid Output | Fuel Pump Canopy Luminaires | Standard | FALSE | [9 empty] | 10/30/2015 12:00:00 AM | Dimmable | Continuous Below 10 | No |  |  | 5304 | 135 | 39 | 10 | 0.96 | 5000 | 84
P00001DR5 | Vivid Leds, Inc. | Vega SM | VVDSM028PS1SV27 | Outdoor Luminaires | Mid Output | Fuel Pump Canopy Luminaires | Standard | TRUE | 5724 | 93.13 | 61.46 | 11.36 | 0.9357 | 5055 | 73 | 5 | 50000 | 5/30/2013 12:00:00 AM | Not Yet Verified | Not Yet Verified | Not Yet Verified |  | 1.7 | 5330 | 85 | 60 |  |  | 5000 | 75
P00001DR6 | Vivid Leds, Inc. | Vega SM | VVDSM042PS1SV27 | Outdoor Luminaires | Mid Output | Fuel Pump Canopy Luminaires | Standard | TRUE | 8262 | 90.21 | 91.59 | 18.08 | 0.932 | 5110 | 74 | 5 | 50000 | 5/30/2013 12:00:00 AM | Not Yet Verified | Not Yet Verified | Not Yet Verified |  | 2 | 7995 | 85 | 90 |  | 0.96 |  | 75
P00001DR9 | Vivid Leds, Inc. | Vega SM | VVDSM084PS1SV27 | Outdoor Luminaires | High Output | Fuel Pump Canopy Luminaires | Standard | FALSE | [9 empty] | 5/30/2013 12:00:00 AM | Not Yet Verified | Not Yet Verified | Not Yet Verified |  |  | 15990 | 85 | 180 |  | 0.96 |  | 75
P00001DRA | Vivid Leds, Inc. | Vega SM | VVDSM098PS1SV27 | Outdoor Luminaires | High Output | Fuel Pump Canopy Luminaires | Standard | FALSE | [9 empty] | 5/30/2013 12:00:00 AM | Not Yet Verified | Not Yet Verified | Not Yet Verified |  |  | 18560 | 85 | 210 |  | 0.96 |  | 75
P00001DRC | Vivid Leds, Inc. | Vega SM | VVDSM126PS1SV27 | Outdoor Luminaires | High Output | Fuel Pump Canopy Luminaires | Standard | FALSE | [9 empty] | 5/30/2013 12:00:00 AM | Not Yet Verified | Not Yet Verified | Not Yet Verified |  |  | 23985 | 85 | 270 |  | 0.96 |  | 75
P00001DR7 | Vivid Leds, Inc. | Vega SM | VVDSM056PS1SV27 | Outdoor Luminaires | High Output | Fuel Pump Canopy Luminaires | Standard | FALSE | [9 empty] | 5/30/2013 12:00:00 AM | Not Yet Verified | Not Yet Verified | Not Yet Verified |  |  | 10660 | 85 | 120 |  | 0.96 |  | 75
P00001DR8 | Vivid Leds, Inc. | Vega SM | VVDSM070PS1SV27 | Outdoor Luminaires | High Output | Fuel Pump Canopy Luminaires | Standard | FALSE | [9 empty] | 5/30/2013 12:00:00 AM | Not Yet Verified | Not Yet Verified | Not Yet Verified |  |  | 13325 | 85 | 150 |  | 0.96 |  | 75
P00001DRB | Vivid Leds, Inc. | Vega SM | VVDSM112PS1SV27 | Outdoor Luminaires | High Output | Fuel Pump Canopy Luminaires | Standard | FALSE | [9 empty] | 5/30/2013 12:00:00 AM | Not Yet Verified | Not Yet Verified | Not Yet Verified |  |  | 21320 | 85 | 240 |  | 0.96 |  | 75
P00001DRP | Vivid Leds, Inc. | Excite Surface Canopy | VVDLI60SM | Outdoor Luminaires | Mid Output | Fuel Pump Canopy Luminaires | Standard | TRUE | 7610 | 80.4 | 94.6 | 19.95 | 0.8934 | 5824 | 71 | 5 | 50000 | 6/5/2013 12:00:00 AM | Not Yet Verified | Not Yet Verified | Not Yet Verified |  | 1.6 | 7610 | 80.4 | 100 |  | 0.98 | 5500 | 71
P9WJF7UY | VOOTU Inc. | VOOTU | VT-CP-100WF01(4000K) | Outdoor Luminaires | High Output | Fuel Pump Canopy Luminaires | Standard | TRUE | 10650 | 105.97 | 100.5 | 14.13 | 0.9023 | 4012 | 83.5 | 5 | 50000 | 1/5/2016 12:00:00 AM | Not Dimmable | Not Dimmable | No |  | 3 | 10650 | 105.97 | 100.5 | 14.13 | 0.9023 | 4000 | 83.5
PFT1EADZ | VOOTU Inc. | VOOTU | VT-CP-100WF01(5700K) | Outdoor Luminaires | High Output | Fuel Pump Canopy Luminaires | Standard | FALSE | [9 empty] | 1/5/2016 12:00:00 AM | Not Dimmable | Not Dimmable | No |  |  | 11056 | 108.18 | 102.2 | 13.97 | 0.9106 | 5700 | 83.8
PGJQPGFM | VOOTU Inc. | VOOTU | VT-CP-100WF01(5000K) | Outdoor Luminaires | High Output | Fuel Pump Canopy Luminaires | Standard | FALSE | [9 empty] | 1/5/2016 12:00:00 AM | Not Dimmable | Not Dimmable | No |  |  | 10650 | 105.97 | 100.5 | 14.13 | 0.9023 | 5000 | 83.5
PFC3GDRE | VOOTU Inc. | VOOTU | VT-CP-100WF01(4500K) | Outdoor Luminaires | High Output | Fuel Pump Canopy Luminaires | Standard | FALSE | [9 empty] | 1/5/2016 12:00:00 AM | Not Dimmable | Not Dimmable | No |  |  | 10650 | 105.97 | 100.5 | 14.13 | 0.9023 | 4500 | 83.5
P9J3XS1S | VOOTU Inc. | VOOTU | VT-CP-130WF01(4000K) | Outdoor Luminaires | High Output | Fuel Pump Canopy Luminaires | Standard | TRUE | 14063 | 105.26 | 133.6 | 11.38 | 0.9172 | 4031 | 83.6 | 5 | 50000 | 1/5/2016 12:00:00 AM | Not Dimmable | Not Dimmable | No |  | 3 | 14063 | 105.26 | 133.6 | 11.38 | 0.9172 | 4000 | 83.6
PEKRWBJQ | VOOTU Inc. | VOOTU | VT-CP-130WF01(4500K) | Outdoor Luminaires | High Output | Fuel Pump Canopy Luminaires | Standard | FALSE | [9 empty] | 1/5/2016 12:00:00 AM | Not Dimmable | Not Dimmable | No |  |  | 14063 | 105.26 | 133.6 | 11.38 | 0.9172 | 4500 | 83.6
P5B1QENP | VOOTU Inc. | VOOTU | VT-CP-130WF01(5000K) | Outdoor Luminaires | High Output | Fuel Pump Canopy Luminaires | Standard | FALSE | [9 empty] | 1/5/2016 12:00:00 AM | Not Dimmable | Not Dimmable | No |  |  | 14063 | 105.26 | 133.6 | 11.38 | 0.9172 | 5000 | 83.6
PF7SHT64 | VOOTU Inc. | VOOTU | VT-CP-130WF01(5700K) | Outdoor Luminaires | High Output | Fuel Pump Canopy Luminaires | Standard | FALSE | [9 empty] | 1/5/2016 12:00:00 AM | Not Dimmable | Not Dimmable | No |  |  | 14657 | 108.41 | 135.2 | 11.57 | 0.9292 | 5700 | 84
PDTB7Q8G | VOOTU Inc. | VOOTU | VT-CP-150WF01(4000K) | Outdoor Luminaires | High Output | Fuel Pump Canopy Luminaires | Standard | TRUE | 15934 | 104.83 | 152 | 10.52 | 0.933 | 4028 | 83.6 | 5 | 50000 | 1/5/2016 12:00:00 AM | Not Dimmable | Not Dimmable | No |  | 3 | 15934 | 104.83 | 152 | 10.52 | 0.933 | 4000 | 83.6
P993F67K | VOOTU Inc. | VOOTU | VT-CP-150WF01(5000K) | Outdoor Luminaires | High Output | Fuel Pump Canopy Luminaires | Standard | FALSE | [9 empty] | 1/5/2016 12:00:00 AM | Not Dimmable | Not Dimmable | No |  |  | 15934 | 104.83 | 152 | 10.52 | 0.933 | 5000 | 83.6
PRA161K3 | VOOTU Inc. | VOOTU | VT-CP-150WF01(5700K) | Outdoor Luminaires | High Output | Fuel Pump Canopy Luminaires | Standard | FALSE | [9 empty] | 1/5/2016 12:00:00 AM | Not Dimmable | Not Dimmable | No |  |  | 16606 | 106.59 | 155.8 | 11.23 | 0.9241 | 5700 | 84
P4AVWZYB | VOOTU Inc. | VOOTU | VT-CP-150WF01(4500K) | Outdoor Luminaires | High Output | Fuel Pump Canopy Luminaires | Standard | FALSE | [9 empty] | 1/5/2016 12:00:00 AM | Not Dimmable | Not Dimmable | No |  |  | 15934 | 104.83 | 152 | 10.52 | 0.933 | 4500 | 83.6
PQ943A36 | WELLIN ELECTRIC COMPANY LTD | WELLIN | WELLIN-80WiR(3000K) | Outdoor Luminaires | Mid Output | Fuel Pump Canopy Luminaires | Standard | TRUE | 7349.4 | 97.9 | 75.1 | 19.3 | 0.9082 | 3051 | 72.7 | 5 | 50000 | 10/10/2014 12:00:00 AM | Not Yet Verified | Not Yet Verified | Not Yet Verified |  | 2.1 | 7349.4 | 97.9 | 75.1 | 10.01 | 0.9909 | 3051 | 72.7
PEPN3KHS | WELLIN ELECTRIC COMPANY LTD | WELLIN | WELLIN-80WiR(4000K) | Outdoor Luminaires | Mid Output | Fuel Pump Canopy Luminaires | Standard | FALSE | [9 empty] | 10/10/2014 12:00:00 AM | Not Yet Verified | Not Yet Verified | Not Yet Verified |  |  | 7807.2 | 101.6 | 76.9 | 20 | 0.95 | 4500 | 76.9
PAPAKS8M | WELLIN ELECTRIC COMPANY LTD | WELLIN | WELLIN-80WiR(5700K) | Outdoor Luminaires | Mid Output | Fuel Pump Canopy Luminaires | Standard | FALSE | [9 empty] | 10/10/2014 12:00:00 AM | Not Yet Verified | Not Yet Verified | Not Yet Verified |  |  | 8087.2 | 107.5 | 75.2 | 8.6 | 0.9915 | 5734 | 75.7
PQ1MDTGM | WELLIN ELECTRIC COMPANY LTD | WELLIN | WELLIN-80WiR(5000K) | Outdoor Luminaires | Mid Output | Fuel Pump Canopy Luminaires | Standard | FALSE | [9 empty] | 10/10/2014 12:00:00 AM | Not Yet Verified | Not Yet Verified | Not Yet Verified |  |  | 8231.8 | 106.5 | 77.3 | 20 | 0.95 | 5000 | 77.2
P6K82S18 | WELLIN ELECTRIC COMPANY LTD | WELLIN | WELLIN-80WiR(3500K) | Outdoor Luminaires | Mid Output | Fuel Pump Canopy Luminaires | Standard | FALSE | [9 empty] | 10/10/2014 12:00:00 AM | Not Yet Verified | Not Yet Verified | Not Yet Verified |  |  | 7472.9 | 96.8 | 77.2 | 20 | 0.95 | 3500 | 75.1
P69F7BFU | WELLIN ELECTRIC COMPANY LTD | WELLIN | WELLIN-80WiR(4500K) | Outdoor Luminaires | Mid Output | Fuel Pump Canopy Luminaires | Standard | FALSE | [9 empty] | 10/10/2014 12:00:00 AM | Not Yet Verified | Not Yet Verified | Not Yet Verified |  |  | 7562.3 | 98.9 | 76.5 | 20 | 0.95 | 4000 | 75.6
PFQD41A9 | WELLIN ELECTRIC COMPANY LTD | WELLIN | WELLIN-120WiR(3000K) | Outdoor Luminaires | High Output | Fuel Pump Canopy Luminaires | Standard | TRUE | 11229.6 | 98.1 | 114.5 | 16.38 | 0.9043 | 3111 | 73.7 | 5 | 50000 | 10/10/2014 12:00:00 AM | Not Yet Verified | Not Yet Verified | Not Yet Verified |  | 2.1 | 11229.6 | 98.1 | 114.5 | 8.37 | 0.9919 | 3111 | 73.7
PYBY3BE1 | WELLIN ELECTRIC COMPANY LTD | WELLIN | WELLIN-120WiR(5000K) | Outdoor Luminaires | High Output | Fuel Pump Canopy Luminaires | Standard | FALSE | [9 empty] | 10/10/2014 12:00:00 AM | Not Yet Verified | Not Yet Verified | Not Yet Verified |  |  | 12609.5 | 107.6 | 117.2 | 20 | 0.95 | 5000 | 77.3
PUCCKFVD | WELLIN ELECTRIC COMPANY LTD | WELLIN | WELLIN-120WiR(5700K) | Outdoor Luminaires | High Output | Fuel Pump Canopy Luminaires | Standard | FALSE | [9 empty] | 10/10/2014 12:00:00 AM | Not Yet Verified | Not Yet Verified | Not Yet Verified |  |  | 12493.5 | 107.8 | 115.9 | 8.76 | 0.9918 | 5856 | 78.3
P6Z6BP8T | WELLIN ELECTRIC COMPANY LTD | WELLIN | WELLIN-120WiR(3500K) | Outdoor Luminaires | High Output | Fuel Pump Canopy Luminaires | Standard | FALSE | [9 empty] | 10/10/2014 12:00:00 AM | Not Yet Verified | Not Yet Verified | Not Yet Verified |  |  | 11464.5 | 98.3 | 116.6 | 20 | 0.95 | 3500 | 73.2
P68RA3WZ | WELLIN ELECTRIC COMPANY LTD | WELLIN | WELLIN-120WiR(4500K) | Outdoor Luminaires | High Output | Fuel Pump Canopy Luminaires | Standard | FALSE | [9 empty] | 10/10/2014 12:00:00 AM | Not Yet Verified | Not Yet Verified | Not Yet Verified |  |  | 11987.1 | 103.6 | 115.8 | 20 | 0.95 | 4500 | 76.9
PAX69XM6 | WELLIN ELECTRIC COMPANY LTD | WELLIN | WELLIN-120WiR(4000K) | Outdoor Luminaires | High Output | Fuel Pump Canopy Luminaires | Standard | FALSE | [9 empty] | 10/10/2014 12:00:00 AM | Not Yet Verified | Not Yet Verified | Not Yet Verified |  |  | 11963.4 | 102.4 | 116.8 | 20 | 0.95 | 4000 | 76.3
PZEJD93Q | WELLIN ELECTRIC COMPANY LTD | WELLIN | WELLIN-160WiR(3000K) | Outdoor Luminaires | High Output | Fuel Pump Canopy Luminaires | Standard | TRUE | 15153.7 | 98.2 | 154.3 | 14.11 | 0.9167 | 3099 | 73.4 | 5 | 50000 | 10/10/2014 12:00:00 AM | Not Yet Verified | Not Yet Verified | Not Yet Verified |  | 2.1 | 15153.7 | 98.2 | 154.3 | 6.8 | 0.9939 | 3099 | 73.4
P3G733KW | WELLIN ELECTRIC COMPANY LTD | WELLIN | WELLIN-160WiR(5700K) | Outdoor Luminaires | High Output | Fuel Pump Canopy Luminaires | Standard | FALSE | [9 empty] | 10/10/2014 12:00:00 AM | Not Yet Verified | Not Yet Verified | Not Yet Verified |  |  | 16803.8 | 107.6 | 156.1 | 7.03 | 0.9937 | 5915 | 78.2
PCRD65RK | WELLIN ELECTRIC COMPANY LTD | WELLIN | WELLIN-160WiR(3500K) | Outdoor Luminaires | High Output | Fuel Pump Canopy Luminaires | Standard | FALSE | [9 empty] | 10/10/2014 12:00:00 AM | Not Yet Verified | Not Yet Verified | Not Yet Verified |  |  | 15603.9 | 99.8 | 156.4 | 20 | 0.95 | 3500 | 74.8
PSX38PJH | WELLIN ELECTRIC COMPANY LTD | WELLIN | WELLIN-160WiR(4000K) | Outdoor Luminaires | High Output | Fuel Pump Canopy Luminaires | Standard | FALSE | [9 empty] | 10/10/2014 12:00:00 AM | Not Yet Verified | Not Yet Verified | Not Yet Verified |  |  | 16226.2 | 103.5 | 156.9 | 20 | 0.95 | 4000 | 75.4
PV3YR22F | WELLIN ELECTRIC COMPANY LTD | WELLIN | WELLIN-160WiR(5000K) | Outdoor Luminaires | High Output | Fuel Pump Canopy Luminaires | Standard | FALSE | [9 empty] | 10/10/2014 12:00:00 AM | Not Yet Verified | Not Yet Verified | Not Yet Verified |  |  | 16755.2 | 107.2 | 156.2 | 20 | 0.95 | 5000 | 77.2
PXGJM33R | WELLIN ELECTRIC COMPANY LTD | WELLIN | WELLIN-160WiR(4500K) | Outdoor Luminaires | High Output | Fuel Pump Canopy Luminaires | Standard | FALSE | [9 empty] | 10/10/2014 12:00:00 AM | Not Yet Verified | Not Yet Verified | Not Yet Verified |  |  | 16293.8 | 104.2 | 156.3 | 20 | 0.95 | 4500 | 76.9
PXR7XCPG | Wen Lighting | WEN | WEN-CNP-100W | Outdoor Luminaires | Mid Output | Fuel Pump Canopy Luminaires | Standard | TRUE | 8298.7 | 83.15 | 99.8 | 14.3 | 0.9154 | 5977 | 71.6 | 5 | 50000 | 8/3/2015 12:00:00 AM | Not Yet Verified | Not Yet Verified | Not Yet Verified |  | 2.1 | 8000 |  | 100 |  | 0.9 | 5700 | 70
PFGAYZP5 | Wen Lighting | WEN | WEN-CNP-130W | Outdoor Luminaires | High Output | Fuel Pump Canopy Luminaires | Standard | TRUE | 10853 | 83.87 | 129.4 | 15.01 | 0.9207 | 5992 | 72.1 | 5 | 50000 | 8/3/2015 12:00:00 AM | Not Yet Verified | Not Yet Verified | Not Yet Verified |  | 2.1 | 10000 |  | 130 |  | 0.9 | 5700 | 70
PK7NR8V9 | Wen Lighting | WEN | WEN-CP-150WF02 4000K | Outdoor Luminaires | High Output | Fuel Pump Canopy Luminaires | Standard | TRUE | 14962 | 99.09 | 151 | 10.43 | 0.9298 | 4005 | 83.6 | 5 | 50000 | 1/14/2016 12:00:00 AM | Not Dimmable | Not Dimmable | No |  | 3.1 | 14962 | 99.09 | 151 | 10.43 | 0.9298 | 4000 | 83.6
PCFD1VMU | Wen Lighting | WEN | WEN-CP-150WF02 5700K | Outdoor Luminaires | High Output | Fuel Pump Canopy Luminaires | Standard | FALSE | [9 empty] | 1/14/2016 12:00:00 AM | Not Dimmable | Not Dimmable | No |  |  | 15377 | 101.77 | 151.1 | 10.43 | 0.9291 | 5700 | 83.3
PQE69GY3 | Wen Lighting | WEN | WEN-CP-150W-111[1,2]-1601 4000K | Outdoor Luminaires | High Output | Fuel Pump Canopy Luminaires | Standard | TRUE | 16883 | 113.08 | 149.3 | 6.55 | 0.9273 | 3985 | 74.2 | 5 | 50000 | 7/21/2016 12:00:00 AM | Not Dimmable | Not Dimmable | No |  | 3.1 | 16883 | 113.08 | 149.3 | 6.55 | 0.927 | 4000 | 74.2
PZZ63479 | Wen Lighting | WEN | WEN-CP-150W-111[1,2]-1601 5700K | Outdoor Luminaires | High Output | Fuel Pump Canopy Luminaires | Standard | FALSE | [9 empty] | 7/21/2016 12:00:00 AM | Not Dimmable | Not Dimmable | No |  |  | 17242 | 114.79 | 150.2 | 6.41 | 0.928 | 5700 | 76
P8KPV8MT | Wen Lighting | WEN | WEN-CP-150W-111[1,2]-1601 5000K | Outdoor Luminaires | High Output | Fuel Pump Canopy Luminaires | Standard | FALSE | [9 empty] | 7/21/2016 12:00:00 AM | Not Dimmable | Not Dimmable | No |  |  | 17063 | 113.94 | 149.8 | 6.55 | 0.927 | 5000 | 74.2
PSZ8YRV9 | WESTGATE MFG | Westgate Mfg | CDL-40WW | Outdoor Luminaires | Low Output | Fuel Pump Canopy Luminaires | Standard | TRUE | 3327.7 | 84.93 | 39.18 | 19.8 | 0.9022 | 3017 | 84.1 | 5 | 50000 | 12/29/2015 12:00:00 AM | Not Dimmable | Not Dimmable | Not Yet Verified |  | 2.1 | 3327.7 | 84.93 | 38.18 | 19.8 | 0.9022 | 3000 | 84.1
PMTQVTN7 | WESTGATE MFG | Westgate Mfg | CDL-40CW | Outdoor Luminaires | Low Output | Fuel Pump Canopy Luminaires | Standard | FALSE | [9 empty] | 12/29/2015 12:00:00 AM | Not Dimmable | Not Dimmable | Not Yet Verified |  |  | 3327.7 | 84.93 | 38.18 | 19.8 | 0.9022 | 5000 | 84.1
PGVXCU5G | WESTGATE MFG | Westgate Mfg | CDL-40NW | Outdoor Luminaires | Low Output | Fuel Pump Canopy Luminaires | Standard | FALSE | [9 empty] | 12/29/2015 12:00:00 AM | Not Dimmable | Not Dimmable | Not Yet Verified |  |  | 3327.7 | 84.93 | 38.18 | 19.8 | 0.9022 | 4000 | 84.1
PYVN5TZD | WESTGATE MFG | Westgate Mfg | CDL-60WW | Outdoor Luminaires | Mid Output | Fuel Pump Canopy Luminaires | Standard | TRUE | 5119.1 | 85.58 | 59.82 | 19.55 | 0.9073 | 3012 | 84.2 | 5 | 50000 | 12/29/2015 12:00:00 AM | Not Dimmable | Not Dimmable | Not Yet Verified |  | 2.1 | 5190.4 | 87.49 | 59.32 | 19.55 | 0.9073 | 3000 | 84.2
PEE7597J | WESTGATE MFG | Westgate Mfg | CDL-60CW | Outdoor Luminaires | Mid Output | Fuel Pump Canopy Luminaires | Standard | FALSE | [9 empty] | 12/29/2015 12:00:00 AM | Not Dimmable | Not Dimmable | Not Yet Verified |  |  | 5190.4 | 87.49 | 59.32 | 19.55 | 0.9073 | 5000 | 84.2
PVVT6WAS | WESTGATE MFG | Westgate Mfg | CDL-60NW | Outdoor Luminaires | Mid Output | Fuel Pump Canopy Luminaires | Standard | FALSE | [9 empty] | 12/29/2015 12:00:00 AM | Not Dimmable | Not Dimmable | Not Yet Verified |  |  | 5190.4 | 87.49 | 59.32 | 19.55 | 0.9073 | 4000 | 84.2
PYZS2ZM6 | WESTGATE MFG | Westgate Mfg | CDL-80WW | Outdoor Luminaires | Mid Output | Fuel Pump Canopy Luminaires | Standard | TRUE | 6824.5 | 86.72 | 78.7 | 16.56 | 0.9249 | 3055 | 83.7 | 5 | 50000 | 12/29/2015 12:00:00 AM | Not Dimmable | Not Dimmable | Not Yet Verified |  | 2.1 | 6824.5 | 86.72 | 78.7 | 20 | 0.9 | 3000 | 80
PEW3866X | WESTGATE MFG | Westgate Mfg | CDL-80CW | Outdoor Luminaires | Mid Output | Fuel Pump Canopy Luminaires | Standard | FALSE | [9 empty] | 12/29/2015 12:00:00 AM | Not Dimmable | Not Dimmable | Not Yet Verified |  |  | 6824.5 | 86.72 | 78.7 | 20 | 0.9 | 5000 | 80
PBX67KC4 | WESTGATE MFG | Westgate Mfg | CDL-80NW | Outdoor Luminaires | Mid Output | Fuel Pump Canopy Luminaires | Standard | FALSE | [9 empty] | 12/29/2015 12:00:00 AM | Not Dimmable | Not Dimmable | Not Yet Verified |  |  | 6824.5 | 86.72 | 78.7 | 20 | 0.9 | 4000 | 80
P5VXAF2B | White Lightning Fixtures LTD | White Lightning Fixtures | CPY-02507-S100-US | Outdoor Luminaires | High Output | Fuel Pump Canopy Luminaires | Standard | TRUE | 10176 | 93.6 | 108.7 | 18.9 | 0.891 | 5212 | 72 | 5 | 50000 | 8/24/2016 12:00:00 AM | Dimmable | Continuous Below 10 | No |  | 4 | 10176 | 93.62 | 108.7 | 18.9 | 0.89 | 5000 | 70
PPNXQ5RG | White Lightning Fixtures LTD | White Lightning Fixtures | CPY-04507-S100-US | Outdoor Luminaires | High Output | Fuel Pump Canopy Luminaires | Standard | FALSE | [9 empty] | 8/24/2016 12:00:00 AM | Dimmable | Continuous Below 10 | No |  |  | 20403.6 | 98.81 | 206.5 | 6.6 | 0.93 | 5000 | 70
P13JCZGC | White Lightning Fixtures LTD | White Lightning Fixtures | CPY-03507-S100-US | Outdoor Luminaires | High Output | Fuel Pump Canopy Luminaires | Standard | FALSE | [9 empty] | 8/24/2016 12:00:00 AM | Dimmable | Continuous Below 10 | No |  |  | 15651.6 | 98.44 | 159 | 17.5 | 0.92 | 5000 | 70
PNB6TGT3 | White Lightning Fixtures LTD | White Lightning Fixtures LTD | 101-03507-S100-UR | Outdoor Luminaires | Mid Output | Fuel Pump Canopy Luminaires | Standard | TRUE | 9619 | 80.2 | 119.9 | 17.014 | 0.909 | 4866 | 71 | 5 | 50000 | 2/20/2015 12:00:00 AM | Dimmable | Continuous Below 10 | Not Yet Verified |  | 2.1 | 10500 | 92 | 119.9 | 17.014 | 0.9 | 5000 | 70
P00001KTT | WISDOM OPTOELECTRONICS TECHNOLOGY CO.,LIMITED | WISDOM | WSD-GSL15W27-55K | Outdoor Luminaires | High Output | Fuel Pump Canopy Luminaires | Standard | TRUE | 13953.39 | 89.73 | 155.5 | 8.7 | 0.946 | 5424 | 85.6 | 5 | 50000 | 7/2/2014 12:00:00 AM | Not Yet Verified | Not Yet Verified | Not Yet Verified |  | 2.1 | 14000 |  | 150 |  | 0.95 | 5500 | 75
PX3UH4PY | WISDOM OPTOELECTRONICS TECHNOLOGY CO.,LIMITED | WISDOM | WSD-GSL20W27-50K | Outdoor Luminaires | High Output | Fuel Pump Canopy Luminaires | Standard | TRUE | 22913.46 | 112.178 | 204.26 | 10.06 | 0.9221 | 5016 | 82.1 | 5 | 50000 | 5/8/2015 12:00:00 AM | Not Dimmable | Not Dimmable | Not Yet Verified |  | 2.1 | 23300 | 115 | 200 |  | 0.98 | 5000 | 80
PWXWBUCC | WISDOM OPTOELECTRONICS TECHNOLOGY CO.,LIMITED | WISDOM | WSD-GSL12W27-50K | Outdoor Luminaires | High Output | Fuel Pump Canopy Luminaires | Standard | TRUE | 13956.15 | 109.94 | 126.94 | 6.73 | 0.9118 | 5026 | 83 | 5 | 50000 | 6/3/2015 12:00:00 AM | Not Dimmable | Not Dimmable | Not Yet Verified |  | 2.1 | 14700 | 115 | 120 |  | 0.98
PSR7P7N7 | WISDOM OPTOELECTRONICS TECHNOLOGY CO.,LIMITED | WISDOM | WSD-GSL10W27-50K | Outdoor Luminaires | High Output | Fuel Pump Canopy Luminaires | Standard | TRUE | 12609.59 | 121.726 | 103.59 | 10.42 | 0.9357 | 4921 | 80.8 | 5 |  | 6/1/2016 12:00:00 AM | Not Dimmable | Not Dimmable | No |  | 3.1 | 11500 | 115 | 100 | 10 | 0.98 | 5000 | 80
PKSFBW5R | WISDOM OPTOELECTRONICS TECHNOLOGY CO.,LIMITED | WISDOM | WSD-GSL15W27-50K [90V-305V] | Outdoor Luminaires | High Output | Fuel Pump Canopy Luminaires | Standard | TRUE | 18052.623 | 113.204 | 159.47 | 10.45 | 0.946 | 5036 | 82.4 | 5 | 50000 | 6/19/2015 12:00:00 AM | Not Dimmable | Not Dimmable | Not Yet Verified |  | 2.1
P00001LGX | XIAMEN GREENER OPTOELECTRONICS CO., LTD. | GREENER | GRCA04-07B | Outdoor Luminaires | High Output | Fuel Pump Canopy Luminaires | Standard | TRUE | 11435.98 | 91.43 | 124.37 | 9.96 | 0.95 | 2995 | 84.4 | 5 | 50000 | 8/10/2014 12:00:00 AM | Not Yet Verified | Not Yet Verified | Not Yet Verified |  | 2.1 | 10800 | 90 | 120 | 20 | 0.95 | 3000
P00001LGY | XIAMEN GREENER OPTOELECTRONICS CO., LTD. | GREENER | GRCA04-07C | Outdoor Luminaires | High Output | Fuel Pump Canopy Luminaires | Standard | FALSE | [9 empty] | 8/10/2014 12:00:00 AM | Not Yet Verified | Not Yet Verified | Not Yet Verified |  |  | 10800 | 90 | 120 | 20 | 0.95 | 3300
P00001LGZ | XIAMEN GREENER OPTOELECTRONICS CO., LTD. | GREENER | GRCA04-07D | Outdoor Luminaires | High Output | Fuel Pump Canopy Luminaires | Standard | FALSE | [9 empty] | 8/10/2014 12:00:00 AM | Not Yet Verified | Not Yet Verified | Not Yet Verified |  |  | 10800 | 90 | 120 | 20 | 0.95 | 3500
P00001LH2 | XIAMEN GREENER OPTOELECTRONICS CO., LTD. | GREENER | GRCA04-07G | Outdoor Luminaires | High Output | Fuel Pump Canopy Luminaires | Standard | FALSE | [9 empty] | 8/10/2014 12:00:00 AM | Not Yet Verified | Not Yet Verified | Not Yet Verified |  |  | 10800 | 90 | 120 | 20 | 0.95 | 4500
P00001LH0 | XIAMEN GREENER OPTOELECTRONICS CO., LTD. | GREENER | GRCA04-07E | Outdoor Luminaires | High Output | Fuel Pump Canopy Luminaires | Standard | FALSE | [9 empty] | 8/10/2014 12:00:00 AM | Not Yet Verified | Not Yet Verified | Not Yet Verified |  |  | 10800 | 90 | 120 | 20 | 0.95 | 4000
P00001LH3 | XIAMEN GREENER OPTOELECTRONICS CO., LTD. | GREENER | GRCA04-07H | Outdoor Luminaires | High Output | Fuel Pump Canopy Luminaires | Standard | FALSE | [9 empty] | 8/10/2014 12:00:00 AM | Not Yet Verified | Not Yet Verified | Not Yet Verified |  |  | 10800 | 90 | 120 | 20 | 0.95 | 5000
P00001LH1 | XIAMEN GREENER OPTOELECTRONICS CO., LTD. | GREENER | GRCA04-07F | Outdoor Luminaires | High Output | Fuel Pump Canopy Luminaires | Standard | FALSE | [9 empty] | 8/10/2014 12:00:00 AM | Not Yet Verified | Not Yet Verified | Not Yet Verified |  |  | 10800 | 90 | 120 | 20 | 0.95 | 4200
P00001LH4 | XIAMEN GREENER OPTOELECTRONICS CO., LTD. | GREENER | GRCA04-07I | Outdoor Luminaires | High Output | Fuel Pump Canopy Luminaires | Standard | FALSE | [9 empty] | 8/10/2014 12:00:00 AM | Not Yet Verified | Not Yet Verified | Not Yet Verified |  |  | 12000 | 100 | 120 | 20 | 0.95 | 5700 | 70
P00001LH5 | XIAMEN GREENER OPTOELECTRONICS CO., LTD. | GREENER | GRCA04-10B | Outdoor Luminaires | High Output | Fuel Pump Canopy Luminaires | Standard | TRUE | 14303.91 | 92.03 | 155.42 | 11.3 | 0.94 | 2997 | 84.3 | 5 | 50000 | 8/10/2014 12:00:00 AM | Not Yet Verified | Not Yet Verified | Not Yet Verified |  | 2.1 | 13500 | 90 | 150 | 20 | 0.95 | 3000 | 70
P00001LH8 | XIAMEN GREENER OPTOELECTRONICS CO., LTD. | GREENER | GRCA04-10E | Outdoor Luminaires | High Output | Fuel Pump Canopy Luminaires | Standard | FALSE | [9 empty] | 8/10/2014 12:00:00 AM | Not Yet Verified | Not Yet Verified | Not Yet Verified |  |  | 13500 | 90 | 150 | 20 | 0.95 | 4000 | 70
P00001LHC | XIAMEN GREENER OPTOELECTRONICS CO., LTD. | GREENER | GRCA04-10I | Outdoor Luminaires | High Output | Fuel Pump Canopy Luminaires | Standard | FALSE | [9 empty] | 8/10/2014 12:00:00 AM | Not Yet Verified | Not Yet Verified | Not Yet Verified |  |  | 15000 | 100 | 150 | 20 | 0.95 | 5700 | 70
P00001LH9 | XIAMEN GREENER OPTOELECTRONICS CO., LTD. | GREENER | GRCA04-10F | Outdoor Luminaires | High Output | Fuel Pump Canopy Luminaires | Standard | FALSE | [9 empty] | 8/10/2014 12:00:00 AM | Not Yet Verified | Not Yet Verified | Not Yet Verified |  |  | 13500 | 90 | 150 | 20 | 0.95 | 4200 | 70
P00001LHB | XIAMEN GREENER OPTOELECTRONICS CO., LTD. | GREENER | GRCA04-10H | Outdoor Luminaires | High Output | Fuel Pump Canopy Luminaires | Standard | FALSE | [9 empty] | 8/10/2014 12:00:00 AM | Not Yet Verified | Not Yet Verified | Not Yet Verified |  |  | 13500 | 90 | 150 | 20 | 0.95 | 5000 | 70
P00001LH6 | XIAMEN GREENER OPTOELECTRONICS CO., LTD. | GREENER | GRCA04-10C | Outdoor Luminaires | High Output | Fuel Pump Canopy Luminaires | Standard | FALSE | [9 empty] | 8/10/2014 12:00:00 AM | Not Yet Verified | Not Yet Verified | Not Yet Verified |  |  | 13500 | 90 | 150 | 20 | 0.95 | 3300 | 70
P00001LH7 | XIAMEN GREENER OPTOELECTRONICS CO., LTD. | GREENER | GRCA04-10D | Outdoor Luminaires | High Output | Fuel Pump Canopy Luminaires | Standard | FALSE | [9 empty] | 8/10/2014 12:00:00 AM | Not Yet Verified | Not Yet Verified | Not Yet Verified |  |  | 13500 | 90 | 150 | 20 | 0.95 | 3500 | 70
P00001LHA | XIAMEN GREENER OPTOELECTRONICS CO., LTD. | GREENER | GRCA04-10G | Outdoor Luminaires | High Output | Fuel Pump Canopy Luminaires | Standard | FALSE | [9 empty] | 8/10/2014 12:00:00 AM | Not Yet Verified | Not Yet Verified | Not Yet Verified |  |  | 13500 | 90 | 150 | 20 | 0.95 | 4500 | 70
P00001DWY | Xiamen Holly Lite Co., Ltd. | HOLLY LITE | HLF-250MHA-GL-X-XXX-XXXX-NON | Outdoor Luminaires | Mid Output | Fuel Pump Canopy Luminaires | Standard | TRUE | 6792 | 88.22 | 76.98 | 8.9 | 0.946 | 4959 | 70 | 5 | 50000 | 9/25/2013 12:00:00 AM | Not Dimmable | Not Dimmable | Not Yet Verified |  | 2 | 6792 | 88 | 76.98 |  | 0.98 | 4959 | 75
P7WW1XFM | Xiamen Holly Lite Co., Ltd. | HOLLY LITE | HLF-250MHA-GL-X-XXX-XXXX-CTN | Outdoor Luminaires | Mid Output | Fuel Pump Canopy Luminaires | Standard | FALSE | [9 empty] | 9/25/2013 12:00:00 AM | Dimmable | Continuous Below 10 | Not Yet Verified |  |  | 6792 | 88 | 76.98 |  | 0.98 | 4959 | 75
PYX6TXAZ | Xiamen Holly Lite Co., Ltd. | HOLLY LITE | HLF-250MHA-GL-X-XXX-XXXX-STP | Outdoor Luminaires | Mid Output | Fuel Pump Canopy Luminaires | Standard | FALSE | [9 empty] | 9/25/2013 12:00:00 AM | Dimmable | Stepped | Not Yet Verified |  |  | 6792 | 88 | 76.98 |  | 0.98 | 4959 | 75
P00001DX0 | Xiamen Holly Lite Co., Ltd. | HOLLY LITE | HLF-400MHA-GL-X-XXX-XXXX-NON | Outdoor Luminaires | High Output | Fuel Pump Canopy Luminaires | Standard | TRUE | 10131 | 87.77 | 115.4 | 9.2 | 0.922 | 4974 | 70 | 5 | 50000 | 9/25/2013 12:00:00 AM | Not Dimmable | Not Dimmable | Not Yet Verified |  | 2 | 10131 | 87 | 115.4 |  | 0.98 | 4974 | 75
P91PBJ4J | Xiamen Holly Lite Co., Ltd. | HOLLY LITE | HLF-400MHA-GL-X-XXX-XXXX-CTN | Outdoor Luminaires | High Output | Fuel Pump Canopy Luminaires | Standard | FALSE | [9 empty] | 9/25/2013 12:00:00 AM | Dimmable | Continuous Below 10 | Not Yet Verified |  |  | 10131 | 87 | 115.4 |  | 0.98 | 4974 | 75
PAYBN9WR | Xiamen Holly Lite Co., Ltd. | HOLLY LITE | HLF-400MHA-GL-X-XXX-XXXX-STP | Outdoor Luminaires | High Output | Fuel Pump Canopy Luminaires | Standard | FALSE | [9 empty] | 9/25/2013 12:00:00 AM | Dimmable | Stepped | Not Yet Verified |  |  | 10131 | 87 | 115.4 |  | 0.98 | 4974 | 75
PHHQ6VS9 | Xiamen Holly Lite Co., Ltd. | Holly Lite | HLF-L059-X-060-XXXX-NON | Outdoor Luminaires | Mid Output | Fuel Pump Canopy Luminaires | Standard | TRUE | 5811.15 | 93.73 | 62 | 11.52 | 0.9165 | 5378 | 73.9 | 5 | 50000 | 4/3/2015 12:00:00 AM | Not Dimmable | Not Dimmable | Not Yet Verified |  | 2.1 | 5850.91 | 94.14 | 62.15 | 15 | 0.995 | 5378 | 75
P699KK3H | Xiamen Holly Lite Co., Ltd. | Holly Lite | HLF-L059-X-060-XXXX-CTN | Outdoor Luminaires | Mid Output | Fuel Pump Canopy Luminaires | Standard | FALSE | [9 empty] | 4/3/2015 12:00:00 AM | Dimmable | Continuous Below 10 | Not Yet Verified |  |  | 5850.91 | 94.14 | 62.15 | 15 | 0.995 | 5378 | 75
PAVH1G73 | Xiamen Holly Lite Co., Ltd. | Holly Lite | HLF-L059-X-060-XXXX-STP | Outdoor Luminaires | Mid Output | Fuel Pump Canopy Luminaires | Standard | FALSE | [9 empty] | 4/3/2015 12:00:00 AM | Dimmable | Stepped | Not Yet Verified |  |  | 5850.91 | 94.14 | 62.15 | 15 | 0.995 | 5378 | 75
PZF97GVP | Xiamen Holly Lite Co., Ltd. | Holly Lite | HLF-L059-X-040-XXXX-NON | Outdoor Luminaires | Low Output | Fuel Pump Canopy Luminaires | Standard | TRUE | 3619.92 | 92.35 | 39.2 | 12.6 | 0.946 | 5334 | 73.6 | 5 | 50000 | 4/3/2015 12:00:00 AM | Not Dimmable | Not Dimmable | Not Yet Verified |  | 2.1 | 3639.07 | 92.86 | 39.19 | 15 | 0.995 | 5334 | 75
PDDRJT1P | Xiamen Holly Lite Co., Ltd. | Holly Lite | HLF-L059-X-040-XXXX-STP | Outdoor Luminaires | Low Output | Fuel Pump Canopy Luminaires | Standard | FALSE | [9 empty] | 4/3/2015 12:00:00 AM | Dimmable | Stepped | Not Yet Verified |  |  | 3639.07 | 92.86 | 39.19 | 15 | 0.995 | 5334 | 75
P95K4ADC | Xiamen Holly Lite Co., Ltd. | Holly Lite | HLF-L059-X-040-XXXX-CTN | Outdoor Luminaires | Low Output | Fuel Pump Canopy Luminaires | Standard | FALSE | [9 empty] | 4/3/2015 12:00:00 AM | Dimmable | Continuous Below 10 | Not Yet Verified |  |  | 3639.07 | 92.86 | 39.19 | 15 | 0.995 | 5334 | 75
P1K6GCCV | Xiamen Holly Lite Co., Ltd. | CCD LIGHITNG | CCD-B-GS-075-25-NON [Qualified pointing straight down] | Outdoor Luminaires | Mid Output | Fuel Pump Canopy Luminaires | Standard | TRUE | 8608.7 | 115.71 | 26.3 | 23.92 | 0.8823 | 4879 | 74 | 5 | 50000 | 8/30/2016 12:00:00 AM | Not Dimmable | Not Dimmable | No |  | 3.1 | 8608.73 | 115.71 | 74.4 | 23.92 | 1 | 4879 | 74
PMHFTHGH | Xiamen Holly Lite Co., Ltd. | CCD LIGHITNG | CCD-B-GS-075-25-STP [Qualified pointing straight down] | Outdoor Luminaires | Mid Output | Fuel Pump Canopy Luminaires | Standard | FALSE | [9 empty] | 8/30/2016 12:00:00 AM | Dimmable | Stepped | No |  |  | 8608.73 | 115.71 | 74.4 | 23.92 | 1 | 4879 | 74
PSJMSMEW | Xiamen Holly Lite Co., Ltd. | CCD LIGHITNG | CCD-B-GS-075-25-CTN [Qualified pointing straight down] | Outdoor Luminaires | Mid Output | Fuel Pump Canopy Luminaires | Standard | FALSE | [9 empty] | 8/30/2016 12:00:00 AM | Dimmable | Continuous Below 10 | No |  |  | 8608.73 | 115.71 | 74.4 | 23.92 | 1 | 4879 | 74
PWMTUJ5K | Xiamen Holly Lite Co., Ltd. | CCD LIGHITNG | CCD-B-GS-110-25-NON [Qualified pointing straight down] | Outdoor Luminaires | High Output | Fuel Pump Canopy Luminaires | Standard | TRUE | 13398.68 | 122 | 109.82 | 23.82 | 0.8869 | 4892 | 73.8 | 5 | 50000 | 8/30/2016 12:00:00 AM | Not Dimmable | Not Dimmable | No |  | 3.1 | 13398.68 | 122.01 | 109.82 | 23.82 | 1 | 4892 | 73.8
P2F5X55C | Xiamen Holly Lite Co., Ltd. | CCD LIGHITNG | CCD-B-GS-110-25-STP [Qualified pointing straight down] | Outdoor Luminaires | High Output | Fuel Pump Canopy Luminaires | Standard | FALSE | [9 empty] | 8/30/2016 12:00:00 AM | Dimmable | Stepped | No |  |  | 13398.68 | 122.01 | 109.82 | 23.82 | 1 | 4892 | 73.8
PGX65KTY | Xiamen Holly Lite Co., Ltd. | CCD LIGHITNG | CCD-B-GS-110-25-CTN [Qualified pointing straight down] | Outdoor Luminaires | High Output | Fuel Pump Canopy Luminaires | Standard | FALSE | [9 empty] | 8/30/2016 12:00:00 AM | Dimmable | Continuous Below 10 | No |  |  | 13398.68 | 122.01 | 109.82 | 23.82 | 1 | 4892 | 73.8
PVV4NY3K | Xiamen Holly Lite Co., Ltd. | CCD LIGHITNG | CCD-B-GS-150-25-NON [Qualified pointing straight down] | Outdoor Luminaires | High Output | Fuel Pump Canopy Luminaires | Standard | TRUE | 18576.73 | 121.64 | 152.72 | 21.72 | 0.9237 | 4852 | 74.2 | 5 | 50000 | 8/30/2016 12:00:00 AM | Not Dimmable | Not Dimmable | No |  | 3.1 | 18576.73 | 121.64 | 152.72 | 21.72 | 1 | 4852 | 74.2
PJBEB8TE | Xiamen Holly Lite Co., Ltd. | CCD LIGHITNG | CCD-B-GS-150-25-STP [Qualified pointing straight down] | Outdoor Luminaires | High Output | Fuel Pump Canopy Luminaires | Standard | FALSE | [9 empty] | 8/30/2016 12:00:00 AM | Dimmable | Stepped | No |  |  | 18576.73 | 121.64 | 152.72 | 21.72 | 1 | 4852 | 74.2
P9PX3HKV | Xiamen Holly Lite Co., Ltd. | CCD LIGHITNG | CCD-B-GS-150-25-CTN [Qualified pointing straight down] | Outdoor Luminaires | High Output | Fuel Pump Canopy Luminaires | Standard | FALSE | [9 empty] | 8/30/2016 12:00:00 AM | Dimmable | Continuous Below 10 | No |  |  | 18576.73 | 121.64 | 152.72 | 21.72 | 1 | 4852 | 74.2
PNWPMUAT | Xiamen Holly Lite Co., Ltd. | Holly Lite | FP3-X-060-25XX-NON[Qualified pointing straight down only] | Outdoor Luminaires | Mid Output | Fuel Pump Canopy Luminaires | Standard | TRUE | 6045.22 | 98.91 | 19.05 | 22.92 | 0.8823 | 5128 | 83.5 | 5 | 50000 | 7/12/2016 12:00:00 AM | Not Dimmable | Not Dimmable | No |  | 3.1 | 6045.22 | 98.91 | 61.12 | 22.92 | 0.99 | 5128 | 83.5
P856YGEM | Xiamen Holly Lite Co., Ltd. | Holly Lite | FP3-X-060-25XX-CTN[Qualified pointing straight down only] | Outdoor Luminaires | Mid Output | Fuel Pump Canopy Luminaires | Standard | FALSE | [9 empty] | 7/12/2016 12:00:00 AM | Dimmable | Continuous Below 10 | No |  |  | 6045.22 | 98.91 | 61.12 | 22.92 | 0.99 | 5128 | 83.5
PTJT9M8D | Xiamen Holly Lite Co., Ltd. | Holly Lite | FP3-X-060-25XX-STP[Qualified pointing straight down only] | Outdoor Luminaires | Mid Output | Fuel Pump Canopy Luminaires | Standard | FALSE | [9 empty] | 7/12/2016 12:00:00 AM | Dimmable | Stepped | No |  |  | 6045.22 | 98.91 | 61.12 | 22.92 | 0.99 | 5128 | 83.5
PDV3DPA3 | Xiamen Holly Lite Co., Ltd. | Holly Lite | FP3-X-075-25XX-NON[Qualified pointing straight down only] | Outdoor Luminaires | Mid Output | Fuel Pump Canopy Luminaires | Standard | TRUE | 8608.7 | 115.71 | 26.3 | 23.92 | 0.8823 | 4879 | 74 | 5 | 50000 | 7/12/2016 12:00:00 AM | Not Dimmable | Not Dimmable | No |  | 3.1 | 8608.73 | 115.71 | 74.4 | 23.92 | 1 | 4879 | 74
PND6TD5E | Xiamen Holly Lite Co., Ltd. | Holly Lite | FP3-X-075-25XX-CTN[Qualified pointing straight down only] | Outdoor Luminaires | Mid Output | Fuel Pump Canopy Luminaires | Standard | FALSE | [9 empty] | 7/12/2016 12:00:00 AM | Dimmable | Continuous Below 10 | No |  |  | 8608.73 | 115.71 | 74.4 | 23.92 | 1 | 4879 | 74
P7WM3H18 | Xiamen Holly Lite Co., Ltd. | Holly Lite | FP3-X-075-25XX-STP[Qualified pointing straight down only] | Outdoor Luminaires | Mid Output | Fuel Pump Canopy Luminaires | Standard | FALSE | [9 empty] | 7/12/2016 12:00:00 AM | Dimmable | Stepped | No |  |  | 8608.73 | 115.71 | 74.4 | 23.92 | 1 | 4879 | 74
PCTT4VKN | Xiamen Holly Lite Co., Ltd. | Holly Lite | FP3-X-110-25XX-NON[Qualified pointing straight down only] | Outdoor Luminaires | High Output | Fuel Pump Canopy Luminaires | Standard | TRUE | 13398.68 | 122 | 109.82 | 23.82 | 0.8869 | 4892 | 73.8 | 5 | 50000 | 7/12/2016 12:00:00 AM | Not Dimmable | Not Dimmable | No |  | 3.1 | 13398.68 | 122.01 | 109.82 | 23.82 | 1 | 4892 | 73.8
PY8D8PFJ | Xiamen Holly Lite Co., Ltd. | Holly Lite | FP3-X-110-25XX-STP[Qualified pointing straight down only] | Outdoor Luminaires | High Output | Fuel Pump Canopy Luminaires | Standard | FALSE | [9 empty] | 7/12/2016 12:00:00 AM | Dimmable | Stepped | No |  |  | 13398.68 | 122.01 | 109.82 | 23.82 | 1 | 4892 | 73.8
PAWHE9ZW | Xiamen Holly Lite Co., Ltd. | Holly Lite | FP3-X-110-25XX-CTN[Qualified pointing straight down only] | Outdoor Luminaires | High Output | Fuel Pump Canopy Luminaires | Standard | FALSE | [9 empty] | 7/12/2016 12:00:00 AM | Dimmable | Continuous Below 10 | No |  |  | 13398.68 | 122.01 | 109.82 | 23.82 | 1 | 4892 | 73.8
PXFFDGFW | Xiamen Holly Lite Co., Ltd. | Holly Lite | FP3-X-150-25XX-NON[Qualified pointing straight down only] | Outdoor Luminaires | High Output | Fuel Pump Canopy Luminaires | Standard | TRUE | 18576.73 | 121.64 | 152.72 | 21.72 | 0.9237 | 4852 | 74.2 | 5 | 50000 | 7/12/2016 12:00:00 AM | Not Dimmable | Not Dimmable | No |  | 3.1 | 18576.73 | 121.64 | 152.72 | 21.72 | 1 | 4852 | 74.2
PCJJ41RH | Xiamen Holly Lite Co., Ltd. | Holly Lite | FP3-X-150-25XX-CTN[Qualified pointing straight down only] | Outdoor Luminaires | High Output | Fuel Pump Canopy Luminaires | Standard | FALSE | [9 empty] | 7/12/2016 12:00:00 AM | Dimmable | Continuous Below 10 | No |  |  | 18576.73 | 121.64 | 152.72 | 21.72 | 1 | 4852 | 74.2
P2AECJFA | Xiamen Holly Lite Co., Ltd. | Holly Lite | FP3-X-150-25XX-STP[Qualified pointing straight down only] | Outdoor Luminaires | High Output | Fuel Pump Canopy Luminaires | Standard | FALSE | [9 empty] | 7/12/2016 12:00:00 AM | Dimmable | Stepped | No |  |  | 18576.73 | 121.64 | 152.72 | 21.72 | 1 | 4852 | 74.2
P7MJHK7D | Xiamen Holly Lite Co., Ltd. | Holly Lite | FP3-X-040-25XX-NON[Qualified pointing straight down only] | Outdoor Luminaires | Low Output | Fuel Pump Canopy Luminaires | Standard | TRUE | 4633.61 | 115.96 | 39.96 | 17.95 | 0.9252 | 5040 | 83.2 | 5 | 50000 | 7/12/2016 12:00:00 AM | Not Dimmable | Not Dimmable | No |  | 3.1 | 4633.61 | 115.96 | 39.96 | 17.95 | 0.99 | 5040 | 83.2
P4HZGRCB | Xiamen Holly Lite Co., Ltd. | Holly Lite | FP3-X-040-25XX-CTN[Qualified pointing straight down only] | Outdoor Luminaires | Low Output | Fuel Pump Canopy Luminaires | Standard | FALSE | [9 empty] | 7/12/2016 12:00:00 AM | Dimmable | Continuous Below 10 | No |  |  | 4633.61 | 115.96 | 39.96 | 17.95 | 0.99 | 5040 | 83.2
PYG1C9SC | Xiamen Holly Lite Co., Ltd. | Holly Lite | FP3-X-040-25XX-STP[Qualified pointing straight down only] | Outdoor Luminaires | Low Output | Fuel Pump Canopy Luminaires | Standard | FALSE | [9 empty] | 7/12/2016 12:00:00 AM | Dimmable | Stepped | No |  |  | 4633.61 | 115.96 | 39.96 | 17.95 | 0.99 | 5040 | 83.2
PT5Y34SD | Xiamen Holly Lite Co., Ltd. | Holly Lite | HLF-L059-X-075-XXXX-NON | Outdoor Luminaires | Mid Output | Fuel Pump Canopy Luminaires | Standard | TRUE | 7338.984 | 100.589 | 72.96 | 9.45 | 0.9423 | 5922 | 75.2 | 5 | 50000 | 3/3/2015 12:00:00 AM | Not Dimmable | Not Dimmable | Not Yet Verified |  | 2.1 | 7386.13 | 100.92 | 73.19 | 15 | 0.997 | 5700 | 75
P7UPFE5Y | Xiamen Holly Lite Co., Ltd. | Holly Lite | HLF-L059-X-075-XXXX-STP | Outdoor Luminaires | Mid Output | Fuel Pump Canopy Luminaires | Standard | FALSE | [9 empty] | 3/3/2015 12:00:00 AM | Dimmable | Stepped | Not Yet Verified |  |  | 7386.13 | 100.92 | 73.19 | 15 | 0.997 | 5700 | 75
PGE4FZCV | Xiamen Holly Lite Co., Ltd. | Holly Lite | HLF-L059-X-075-XXXX-CTN | Outdoor Luminaires | Mid Output | Fuel Pump Canopy Luminaires | Standard | FALSE | [9 empty] | 3/3/2015 12:00:00 AM | Dimmable | Continuous Below 10 | Not Yet Verified |  |  | 7386.13 | 100.92 | 73.19 | 15 | 0.997 | 5700 | 75
PFF9CB7E | Xiamen Holly Lite Co., Ltd. | Holly Lite | HLF-L059-X-110-XXXX-NON | Outdoor Luminaires | High Output | Fuel Pump Canopy Luminaires | Standard | TRUE | 11106.82 | 100.41 | 110.61 | 4.53 | 0.9289 | 6008 | 77.6 | 5 | 50000 | 3/3/2015 12:00:00 AM | Not Dimmable | Not Dimmable | Not Yet Verified |  | 2.1 | 11157 | 100.49 | 110.61 | 15 | 0.996 | 5700 | 75
PUB7PWNN | Xiamen Holly Lite Co., Ltd. | Holly Lite | HLF-L059-X-110-XXXX-CTN | Outdoor Luminaires | High Output | Fuel Pump Canopy Luminaires | Standard | FALSE | [9 empty] | 3/3/2015 12:00:00 AM | Dimmable | Continuous Below 10 | Not Yet Verified |  |  | 11157 | 100.49 | 110.61 | 15 | 0.996 | 5700 | 75
PPCNS1TA | Xiamen Holly Lite Co., Ltd. | Holly Lite | HLF-L059-X-110-XXXX-STP | Outdoor Luminaires | High Output | Fuel Pump Canopy Luminaires | Standard | FALSE | [9 empty] | 3/3/2015 12:00:00 AM | Dimmable | Stepped | Not Yet Verified |  |  | 11157 | 100.49 | 110.61 | 15 | 0.996 | 5700 | 75
PYUC6615 | Xiamen Holly Lite Co., Ltd. | Holly Lite | HLJ-L058-X-040-XXXX-NON | Outdoor Luminaires | Low Output | Fuel Pump Canopy Luminaires | Standard | TRUE | 3189.773 | 82.211 | 38.8 | 14.12 | 0.9354 | 5312 | 72.5 | 5 | 50000 | 3/3/2015 12:00:00 AM | Not Dimmable | Not Dimmable | Not Yet Verified |  | 2.1 | 3201.15 | 82.65 | 38.73 | 15 | 0.996 | 5312 | 75
PZPVV9NZ | Xiamen Holly Lite Co., Ltd. | Holly Lite | HLJ-L058-X-040-XXXX-CTN | Outdoor Luminaires | Low Output | Fuel Pump Canopy Luminaires | Standard | FALSE | [9 empty] | 3/3/2015 12:00:00 AM | Dimmable | Continuous Below 10 | Not Yet Verified |  |  | 3201.15 | 82.65 | 38.73 | 15 | 0.996 | 5312 | 75
PRYXCPXP | Xiamen Holly Lite Co., Ltd. | Holly Lite | HLJ-L058-X-040-XXXX-STP | Outdoor Luminaires | Low Output | Fuel Pump Canopy Luminaires | Standard | FALSE | [9 empty] | 3/3/2015 12:00:00 AM | Dimmable | Stepped | Not Yet Verified |  |  | 3201.15 | 82.65 | 38.73 | 15 | 0.996 | 5312 | 75
P6H1T1JV | Xiamen Holly Lite Co., Ltd. | Holly Lite | HLJ-L058-X-060-XXXX-NON | Outdoor Luminaires | Mid Output | Fuel Pump Canopy Luminaires | Standard | TRUE | 5023.415 | 82.432 | 60.94 | 13.53 | 0.9209 | 5378 | 73.5 | 5 | 50000 | 3/3/2015 12:00:00 AM | Not Dimmable | Not Dimmable | Not Yet Verified |  | 2.1 | 5079.67 | 83.31 | 60.97 | 15 | 0.993 | 5378 | 75
P5TMSXYQ | Xiamen Holly Lite Co., Ltd. | Holly Lite | HLJ-L058-X-060-XXXX-CTN | Outdoor Luminaires | Mid Output | Fuel Pump Canopy Luminaires | Standard | FALSE | [9 empty] | 3/3/2015 12:00:00 AM | Dimmable | Continuous Below 10 | Not Yet Verified |  |  | 5079.67 | 83.31 | 60.97 | 15 | 0.993 | 5378 | 75
P6FXDREA | Xiamen Holly Lite Co., Ltd. | Holly Lite | HLJ-L058-X-060-XXXX-STP | Outdoor Luminaires | Mid Output | Fuel Pump Canopy Luminaires | Standard | FALSE | [9 empty] | 3/3/2015 12:00:00 AM | Dimmable | Stepped | Not Yet Verified |  |  | 5079.67 | 83.31 | 60.97 | 15 | 0.993 | 5378 | 75
PMWAA52A | Xiamen Holly Lite Co., Ltd. | Holly Lite | HLF-L059-X-150-XXXX-NON | Outdoor Luminaires | High Output | Fuel Pump Canopy Luminaires | Standard | TRUE | 15038.265 | 104.071 | 144.5 | 6.27 | 0.9287 | 5988 | 75.6 | 5 | 50000 | 3/5/2015 12:00:00 AM | Not Dimmable | Not Dimmable | Not Yet Verified |  | 2.1 | 15130 | 104.2 | 145.2 | 15 | 0.999 | 5700 | 75
PT5B8H2V | Xiamen Holly Lite Co., Ltd. | Holly Lite | HLF-L059-X-150-XXXX-STP | Outdoor Luminaires | High Output | Fuel Pump Canopy Luminaires | Standard | FALSE | [9 empty] | 3/5/2015 12:00:00 AM | Dimmable | Stepped | Not Yet Verified |  |  | 15130 | 104.2 | 145.2 | 15 | 0.999 | 5700 | 75
PZJP1T69 | Xiamen Holly Lite Co., Ltd. | Holly Lite | HLF-L059-X-150-XXXX-CTN | Outdoor Luminaires | High Output | Fuel Pump Canopy Luminaires | Standard | FALSE | [9 empty] | 3/5/2015 12:00:00 AM | Dimmable | Continuous Below 10 | Not Yet Verified |  |  | 15130 | 104.2 | 145.2 | 15 | 0.999 | 5700 | 75
P00001DY4 | XtraLight Manufacturing, Ltd. | XTRALIGHT | LSC LED 2 06 140 N 5 X UIN XXXXXW | Outdoor Luminaires | High Output | Fuel Pump Canopy Luminaires | Standard | TRUE | 11968.58 | 86.69 | 138.06 | 9.6 | 0.9423 | 5503 | 69.48 | 5 | 100000 | 12/18/2012 12:00:00 AM | Not Yet Verified | Not Yet Verified | Not Yet Verified |  | 1.7 |  |  | 140 |  |  | 5200 | 65
P5NURHAEF | XtraLight Manufacturing, Ltd. | XtraLight Manufacturing Ltd. | CCLLED101025X5XDIMXXL8XXB | Outdoor Luminaires | Low Output | Fuel Pump Canopy Luminaires | Standard | TRUE | 2091 | 80.827 | 25.87 | 13.3 | 0.8976 | 5489 | 69.58 | 10 | 100000 | 2/11/2015 12:00:00 AM | Dimmable | Continuous Below 10 | Not Yet Verified |  | 2.1 | 2116 |  | 25 |  |  | 5200
PRV99VUVX | XtraLight Manufacturing, Ltd. | XtraLight Manufacturing, Ltd. | CCLLED102052X5XDIMXXL8XXB | Outdoor Luminaires | Low Output | Fuel Pump Canopy Luminaires | Standard | TRUE | 3884 | 80.16 | 48.45 | 12.75 | 0.9376 | 5398 | 69.21 | 10 | 60000 | 1/28/2015 12:00:00 AM | Dimmable | Continuous Below 10 | Not Yet Verified |  | 2.1 | 3884 | 81 | 52 |  |  | 5200 | 70
P7EENFNQY | XtraLight Manufacturing, Ltd. | XtraLight Manufacturing Ltd | CCLLED101034X5XDIMXXL8XXB | Outdoor Luminaires | Low Output | Fuel Pump Canopy Luminaires | Standard | TRUE | 2587 | 81.4 | 31.83 | 7.58 | 0.9112 | 5296 | 74.52 | 5 | 100000 | 4/27/2015 12:00:00 AM | Dimmable | Continuous Below 10 | Not Yet Verified |  | 2.1 |  |  | 34 |  |  | 5200
PTR3D4RC | XUYANG GROUP (SHENZHEN) GLOBAL BUSINESS SERVICE LTD. | XY | YZ-60W-B00 | Outdoor Luminaires | Mid Output | Fuel Pump Canopy Luminaires | Standard | TRUE | 5443.2 | 90.63 | 60.06 | 15.68 | 0.9135 | 5986 | 71.1 | 5 |  | 11/25/2015 12:00:00 AM | Not Dimmable | Not Dimmable | No |  | 3 | 5443.2 | 90.63 | 60.06 | 15.68 | 0.9135 | 5700 | 71.1
PF9AH59B | XUYANG GROUP (SHENZHEN) GLOBAL BUSINESS SERVICE LTD. | XY | YZ-130W-B00-50 | Outdoor Luminaires | High Output | Fuel Pump Canopy Luminaires | Standard | TRUE | 13839 | 107.86 | 128.3 | 15.34 | 0.9158 | 5164 | 71.7 | 5 |  | 12/2/2015 12:00:00 AM | Not Dimmable | Not Dimmable | No |  | 3 | 13839 | 107.86 | 128.3 | 15.34 | 0.9158 | 5000 | 71.7
PPKQM5S7 | XUYANG GROUP (SHENZHEN) GLOBAL BUSINESS SERVICE LTD. | XY | YZ-100W-B00-50 | Outdoor Luminaires | High Output | Fuel Pump Canopy Luminaires | Standard | TRUE | 11369 | 110.92 | 102.5 | 14.96 | 0.9213 | 5171 | 71.6 | 5 |  | 12/2/2015 12:00:00 AM | Not Dimmable | Not Dimmable | No |  | 3 | 31000 | 96 | 323 | 10 | 0.94 | 5000 | 84
PJGGMPNZ | XUYANG GROUP (SHENZHEN) GLOBAL BUSINESS SERVICE LTD. | XY | YZ-130W-C00-50 | Outdoor Luminaires | High Output | Fuel Pump Canopy Luminaires | Standard | TRUE | 13294 | 108.17 | 122.9 | 13.97 | 0.9015 | 5247 | 71 | 5 | 50000 | 12/4/2015 12:00:00 AM | Not Dimmable | Not Dimmable | No |  | 3.1 | 13294 | 108.17 | 122.9 | 13.97 | 0.9015 | 5000 | 71
P6NQKE8G | XUYANG GROUP (SHENZHEN) GLOBAL BUSINESS SERVICE LTD. | XY | YZ-130W-C00-57 | Outdoor Luminaires | High Output | Fuel Pump Canopy Luminaires | Standard | FALSE | [9 empty] | 12/4/2015 12:00:00 AM | Not Dimmable | Not Dimmable | No |  |  | 13493 | 109.08 | 123.7 | 15.27 | 0.9035 | 5700 | 74.5
PM4EA2ET | XUYANG GROUP (SHENZHEN) GLOBAL BUSINESS SERVICE LTD. | XY | YZ-130W-D00-50 | Outdoor Luminaires | High Output | Fuel Pump Canopy Luminaires | Standard | TRUE | 12713 | 107.46 | 118.3 | 15.93 | 0.9149 | 5292 | 71.5 | 5 | 50000 | 12/7/2015 12:00:00 AM | Not Dimmable | Not Dimmable | No |  | 3.1 | 12713 | 107.46 | 118.3 | 15.93 | 0.9149 | 5000 | 71.5
PZJERSM9 | XUYANG GROUP (SHENZHEN) GLOBAL BUSINESS SERVICE LTD. | XY | YZ-130W-D00-57 | Outdoor Luminaires | High Output | Fuel Pump Canopy Luminaires | Standard | FALSE | [9 empty] | 12/7/2015 12:00:00 AM | Not Dimmable | Not Dimmable | No |  |  | 13094 | 109.57 | 119.5 | 14.73 | 0.9173 | 5700 | 76.1
P298HNN6 | XUYANG GROUP (SHENZHEN) GLOBAL BUSINESS SERVICE LTD. | XY | YZ-130W-F00-50 | Outdoor Luminaires | High Output | Fuel Pump Canopy Luminaires | Standard | TRUE | 13268 | 108.31 | 122.5 | 15.51 | 0.9037 | 5250 | 71 | 5 | 50000 | 12/7/2015 12:00:00 AM | Not Dimmable | Not Dimmable | No |  | 3.1 | 13268 | 108.31 | 122.5 | 15.51 | 0.9037 | 5000 | 71
P4NZ3ANY | XUYANG GROUP (SHENZHEN) GLOBAL BUSINESS SERVICE LTD. | XY | YZ-130W-F00-57 | Outdoor Luminaires | High Output | Fuel Pump Canopy Luminaires | Standard | FALSE | [9 empty] | 12/7/2015 12:00:00 AM | Not Dimmable | Not Dimmable | No |  |  | 13309 | 109.45 | 121.6 | 16.08 | 0.905 | 5700 | 75
PS3J1U23 | XUYANG GROUP (SHENZHEN) GLOBAL BUSINESS SERVICE LTD. | XY | CN-40W-000-27 | Outdoor Luminaires | Low Output | Fuel Pump Canopy Luminaires | Standard | TRUE | 3861.7 | 96.28 | 40.11 | 15.79 | 0.9069 | 2779 | 67.9 | 5 | 50000 | 1/28/2016 12:00:00 AM | Not Dimmable | Not Dimmable | No |  | 3.1 | 3899.9 | 96.29 | 40.5 | 15.79 | 0.9069 | 2700 | 67.9
PDM242J1 | XUYANG GROUP (SHENZHEN) GLOBAL BUSINESS SERVICE LTD. | XY | CN-40W-000-50 | Outdoor Luminaires | Low Output | Fuel Pump Canopy Luminaires | Standard | FALSE | [9 empty] | 1/28/2016 12:00:00 AM | Not Dimmable | Not Dimmable | No |  |  | 3899.9 | 96.29 | 40.5 | 15.79 | 0.9069 | 5000 | 67.9
PNB8JGP7 | XUYANG GROUP (SHENZHEN) GLOBAL BUSINESS SERVICE LTD. | XY | CN-40W-000-41 | Outdoor Luminaires | Low Output | Fuel Pump Canopy Luminaires | Standard | FALSE | [9 empty] | 1/28/2016 12:00:00 AM | Not Dimmable | Not Dimmable | No |  |  | 3899.9 | 96.29 | 40.5 | 15.79 | 0.9069 | 4100 | 67.9
P8ZPJVJF | XUYANG GROUP (SHENZHEN) GLOBAL BUSINESS SERVICE LTD. | XY | CN-40W-000-30 | Outdoor Luminaires | Low Output | Fuel Pump Canopy Luminaires | Standard | FALSE | [9 empty] | 1/28/2016 12:00:00 AM | Not Dimmable | Not Dimmable | No |  |  | 3899.9 | 96.29 | 40.5 | 15.79 | 0.9069 | 3000 | 67.9
P6RYDDBU | XUYANG GROUP (SHENZHEN) GLOBAL BUSINESS SERVICE LTD. | XY | CN-40W-000-57 | Outdoor Luminaires | Low Output | Fuel Pump Canopy Luminaires | Standard | FALSE | [9 empty] | 1/28/2016 12:00:00 AM | Not Dimmable | Not Dimmable | No |  |  | 4094 | 100.81 | 40.61 | 15.93 | 0.9094 | 5700 | 75.4
PJ29BDB2 | XUYANG GROUP (SHENZHEN) GLOBAL BUSINESS SERVICE LTD. | XY | YZ-100W-D00-50 | Outdoor Luminaires | High Output | Fuel Pump Canopy Luminaires | Premium | TRUE | 10332 | 106.93 | 96.62 | 14.33 | 0.9046 | 5119 | 73.3 | 5 | 50000 | 1/19/2016 12:00:00 AM | Not Dimmable | Not Dimmable | No |  | 3.1 | 10332 | 106.93 | 96.62 | 14.33 | 0.9046 | 5000 | 73.3
P4A5MQZA | XUYANG GROUP (SHENZHEN) GLOBAL BUSINESS SERVICE LTD. | XY | YZ-100W-D00-57 | Outdoor Luminaires | High Output | Fuel Pump Canopy Luminaires | Premium | FALSE | [9 empty] | 1/19/2016 12:00:00 AM | Not Dimmable | Not Dimmable | No |  |  | 10482 | 107.83 | 97.21 | 13.98 | 0.9088 | 5700 | 73.8
PB3JYADU | YANKON LIGHTING, INC. | YANKON | ZDL1018-LED120K757-AAA(3000K) | Outdoor Luminaires | High Output | Fuel Pump Canopy Luminaires | Standard | TRUE | 13873 | 114.09 | 121.6 | 17.39 | 0.9027 | 3008 | 73.1 | 5 | 50000 | 8/9/2016 12:00:00 AM | Not Dimmable | Not Dimmable | No |  | 4 | 13873 | 114.09 | 121.6 | 17.39 | 0.9 | 3000 | 73.1
PZX4AVR2 | YANKON LIGHTING, INC. | YANKON | ZDL1018-LED120K757-AAA(5700K) | Outdoor Luminaires | High Output | Fuel Pump Canopy Luminaires | Standard | FALSE | [9 empty] | 8/9/2016 12:00:00 AM | Not Dimmable | Not Dimmable | No |  |  | 14787 | 121.3 | 121.9 | 17.41 | 0.9 | 5700 | 74.5
PQCSGKGD | YANKON LIGHTING, INC. | YANKON | ZDL1018-LED120K757-AAA(3500K) | Outdoor Luminaires | High Output | Fuel Pump Canopy Luminaires | Standard | FALSE | [9 empty] | 8/9/2016 12:00:00 AM | Not Dimmable | Not Dimmable | No |  |  | 14056 | 115.45 | 121.8 | 17.39 | 0.9 | 3500 | 73.1
PC1QG8NJ | YANKON LIGHTING, INC. | YANKON | ZDL1018-LED120K757-AAA(4000K) | Outdoor Luminaires | High Output | Fuel Pump Canopy Luminaires | Standard | FALSE | [9 empty] | 8/9/2016 12:00:00 AM | Not Dimmable | Not Dimmable | No |  |  | 14239 | 116.95 | 121.8 | 17.39 | 0.9 | 4000 | 73.1
PC3URHMR | YANKON LIGHTING, INC. | YANKON | ZDL1018-LED120K757-AAA(4500K) | Outdoor Luminaires | High Output | Fuel Pump Canopy Luminaires | Standard | FALSE | [9 empty] | 8/9/2016 12:00:00 AM | Not Dimmable | Not Dimmable | No |  |  | 14421 | 118.45 | 121.8 | 17.39 | 0.9 | 4500 | 73.1
PCRCJ941 | YANKON LIGHTING, INC. | YANKON | ZDL1018-LED120K757-AAA(5000K) | Outdoor Luminaires | High Output | Fuel Pump Canopy Luminaires | Standard | FALSE | [9 empty] | 8/9/2016 12:00:00 AM | Not Dimmable | Not Dimmable | No |  |  | 14604 | 119.95 | 121.8 | 17.39 | 0.9 | 5000 | 73.1
PB4QT82A | YES LED Lighting, Inc. | YES LED Lighting | YGSF-120W-30PDZZ | Outdoor Luminaires | High Output | Fuel Pump Canopy Luminaires | Standard | TRUE | 10665 | 94.45 | 112.9 | 12.6 | 0.9338 | 3048 | 83.7 | 5 | 50000 | 6/28/2016 12:00:00 AM | Not Dimmable | Not Dimmable | Not Yet Verified |  | 2.1 | 10600 | 90 | 120 |  | 0.9 | 3000 | 80
PBMVZ7ZS | YES LED Lighting, Inc. | YES LED Lighting | YGSF-120W-50PDZZ | Outdoor Luminaires | High Output | Fuel Pump Canopy Luminaires | Standard | FALSE | [9 empty] | 6/28/2016 12:00:00 AM | Not Dimmable | Not Dimmable | Not Yet Verified |  |  | 10600 | 90 | 120 |  | 0.9 | 5000 | 80
P00001KBR | ZHONGSHAN LIANG JIE LIGHTING CO., LTD | ZHONGSHAN LIANG JIE LIGHTING | LJ-CL100W | Outdoor Luminaires | Mid Output | Fuel Pump Canopy Luminaires | Standard | TRUE | 9668.89 | 90.46 | 106.89 | 12.1 | 0.95 | 5872 | 83.5 | 5 | 50000 | 5/30/2014 12:00:00 AM | Not Yet Verified | Not Yet Verified | Not Yet Verified |  | 2.1 | 9668.89 | 90 | 107 | 12.1 | 0.9 | 5700 | 83
P00001KBS | ZHONGSHAN LIANG JIE LIGHTING CO., LTD | ZHONGSHAN LIANG JIE LIGHTING | LJ-CL150W | Outdoor Luminaires | High Output | Fuel Pump Canopy Luminaires | Standard | TRUE | 14865.97 | 91.56 | 153.25 | 14.4 | 0.91 | 5894 | 83.6 | 5 | 50000 | 5/30/2014 12:00:00 AM | Not Yet Verified | Not Yet Verified | Not Yet Verified |  | 2.1 | 14865.97 | 90 | 153 | 14.4 | 0.9 | 5700 | 83
PCCJ9Z36 | Zon Led | Zon | Boss 80 | Outdoor Luminaires | High Output | Fuel Pump Canopy Luminaires | Standard | TRUE | 10110 | 113.04 | 89.44 | 22.08 | 0.936 | 5111 | 73.5 | 5 |  | 4/7/2015 12:00:00 AM | Not Dimmable | Not Dimmable | Not Yet Verified |  | 2.1 | 10110 | 113 | 89.44 | 12.66 | 0.99 | 5111 | 73.5
P2W2VW41 | Zon Led | Zon | Boss 100 | Outdoor Luminaires | High Output | Fuel Pump Canopy Luminaires | Standard | TRUE | 12050 | 106.84 | 112.79 | 21.49 | 0.925 | 5223 | 74.2 | 5 |  | 4/7/2015 12:00:00 AM | Not Dimmable | Not Dimmable | Not Yet Verified |  | 2.1 | 12050 | 107 | 112.79 | 13.27 | 0.99 | 5223 | 74.2