P2569S9X | Lumenwerx ULC | Lumenwerx | VIA4PDI-HLO-LED-80-750-70-30-8FT-UNV-D | Indoor Luminaires | Linear Ambient | Direct Linear Ambient Luminaires | Standard | FALSE | [9 empty] | 2/12/2016 | Dimmable | Continuous (Can dim down to ≤ 10% (W)) | Yes |  |  | 7052 | 102.9 | 68.54 | 8 | 0.993 | 3081 | 83
PVNXJ69Y | Lumenwerx ULC | Lumenwerx | VIA4PDI-HLO-LED-80-750-70-30-12FT-UNV-D | Indoor Luminaires | Linear Ambient | Direct Linear Ambient Luminaires | Standard | FALSE | [9 empty] | 2/12/2016 | Dimmable | Continuous (Can dim down to ≤ 10% (W)) | Yes |  |  | 10578 | 102.9 | 102.81 | 8 | 0.993 | 3081 | 83
PSF3H92P | Lumenwerx ULC | Lumenwerx | VIA4PDI-HLO-LED-80-500-70-35-4FT-UNV-D | Indoor Luminaires | Linear Ambient | Direct Linear Ambient Luminaires | Standard | FALSE | [9 empty] | 2/12/2016 | Dimmable | Continuous (Can dim down to ≤ 10% (W)) | Yes |  |  | 2517 | 110.3 | 22.81 | 8.5 | 0.992 | 3581 | 83
P2A3G9BM | Lumenwerx ULC | Lumenwerx | VIA4PDI-HLO-LED-80-500-70-35-8FT-UNV-D | Indoor Luminaires | Linear Ambient | Direct Linear Ambient Luminaires | Standard | FALSE | [9 empty] | 2/12/2016 | Dimmable | Continuous (Can dim down to ≤ 10% (W)) | Yes |  |  | 5035 | 110.3 | 45.63 | 8.5 | 0.992 | 3581 | 83
PW6S2FRB | Lumenwerx ULC | Lumenwerx | VIA4PDI-HLO-LED-80-500-70-35-12FT-UNV-D | Indoor Luminaires | Linear Ambient | Direct Linear Ambient Luminaires | Standard | FALSE | [9 empty] | 2/12/2016 | Dimmable | Continuous (Can dim down to ≤ 10% (W)) | Yes |  |  | 7552 | 110.3 | 68.44 | 8.5 | 0.992 | 3581 | 83
PHRY7255 | Lumenwerx ULC | Lumenwerx | VIA4PDI-HLO-LED-80-750-70-35-4FT-UNV-D | Indoor Luminaires | Linear Ambient | Direct Linear Ambient Luminaires | Standard | FALSE | [9 empty] | 2/12/2016 | Dimmable | Continuous (Can dim down to ≤ 10% (W)) | Yes |  |  | 3526 | 107.2 | 32.9 | 8 | 0.993 | 3581 | 83
PCGF29UX | Lumenwerx ULC | Lumenwerx | VIA4PDI-HLO-LED-80-750-70-35-8FT-UNV-D | Indoor Luminaires | Linear Ambient | Direct Linear Ambient Luminaires | Standard | FALSE | [9 empty] | 2/12/2016 | Dimmable | Continuous (Can dim down to ≤ 10% (W)) | Yes |  |  | 7052 | 107.2 | 65.8 | 8 | 0.993 | 3581 | 83
PDZQ99Z9 | Lumenwerx ULC | Lumenwerx | VIA4PDI-HLO-LED-80-750-70-35-12FT-UNV-D | Indoor Luminaires | Linear Ambient | Direct Linear Ambient Luminaires | Standard | FALSE | [9 empty] | 2/12/2016 | Dimmable | Continuous (Can dim down to ≤ 10% (W)) | Yes |  |  | 10578 | 107.2 | 98.7 | 8 | 0.993 | 3581 | 83
P5C3T8K8 | Lumenwerx ULC | Lumenwerx | VIA4PDI-HLO-LED-80-500-70-40-4FT-UNV-D | Indoor Luminaires | Linear Ambient | Direct Linear Ambient Luminaires | Standard | FALSE | [9 empty] | 2/12/2016 | Dimmable | Continuous (Can dim down to ≤ 10% (W)) | Yes |  |  | 2517 | 115.1 | 21.86 | 8.5 | 0.992 | 4081 | 83
PRETZTWH | Lumenwerx ULC | Lumenwerx | VIA4PDI-HLO-LED-80-500-70-40-8FT-UNV-D | Indoor Luminaires | Linear Ambient | Direct Linear Ambient Luminaires | Standard | FALSE | [9 empty] | 2/12/2016 | Dimmable | Continuous (Can dim down to ≤ 10% (W)) | Yes |  |  | 5035 | 115.1 | 43.73 | 8.5 | 0.992 | 4081 | 83
P1DMG7UZ | Lumenwerx ULC | Lumenwerx | VIA4PDI-HLO-LED-80-500-70-40-12FT-UNV-D | Indoor Luminaires | Linear Ambient | Direct Linear Ambient Luminaires | Standard | FALSE | [9 empty] | 2/12/2016 | Dimmable | Continuous (Can dim down to ≤ 10% (W)) | Yes |  |  | 7552 | 115.1 | 65.59 | 8.5 | 0.992 | 4081 | 83
P4WR9TZS | Lumenwerx ULC | Lumenwerx | VIA4PDI-HLO-LED-80-750-70-40-4FT-UNV-D | Indoor Luminaires | Linear Ambient | Direct Linear Ambient Luminaires | Standard | FALSE | [9 empty] | 2/12/2016 | Dimmable | Continuous (Can dim down to ≤ 10% (W)) | Yes |  |  | 3526 | 111.8 | 31.53 | 8 | 0.993 | 4081 | 83
PGB3G2BN | Lumenwerx ULC | Lumenwerx | VIA4PDI-HLO-LED-80-750-70-40-8FT-UNV-D | Indoor Luminaires | Linear Ambient | Direct Linear Ambient Luminaires | Standard | FALSE | [9 empty] | 2/12/2016 | Dimmable | Continuous (Can dim down to ≤ 10% (W)) | Yes |  |  | 7052 | 111.8 | 63.06 | 8 | 0.993 | 4081 | 83
PP6P4U6W | Lumenwerx ULC | Lumenwerx | VIA4PDI-HLO-LED-80-750-70-40-12FT-UNV-D | Indoor Luminaires | Linear Ambient | Direct Linear Ambient Luminaires | Standard | FALSE | [9 empty] | 2/12/2016 | Dimmable | Continuous (Can dim down to ≤ 10% (W)) | Yes |  |  | 10578 | 111.8 | 94.59 | 8 | 0.993 | 4081 | 83
PBYBS7PP | Lumenwerx ULC | Lumenwerx | VIA5[RF, PD, RVF]-HLO-LED-80-500-30-4FT-UNV-D | Indoor Luminaires | Linear Ambient | Direct Linear Ambient Luminaires | Standard | FALSE | [9 empty] | 2/12/2016 | Dimmable | Continuous (Can dim down to ≤ 10% (W)) | Yes |  |  | 1998 | 100.7 | 19.84 | 8.5 | 0.992 | 3081 | 83
PVD2CFJB | Lumenwerx ULC | Lumenwerx | VIA5[RF, PD, RVF]-HLO-LED-80-500-30-8FT-UNV-D | Indoor Luminaires | Linear Ambient | Direct Linear Ambient Luminaires | Standard | FALSE | [9 empty] | 2/12/2016 | Dimmable | Continuous (Can dim down to ≤ 10% (W)) | Yes |  |  | 3996 | 100.7 | 39.69 | 8.5 | 0.992 | 3081 | 83
PRMUQWRH | Lumenwerx ULC | Lumenwerx | VIA5[RF, PD, RVF]-HLO-LED-80-500-30-12FT-UNV-D | Indoor Luminaires | Linear Ambient | Direct Linear Ambient Luminaires | Standard | FALSE | [9 empty] | 2/12/2016 | Dimmable | Continuous (Can dim down to ≤ 10% (W)) | Yes |  |  | 5994 | 100.7 | 59.53 | 8.5 | 0.992 | 3081 | 83
PC1T1V5M | Lumenwerx ULC | Lumenwerx | VIA5[RF, PD, RVF]-HLO-LED-80-750-30-4FT-UNV-D | Indoor Luminaires | Linear Ambient | Direct Linear Ambient Luminaires | Standard | FALSE | [9 empty] | 2/12/2016 | Dimmable | Continuous (Can dim down to ≤ 10% (W)) | Yes |  |  | 3007 | 99.1 | 30.35 | 8 | 0.993 | 3081 | 83
PG7NPXC2 | Lumenwerx ULC | Lumenwerx | VIA5[RF, PD, RVF]-HLO-LED-80-750-30-8FT-UNV-D | Indoor Luminaires | Linear Ambient | Direct Linear Ambient Luminaires | Standard | FALSE | [9 empty] | 2/12/2016 | Dimmable | Continuous (Can dim down to ≤ 10% (W)) | Yes |  |  | 6013 | 99.1 | 60.7 | 8 | 0.993 | 3081 | 83
P8PSVKDW | Lumenwerx ULC | Lumenwerx | VIA5[RF, PD, RVF]-HLO-LED-80-750-30-12FT-UNV-D | Indoor Luminaires | Linear Ambient | Direct Linear Ambient Luminaires | Standard | FALSE | [9 empty] | 2/12/2016 | Dimmable | Continuous (Can dim down to ≤ 10% (W)) | Yes |  |  | 9020 | 99.1 | 91.05 | 8 | 0.993 | 3081 | 83
P8ADW2M7 | Lumenwerx ULC | Lumenwerx | VIA5[RF, PD, RVF]-HLO-LED-80-1000-30-4FT-UNV-D | Indoor Luminaires | Linear Ambient | Direct Linear Ambient Luminaires | Standard | FALSE | [9 empty] | 2/12/2016 | Dimmable | Continuous (Can dim down to ≤ 10% (W)) | Yes |  |  | 4015 | 98.3 | 40.85 | 7.5 | 0.994 | 3081 | 83
PU5P7QP8 | Lumenwerx ULC | Lumenwerx | VIA5[RF, PD, RVF]-HLO-LED-80-1000-30-8FT-UNV-D | Indoor Luminaires | Linear Ambient | Direct Linear Ambient Luminaires | Standard | FALSE | [9 empty] | 2/12/2016 | Dimmable | Continuous (Can dim down to ≤ 10% (W)) | Yes |  |  | 8030 | 98.3 | 81.71 | 7.5 | 0.994 | 3081 | 83
P8U2NTBN | Lumenwerx ULC | Lumenwerx | VIA5[RF, PD, RVF]-HLO-LED-80-1000-30-12FT-UNV-D | Indoor Luminaires | Linear Ambient | Direct Linear Ambient Luminaires | Standard | FALSE | [9 empty] | 2/12/2016 | Dimmable | Continuous (Can dim down to ≤ 10% (W)) | Yes |  |  | 12046 | 98.3 | 122.56 | 7.5 | 0.994 | 3081 | 83
PGQZTGJT | Lumenwerx ULC | Lumenwerx | VIA5[RF, PD, RVF]-HLO-LED-80-1200-30-4FT-UNV-D | Indoor Luminaires | Linear Ambient | Direct Linear Ambient Luminaires | Standard | FALSE | [9 empty] | 2/12/2016 | Dimmable | Continuous (Can dim down to ≤ 10% (W)) | Yes |  |  | 4822 | 97.9 | 49.26 | 6.94 | 0.996 | 3081 | 83
P8B5MNWE | Lumenwerx ULC | Lumenwerx | VIA5[RF, PD, RVF]-HLO-LED-80-1200-30-8FT-UNV-D | Indoor Luminaires | Linear Ambient | Direct Linear Ambient Luminaires | Standard | FALSE | [9 empty] | 2/12/2016 | Dimmable | Continuous (Can dim down to ≤ 10% (W)) | Yes |  |  | 9644 | 97.9 | 98.52 | 6.94 | 0.996 | 3081 | 83
PZPD3UPX | Lumenwerx ULC | Lumenwerx | VIA5[RF, PD, RVF]-HLO-LED-80-1200-30-12FT-UNV-D | Indoor Luminaires | Linear Ambient | Direct Linear Ambient Luminaires | Standard | FALSE | [9 empty] | 2/12/2016 | Dimmable | Continuous (Can dim down to ≤ 10% (W)) | Yes |  |  | 14466 | 97.9 | 147.78 | 6.94 | 0.996 | 3081 | 83
PB9RHZ4A | Lumenwerx ULC | Lumenwerx | VIA5[RF, PD, RVF]-HLO-LED-80-500-35-4FT-UNV-D | Indoor Luminaires | Linear Ambient | Direct Linear Ambient Luminaires | Standard | FALSE | [9 empty] | 2/12/2016 | Dimmable | Continuous (Can dim down to ≤ 10% (W)) | Yes |  |  | 1998 | 104.9 | 19.05 | 8.5 | 0.992 | 3581 | 83
P51H2CJ2 | Lumenwerx ULC | Lumenwerx | VIA5[RF, PD, RVF]-HLO-LED-80-500-35-8FT-UNV-D | Indoor Luminaires | Linear Ambient | Direct Linear Ambient Luminaires | Standard | FALSE | [9 empty] | 2/12/2016 | Dimmable | Continuous (Can dim down to ≤ 10% (W)) | Yes |  |  | 3996 | 104.9 | 38.1 | 8.5 | 0.992 | 3581 | 83
PWQDVBQW | Lumenwerx ULC | Lumenwerx | VIA5[RF, PD, RVF]-HLO-LED-80-500-35-12FT-UNV-D | Indoor Luminaires | Linear Ambient | Direct Linear Ambient Luminaires | Standard | FALSE | [9 empty] | 2/12/2016 | Dimmable | Continuous (Can dim down to ≤ 10% (W)) | Yes |  |  | 5994 | 104.9 | 57.15 | 8.5 | 0.992 | 3581 | 83
P3UWC24H | Lumenwerx ULC | Lumenwerx | VIA5[RF, PD, RVF]-HLO-LED-80-750-35-4FT-UNV-D | Indoor Luminaires | Linear Ambient | Direct Linear Ambient Luminaires | Standard | FALSE | [9 empty] | 2/12/2016 | Dimmable | Continuous (Can dim down to ≤ 10% (W)) | Yes |  |  | 3007 | 103.2 | 29.14 | 8 | 0.993 | 3581 | 83
PEXU9XZE | Lumenwerx ULC | Lumenwerx | VIA5[RF, PD, RVF]-HLO-LED-80-750-35-8FT-UNV-D | Indoor Luminaires | Linear Ambient | Direct Linear Ambient Luminaires | Standard | FALSE | [9 empty] | 2/12/2016 | Dimmable | Continuous (Can dim down to ≤ 10% (W)) | Yes |  |  | 6013 | 103.2 | 58.27 | 8 | 0.993 | 3581 | 83
PQJKSRSC | Lumenwerx ULC | Lumenwerx | VIA5[RF, PD, RVF]-HLO-LED-80-750-35-12FT-UNV-D | Indoor Luminaires | Linear Ambient | Direct Linear Ambient Luminaires | Standard | FALSE | [9 empty] | 2/12/2016 | Dimmable | Continuous (Can dim down to ≤ 10% (W)) | Yes |  |  | 9020 | 103.2 | 87.41 | 8 | 0.993 | 3581 | 83
PMWUKNPD | Lumenwerx ULC | Lumenwerx | VIA5[RF, PD, RVF]-HLO-LED-80-1000-35-4FT-UNV-D | Indoor Luminaires | Linear Ambient | Direct Linear Ambient Luminaires | Standard | FALSE | [9 empty] | 2/12/2016 | Dimmable | Continuous (Can dim down to ≤ 10% (W)) | Yes |  |  | 4015 | 102.4 | 39.22 | 7.5 | 0.994 | 3581 | 83
P9AGS9BJ | Lumenwerx ULC | Lumenwerx | VIA5[RF, PD, RVF]-HLO-LED-80-1000-35-8FT-UNV-D | Indoor Luminaires | Linear Ambient | Direct Linear Ambient Luminaires | Standard | FALSE | [9 empty] | 2/12/2016 | Dimmable | Continuous (Can dim down to ≤ 10% (W)) | Yes |  |  | 8030 | 102.4 | 78.44 | 7.5 | 0.994 | 3581 | 83
PQ5F8931 | Lumenwerx ULC | Lumenwerx | VIA5[RF, PD, RVF]-HLO-LED-80-1000-35-12FT-UNV-D | Indoor Luminaires | Linear Ambient | Direct Linear Ambient Luminaires | Standard | FALSE | [9 empty] | 2/12/2016 | Dimmable | Continuous (Can dim down to ≤ 10% (W)) | Yes |  |  | 12046 | 102.4 | 117.66 | 7.5 | 0.994 | 3581 | 83
PCY2QUXF | Lumenwerx ULC | Lumenwerx | VIA5[RF, PD, RVF]-HLO-LED-80-1200-35-4FT-UNV-D | Indoor Luminaires | Linear Ambient | Direct Linear Ambient Luminaires | Standard | FALSE | [9 empty] | 2/12/2016 | Dimmable | Continuous (Can dim down to ≤ 10% (W)) | Yes |  |  | 4822 | 102 | 47.29 | 6.94 | 0.996 | 3581 | 83
PF4DW8TS | Lumenwerx ULC | Lumenwerx | VIA5[RF, PD, RVF]-HLO-LED-80-1200-35-8FT-UNV-D | Indoor Luminaires | Linear Ambient | Direct Linear Ambient Luminaires | Standard | FALSE | [9 empty] | 2/12/2016 | Dimmable | Continuous (Can dim down to ≤ 10% (W)) | Yes |  |  | 9644 | 102 | 94.58 | 6.94 | 0.996 | 3581 | 83
P7B3PRDE | Lumenwerx ULC | Lumenwerx | VIA5[RF, PD, RVF]-HLO-LED-80-1200-35-12FT-UNV-D | Indoor Luminaires | Linear Ambient | Direct Linear Ambient Luminaires | Standard | FALSE | [9 empty] | 2/12/2016 | Dimmable | Continuous (Can dim down to ≤ 10% (W)) | Yes |  |  | 14466 | 102 | 141.87 | 6.94 | 0.996 | 3581 | 83
PXMTYY5A | Lumenwerx ULC | Lumenwerx | VIA5[RF, PD, RVF]-HLO-LED-80-500-40-4FT-UNV-D | Indoor Luminaires | Linear Ambient | Direct Linear Ambient Luminaires | Standard | FALSE | [9 empty] | 2/12/2016 | Dimmable | Continuous (Can dim down to ≤ 10% (W)) | Yes |  |  | 1998 | 109.5 | 18.26 | 8.5 | 0.992 | 4081 | 83
PPDTRZNH | Lumenwerx ULC | Lumenwerx | VIA5[RF, PD, RVF]-HLO-LED-80-500-40-8FT-UNV-D | Indoor Luminaires | Linear Ambient | Direct Linear Ambient Luminaires | Standard | FALSE | [9 empty] | 2/12/2016 | Dimmable | Continuous (Can dim down to ≤ 10% (W)) | Yes |  |  | 3996 | 109.5 | 36.51 | 8.5 | 0.992 | 4081 | 83
P8254184 | Lumenwerx ULC | Lumenwerx | VIA5[RF, PD, RVF]-HLO-LED-80-500-40-12FT-UNV-D | Indoor Luminaires | Linear Ambient | Direct Linear Ambient Luminaires | Standard | FALSE | [9 empty] | 2/12/2016 | Dimmable | Continuous (Can dim down to ≤ 10% (W)) | Yes |  |  | 5994 | 109.5 | 54.77 | 8.5 | 0.992 | 4081 | 83
PGD5AT3T | Lumenwerx ULC | Lumenwerx | VIA5[RF, PD, RVF]-HLO-LED-80-750-40-4FT-UNV-D | Indoor Luminaires | Linear Ambient | Direct Linear Ambient Luminaires | Standard | FALSE | [9 empty] | 2/12/2016 | Dimmable | Continuous (Can dim down to ≤ 10% (W)) | Yes |  |  | 3007 | 107.7 | 27.92 | 8 | 0.993 | 4081 | 83
P3PVUYVR | Lumenwerx ULC | Lumenwerx | VIA5[RF, PD, RVF]-HLO-LED-80-750-40-8FT-UNV-D | Indoor Luminaires | Linear Ambient | Direct Linear Ambient Luminaires | Standard | FALSE | [9 empty] | 2/12/2016 | Dimmable | Continuous (Can dim down to ≤ 10% (W)) | Yes |  |  | 6013 | 107.7 | 55.84 | 8 | 0.993 | 4081 | 83
PMJ152F2 | Lumenwerx ULC | Lumenwerx | VIA5[RF, PD, RVF]-HLO-LED-80-750-40-12FT-UNV-D | Indoor Luminaires | Linear Ambient | Direct Linear Ambient Luminaires | Standard | FALSE | [9 empty] | 2/12/2016 | Dimmable | Continuous (Can dim down to ≤ 10% (W)) | Yes |  |  | 9020 | 107.7 | 83.76 | 8 | 0.993 | 4081 | 83
PZVEJFH9 | Lumenwerx ULC | Lumenwerx | VIA5[RF, PD, RVF]-HLO-LED-80-1000-40-4FT-UNV-D | Indoor Luminaires | Linear Ambient | Direct Linear Ambient Luminaires | Standard | FALSE | [9 empty] | 2/12/2016 | Dimmable | Continuous (Can dim down to ≤ 10% (W)) | Yes |  |  | 4015 | 106.8 | 37.59 | 7.5 | 0.994 | 4081 | 83
PJ7UZFMR | Lumenwerx ULC | Lumenwerx | VIA5[RF, PD, RVF]-HLO-LED-80-1000-40-8FT-UNV-D | Indoor Luminaires | Linear Ambient | Direct Linear Ambient Luminaires | Standard | FALSE | [9 empty] | 2/12/2016 | Dimmable | Continuous (Can dim down to ≤ 10% (W)) | Yes |  |  | 8030 | 106.8 | 75.17 | 7.5 | 0.994 | 4081 | 83
PHXYFCTV | Lumenwerx ULC | Lumenwerx | VIA5[RF, PD, RVF]-HLO-LED-80-1000-40-12FT-UNV-D | Indoor Luminaires | Linear Ambient | Direct Linear Ambient Luminaires | Standard | FALSE | [9 empty] | 2/12/2016 | Dimmable | Continuous (Can dim down to ≤ 10% (W)) | Yes |  |  | 12046 | 106.8 | 112.76 | 7.5 | 0.994 | 4081 | 83
P186A23W | Lumenwerx ULC | Lumenwerx | VIA5[RF, PD, RVF]-HLO-LED-80-1200-40-4FT-UNV-D | Indoor Luminaires | Linear Ambient | Direct Linear Ambient Luminaires | Standard | FALSE | [9 empty] | 2/12/2016 | Dimmable | Continuous (Can dim down to ≤ 10% (W)) | Yes |  |  | 4822 | 106.4 | 45.32 | 6.94 | 0.996 | 4081 | 83
PTE993BS | Lumenwerx ULC | Lumenwerx | VIA5[RF, PD, RVF]-HLO-LED-80-1200-40-8FT-UNV-D | Indoor Luminaires | Linear Ambient | Direct Linear Ambient Luminaires | Standard | FALSE | [9 empty] | 2/12/2016 | Dimmable | Continuous (Can dim down to ≤ 10% (W)) | Yes |  |  | 9644 | 106.4 | 90.64 | 6.94 | 0.996 | 4081 | 83
PT12MUTU | Lumenwerx ULC | Lumenwerx | VIA5[RF, PD, RVF]-HLO-LED-80-1200-40-12FT-UNV-D | Indoor Luminaires | Linear Ambient | Direct Linear Ambient Luminaires | Standard | FALSE | [9 empty] | 2/12/2016 | Dimmable | Continuous (Can dim down to ≤ 10% (W)) | Yes |  |  | 14466 | 106.4 | 135.96 | 6.94 | 0.996 | 4081 | 83
P39A3DV1 | Lumenwerx ULC | Lumenwerx | VIA3[RF, PD, RVF, S, WD]-HLO-LED-80-1200-30-8FT-UNV-D | Indoor Luminaires | Linear Ambient | Direct Linear Ambient Luminaires | Standard | FALSE | [9 empty] | 2/12/2016 | Dimmable | Continuous (Can dim down to ≤ 10% (W)) | Yes |  |  | 9644 | 97.9 | 98.52 | 6.94 | 0.996 | 3081 | 83
PEQADZHR | Lumenwerx ULC | Lumenwerx | VIA3[RF, PD, RVF, S, WD]-HLO-LED-80-1200-30-12FT-UNV-D | Indoor Luminaires | Linear Ambient | Direct Linear Ambient Luminaires | Standard | FALSE | [9 empty] | 2/12/2016 | Dimmable | Continuous (Can dim down to ≤ 10% (W)) | Yes |  |  | 14466 | 97.9 | 147.78 | 6.94 | 0.996 | 3081 | 83
PC7CQMUT | Lumenwerx ULC | Lumenwerx | VIA3[RF, PD, RVF, S, WD]-HLO-LED-80-500-35-4FT-UNV-D | Indoor Luminaires | Linear Ambient | Direct Linear Ambient Luminaires | Standard | FALSE | [9 empty] | 2/12/2016 | Dimmable | Continuous (Can dim down to ≤ 10% (W)) | Yes |  |  | 1998 | 104.9 | 19.05 | 8.5 | 0.992 | 3581 | 83
P4UNEFD9 | Lumenwerx ULC | Lumenwerx | VIA3[RF, PD, RVF, S, WD]-HLO-LED-80-500-35-8FT-UNV-D | Indoor Luminaires | Linear Ambient | Direct Linear Ambient Luminaires | Standard | FALSE | [9 empty] | 2/12/2016 | Dimmable | Continuous (Can dim down to ≤ 10% (W)) | Yes |  |  | 3996 | 104.9 | 38.1 | 8.5 | 0.992 | 3581 | 83
PQ8TZJKM | Lumenwerx ULC | Lumenwerx | VIA3[RF, PD, RVF, S, WD]-HLO-LED-80-500-35-12FT-UNV-D | Indoor Luminaires | Linear Ambient | Direct Linear Ambient Luminaires | Standard | FALSE | [9 empty] | 2/12/2016 | Dimmable | Continuous (Can dim down to ≤ 10% (W)) | Yes |  |  | 5994 | 104.9 | 57.15 | 8.5 | 0.992 | 3581 | 83
PG9G4731 | Lumenwerx ULC | Lumenwerx | VIA3[RF, PD, RVF, S, WD]-HLO-LED-80-750-35-4FT-UNV-D | Indoor Luminaires | Linear Ambient | Direct Linear Ambient Luminaires | Standard | FALSE | [9 empty] | 2/12/2016 | Dimmable | Continuous (Can dim down to ≤ 10% (W)) | Yes |  |  | 3007 | 103.2 | 29.14 | 8 | 0.993 | 3581 | 83
P44MF8XT | Lumenwerx ULC | Lumenwerx | VIA3[RF, PD, RVF, S, WD]-HLO-LED-80-750-35-8FT-UNV-D | Indoor Luminaires | Linear Ambient | Direct Linear Ambient Luminaires | Standard | FALSE | [9 empty] | 2/12/2016 | Dimmable | Continuous (Can dim down to ≤ 10% (W)) | Yes |  |  | 6013 | 103.2 | 58.27 | 8 | 0.993 | 3581 | 83
PCW8AKT9 | Lumenwerx ULC | Lumenwerx | VIA3[RF, PD, RVF, S, WD]-HLO-LED-80-750-35-12FT-UNV-D | Indoor Luminaires | Linear Ambient | Direct Linear Ambient Luminaires | Standard | FALSE | [9 empty] | 2/12/2016 | Dimmable | Continuous (Can dim down to ≤ 10% (W)) | Yes |  |  | 9020 | 103.2 | 87.41 | 8 | 0.993 | 3581 | 83
PRYY8S2Z | Lumenwerx ULC | Lumenwerx | VIA3[RF, PD, RVF, S, WD]-HLO-LED-80-1000-35-4FT-UNV-D | Indoor Luminaires | Linear Ambient | Direct Linear Ambient Luminaires | Standard | FALSE | [9 empty] | 2/12/2016 | Dimmable | Continuous (Can dim down to ≤ 10% (W)) | Yes |  |  | 4015 | 102.4 | 39.22 | 7.5 | 0.994 | 3581 | 83
PSSQR8D6 | Lumenwerx ULC | Lumenwerx | VIA3[RF, PD, RVF, S, WD]-HLO-LED-80-1000-35-8FT-UNV-D | Indoor Luminaires | Linear Ambient | Direct Linear Ambient Luminaires | Standard | FALSE | [9 empty] | 2/12/2016 | Dimmable | Continuous (Can dim down to ≤ 10% (W)) | Yes |  |  | 8030 | 102.4 | 78.44 | 7.5 | 0.994 | 3581 | 83
P76WP129 | Lumenwerx ULC | Lumenwerx | VIA3[RF, PD, RVF, S, WD]-HLO-LED-80-1000-35-12FT-UNV-D | Indoor Luminaires | Linear Ambient | Direct Linear Ambient Luminaires | Standard | FALSE | [9 empty] | 2/12/2016 | Dimmable | Continuous (Can dim down to ≤ 10% (W)) | Yes |  |  | 12046 | 102.4 | 117.66 | 7.5 | 0.994 | 3581 | 83
PZA9GRSM | Lumenwerx ULC | Lumenwerx | VIA3[RF, PD, RVF, S, WD]-HLO-LED-80-1200-35-4FT-UNV-D | Indoor Luminaires | Linear Ambient | Direct Linear Ambient Luminaires | Standard | FALSE | [9 empty] | 2/12/2016 | Dimmable | Continuous (Can dim down to ≤ 10% (W)) | Yes |  |  | 4822 | 102 | 47.29 | 6.94 | 0.996 | 3581 | 83
PMUY83N2 | Lumenwerx ULC | Lumenwerx | VIA3[RF, PD, RVF, S, WD]-HLO-LED-80-1200-35-8FT-UNV-D | Indoor Luminaires | Linear Ambient | Direct Linear Ambient Luminaires | Standard | FALSE | [9 empty] | 2/12/2016 | Dimmable | Continuous (Can dim down to ≤ 10% (W)) | Yes |  |  | 9644 | 102 | 94.58 | 6.94 | 0.996 | 3581 | 83
PKU6RBBN | Lumenwerx ULC | Lumenwerx | VIA3[RF, PD, RVF, S, WD]-HLO-LED-80-1200-35-12FT-UNV-D | Indoor Luminaires | Linear Ambient | Direct Linear Ambient Luminaires | Standard | FALSE | [9 empty] | 2/12/2016 | Dimmable | Continuous (Can dim down to ≤ 10% (W)) | Yes |  |  | 14466 | 102 | 141.87 | 6.94 | 0.996 | 3581 | 83
PM71AUXE | Lumenwerx ULC | Lumenwerx | VIA3[RF, PD, RVF, S, WD]-HLO-LED-80-500-40-4FT-UNV-D | Indoor Luminaires | Linear Ambient | Direct Linear Ambient Luminaires | Standard | FALSE | [9 empty] | 2/12/2016 | Dimmable | Continuous (Can dim down to ≤ 10% (W)) | Yes |  |  | 1998 | 109.5 | 18.26 | 8.5 | 0.992 | 4081 | 83
PZNWV191 | Lumenwerx ULC | Lumenwerx | VIA3[RF, PD, RVF, S, WD]-HLO-LED-80-500-40-8FT-UNV-D | Indoor Luminaires | Linear Ambient | Direct Linear Ambient Luminaires | Standard | FALSE | [9 empty] | 2/12/2016 | Dimmable | Continuous (Can dim down to ≤ 10% (W)) | Yes |  |  | 3996 | 109.5 | 36.51 | 8.5 | 0.992 | 4081 | 83
PXY2AKNE | Lumenwerx ULC | Lumenwerx | VIA3[RF, PD, RVF, S, WD]-HLO-LED-80-500-40-12FT-UNV-D | Indoor Luminaires | Linear Ambient | Direct Linear Ambient Luminaires | Standard | FALSE | [9 empty] | 2/12/2016 | Dimmable | Continuous (Can dim down to ≤ 10% (W)) | Yes |  |  | 5994 | 109.5 | 54.77 | 8.5 | 0.992 | 4081 | 83
P81SE1EX | Lumenwerx ULC | Lumenwerx | VIA3[RF, PD, RVF, S, WD]-HLO-LED-80-750-40-4FT-UNV-D | Indoor Luminaires | Linear Ambient | Direct Linear Ambient Luminaires | Standard | FALSE | [9 empty] | 2/12/2016 | Dimmable | Continuous (Can dim down to ≤ 10% (W)) | Yes |  |  | 3007 | 107.7 | 27.92 | 8 | 0.993 | 4081 | 83
PNZ8Z1XN | Lumenwerx ULC | Lumenwerx | VIA3[RF, PD, RVF, S, WD]-HLO-LED-80-750-40-8FT-UNV-D | Indoor Luminaires | Linear Ambient | Direct Linear Ambient Luminaires | Standard | FALSE | [9 empty] | 2/12/2016 | Dimmable | Continuous (Can dim down to ≤ 10% (W)) | Yes |  |  | 6013 | 107.7 | 55.84 | 8 | 0.993 | 4081 | 83
PDHG74GX | Lumenwerx ULC | Lumenwerx | VIA3[RF, PD, RVF, S, WD]-HLO-LED-80-750-40-12FT-UNV-D | Indoor Luminaires | Linear Ambient | Direct Linear Ambient Luminaires | Standard | FALSE | [9 empty] | 2/12/2016 | Dimmable | Continuous (Can dim down to ≤ 10% (W)) | Yes |  |  | 9020 | 107.7 | 83.76 | 8 | 0.993 | 4081 | 83
PFBPBNAX | Lumenwerx ULC | Lumenwerx | VIA3[RF, PD, RVF, S, WD]-HLO-LED-80-1000-40-4FT-UNV-D | Indoor Luminaires | Linear Ambient | Direct Linear Ambient Luminaires | Standard | FALSE | [9 empty] | 2/12/2016 | Dimmable | Continuous (Can dim down to ≤ 10% (W)) | Yes |  |  | 4015 | 106.8 | 37.59 | 7.5 | 0.994 | 4081 | 83
P5DQ2YGP | Lumenwerx ULC | Lumenwerx | VIA3[RF, PD, RVF, S, WD]-HLO-LED-80-1000-40-8FT-UNV-D | Indoor Luminaires | Linear Ambient | Direct Linear Ambient Luminaires | Standard | FALSE | [9 empty] | 2/12/2016 | Dimmable | Continuous (Can dim down to ≤ 10% (W)) | Yes |  |  | 8030 | 106.8 | 75.17 | 7.5 | 0.994 | 4081 | 83
PFH53TTN | Lumenwerx ULC | Lumenwerx | VIA3[RF, PD, RVF, S, WD]-HLO-LED-80-1000-40-12FT-UNV-D | Indoor Luminaires | Linear Ambient | Direct Linear Ambient Luminaires | Standard | FALSE | [9 empty] | 2/12/2016 | Dimmable | Continuous (Can dim down to ≤ 10% (W)) | Yes |  |  | 12046 | 106.8 | 112.76 | 7.5 | 0.994 | 4081 | 83
PXY6ANNU | Lumenwerx ULC | Lumenwerx | VIA3[RF, PD, RVF, S, WD]-HLO-LED-80-1200-40-4FT-UNV-D | Indoor Luminaires | Linear Ambient | Direct Linear Ambient Luminaires | Standard | FALSE | [9 empty] | 2/12/2016 | Dimmable | Continuous (Can dim down to ≤ 10% (W)) | Yes |  |  | 4822 | 106.4 | 45.32 | 6.94 | 0.996 | 4081 | 83
PRUCRFT2 | Lumenwerx ULC | Lumenwerx | VIA3[RF, PD, RVF, S, WD]-HLO-LED-80-1200-40-8FT-UNV-D | Indoor Luminaires | Linear Ambient | Direct Linear Ambient Luminaires | Standard | FALSE | [9 empty] | 2/12/2016 | Dimmable | Continuous (Can dim down to ≤ 10% (W)) | Yes |  |  | 9644 | 106.4 | 90.64 | 6.94 | 0.996 | 4081 | 83
PYDDND9T | Lumenwerx ULC | Lumenwerx | VIA3[RF, PD, RVF, S, WD]-HLO-LED-80-1200-40-12FT-UNV-D | Indoor Luminaires | Linear Ambient | Direct Linear Ambient Luminaires | Standard | FALSE | [9 empty] | 2/12/2016 | Dimmable | Continuous (Can dim down to ≤ 10% (W)) | Yes |  |  | 14466 | 106.4 | 135.96 | 6.94 | 0.996 | 4081 | 83
PWT7BQ97 | Lumenwerx ULC | Lumenwerx | VIA4[RF, PD, PDI, RVF, S, WDI, WD]-HLO-LED-80-500-30-4FT-UNV-D | Indoor Luminaires | Linear Ambient | Direct Linear Ambient Luminaires | Standard | FALSE | [9 empty] | 2/12/2016 | Dimmable | Continuous (Can dim down to ≤ 10% (W)) | Yes |  |  | 1998 | 100.7 | 19.84 | 8.5 | 0.992 | 3081 | 83
P9MDMYKU | Lumenwerx ULC | Lumenwerx | VIA4[RF, PD, PDI, RVF, S, WDI, WD]-HLO-LED-80-500-30-8FT-UNV-D | Indoor Luminaires | Linear Ambient | Direct Linear Ambient Luminaires | Standard | FALSE | [9 empty] | 2/12/2016 | Dimmable | Continuous (Can dim down to ≤ 10% (W)) | Yes |  |  | 3996 | 100.7 | 39.69 | 8.5 | 0.992 | 3081 | 83
PPTBAYDP | Lumenwerx ULC | Lumenwerx | VIA4[RF, PD, PDI, RVF, S, WDI, WD]-HLO-LED-80-500-30-12FT-UNV-D | Indoor Luminaires | Linear Ambient | Direct Linear Ambient Luminaires | Standard | FALSE | [9 empty] | 2/12/2016 | Dimmable | Continuous (Can dim down to ≤ 10% (W)) | Yes |  |  | 5994 | 100.7 | 59.53 | 8.5 | 0.992 | 3081 | 83
PVMKSZXS | Lumenwerx ULC | Lumenwerx | VIA4[RF, PD, PDI, RVF, S, WDI, WD]-HLO-LED-80-750-30-4FT-UNV-D | Indoor Luminaires | Linear Ambient | Direct Linear Ambient Luminaires | Standard | FALSE | [9 empty] | 2/12/2016 | Dimmable | Continuous (Can dim down to ≤ 10% (W)) | Yes |  |  | 3007 | 99.1 | 30.35 | 8 | 0.993 | 3081 | 83
PE2QPU4B | Lumenwerx ULC | Lumenwerx | VIA4[RF, PD, PDI, RVF, S, WDI, WD]-HLO-LED-80-750-30-8FT-UNV-D | Indoor Luminaires | Linear Ambient | Direct Linear Ambient Luminaires | Standard | FALSE | [9 empty] | 2/12/2016 | Dimmable | Continuous (Can dim down to ≤ 10% (W)) | Yes |  |  | 6013 | 99.1 | 60.7 | 8 | 0.993 | 3081 | 83
PE887NWR | Lumenwerx ULC | Lumenwerx | VIA4[RF, PD, PDI, RVF, S, WDI, WD]-HLO-LED-80-750-30-12FT-UNV-D | Indoor Luminaires | Linear Ambient | Direct Linear Ambient Luminaires | Standard | FALSE | [9 empty] | 2/12/2016 | Dimmable | Continuous (Can dim down to ≤ 10% (W)) | Yes |  |  | 9020 | 99.1 | 91.05 | 8 | 0.993 | 3081 | 83
PG9ESHHK | Lumenwerx ULC | Lumenwerx | VIA4[RF, PD, PDI, RVF, S, WDI, WD]-HLO-LED-80-1000-30-4FT-UNV-D | Indoor Luminaires | Linear Ambient | Direct Linear Ambient Luminaires | Standard | FALSE | [9 empty] | 2/12/2016 | Dimmable | Continuous (Can dim down to ≤ 10% (W)) | Yes |  |  | 4015 | 98.3 | 40.85 | 7.5 | 0.994 | 3081 | 83
PWCNR6DB | Lumenwerx ULC | Lumenwerx | VIA4[RF, PD, PDI, RVF, S, WDI, WD]-HLO-LED-80-1000-30-8FT-UNV-D | Indoor Luminaires | Linear Ambient | Direct Linear Ambient Luminaires | Standard | FALSE | [9 empty] | 2/12/2016 | Dimmable | Continuous (Can dim down to ≤ 10% (W)) | Yes |  |  | 8030 | 98.3 | 81.71 | 7.5 | 0.994 | 3081 | 83
PGXV1NR5 | Lumenwerx ULC | Lumenwerx | VIA4[RF, PD, PDI, RVF, S, WDI, WD]-HLO-LED-80-1000-30-12FT-UNV-D | Indoor Luminaires | Linear Ambient | Direct Linear Ambient Luminaires | Standard | FALSE | [9 empty] | 2/12/2016 | Dimmable | Continuous (Can dim down to ≤ 10% (W)) | Yes |  |  | 12046 | 98.3 | 122.56 | 7.5 | 0.994 | 3081 | 83
PVZ7ERSJ | Lumenwerx ULC | Lumenwerx | VIA4[RF, PD, PDI, RVF, S, WDI, WD]-HLO-LED-80-1200-30-4FT-UNV-D | Indoor Luminaires | Linear Ambient | Direct Linear Ambient Luminaires | Standard | FALSE | [9 empty] | 2/12/2016 | Dimmable | Continuous (Can dim down to ≤ 10% (W)) | Yes |  |  | 4822 | 97.9 | 49.26 | 6.94 | 0.996 | 3081 | 83
PUCCKS8N | Lumenwerx ULC | Lumenwerx | VIA4[RF, PD, PDI, RVF, S, WDI, WD]-HLO-LED-80-1200-30-8FT-UNV-D | Indoor Luminaires | Linear Ambient | Direct Linear Ambient Luminaires | Standard | FALSE | [9 empty] | 2/12/2016 | Dimmable | Continuous (Can dim down to ≤ 10% (W)) | Yes |  |  | 9644 | 97.9 | 98.52 | 6.94 | 0.996 | 3081 | 83
PNFASPGU | Lumenwerx ULC | Lumenwerx | VIA4[RF, PD, PDI, RVF, S, WDI, WD]-HLO-LED-80-1200-30-12FT-UNV-D | Indoor Luminaires | Linear Ambient | Direct Linear Ambient Luminaires | Standard | FALSE | [9 empty] | 2/12/2016 | Dimmable | Continuous (Can dim down to ≤ 10% (W)) | Yes |  |  | 14466 | 97.9 | 147.78 | 6.94 | 0.996 | 3081 | 83
PZC8X1A8 | Lumenwerx ULC | Lumenwerx | VIA4[RF, PD, PDI, RVF, S, WDI, WD]-HLO-LED-80-500-35-4FT-UNV-D | Indoor Luminaires | Linear Ambient | Direct Linear Ambient Luminaires | Standard | FALSE | [9 empty] | 2/12/2016 | Dimmable | Continuous (Can dim down to ≤ 10% (W)) | Yes |  |  | 1998 | 104.9 | 19.05 | 8.5 | 0.992 | 3581 | 83
PMPGAFWX | Lumenwerx ULC | Lumenwerx | VIA4[RF, PD, PDI, RVF, S, WDI, WD]-HLO-LED-80-500-35-8FT-UNV-D | Indoor Luminaires | Linear Ambient | Direct Linear Ambient Luminaires | Standard | FALSE | [9 empty] | 2/12/2016 | Dimmable | Continuous (Can dim down to ≤ 10% (W)) | Yes |  |  | 3996 | 104.9 | 38.1 | 8.5 | 0.992 | 3581 | 83
PJGM22BB | Lumenwerx ULC | Lumenwerx | VIA4[RF, PD, PDI, RVF, S, WDI, WD]-HLO-LED-80-500-35-12FT-UNV-D | Indoor Luminaires | Linear Ambient | Direct Linear Ambient Luminaires | Standard | FALSE | [9 empty] | 2/12/2016 | Dimmable | Continuous (Can dim down to ≤ 10% (W)) | Yes |  |  | 5994 | 104.9 | 57.15 | 8.5 | 0.992 | 3581 | 83
P9JEPFY4 | Lumenwerx ULC | Lumenwerx | VIA4[RF, PD, PDI, RVF, S, WDI, WD]-HLO-LED-80-750-35-4FT-UNV-D | Indoor Luminaires | Linear Ambient | Direct Linear Ambient Luminaires | Standard | FALSE | [9 empty] | 2/12/2016 | Dimmable | Continuous (Can dim down to ≤ 10% (W)) | Yes |  |  | 3007 | 103.2 | 29.14 | 8 | 0.993 | 3581 | 83
PRUJ8JK6 | Lumenwerx ULC | Lumenwerx | VIA4[RF, PD, PDI, RVF, S, WDI, WD]-HLO-LED-80-750-35-8FT-UNV-D | Indoor Luminaires | Linear Ambient | Direct Linear Ambient Luminaires | Standard | FALSE | [9 empty] | 2/12/2016 | Dimmable | Continuous (Can dim down to ≤ 10% (W)) | Yes |  |  | 6013 | 103.2 | 58.27 | 8 | 0.993 | 3581 | 83
PX9S1RKH | Lumenwerx ULC | Lumenwerx | VIA4[RF, PD, PDI, RVF, S, WDI, WD]-HLO-LED-80-750-35-12FT-UNV-D | Indoor Luminaires | Linear Ambient | Direct Linear Ambient Luminaires | Standard | FALSE | [9 empty] | 2/12/2016 | Dimmable | Continuous (Can dim down to ≤ 10% (W)) | Yes |  |  | 9020 | 103.2 | 87.41 | 8 | 0.993 | 3581 | 83
PY6JKM1D | Lumenwerx ULC | Lumenwerx | VIA4[RF, PD, PDI, RVF, S, WDI, WD]-HLO-LED-80-1000-35-4FT-UNV-D | Indoor Luminaires | Linear Ambient | Direct Linear Ambient Luminaires | Standard | FALSE | [9 empty] | 2/12/2016 | Dimmable | Continuous (Can dim down to ≤ 10% (W)) | Yes |  |  | 4015 | 102.4 | 39.22 | 7.5 | 0.994 | 3581 | 83
P9YZXESZ | Lumenwerx ULC | Lumenwerx | VIA4[RF, PD, PDI, RVF, S, WDI, WD]-HLO-LED-80-1000-35-8FT-UNV-D | Indoor Luminaires | Linear Ambient | Direct Linear Ambient Luminaires | Standard | FALSE | [9 empty] | 2/12/2016 | Dimmable | Continuous (Can dim down to ≤ 10% (W)) | Yes |  |  | 8030 | 102.4 | 78.44 | 7.5 | 0.994 | 3581 | 83
P33JUME5 | Lumenwerx ULC | Lumenwerx | VIA4[RF, PD, PDI, RVF, S, WDI, WD]-HLO-LED-80-1000-35-12FT-UNV-D | Indoor Luminaires | Linear Ambient | Direct Linear Ambient Luminaires | Standard | FALSE | [9 empty] | 2/12/2016 | Dimmable | Continuous (Can dim down to ≤ 10% (W)) | Yes |  |  | 12046 | 102.4 | 117.66 | 7.5 | 0.994 | 3581 | 83
P58B7K1X | Lumenwerx ULC | Lumenwerx | VIA4[RF, PD, PDI, RVF, S, WDI, WD]-HLO-LED-80-1200-35-4FT-UNV-D | Indoor Luminaires | Linear Ambient | Direct Linear Ambient Luminaires | Standard | FALSE | [9 empty] | 2/12/2016 | Dimmable | Continuous (Can dim down to ≤ 10% (W)) | Yes |  |  | 4822 | 102 | 47.29 | 6.94 | 0.996 | 3581 | 83
PG4BK13M | Lumenwerx ULC | Lumenwerx | VIA4[RF, PD, PDI, RVF, S, WDI, WD]-HLO-LED-80-1200-35-8FT-UNV-D | Indoor Luminaires | Linear Ambient | Direct Linear Ambient Luminaires | Standard | FALSE | [9 empty] | 2/12/2016 | Dimmable | Continuous (Can dim down to ≤ 10% (W)) | Yes |  |  | 9644 | 102 | 94.58 | 6.94 | 0.996 | 3581 | 83
PP6D581R | Lumenwerx ULC | Lumenwerx | VIA4[RF, PD, PDI, RVF, S, WDI, WD]-HLO-LED-80-1200-35-12FT-UNV-D | Indoor Luminaires | Linear Ambient | Direct Linear Ambient Luminaires | Standard | FALSE | [9 empty] | 2/12/2016 | Dimmable | Continuous (Can dim down to ≤ 10% (W)) | Yes |  |  | 14466 | 102 | 141.87 | 6.94 | 0.996 | 3581 | 83
P7RMQYGB | Lumenwerx ULC | Lumenwerx | VIA3[RF, PD, RVF, S, WD]-HLO-LED-80-375-30-8FT-UNV-D | Indoor Luminaires | Linear Ambient | Direct Linear Ambient Luminaires | Standard | FALSE | [9 empty] | 2/12/2016 | Dimmable | Continuous (Can dim down to ≤ 10% (W)) | Yes |  |  | 2988 | 102.4 | 29.02 | 9.01 | 0.989 | 3059 | 83
PZBU44RM | Lumenwerx ULC | Lumenwerx | VIA3[RF, PD, RVF, S, WD]-HLO-LED-80-375-30-12FT-UNV-D | Indoor Luminaires | Linear Ambient | Direct Linear Ambient Luminaires | Standard | FALSE | [9 empty] | 2/12/2016 | Dimmable | Continuous (Can dim down to ≤ 10% (W)) | Yes |  |  | 4482 | 102.4 | 43.53 | 9.01 | 0.989 | 3059 | 83
P6QM2WY2 | Lumenwerx ULC | Lumenwerx | VIA3[RF, PD, RVF, S, WD]-HLO-LED-80-500-30-4FT-UNV-D | Indoor Luminaires | Linear Ambient | Direct Linear Ambient Luminaires | Standard | FALSE | [9 empty] | 2/12/2016 | Dimmable | Continuous (Can dim down to ≤ 10% (W)) | Yes |  |  | 1998 | 100.7 | 19.84 | 8.5 | 0.992 | 3081 | 83
PZ5632F8 | Lumenwerx ULC | Lumenwerx | VIA3[RF, PD, RVF, S, WD]-HLO-LED-80-500-30-8FT-UNV-D | Indoor Luminaires | Linear Ambient | Direct Linear Ambient Luminaires | Standard | FALSE | [9 empty] | 2/12/2016 | Dimmable | Continuous (Can dim down to ≤ 10% (W)) | Yes |  |  | 3996 | 100.7 | 39.69 | 8.5 | 0.992 | 3081 | 83
PP6N44S3 | Lumenwerx ULC | Lumenwerx | VIA3[RF, PD, RVF, S, WD]-HLO-LED-80-500-30-12FT-UNV-D | Indoor Luminaires | Linear Ambient | Direct Linear Ambient Luminaires | Standard | FALSE | [9 empty] | 2/12/2016 | Dimmable | Continuous (Can dim down to ≤ 10% (W)) | Yes |  |  | 5994 | 100.7 | 59.53 | 8.5 | 0.992 | 3081 | 83
PNUC7E3U | Lumenwerx ULC | Lumenwerx | VIA3[RF, PD, RVF, S, WD]-HLO-LED-80-750-30-4FT-UNV-D | Indoor Luminaires | Linear Ambient | Direct Linear Ambient Luminaires | Standard | FALSE | [9 empty] | 2/12/2016 | Dimmable | Continuous (Can dim down to ≤ 10% (W)) | Yes |  |  | 3007 | 99.1 | 30.35 | 8 | 0.993 | 3081 | 83
PWJ7DP4C | Lumenwerx ULC | Lumenwerx | VIA3[RF, PD, RVF, S, WD]-HLO-LED-80-750-30-8FT-UNV-D | Indoor Luminaires | Linear Ambient | Direct Linear Ambient Luminaires | Standard | FALSE | [9 empty] | 2/12/2016 | Dimmable | Continuous (Can dim down to ≤ 10% (W)) | Yes |  |  | 6013 | 99.1 | 60.7 | 8 | 0.993 | 3081 | 83
PPDP3ANG | Lumenwerx ULC | Lumenwerx | VIA3[RF, PD, RVF, S, WD]-HLO-LED-80-750-30-12FT-UNV-D | Indoor Luminaires | Linear Ambient | Direct Linear Ambient Luminaires | Standard | FALSE | [9 empty] | 2/12/2016 | Dimmable | Continuous (Can dim down to ≤ 10% (W)) | Yes |  |  | 9020 | 99.1 | 91.05 | 8 | 0.993 | 3081 | 83
PWQX6BDK | Lumenwerx ULC | Lumenwerx | VIA3[RF, PD, RVF, S, WD]-HLO-LED-80-1000-30-4FT-UNV-D | Indoor Luminaires | Linear Ambient | Direct Linear Ambient Luminaires | Standard | FALSE | [9 empty] | 2/12/2016 | Dimmable | Continuous (Can dim down to ≤ 10% (W)) | Yes |  |  | 4015 | 98.3 | 40.85 | 7.5 | 0.994 | 3081 | 83
PEF9A8TU | Lumenwerx ULC | Lumenwerx | VIA3[RF, PD, RVF, S, WD]-HLO-LED-80-1000-30-8FT-UNV-D | Indoor Luminaires | Linear Ambient | Direct Linear Ambient Luminaires | Standard | FALSE | [9 empty] | 2/12/2016 | Dimmable | Continuous (Can dim down to ≤ 10% (W)) | Yes |  |  | 8030 | 98.3 | 81.71 | 7.5 | 0.994 | 3081 | 83
P6J4R5GD | Lumenwerx ULC | Lumenwerx | VIA3[RF, PD, RVF, S, WD]-HLO-LED-80-1000-30-12FT-UNV-D | Indoor Luminaires | Linear Ambient | Direct Linear Ambient Luminaires | Standard | FALSE | [9 empty] | 2/12/2016 | Dimmable | Continuous (Can dim down to ≤ 10% (W)) | Yes |  |  | 12046 | 98.3 | 122.56 | 7.5 | 0.994 | 3081 | 83
PCMHN8U2 | Lumenwerx ULC | Lumenwerx | VIA4RF-HLO-LED-80-750-35-5FT-UNV-D | Indoor Luminaires | Linear Ambient | Direct Linear Ambient Luminaires | Standard | FALSE | [9 empty] | 3/25/2016 | Dimmable | Continuous (Can dim down to ≤ 10% (W)) | Yes |  |  | 3758 | 103.19 | 26.88 | 7 | 0.993 | 3581 | 83
PU47D7NQ | Lumenwerx ULC | Lumenwerx | VIA4RF-HLO-LED-80-750-35-6FT-UNV-D | Indoor Luminaires | Linear Ambient | Direct Linear Ambient Luminaires | Standard | FALSE | [9 empty] | 3/25/2016 | Dimmable | Continuous (Can dim down to ≤ 10% (W)) | Yes |  |  | 4511 | 103.2 | 26.88 | 6.5 | 0.993 | 3581 | 83
P1BQXG4E | Lumenwerx ULC | Lumenwerx | VIA3[RF, PD, RVF, S, WD]-HLO-LED-80-500-30-2FT-UNV-D | Indoor Luminaires | Linear Ambient | Direct Linear Ambient Luminaires | Standard | FALSE | [9 empty] | 8/24/2016 | Dimmable | Continuous (Can dim down to ≤ 10% (W)) | Yes |  |  | 999 | 100.7 | 9.92 | 8.5 | 0.992 | 3081 | 83
PCXSEAAW | Lumenwerx ULC | Lumenwerx | VIA3[RF, PD, RVF, S, WD]-HLO-LED-80-500-30-3FT-UNV-D | Indoor Luminaires | Linear Ambient | Direct Linear Ambient Luminaires | Standard | FALSE | [9 empty] | 8/24/2016 | Dimmable | Continuous (Can dim down to ≤ 10% (W)) | Yes |  |  | 1499 | 100.7 | 14.88 | 8.5 | 0.992 | 3081 | 83
PS934CSR | Lumenwerx ULC | Lumenwerx | VIA[1.5,2]RF-HLO-LED-80-750-30-4FT-UNV-D-X-X-X-X-X | Indoor Luminaires | Linear Ambient | Direct Linear Ambient Luminaires | Standard | TRUE | 3016 | 82.97 | 36.35 | 12.03 | 0.975 | 3132 | 82 | 5 | 50000 | 7/6/2016 | Dimmable | Continuous (Can dim down to ≤ 10% (W)) | Yes |  | 3.1 | 3016 | 82.97 | 36.35 | 6.25 | 0.998 | 3132 | 82
PS49RP7C | Lumenwerx ULC | Lumenwerx | VIA[1.5,2]RF-HLO-LED-80-350-30-4FT-UNV-D-X-X-X-X-X | Indoor Luminaires | Linear Ambient | Direct Linear Ambient Luminaires | Standard | TRUE | 1476 | 87.23 | 16.92 | 11.37 | 0.94 | 2966 | 83 | 5 | 50000 | 7/6/2016 | Dimmable | Continuous (Can dim down to ≤ 10% (W)) | Yes |  | 3.1 | 1476 | 87.23 | 16.92 | 7.92 | 0.992 | 2966 | 83
P1H83JMD | Lumenwerx ULC | Lumenwerx | VIA[1.5,2]RF-HLO-LED-80-350-40-4FT-UNV-D-X-X-X-X-X | Indoor Luminaires | Linear Ambient | Direct Linear Ambient Luminaires | Standard | TRUE | 1500 | 91.58 | 16.38 | 11.63 | 0.936 | 3989 | 85 | 5 | 50000 | 7/6/2016 | Dimmable | Continuous (Can dim down to ≤ 10% (W)) | Yes |  | 3.1 | 1500 | 91.58 | 16.38 | 7.97 | 0.991 | 3989 | 83
P1TP44DF | Lumenwerx ULC | Lumenwerx | VIA[1.5,2]RF-HLO-LED-80-350-40-8FT-UNV-D-X-X-X-X-X | Indoor Luminaires | Linear Ambient | Direct Linear Ambient Luminaires | Standard | FALSE | [9 empty] | 7/6/2016 | Dimmable | Continuous (Can dim down to ≤ 10% (W)) | Yes |  |  | 3000 | 91.58 | 32.76 | 7.97 | 0.991 | 3989 | 83
P9R5S5NZ | Lumenwerx ULC | Lumenwerx | VIA[1.5,2]RF-HLO-LED-80-350-40-12FT-UNV-D-X-X-X-X-X | Indoor Luminaires | Linear Ambient | Direct Linear Ambient Luminaires | Standard | FALSE | [9 empty] | 7/6/2016 | Dimmable | Continuous (Can dim down to ≤ 10% (W)) | Yes |  |  | 4500 | 91.58 | 49.14 | 7.97 | 0.991 | 3989 | 83
PPGSPJ4Z | Lumenwerx ULC | Lumenwerx | VIA[1.5,2]RF-HLO-LED-80-500-40-4FT-UNV-D-X-X-X-X-X | Indoor Luminaires | Linear Ambient | Direct Linear Ambient Luminaires | Standard | FALSE | [9 empty] | 7/6/2016 | Dimmable | Continuous (Can dim down to ≤ 10% (W)) | Yes |  |  | 2258 | 87.57 | 25.78 | 6.8 | 0.993 | 3989 | 83
P5Q3C47F | Lumenwerx ULC | Lumenwerx | VIA[1.5,2]RF-HLO-LED-80-500-40-8FT-UNV-D-X-X-X-X-X | Indoor Luminaires | Linear Ambient | Direct Linear Ambient Luminaires | Standard | FALSE | [9 empty] | 7/6/2016 | Dimmable | Continuous (Can dim down to ≤ 10% (W)) | Yes |  |  | 4516 | 87.57 | 51.57 | 6.8 | 0.993 | 3989 | 83
PJEFCZM6 | Lumenwerx ULC | Lumenwerx | VIA[1.5,2]RF-HLO-LED-80-500-40-12FT-UNV-D-X-X-X-X-X | Indoor Luminaires | Linear Ambient | Direct Linear Ambient Luminaires | Standard | FALSE | [9 empty] | 7/6/2016 | Dimmable | Continuous (Can dim down to ≤ 10% (W)) | Yes |  |  | 6774 | 87.57 | 77.35 | 6.8 | 0.993 | 3989 | 83
PYAKYNX7 | Lumenwerx ULC | Lumenwerx | VIA[1.5,2]RF-HLO-LED-80-750-40-4FT-UNV-D-X-X-X-X-X | Indoor Luminaires | Linear Ambient | Direct Linear Ambient Luminaires | Standard | FALSE | [9 empty] | 7/6/2016 | Dimmable | Continuous (Can dim down to ≤ 10% (W)) | Yes |  |  | 3016 | 85.71 | 35.19 | 5.9 | 0.997 | 3989 | 83
P1817BBM | Lumenwerx ULC | Lumenwerx | VIA[1.5,2]RF-HLO-LED-80-750-40-8FT-UNV-D-X-X-X-X-X | Indoor Luminaires | Linear Ambient | Direct Linear Ambient Luminaires | Standard | FALSE | [9 empty] | 7/6/2016 | Dimmable | Continuous (Can dim down to ≤ 10% (W)) | Yes |  |  | 6032 | 85.71 | 70.38 | 5.9 | 0.997 | 3989 | 83
PBSQ9TP5 | Lumenwerx ULC | Lumenwerx | VIA[1.5,2]RF-HLO-LED-80-750-40-12FT-UNV-D-X-X-X-X-X | Indoor Luminaires | Linear Ambient | Direct Linear Ambient Luminaires | Standard | FALSE | [9 empty] | 7/6/2016 | Dimmable | Continuous (Can dim down to ≤ 10% (W)) | Yes |  |  | 9048 | 85.71 | 105.57 | 5.9 | 0.997 | 3989 | 83
P4EH9AGV | Lumenwerx ULC | Lumenwerx | VIA[1.5,2]RF-HLO-LED-80-350-30-8FT-UNV-D-X-X-X-X-X | Indoor Luminaires | Linear Ambient | Direct Linear Ambient Luminaires | Standard | FALSE | [9 empty] | 7/6/2016 | Dimmable | Continuous (Can dim down to ≤ 10% (W)) | Yes |  |  | 2952 | 87.23 | 33.84 | 7.92 | 0.992 | 2966 | 83
PD44N7B9 | Lumenwerx ULC | Lumenwerx | VIA[1.5,2]RF-HLO-LED-80-350-30-12FT-UNV-D-X-X-X-X-X | Indoor Luminaires | Linear Ambient | Direct Linear Ambient Luminaires | Standard | FALSE | [9 empty] | 7/6/2016 | Dimmable | Continuous (Can dim down to ≤ 10% (W)) | Yes |  |  | 4428 | 87.23 | 50.76 | 7.92 | 0.992 | 2966 | 83
PRYVUTET | Lumenwerx ULC | Lumenwerx | VIA[1.5,2]RF-HLO-LED-80-500-30-4FT-UNV-D-X-X-X-X-X | Indoor Luminaires | Linear Ambient | Direct Linear Ambient Luminaires | Standard | FALSE | [9 empty] | 7/6/2016 | Dimmable | Continuous (Can dim down to ≤ 10% (W)) | Yes |  |  | 2246 | 84.33 | 26.64 | 6.5 | 0.994 | 3081 | 83
PVJ5HQE7 | Lumenwerx ULC | Lumenwerx | VIA[1.5,2]RF-HLO-LED-80-500-30-8FT-UNV-D-X-X-X-X-X | Indoor Luminaires | Linear Ambient | Direct Linear Ambient Luminaires | Standard | FALSE | [9 empty] | 7/6/2016 | Dimmable | Continuous (Can dim down to ≤ 10% (W)) | Yes |  |  | 4492 | 84.33 | 53.27 | 6.5 | 0.994 | 3081 | 83
P71TSPQ9 | Lumenwerx ULC | Lumenwerx | VIA[1.5,2]RF-HLO-LED-80-500-30-12FT-UNV-D-X-X-X-X-X | Indoor Luminaires | Linear Ambient | Direct Linear Ambient Luminaires | Standard | FALSE | [9 empty] | 7/6/2016 | Dimmable | Continuous (Can dim down to ≤ 10% (W)) | Yes |  |  | 6738 | 84.33 | 79.91 | 6.5 | 0.994 | 3081 | 83
P2GPYWMA | Lumenwerx ULC | Lumenwerx | VIA[1.5,2]RF-HLO-LED-80-750-30-8FT-UNV-D-X-X-X-X-X | Indoor Luminaires | Linear Ambient | Direct Linear Ambient Luminaires | Standard | FALSE | [9 empty] | 7/6/2016 | Dimmable | Continuous (Can dim down to ≤ 10% (W)) | Yes |  |  | 6032 | 82.97 | 72.7 | 6.25 | 0.998 | 3132 | 82
PEQ753UJ | Lumenwerx ULC | Lumenwerx | VIA[1.5,2]RF-HLO-LED-80-750-30-12FT-UNV-D-X-X-X-X-X | Indoor Luminaires | Linear Ambient | Direct Linear Ambient Luminaires | Standard | FALSE | [9 empty] | 7/6/2016 | Dimmable | Continuous (Can dim down to ≤ 10% (W)) | Yes |  |  | 9048 | 82.97 | 109.05 | 6.25 | 0.998 | 3132 | 82
P5P2WBYG | Lumenwerx ULC | Lumenwerx | VIA[1.5,2]RF-HLO-LED-80-350-35-4FT-UNV-D-X-X-X-X-X | Indoor Luminaires | Linear Ambient | Direct Linear Ambient Luminaires | Standard | FALSE | [9 empty] | 7/6/2016 | Dimmable | Continuous (Can dim down to ≤ 10% (W)) | Yes |  |  | 1488 | 89.37 | 16.65 | 7.95 | 0.99 | 3535 | 83
PCK6UX98 | Lumenwerx ULC | Lumenwerx | VIA[1.5,2]RF-HLO-LED-80-350-35-8FT-UNV-D-X-X-X-X-X | Indoor Luminaires | Linear Ambient | Direct Linear Ambient Luminaires | Standard | FALSE | [9 empty] | 7/6/2016 | Dimmable | Continuous (Can dim down to ≤ 10% (W)) | Yes |  |  | 2976 | 89.37 | 33.3 | 7.95 | 0.99 | 3535 | 83
PZ21RYC3 | Lumenwerx ULC | Lumenwerx | VIA[1.5,2]RF-HLO-LED-80-350-35-12FT-UNV-D-X-X-X-X-X | Indoor Luminaires | Linear Ambient | Direct Linear Ambient Luminaires | Standard | FALSE | [9 empty] | 7/6/2016 | Dimmable | Continuous (Can dim down to ≤ 10% (W)) | Yes |  |  | 4464 | 89.37 | 49.95 | 7.95 | 0.99 | 3535 | 83
PBSV4463 | Lumenwerx ULC | Lumenwerx | VIA[1.5,2]RF-HLO-LED-80-500-35-4FT-UNV-D-X-X-X-X-X | Indoor Luminaires | Linear Ambient | Direct Linear Ambient Luminaires | Standard | FALSE | [9 empty] | 7/6/2016 | Dimmable | Continuous (Can dim down to ≤ 10% (W)) | Yes |  |  | 2264 | 86.39 | 26.21 | 6.75 | 0.993 | 3535 | 83
PMVXW51X | Lumenwerx ULC | Lumenwerx | VIA[1.5,2]RF-HLO-LED-80-500-35-8FT-UNV-D-X-X-X-X-X | Indoor Luminaires | Linear Ambient | Direct Linear Ambient Luminaires | Standard | FALSE | [9 empty] | 7/6/2016 | Dimmable | Continuous (Can dim down to ≤ 10% (W)) | Yes |  |  | 4529 | 86.39 | 52.42 | 6.75 | 0.993 | 3535 | 83
PWBGB4JY | Lumenwerx ULC | Lumenwerx | VIA[1.5,2]RF-HLO-LED-80-500-35-12FT-UNV-D-X-X-X-X-X | Indoor Luminaires | Linear Ambient | Direct Linear Ambient Luminaires | Standard | FALSE | [9 empty] | 7/6/2016 | Dimmable | Continuous (Can dim down to ≤ 10% (W)) | Yes |  |  | 6793 | 86.39 | 78.63 | 6.75 | 0.993 | 3535 | 83
P6TD8MBQ | Lumenwerx ULC | Lumenwerx | VIA[1.5,2]RF-HLO-LED-80-750-35-4FT-UNV-D-X-X-X-X-X | Indoor Luminaires | Linear Ambient | Direct Linear Ambient Luminaires | Standard | FALSE | [9 empty] | 7/6/2016 | Dimmable | Continuous (Can dim down to ≤ 10% (W)) | Yes |  |  | 3041 | 85 | 35.77 | 5.8 | 0.998 | 3535 | 83
PXGQESS3 | Lumenwerx ULC | Lumenwerx | VIA[1.5,2]RF-HLO-LED-80-750-35-8FT-UNV-D-X-X-X-X-X | Indoor Luminaires | Linear Ambient | Direct Linear Ambient Luminaires | Standard | FALSE | [9 empty] | 7/6/2016 | Dimmable | Continuous (Can dim down to ≤ 10% (W)) | Yes |  |  | 6081 | 85 | 71.54 | 5.8 | 0.998 | 3535 | 83
P6F3H2Q1 | Lumenwerx ULC | Lumenwerx | VIA[1.5,2]RF-HLO-LED-80-750-35-12FT-UNV-D-X-X-X-X-X | Indoor Luminaires | Linear Ambient | Direct Linear Ambient Luminaires | Standard | FALSE | [9 empty] | 7/6/2016 | Dimmable | Continuous (Can dim down to ≤ 10% (W)) | Yes |  |  | 9122 | 85 | 107.31 | 5.8 | 0.998 | 3535 | 83
PFD33BSU | Lumenwerx ULC | Lumenwerx | QUAW[P,S,W]X-HLO-LED-80-550-30-4-UNV-D-1-XXX-XX-XXX-[FU,BLANK] | Indoor Luminaires | Linear Ambient | Direct Linear Ambient Luminaires | Standard | TRUE | 2368 | 118.16 | 20.04 | 8.49 | 0.966 | 3068 | 83.3 | 5 | 60000 | 8/22/2016 | Dimmable | Continuous (Can dim down to ≤ 10% (W)) | Yes |  | 4 | 2368 | 119.5 | 19.8 | 6.62 | 1 | 3068 | 83.3
PX9QH93N | Lumenwerx ULC | Lumenwerx | QUAW[P,S,W]X-HLO-LED-80-1200-30-4-UNV-D-1-XXX-XX-XXX-[FU,BLANK] | Indoor Luminaires | Linear Ambient | Direct Linear Ambient Luminaires | Standard | TRUE | 5125 | 113.36 | 45.21 | 15.46 | 0.956 | 3083 | 83 | 5 | 60000 | 8/22/2016 | Dimmable | Continuous (Can dim down to ≤ 10% (W)) | Yes |  | 4 | 5126 | 113.4 | 45.2 | 7.54 | 1 | 3083 | 83
PGH9PAAX | Lumenwerx ULC | Lumenwerx | QUAW[P,S,W]X-HLO-LED-80-550-40-4-UNV-D-1-XXX-XX-XXX-[FU,BLANK] | Indoor Luminaires | Linear Ambient | Direct Linear Ambient Luminaires | Standard | TRUE | 2437 | 126.4 | 19.28 | 8.78 | 0.964 | 4022 | 84.6 | 5 | 60000 | 8/22/2016 | Dimmable | Continuous (Can dim down to ≤ 10% (W)) | Yes |  | 4 | 2437 | 127.5 | 19.1 | 6.8 | 1 | 4022 | 84.6
P1QWWAK6 | Lumenwerx ULC | Lumenwerx | QUAW[P,S,W]X-HLO-LED-80-750-40-4-UNV-D-1-XXX-XX-XXX-[FU,BLANK] | Indoor Luminaires | Linear Ambient | Direct Linear Ambient Luminaires | Standard | FALSE | [9 empty] | 8/22/2016 | Dimmable | Continuous (Can dim down to ≤ 10% (W)) | Yes |  |  | 3315 | 125.7 | 26.4 | 7.32 | 1 | 4029 | 84.6
P4ZBWTHF | Lumenwerx ULC | Lumenwerx | QUAW[P,S,W]X-HLO-LED-80-1000-40-4-UNV-D-1-XXX-XX-XXX-[FU,BLANK] | Indoor Luminaires | Linear Ambient | Direct Linear Ambient Luminaires | Standard | FALSE | [9 empty] | 8/22/2016 | Dimmable | Continuous (Can dim down to ≤ 10% (W)) | Yes |  |  | 4424 | 122 | 36.3 | 6.11 | 1 | 4031 | 84.6
P4XTH31T | Lumenwerx ULC | Lumenwerx | QUAW[P,S,W]X-HLO-LED-80-1200-40-4-UNV-D-1-XXX-XX-XXX-[FU,BLANK] | Indoor Luminaires | Linear Ambient | Direct Linear Ambient Luminaires | Standard | FALSE | [9 empty] | 8/22/2016 | Dimmable | Continuous (Can dim down to ≤ 10% (W)) | Yes |  |  | 5275 | 120.2 | 43.9 | 7.59 | 1 | 4042 | 84.6
PQ867NXA | Lumenwerx ULC | Lumenwerx | QUAN[P,S,W]X-HLO-LED-80-550-40-4-UNV-D-1-XXX-XX-XXX-[FU,BLANK] | Indoor Luminaires | Linear Ambient | Direct Linear Ambient Luminaires | Standard | FALSE | [9 empty] | 8/22/2016 | Dimmable | Continuous (Can dim down to ≤ 10% (W)) | Yes |  |  | 2543 | 133 | 19.1 | 6.8 | 1 | 4022 | 84.6
PK6XCWN5 | Lumenwerx ULC | Lumenwerx | QUAN[P,S,W]X-HLO-LED-80-750-40-4-UNV-D-1-XXX-XX-XXX-[FU,BLANK] | Indoor Luminaires | Linear Ambient | Direct Linear Ambient Luminaires | Standard | FALSE | [9 empty] | 8/22/2016 | Dimmable | Continuous (Can dim down to ≤ 10% (W)) | Yes |  |  | 3458 | 131.2 | 26.4 | 7.32 | 1 | 4029 | 84.6
PKQJKWBG | Lumenwerx ULC | Lumenwerx | QUAN[P,S,W]X-HLO-LED-80-1000-40-4-UNV-D-1-XXX-XX-XXX-[FU,BLANK] | Indoor Luminaires | Linear Ambient | Direct Linear Ambient Luminaires | Standard | FALSE | [9 empty] | 8/22/2016 | Dimmable | Continuous (Can dim down to ≤ 10% (W)) | Yes |  |  | 4616 | 127.3 | 36.3 | 6.11 | 1 | 4031 | 84.6
P9U8YGQN | Lumenwerx ULC | Lumenwerx | QUAW[P,S,W]X-HLO-LED-80-550-30-8-UNV-D-1-XXX-XX-XXX-[FU,BLANK] | Indoor Luminaires | Linear Ambient | Direct Linear Ambient Luminaires | Standard | FALSE | [9 empty] | 8/22/2016 | Dimmable | Continuous (Can dim down to ≤ 10% (W)) | Yes |  |  | 4736 | 119.5 | 39.6 | 6.62 | 1 | 3068 | 83.3
PWREGKDK | Lumenwerx ULC | Lumenwerx | QUAW[P,S,W]X-HLO-LED-80-750-30-8-UNV-D-1-XXX-XX-XXX-[FU,BLANK] | Indoor Luminaires | Linear Ambient | Direct Linear Ambient Luminaires | Standard | FALSE | [9 empty] | 8/22/2016 | Dimmable | Continuous (Can dim down to ≤ 10% (W)) | Yes |  |  | 6442 | 117.8 | 54.7 | 6.74 | 1 | 3073 | 83.2
PS1YYX6U | Lumenwerx ULC | Lumenwerx | QUAW[P,S,W]X-HLO-LED-80-1000-30-8-UNV-D-1-XXX-XX-XXX-[FU,BLANK] | Indoor Luminaires | Linear Ambient | Direct Linear Ambient Luminaires | Standard | FALSE | [9 empty] | 8/22/2016 | Dimmable | Continuous (Can dim down to ≤ 10% (W)) | Yes |  |  | 8598 | 115.6 | 74.4 | 6.35 | 1 | 3075 | 83.1
P3PT66KU | Lumenwerx ULC | Lumenwerx | QUAW[P,S,W]X-HLO-LED-80-1200-30-8-UNV-D-1-XXX-XX-XXX-[FU,BLANK] | Indoor Luminaires | Linear Ambient | Direct Linear Ambient Luminaires | Standard | FALSE | [9 empty] | 8/22/2016 | Dimmable | Continuous (Can dim down to ≤ 10% (W)) | Yes |  |  | 10252 | 113.4 | 90.4 | 7.54 | 1 | 3083 | 83
PGH7GYMR | Lumenwerx ULC | Lumenwerx | QUAN[P,S,W]X-HLO-LED-80-550-30-8-UNV-D-1-XXX-XX-XXX-[FU,BLANK] | Indoor Luminaires | Linear Ambient | Direct Linear Ambient Luminaires | Standard | FALSE | [9 empty] | 8/22/2016 | Dimmable | Continuous (Can dim down to ≤ 10% (W)) | Yes |  |  | 4941 | 124.7 | 39.6 | 6.62 | 1 | 3068 | 83.3
PP8JFGXZ | Lumenwerx ULC | Lumenwerx | QUAN[P,S,W]X-HLO-LED-80-750-30-8-UNV-D-1-XXX-XX-XXX-[FU,BLANK] | Indoor Luminaires | Linear Ambient | Direct Linear Ambient Luminaires | Standard | FALSE | [9 empty] | 8/22/2016 | Dimmable | Continuous (Can dim down to ≤ 10% (W)) | Yes |  |  | 6721 | 122.9 | 54.7 | 6.74 | 1 | 3073 | 83.2
PQS6MHV4 | Lumenwerx ULC | Lumenwerx | QUAN[P,S,W]X-HLO-LED-80-1000-30-8-UNV-D-1-XXX-XX-XXX-[FU,BLANK] | Indoor Luminaires | Linear Ambient | Direct Linear Ambient Luminaires | Standard | FALSE | [9 empty] | 8/22/2016 | Dimmable | Continuous (Can dim down to ≤ 10% (W)) | Yes |  |  | 8971 | 120.6 | 74.4 | 6.35 | 1 | 3075 | 83.1
PZWX8FYF | Lumenwerx ULC | Lumenwerx | QUAW[P,S,W]X-HLO-LED-80-550-35-8-UNV-D-1-XXX-XX-XXX-[FU,BLANK] | Indoor Luminaires | Linear Ambient | Direct Linear Ambient Luminaires | Standard | FALSE | [9 empty] | 8/22/2016 | Dimmable | Continuous (Can dim down to ≤ 10% (W)) | Yes |  |  | 4805 | 122.6 | 39.2 | 6.54 | 1 | 3545 | 84
PEQ2KE4P | Lumenwerx ULC | Lumenwerx | QUAW[P,S,W]X-HLO-LED-80-750-35-8-UNV-D-1-XXX-XX-XXX-[FU,BLANK] | Indoor Luminaires | Linear Ambient | Direct Linear Ambient Luminaires | Standard | FALSE | [9 empty] | 8/22/2016 | Dimmable | Continuous (Can dim down to ≤ 10% (W)) | Yes |  |  | 6536 | 120.1 | 54.4 | 7.06 | 1 | 3551 | 83.9
PHH9W35C | Lumenwerx ULC | Lumenwerx | QUAW[P,S,W]X-HLO-LED-80-1000-35-8-UNV-D-1-XXX-XX-XXX-[FU,BLANK] | Indoor Luminaires | Linear Ambient | Direct Linear Ambient Luminaires | Standard | FALSE | [9 empty] | 8/22/2016 | Dimmable | Continuous (Can dim down to ≤ 10% (W)) | Yes |  |  | 8723 | 118.8 | 73.4 | 5.97 | 1 | 3553 | 83.9
P2QTRJ4P | Lumenwerx ULC | Lumenwerx | QUAW[P,S,W]X-HLO-LED-80-1200-35-8-UNV-D-1-XXX-XX-XXX-[FU,BLANK] | Indoor Luminaires | Linear Ambient | Direct Linear Ambient Luminaires | Standard | FALSE | [9 empty] | 8/22/2016 | Dimmable | Continuous (Can dim down to ≤ 10% (W)) | Yes |  |  | 10401 | 115 | 90.5 | 7.27 | 1 | 3562 | 83.8
P7XVX1ZT | Lumenwerx ULC | Lumenwerx | QUAN[P,S,W]X-HLO-LED-80-550-35-8-UNV-D-1-XXX-XX-XXX-[FU,BLANK] | Indoor Luminaires | Linear Ambient | Direct Linear Ambient Luminaires | Standard | FALSE | [9 empty] | 8/22/2016 | Dimmable | Continuous (Can dim down to ≤ 10% (W)) | Yes |  |  | 5013 | 127.9 | 39.2 | 6.54 | 1 | 3545 | 84
PXKHTYJJ | Lumenwerx ULC | Lumenwerx | QUAN[P,S,W]X-HLO-LED-80-750-35-8-UNV-D-1-XXX-XX-XXX-[FU,BLANK] | Indoor Luminaires | Linear Ambient | Direct Linear Ambient Luminaires | Standard | FALSE | [9 empty] | 8/22/2016 | Dimmable | Continuous (Can dim down to ≤ 10% (W)) | Yes |  |  | 6819 | 125.3 | 54.4 | 7.06 | 1 | 3551 | 83.9
PTS5C3MG | Lumenwerx ULC | Lumenwerx | QUAN[P,S,W]X-HLO-LED-80-1000-35-8-UNV-D-1-XXX-XX-XXX-[FU,BLANK] | Indoor Luminaires | Linear Ambient | Direct Linear Ambient Luminaires | Standard | FALSE | [9 empty] | 8/22/2016 | Dimmable | Continuous (Can dim down to ≤ 10% (W)) | Yes |  |  | 9101 | 123.9 | 73.4 | 5.97 | 1 | 3553 | 83.9
PJ61RZ27 | Lumenwerx ULC | Lumenwerx | QUAW[P,S,W]X-HLO-LED-80-550-40-8-UNV-D-1-XXX-XX-XXX-[FU,BLANK] | Indoor Luminaires | Linear Ambient | Direct Linear Ambient Luminaires | Standard | FALSE | [9 empty] | 8/22/2016 | Dimmable | Continuous (Can dim down to ≤ 10% (W)) | Yes |  |  | 4874 | 127.5 | 38.2 | 6.8 | 1 | 4022 | 84.6
PGET753H | Lumenwerx ULC | Lumenwerx | QUAW[P,S,W]X-HLO-LED-80-750-40-8-UNV-D-1-XXX-XX-XXX-[FU,BLANK] | Indoor Luminaires | Linear Ambient | Direct Linear Ambient Luminaires | Standard | FALSE | [9 empty] | 8/22/2016 | Dimmable | Continuous (Can dim down to ≤ 10% (W)) | Yes |  |  | 6629 | 125.7 | 52.7 | 7.32 | 1 | 4029 | 84.6
P3GYPD5W | Lumenwerx ULC | Lumenwerx | QUAW[P,S,W]X-HLO-LED-80-1000-40-8-UNV-D-1-XXX-XX-XXX-[FU,BLANK] | Indoor Luminaires | Linear Ambient | Direct Linear Ambient Luminaires | Standard | FALSE | [9 empty] | 8/22/2016 | Dimmable | Continuous (Can dim down to ≤ 10% (W)) | Yes |  |  | 8848 | 122 | 72.5 | 6.11 | 1 | 4031 | 84.6
P71DDW4J | Lumenwerx ULC | Lumenwerx | QUAW[P,S,W]X-HLO-LED-80-1200-40-8-UNV-D-1-XXX-XX-XXX-[FU,BLANK] | Indoor Luminaires | Linear Ambient | Direct Linear Ambient Luminaires | Standard | FALSE | [9 empty] | 8/22/2016 | Dimmable | Continuous (Can dim down to ≤ 10% (W)) | Yes |  |  | 10550 | 120.2 | 87.8 | 7.59 | 1 | 4042 | 84.6
P8XNRSFX | Lumenwerx ULC | Lumenwerx | QUAN[P,S,W]X-HLO-LED-80-550-40-8-UNV-D-1-XXX-XX-XXX-[FU,BLANK] | Indoor Luminaires | Linear Ambient | Direct Linear Ambient Luminaires | Standard | FALSE | [9 empty] | 8/22/2016 | Dimmable | Continuous (Can dim down to ≤ 10% (W)) | Yes |  |  | 5085 | 133 | 38.2 | 6.8 | 1 | 4022 | 84.6
P14GA8WQ | Lumenwerx ULC | Lumenwerx | QUAN[P,S,W]X-HLO-LED-80-750-40-8-UNV-D-1-XXX-XX-XXX-[FU,BLANK] | Indoor Luminaires | Linear Ambient | Direct Linear Ambient Luminaires | Standard | FALSE | [9 empty] | 8/22/2016 | Dimmable | Continuous (Can dim down to ≤ 10% (W)) | Yes |  |  | 6917 | 131.2 | 52.7 | 7.32 | 1 | 4029 | 84.6
PE1V4RB1 | Lumenwerx ULC | Lumenwerx | QUAN[P,S,W]X-HLO-LED-80-1000-40-8-UNV-D-1-XXX-XX-XXX-[FU,BLANK] | Indoor Luminaires | Linear Ambient | Direct Linear Ambient Luminaires | Standard | FALSE | [9 empty] | 8/22/2016 | Dimmable | Continuous (Can dim down to ≤ 10% (W)) | Yes |  |  | 9232 | 127.3 | 72.5 | 6.11 | 1 | 4031 | 84.6
PJGZYRWM | Lumenwerx ULC | Lumenwerx | QUAW[P,S,W]X-HLO-LED-120-550-30-12-UNV-D-1-XXX-XX-XXX-[FU,BLANK] | Indoor Luminaires | Linear Ambient | Direct Linear Ambient Luminaires | Standard | FALSE | [9 empty] | 8/22/2016 | Dimmable | Continuous (Can dim down to ≤ 10% (W)) | Yes |  |  | 7104 | 119.5 | 59.5 | 6.62 | 1 | 3068 | 83.3
PFXMD8YH | Lumenwerx ULC | Lumenwerx | QUAW[P,S,W]X-HLO-LED-120-750-30-12-UNV-D-1-XXX-XX-XXX-[FU,BLANK] | Indoor Luminaires | Linear Ambient | Direct Linear Ambient Luminaires | Standard | FALSE | [9 empty] | 8/22/2016 | Dimmable | Continuous (Can dim down to ≤ 10% (W)) | Yes |  |  | 9663 | 117.8 | 82.1 | 6.74 | 1 | 3073 | 83.2
PSFSNXVB | Lumenwerx ULC | Lumenwerx | QUAW[P,S,W]X-HLO-LED-120-1000-30-12-UNV-D-1-XXX-XX-XXX-[FU,BLANK] | Indoor Luminaires | Linear Ambient | Direct Linear Ambient Luminaires | Standard | FALSE | [9 empty] | 8/22/2016 | Dimmable | Continuous (Can dim down to ≤ 10% (W)) | Yes |  |  | 12897 | 115.6 | 111.6 | 6.35 | 1 | 3075 | 83.1
PPRNFJF2 | Lumenwerx ULC | Lumenwerx | QUAW[P,S,W]X-HLO-LED-120-1200-30-12-UNV-D-1-XXX-XX-XXX-[FU,BLANK] | Indoor Luminaires | Linear Ambient | Direct Linear Ambient Luminaires | Standard | FALSE | [9 empty] | 8/22/2016 | Dimmable | Continuous (Can dim down to ≤ 10% (W)) | Yes |  |  | 15378 | 113.4 | 135.6 | 7.54 | 1 | 3083 | 83
PATKE3UZ | Lumenwerx ULC | Lumenwerx | QUAN[P,S,W]X-HLO-LED-120-550-30-12-UNV-D-1-XXX-XX-XXX-[FU,BLANK] | Indoor Luminaires | Linear Ambient | Direct Linear Ambient Luminaires | Standard | FALSE | [9 empty] | 8/22/2016 | Dimmable | Continuous (Can dim down to ≤ 10% (W)) | Yes |  |  | 7412 | 124.7 | 59.5 | 6.62 | 1 | 3068 | 83.3
PRY2AUMV | Lumenwerx ULC | Lumenwerx | QUAN[P,S,W]X-HLO-LED-120-750-30-12-UNV-D-1-XXX-XX-XXX-[FU,BLANK] | Indoor Luminaires | Linear Ambient | Direct Linear Ambient Luminaires | Standard | FALSE | [9 empty] | 8/22/2016 | Dimmable | Continuous (Can dim down to ≤ 10% (W)) | Yes |  |  | 10082 | 122.9 | 82.1 | 6.74 | 1 | 3073 | 83.2
PG57A8GY | Lumenwerx ULC | Lumenwerx | QUAN[P,S,W]X-HLO-LED-120-1000-30-12-UNV-D-1-XXX-XX-XXX-[FU,BLANK] | Indoor Luminaires | Linear Ambient | Direct Linear Ambient Luminaires | Standard | FALSE | [9 empty] | 8/22/2016 | Dimmable | Continuous (Can dim down to ≤ 10% (W)) | Yes |  |  | 13456 | 120.6 | 111.6 | 6.35 | 1 | 3075 | 83.1
PVDR4RY6 | Lumenwerx ULC | Lumenwerx | QUAW[P,S,W]X-HLO-LED-120-550-35-12-UNV-D-1-XXX-XX-XXX-[FU,BLANK] | Indoor Luminaires | Linear Ambient | Direct Linear Ambient Luminaires | Standard | FALSE | [9 empty] | 8/22/2016 | Dimmable | Continuous (Can dim down to ≤ 10% (W)) | Yes |  |  | 7208 | 122.6 | 58.8 | 6.54 | 1 | 3545 | 84
P1MTGRUF | Lumenwerx ULC | Lumenwerx | QUAW[P,S,W]X-HLO-LED-120-750-35-12-UNV-D-1-XXX-XX-XXX-[FU,BLANK] | Indoor Luminaires | Linear Ambient | Direct Linear Ambient Luminaires | Standard | FALSE | [9 empty] | 8/22/2016 | Dimmable | Continuous (Can dim down to ≤ 10% (W)) | Yes |  |  | 9804 | 120.1 | 81.7 | 7.06 | 1 | 3551 | 83.9
PDB8EDUA | Lumenwerx ULC | Lumenwerx | QUAW[P,S,W]X-HLO-LED-120-1000-35-12-UNV-D-1-XXX-XX-XXX-[FU,BLANK] | Indoor Luminaires | Linear Ambient | Direct Linear Ambient Luminaires | Standard | FALSE | [9 empty] | 8/22/2016 | Dimmable | Continuous (Can dim down to ≤ 10% (W)) | Yes |  |  | 13085 | 118.8 | 110.2 | 5.97 | 1 | 3553 | 83.9
PTZMCJSG | Lumenwerx ULC | Lumenwerx | QUAW[P,S,W]X-HLO-LED-120-1200-35-12-UNV-D-1-XXX-XX-XXX-[FU,BLANK] | Indoor Luminaires | Linear Ambient | Direct Linear Ambient Luminaires | Standard | FALSE | [9 empty] | 8/22/2016 | Dimmable | Continuous (Can dim down to ≤ 10% (W)) | Yes |  |  | 15601 | 115 | 135.7 | 7.27 | 1 | 3562 | 83.8
PWREM9DR | Lumenwerx ULC | Lumenwerx | QUAN[P,S,W]X-HLO-LED-120-550-35-12-UNV-D-1-XXX-XX-XXX-[FU,BLANK] | Indoor Luminaires | Linear Ambient | Direct Linear Ambient Luminaires | Standard | FALSE | [9 empty] | 8/22/2016 | Dimmable | Continuous (Can dim down to ≤ 10% (W)) | Yes |  |  | 7520 | 127.9 | 58.8 | 6.54 | 1 | 3545 | 84
PQ4MM541 | Lumenwerx ULC | Lumenwerx | QUAN[P,S,W]X-HLO-LED-120-750-35-12-UNV-D-1-XXX-XX-XXX-[FU,BLANK] | Indoor Luminaires | Linear Ambient | Direct Linear Ambient Luminaires | Standard | FALSE | [9 empty] | 8/22/2016 | Dimmable | Continuous (Can dim down to ≤ 10% (W)) | Yes |  |  | 10229 | 125.3 | 81.7 | 7.06 | 1 | 3551 | 83.9
PMH4D2QC | Lumenwerx ULC | Lumenwerx | QUAN[P,S,W]X-HLO-LED-120-1000-35-12-UNV-D-1-XXX-XX-XXX-[FU,BLANK] | Indoor Luminaires | Linear Ambient | Direct Linear Ambient Luminaires | Standard | FALSE | [9 empty] | 8/22/2016 | Dimmable | Continuous (Can dim down to ≤ 10% (W)) | Yes |  |  | 13652 | 123.9 | 110.2 | 5.97 | 1 | 3553 | 83.9
P4854XXB | Lumenwerx ULC | Lumenwerx | QUAW[P,S,W]X-HLO-LED-120-550-40-12-UNV-D-1-XXX-XX-XXX-[FU,BLANK] | Indoor Luminaires | Linear Ambient | Direct Linear Ambient Luminaires | Standard | FALSE | [9 empty] | 8/22/2016 | Dimmable | Continuous (Can dim down to ≤ 10% (W)) | Yes |  |  | 7311 | 127.5 | 57.4 | 6.8 | 1 | 4022 | 84.6
PPE1FFZE | Lumenwerx ULC | Lumenwerx | QUAW[P,S,W]X-HLO-LED-120-750-40-12-UNV-D-1-XXX-XX-XXX-[FU,BLANK] | Indoor Luminaires | Linear Ambient | Direct Linear Ambient Luminaires | Standard | FALSE | [9 empty] | 8/22/2016 | Dimmable | Continuous (Can dim down to ≤ 10% (W)) | Yes |  |  | 9944 | 125.7 | 79.1 | 7.32 | 1 | 4029 | 84.6
P6P5SRZZ | Lumenwerx ULC | Lumenwerx | QUAW[P,S,W]X-HLO-LED-120-1000-40-12-UNV-D-1-XXX-XX-XXX-[FU,BLANK] | Indoor Luminaires | Linear Ambient | Direct Linear Ambient Luminaires | Standard | FALSE | [9 empty] | 8/22/2016 | Dimmable | Continuous (Can dim down to ≤ 10% (W)) | Yes |  |  | 13272 | 122 | 108.8 | 6.11 | 1 | 4031 | 84.6
PGX4J1KF | Lumenwerx ULC | Lumenwerx | QUAW[P,S,W]X-HLO-LED-120-1200-40-12-UNV-D-1-XXX-XX-XXX-[FU,BLANK] | Indoor Luminaires | Linear Ambient | Direct Linear Ambient Luminaires | Standard | FALSE | [9 empty] | 8/22/2016 | Dimmable | Continuous (Can dim down to ≤ 10% (W)) | Yes |  |  | 15825 | 120.2 | 131.7 | 7.59 | 1 | 4042 | 84.6
PRS9TCD2 | Lumenwerx ULC | Lumenwerx | QUAN[P,S,W]X-HLO-LED-120-550-40-12-UNV-D-1-XXX-XX-XXX-[FU,BLANK] | Indoor Luminaires | Linear Ambient | Direct Linear Ambient Luminaires | Standard | FALSE | [9 empty] | 8/22/2016 | Dimmable | Continuous (Can dim down to ≤ 10% (W)) | Yes |  |  | 7628 | 133 | 57.4 | 6.8 | 1 | 4022 | 84.6
PSJTMSPA | Lumenwerx ULC | Lumenwerx | QUAN[P,S,W]X-HLO-LED-120-750-40-12-UNV-D-1-XXX-XX-XXX-[FU,BLANK] | Indoor Luminaires | Linear Ambient | Direct Linear Ambient Luminaires | Standard | FALSE | [9 empty] | 8/22/2016 | Dimmable | Continuous (Can dim down to ≤ 10% (W)) | Yes |  |  | 10375 | 131.2 | 79.1 | 7.32 | 1 | 4029 | 84.6
PZVEZEVR | Lumenwerx ULC | Lumenwerx | QUAN[P,S,W]X-HLO-LED-120-1000-40-12-UNV-D-1-XXX-XX-XXX-[FU,BLANK] | Indoor Luminaires | Linear Ambient | Direct Linear Ambient Luminaires | Standard | FALSE | [9 empty] | 8/22/2016 | Dimmable | Continuous (Can dim down to ≤ 10% (W)) | Yes |  |  | 13848 | 127.3 | 108.8 | 6.11 | 1 | 4031 | 84.6
PGSXBWER | Lumenwerx ULC | Lumenwerx | QUAN[P,S,W]X-HLO-LED-80-550-30-4-UNV-D-1-XXX-XX-XXX-[FU,BLANK] | Indoor Luminaires | Linear Ambient | Direct Linear Ambient Luminaires | Standard | FALSE | [9 empty] | 8/22/2016 | Dimmable | Continuous (Can dim down to ≤ 10% (W)) | Yes |  |  | 2471 | 124.7 | 19.8 | 6.62 | 1 | 3068 | 83.3
PBQJXHPY | Lumenwerx ULC | Lumenwerx | QUAN[P,S,W]X-HLO-LED-80-750-30-4-UNV-D-1-XXX-XX-XXX-[FU,BLANK] | Indoor Luminaires | Linear Ambient | Direct Linear Ambient Luminaires | Standard | FALSE | [9 empty] | 8/22/2016 | Dimmable | Continuous (Can dim down to ≤ 10% (W)) | Yes |  |  | 3361 | 122.9 | 27.4 | 6.74 | 1 | 3073 | 83.2
PP26N811 | Lumenwerx ULC | Lumenwerx | QUAN[P,S,W]X-HLO-LED-80-1000-30-4-UNV-D-1-XXX-XX-XXX-[FU,BLANK] | Indoor Luminaires | Linear Ambient | Direct Linear Ambient Luminaires | Standard | FALSE | [9 empty] | 8/22/2016 | Dimmable | Continuous (Can dim down to ≤ 10% (W)) | Yes |  |  | 4485 | 120.6 | 37.2 | 6.35 | 1 | 3075 | 83.1
PG57B13U | Lumenwerx ULC | Lumenwerx | QUAW[P,S,W]X-HLO-LED-80-550-35-4-UNV-D-1-XXX-XX-XXX-[FU,BLANK] | Indoor Luminaires | Linear Ambient | Direct Linear Ambient Luminaires | Standard | FALSE | [9 empty] | 8/22/2016 | Dimmable | Continuous (Can dim down to ≤ 10% (W)) | Yes |  |  | 2403 | 122.6 | 19.6 | 6.54 | 1 | 3545 | 84
PDNVBYFH | Lumenwerx ULC | Lumenwerx | QUAW[P,S,W]X-HLO-LED-80-750-35-4-UNV-D-1-XXX-XX-XXX-[FU,BLANK] | Indoor Luminaires | Linear Ambient | Direct Linear Ambient Luminaires | Standard | FALSE | [9 empty] | 8/22/2016 | Dimmable | Continuous (Can dim down to ≤ 10% (W)) | Yes |  |  | 3268 | 120.1 | 27.2 | 7.06 | 1 | 3551 | 83.9
P2UYPVZZ | Lumenwerx ULC | Lumenwerx | QUAW[P,S,W]X-HLO-LED-80-1000-35-4-UNV-D-1-XXX-XX-XXX-[FU,BLANK] | Indoor Luminaires | Linear Ambient | Direct Linear Ambient Luminaires | Standard | FALSE | [9 empty] | 8/22/2016 | Dimmable | Continuous (Can dim down to ≤ 10% (W)) | Yes |  |  | 4362 | 118.8 | 36.7 | 5.97 | 1 | 3553 | 83.9
PVETQE3H | Lumenwerx ULC | Lumenwerx | QUAW[P,S,W]X-HLO-LED-80-1200-35-4-UNV-D-1-XXX-XX-XXX-[FU,BLANK] | Indoor Luminaires | Linear Ambient | Direct Linear Ambient Luminaires | Standard | FALSE | [9 empty] | 8/22/2016 | Dimmable | Continuous (Can dim down to ≤ 10% (W)) | Yes |  |  | 5200 | 115 | 45.2 | 7.27 | 1 | 3562 | 83.8
PGU5ACX9 | Lumenwerx ULC | Lumenwerx | QUAN[P,S,W]X-HLO-LED-80-550-35-4-UNV-D-1-XXX-XX-XXX-[FU,BLANK] | Indoor Luminaires | Linear Ambient | Direct Linear Ambient Luminaires | Standard | FALSE | [9 empty] | 8/22/2016 | Dimmable | Continuous (Can dim down to ≤ 10% (W)) | Yes |  |  | 2507 | 127.9 | 19.6 | 6.54 | 1 | 3545 | 84
PW1A6M68 | Lumenwerx ULC | Lumenwerx | QUAN[P,S,W]X-HLO-LED-80-750-35-4-UNV-D-1-XXX-XX-XXX-[FU,BLANK] | Indoor Luminaires | Linear Ambient | Direct Linear Ambient Luminaires | Standard | FALSE | [9 empty] | 8/22/2016 | Dimmable | Continuous (Can dim down to ≤ 10% (W)) | Yes |  |  | 3410 | 125.3 | 27.2 | 7.06 | 1 | 3551 | 83.9
PBZVUGQW | Lumenwerx ULC | Lumenwerx | QUAN[P,S,W]X-HLO-LED-80-1000-35-4-UNV-D-1-XXX-XX-XXX-[FU,BLANK] | Indoor Luminaires | Linear Ambient | Direct Linear Ambient Luminaires | Standard | FALSE | [9 empty] | 8/22/2016 | Dimmable | Continuous (Can dim down to ≤ 10% (W)) | Yes |  |  | 4551 | 123.9 | 36.7 | 5.97 | 1 | 3553 | 83.9
PRHG1AZF | Lumenwerx ULC | Lumenwerx | QUAW[P,S,W]X-HLO-LED-80-750-30-4-UNV-D-1-XXX-XX-XXX-[FU,BLANK] | Indoor Luminaires | Linear Ambient | Direct Linear Ambient Luminaires | Standard | FALSE | [9 empty] | 8/22/2016 | Dimmable | Continuous (Can dim down to ≤ 10% (W)) | Yes |  |  | 3221 | 117.8 | 27.4 | 6.74 | 1 | 3073 | 83.2
P19PEXTR | Lumenwerx ULC | Lumenwerx | QUAW[P,S,W]X-HLO-LED-80-1000-30-4-UNV-D-1-XXX-XX-XXX-[FU,BLANK] | Indoor Luminaires | Linear Ambient | Direct Linear Ambient Luminaires | Standard | FALSE | [9 empty] | 8/22/2016 | Dimmable | Continuous (Can dim down to ≤ 10% (W)) | Yes |  |  | 4299 | 115.6 | 37.2 | 6.35 | 1 | 3075 | 83.1
P00001LO0 | Lumia Energy Solutions LLC | LUMIA | LLF4L0023S[120V Only] | Indoor Luminaires | Linear Ambient | Direct Linear Ambient Luminaires | Standard | TRUE | 2503 | 110.3 | 22.69 | 17.3 | 0.96 | 3127 | 81 | 5 |  | 9/4/2014 | Not Yet Verified | Not Yet Verified | Not Yet Verified |  | 2.1 | 2000 | 100 | 23 |  | 0.9 | 3000 | 80
P00001LO1 | Lumia Energy Solutions LLC | LUMIA | LLF4L0023E[120V Only] | Indoor Luminaires | Linear Ambient | Direct Linear Ambient Luminaires | Standard | FALSE | [9 empty] | 9/4/2014 | Not Yet Verified | Not Yet Verified | Not Yet Verified |  |  | 2636.2 | 111.04 | 23.74 | 15.26 | 0.9611 | 5236 | 83.1
P00001LNV | Lumia Energy Solutions LLC | LUMIA | LLF4L0018E[120V Only] | Indoor Luminaires | Linear Ambient | Direct Linear Ambient Luminaires | Standard | TRUE | 1949.2 | 107.28 | 18.17 | 17.12 | 0.9334 | 5206 | 90.9 | 5 |  | 9/2/2014 | Not Yet Verified | Not Yet Verified | Not Yet Verified |  | 2.1 | 1949.2 | 107.28 | 18.17 | 17.12 | 0.9334 | 5206 | 90.9
PJYZ671N | Luminaire LED, Inc. | Vertex 7 / The Stair Lighter | CLF7-4-50W-3000K-120-277-CP-WHT-2B | Indoor Luminaires | Linear Ambient | Direct Linear Ambient Luminaires | Standard | TRUE | 4686 | 86.7 | 54.02 | 13 | 0.979 | 3055 | 83.9 | 5 | 50000 | 10/14/2016 | Dimmable | Continuous (Can dim down to ≤ 10% (W)) | Yes |  | 3.1 | 4686 | 86.7 | 54.02 | 9.98 | 0.94 | 3055 | 83.9
PABMN65E | Luminaire LED, Inc. | Vertex 7 / The Stair Lighter | CLF7-2-15W-3000K-120-277-CP-WHT | Indoor Luminaires | Linear Ambient | Direct Linear Ambient Luminaires | Standard | TRUE | 1335 | 99.7 | 13.39 | 9.98 | 0.938 | 3055 | 83.9 | 5 | 50000 | 10/14/2016 | Dimmable | Continuous (Can dim down to ≤ 10% (W)) | Yes |  | 3.1 | 1335 | 97.52 | 13.69 | 9.54 | 0.92 | 3055 | 83.9
PMPDZJDE | Luminaire LED, Inc. | Vertex 7 / The Stair Lighter | CLF7-2-15W-5000K-120-277-CP-WHT | Indoor Luminaires | Linear Ambient | Direct Linear Ambient Luminaires | Standard | TRUE | 1464 | 107 | 13.69 | 9.98 | 0.938 | 5310 | 85.7 | 5 | 50000 | 10/14/2016 | Dimmable | Continuous (Can dim down to ≤ 10% (W)) | Yes |  | 3.1 | 1464 | 106.94 | 13.69 | 9.54 | 0.92 | 5310 | 85.7
PRZNPYJP | Luminaire LED, Inc. | Vertex 7 / The Stair Lighter | CLF7-2-25W-3000K-120-277-CP-WHT | Indoor Luminaires | Linear Ambient | Direct Linear Ambient Luminaires | Standard | FALSE | [9 empty] | 10/14/2016 | Dimmable | Continuous (Can dim down to ≤ 10% (W)) | Yes |  |  | 2603.69 | 87.37 | 29.8 | 9.7 | 0.94 | 3055 | 83.9
PAXB6F7R | Luminaire LED, Inc. | Vertex 7 / The Stair Lighter | CLF7-2-25W-3500K-120-277-CP-WHT | Indoor Luminaires | Linear Ambient | Direct Linear Ambient Luminaires | Standard | FALSE | [9 empty] | 10/14/2016 | Dimmable | Continuous (Can dim down to ≤ 10% (W)) | Yes |  |  | 2668.4 | 89.54 | 29.8 | 9.7 | 0.94 | 3635 | 85
PZFUWS58 | Luminaire LED, Inc. | Vertex 7 / The Stair Lighter | CLF7-2-25W-4000K-120-277-CP-WHT | Indoor Luminaires | Linear Ambient | Direct Linear Ambient Luminaires | Standard | FALSE | [9 empty] | 10/14/2016 | Dimmable | Continuous (Can dim down to ≤ 10% (W)) | Yes |  |  | 2759.89 | 92.61 | 29.8 | 9.7 | 0.94 | 4455 | 86
PRRZY3NY | Luminaire LED, Inc. | Vertex 7 / The Stair Lighter | CLF7-2-25W-5000K-120-277-CP-WHT | Indoor Luminaires | Linear Ambient | Direct Linear Ambient Luminaires | Standard | FALSE | [9 empty] | 10/14/2016 | Dimmable | Continuous (Can dim down to ≤ 10% (W)) | Yes |  |  | 2855.28 | 95.81 | 29.8 | 9.7 | 0.94 | 5310 | 85.7
PYGYX2AD | Luminaire LED, Inc. | Vertex 7 / The Stair Lighter | CLF7-4-25W-3000K-120-277-CP-WHT | Indoor Luminaires | Linear Ambient | Direct Linear Ambient Luminaires | Standard | FALSE | [9 empty] | 10/14/2016 | Dimmable | Continuous (Can dim down to ≤ 10% (W)) | Yes |  |  | 2603.69 | 87.37 | 29.8 | 9.7 | 0.94 | 3055 | 83.9
P4NC6ZMM | Luminaire LED, Inc. | Vertex 7 / The Stair Lighter | CLF7-4-25W-3500K-120-277-CP-WHT | Indoor Luminaires | Linear Ambient | Direct Linear Ambient Luminaires | Standard | FALSE | [9 empty] | 10/14/2016 | Dimmable | Continuous (Can dim down to ≤ 10% (W)) | Yes |  |  | 2668.4 | 89.54 | 29.8 | 9.7 | 0.94 | 3635 | 85
P27236WW | Luminaire LED, Inc. | Vertex 7 / The Stair Lighter | CLF7-4-25W-4000K-120-277-CP-WHT | Indoor Luminaires | Linear Ambient | Direct Linear Ambient Luminaires | Standard | FALSE | [9 empty] | 10/14/2016 | Dimmable | Continuous (Can dim down to ≤ 10% (W)) | Yes |  |  | 2759.89 | 92.61 | 29.8 | 9.7 | 0.94 | 4455 | 86
PGVC2HGA | Luminaire LED, Inc. | Vertex 7 / The Stair Lighter | CLF7-4-25W-5000K-120-277-CP-WHT | Indoor Luminaires | Linear Ambient | Direct Linear Ambient Luminaires | Standard | FALSE | [9 empty] | 10/14/2016 | Dimmable | Continuous (Can dim down to ≤ 10% (W)) | Yes |  |  | 2855.28 | 95.81 | 29.8 | 9.7 | 0.94 | 5310 | 85.7
PVT1RV91 | Luminaire LED, Inc. | Vertex 7 / The Stair Lighter | CLF7-2-15W-3500K-120-277-CP-WHT | Indoor Luminaires | Linear Ambient | Direct Linear Ambient Luminaires | Standard | FALSE | [9 empty] | 10/14/2016 | Dimmable | Continuous (Can dim down to ≤ 10% (W)) | Yes |  |  | 1368.18 | 99.94 | 13.69 | 9.54 | 0.92 | 3635 | 85
PMQ9X83B | Luminaire LED, Inc. | Vertex 7 / The Stair Lighter | CLF7-2-15W-4000K-120-277-CP-WHT | Indoor Luminaires | Linear Ambient | Direct Linear Ambient Luminaires | Standard | FALSE | [9 empty] | 10/14/2016 | Dimmable | Continuous (Can dim down to ≤ 10% (W)) | Yes |  |  | 1415.09 | 103.37 | 13.69 | 9.54 | 0.92 | 4455 | 86
PRNHP7M5 | Luminaire LED, Inc. | Vertex 7 / The Stair Lighter | CLF7-4-50W-3500K-120-277-CP-WHT-2B | Indoor Luminaires | Linear Ambient | Direct Linear Ambient Luminaires | Standard | FALSE | [9 empty] | 10/14/2016 | Dimmable | Continuous (Can dim down to ≤ 10% (W)) | Yes |  |  | 4807.32 | 84.56 | 56.85 | 9.98 | 0.94 | 3635 | 85
PQS7SKCT | Luminaire LED, Inc. | Vertex 7 / The Stair Lighter | CLF7-4-50W-4000K-120-277-CP-WHT-2B | Indoor Luminaires | Linear Ambient | Direct Linear Ambient Luminaires | Standard | FALSE | [9 empty] | 10/14/2016 | Dimmable | Continuous (Can dim down to ≤ 10% (W)) | Yes |  |  | 4972.14 | 87.46 | 56.85 | 9.98 | 0.94 | 4455 | 86
PG74J249 | Luminaire LED, Inc. | Vertex 7 / The Stair Lighter | CLF7-4-50W-5000K-120-277-CP-WHT-2B | Indoor Luminaires | Linear Ambient | Direct Linear Ambient Luminaires | Standard | FALSE | [9 empty] | 10/14/2016 | Dimmable | Continuous (Can dim down to ≤ 10% (W)) | Yes |  |  | 5144 | 90.48 | 56.85 | 9.98 | 0.94 | 5310 | 85.7
PT9W8BS3 | Luminaire LED, Inc. | Vertex 7 / The Stair Lighter | CLF7-4-50W-3000K-120-277-CP-WHT | Indoor Luminaires | Linear Ambient | Direct Linear Ambient Luminaires | Standard | FALSE | [9 empty] | 10/14/2016 | Dimmable | Continuous (Can dim down to ≤ 10% (W)) | Yes |  |  | 4864 | 85.02 | 57.21 | 13 | 0.98 | 3055 | 83.9
PFT5ARKA | Luminaire LED, Inc. | Vertex 7 / The Stair Lighter | CLF7-4-50W-3500K-120-277-CP-WHT | Indoor Luminaires | Linear Ambient | Direct Linear Ambient Luminaires | Standard | FALSE | [9 empty] | 10/14/2016 | Dimmable | Continuous (Can dim down to ≤ 10% (W)) | Yes |  |  | 4984.88 | 87.13 | 57.21 | 13 | 0.98 | 3635 | 85
PZ82583M | Luminaire LED, Inc. | Vertex 7 / The Stair Lighter | CLF7-4-50W-4000K-120-277-CP-WHT | Indoor Luminaires | Linear Ambient | Direct Linear Ambient Luminaires | Standard | FALSE | [9 empty] | 10/14/2016 | Dimmable | Continuous (Can dim down to ≤ 10% (W)) | Yes |  |  | 5155.79 | 90.12 | 57.21 | 13 | 0.98 | 4455 | 86
PMBZN4MV | Luminaire LED, Inc. | Vertex 7 / The Stair Lighter | CLF7-4-50W-5000K-120-277-CP-WHT | Indoor Luminaires | Linear Ambient | Direct Linear Ambient Luminaires | Standard | FALSE | [9 empty] | 10/14/2016 | Dimmable | Continuous (Can dim down to ≤ 10% (W)) | Yes |  |  | 5334 | 93.24 | 57.21 | 13 | 0.98 | 5310 | 85.7
PRB4RSDV | Luminaire LED, Inc. | Vertex 7 / The Stair Lighter | TSL9-2-25W-3000K-M7-120-277-CP-WHT | Indoor Luminaires | Linear Ambient | Direct Linear Ambient Luminaires | Standard | FALSE | [9 empty] | 10/14/2016 | Dimmable | Continuous (Can dim down to ≤ 10% (W)) | No |  |  | 2603.69 | 87.37 | 29.8 | 9.7 | 0.94 | 3055 | 83.9
PZP9X6EJ | Luminaire LED, Inc. | Vertex 7 / The Stair Lighter | TSL9-2-25W-3500K-M7-120-277-CP-WHT | Indoor Luminaires | Linear Ambient | Direct Linear Ambient Luminaires | Standard | FALSE | [9 empty] | 10/14/2016 | Dimmable | Continuous (Can dim down to ≤ 10% (W)) | No |  |  | 2668.4 | 89.54 | 29.8 | 9.7 | 0.94 | 3635 | 85
P9CR52ST | Luminaire LED, Inc. | Vertex 7 / The Stair Lighter | TSL9-2-25W-4000K-M7-120-277-CP-WHT | Indoor Luminaires | Linear Ambient | Direct Linear Ambient Luminaires | Standard | FALSE | [9 empty] | 10/14/2016 | Dimmable | Continuous (Can dim down to ≤ 10% (W)) | No |  |  | 2759.89 | 92.61 | 29.8 | 9.7 | 0.94 | 4455 | 86
P8BP4AYF | Luminaire LED, Inc. | Vertex 7 / The Stair Lighter | TSL9-2-25W-5000K-M7-120-277-CP-WHT | Indoor Luminaires | Linear Ambient | Direct Linear Ambient Luminaires | Standard | FALSE | [9 empty] | 10/14/2016 | Dimmable | Continuous (Can dim down to ≤ 10% (W)) | No |  |  | 2855.28 | 95.81 | 29.8 | 9.7 | 0.94 | 5310 | 85.7
P77VGFGZ | Luminaire LED, Inc. | Vertex 7 / The Stair Lighter | TSL9-4-50W-3000K-2B-120-277-CP-WHT | Indoor Luminaires | Linear Ambient | Direct Linear Ambient Luminaires | Standard | FALSE | [9 empty] | 10/14/2016 | Dimmable | Continuous (Can dim down to ≤ 10% (W)) | No |  |  | 4686 | 86.7 | 54.02 | 9.98 | 0.94 | 3055 | 83.9
PRAU9FR9 | Luminaire LED, Inc. | Vertex 7 / The Stair Lighter | TSL9-4-50W-3500K-2B-120-277-CP-WHT | Indoor Luminaires | Linear Ambient | Direct Linear Ambient Luminaires | Standard | FALSE | [9 empty] | 10/14/2016 | Dimmable | Continuous (Can dim down to ≤ 10% (W)) | No |  |  | 4807.32 | 84.56 | 56.85 | 9.98 | 0.94 | 3635 | 85
PU2HBXBN | Luminaire LED, Inc. | Vertex 7 / The Stair Lighter | TSL9-4-50W-4000K-2B-120-277-CP-WHT | Indoor Luminaires | Linear Ambient | Direct Linear Ambient Luminaires | Standard | FALSE | [9 empty] | 10/14/2016 | Dimmable | Continuous (Can dim down to ≤ 10% (W)) | No |  |  | 4972.14 | 87.46 | 56.85 | 9.98 | 0.94 | 4455 | 86
P9JTC5CS | Luminaire LED, Inc. | Vertex 7 / The Stair Lighter | TSL9-4-50W-5000K-2B-120-277-CP-WHT | Indoor Luminaires | Linear Ambient | Direct Linear Ambient Luminaires | Standard | FALSE | [9 empty] | 10/14/2016 | Dimmable | Continuous (Can dim down to ≤ 10% (W)) | No |  |  | 5144 | 90.48 | 56.85 | 9.98 | 0.94 | 5310 | 85.7
P9RXRRP2 | Luminaire LED, Inc. | Vertex 7 / The Stair Lighter | TSL9-4-50W-3000K-M7-120-277-CP-WHT | Indoor Luminaires | Linear Ambient | Direct Linear Ambient Luminaires | Standard | FALSE | [9 empty] | 10/14/2016 | Dimmable | Continuous (Can dim down to ≤ 10% (W)) | No |  |  | 4864 | 85.02 | 57.21 | 13 | 0.98 | 3055 | 83.9
PSQR18UU | Luminaire LED, Inc. | Vertex 7 / The Stair Lighter | TSL9-4-50W-3500K-M7-120-277-CP-WHT | Indoor Luminaires | Linear Ambient | Direct Linear Ambient Luminaires | Standard | FALSE | [9 empty] | 10/14/2016 | Dimmable | Continuous (Can dim down to ≤ 10% (W)) | No |  |  | 4984.88 | 87.13 | 57.21 | 13 | 0.98 | 3635 | 85
PB65WATP | Luminaire LED, Inc. | Vertex 7 / The Stair Lighter | TSL9-4-50W-4000K-M7-120-277-CP-WHT | Indoor Luminaires | Linear Ambient | Direct Linear Ambient Luminaires | Standard | FALSE | [9 empty] | 10/14/2016 | Dimmable | Continuous (Can dim down to ≤ 10% (W)) | No |  |  | 5155.79 | 90.12 | 57.21 | 13 | 0.98 | 4455 | 86
PKF2NW48 | Luminaire LED, Inc. | Vertex 7 / The Stair Lighter | TSL9-4-50W-5000K-M7-120-277-CP-WHT | Indoor Luminaires | Linear Ambient | Direct Linear Ambient Luminaires | Standard | FALSE | [9 empty] | 10/14/2016 | Dimmable | Continuous (Can dim down to ≤ 10% (W)) | No |  |  | 5334 | 93.24 | 57.21 | 13 | 0.98 | 5310 | 85.7
P4WYYAPC | Luminaire LED, Inc. | Vertex 7 / The Stair Lighter | CLF7-3-40W-3000K-120-277-CP-XXX-2B | Indoor Luminaires | Linear Ambient | Direct Linear Ambient Luminaires | Standard | TRUE | 3868 | 90 | 42.96 | 11.5 | 0.913 | 3064 | 84.6 | 5 | 50000 | 7/21/2016 | Dimmable | Continuous (Can dim down to ≤ 10% (W)) | Yes |  | 3.1 | 3842 | 89.3 | 43.03 | 11.5 | 0.91 | 3064 | 84.6
PWQF5M3W | Luminaire LED, Inc. | Vertex 7 / The Stair Lighter | CLF7-3-40W-3500K-120-277-CP-XXX-2B | Indoor Luminaires | Linear Ambient | Direct Linear Ambient Luminaires | Standard | FALSE | [9 empty] | 7/21/2016 | Dimmable | Continuous (Can dim down to ≤ 10% (W)) | Yes |  |  | 3972 | 92.3 | 43.05 | 11.5 | 0.91 | 3500 | 85.4
PR1N8N81 | Luminaire LED, Inc. | Vertex 7 / The Stair Lighter | CLF7-3-40W-4000K-120-277-CP-XXX-2B | Indoor Luminaires | Linear Ambient | Direct Linear Ambient Luminaires | Standard | FALSE | [9 empty] | 7/21/2016 | Dimmable | Continuous (Can dim down to ≤ 10% (W)) | Yes |  |  | 4545 | 105.5 | 43.07 | 11.5 | 0.91 | 4174 | 86.7
PH9MEZNN | Luminaire LED, Inc. | Vertex 7 / The Stair Lighter | TSL9-3-40W-3000K-120-277-CP-XXX-2B | Indoor Luminaires | Linear Ambient | Direct Linear Ambient Luminaires | Standard | FALSE | [9 empty] | 9/27/2016 | Dimmable | Continuous (Can dim down to ≤ 10% (W)) | Yes |  |  | 3842 | 89.3 | 43.03 | 11.5 | 0.91 | 3064 | 84.6
P58EKZPZ | Luminaire LED, Inc. | Vertex 7 / The Stair Lighter | TSL9-3-40W-3500K-120-277-CP-XXX-2B | Indoor Luminaires | Linear Ambient | Direct Linear Ambient Luminaires | Standard | FALSE | [9 empty] | 9/27/2016 | Dimmable | Continuous (Can dim down to ≤ 10% (W)) | Yes |  |  | 3972 | 92.3 | 43.05 | 11.5 | 0.91 | 3500 | 85.4
P3QTU44U | Luminaire LED, Inc. | Vertex 7 / The Stair Lighter | TSL9-3-40W-4000K-120-277-CP-XXX-2B | Indoor Luminaires | Linear Ambient | Direct Linear Ambient Luminaires | Standard | FALSE | [9 empty] | 9/27/2016 | Dimmable | Continuous (Can dim down to ≤ 10% (W)) | Yes |  |  | 4545 | 105.5 | 43.07 | 11.5 | 0.91 | 4174 | 86.7
P3Q5Y8XB | Luminaire LED, Inc. | Luminaire LED, Inc. | CLF72-25W-4000K-120-277-OP | Indoor Luminaires | Linear Ambient | Direct Linear Ambient Luminaires | Standard | TRUE | 2629 | 88.2 | 29.8 | 6.92 | 0.949 | 4290 | 86 | 10 | 50000 | 9/17/2015 | Not Dimmable | Not Dimmable | No |  | 3 | 2629 | 88.2 | 29.8 | 4.57 | 0.993 | 4290 | 86
PQK9GS4D | Luminance | Luminance | F9969-30(4000K) | Indoor Luminaires | Linear Ambient | Direct Linear Ambient Luminaires | Standard | TRUE | 4153.35 | 106.33 | 39.06 | 14.28 | 0.894 | 4078 | 84 | 5 | 50000 | 4/26/2016 | Not Dimmable | Not Dimmable | No |  | 3.1 | 4100 | 102.5 | 40 | 25 | 0.9 | 4000 | 80
P8XMN6R7 | Luminance | Luminance | F9969-30(4500K) | Indoor Luminaires | Linear Ambient | Direct Linear Ambient Luminaires | Standard | FALSE | [9 empty] | 4/26/2016 | Not Dimmable | Not Dimmable | No |  |  | 4100 | 102.5 | 40 | 25 | 0.9 | 4500 | 80
PSZ5JX3R | Luminance | Luminance | F9969-30(5000K) | Indoor Luminaires | Linear Ambient | Direct Linear Ambient Luminaires | Standard | FALSE | [9 empty] | 4/26/2016 | Not Dimmable | Not Dimmable | No |  |  | 4100 | 102.5 | 40 | 25 | 0.9 | 5000 | 80
P5SU9E1G | Luminance | Luminance | F9960-30(3000K) | Indoor Luminaires | Linear Ambient | Direct Linear Ambient Luminaires | Standard | TRUE | 4603.67 | 89.57 | 51.4 | 20.7 | 0.958 | 3069 | 81 | 5 | 50000 | 3/11/2016 | Not Dimmable | Not Dimmable | No |  | 3.1 | 4600 | 88.46 | 52 | 10 | 0.95 | 3000 | 80
P4G847AC | Luminance | Luminance | F9960-30(3500K) | Indoor Luminaires | Linear Ambient | Direct Linear Ambient Luminaires | Standard | FALSE | [9 empty] | 3/11/2016 | Not Dimmable | Not Dimmable | No |  |  | 4600 | 88.46 | 52 | 10 | 0.95 | 3500 | 80
PKRHM367 | Luminance | Luminance | F9960-30(4000K) | Indoor Luminaires | Linear Ambient | Direct Linear Ambient Luminaires | Standard | FALSE | [9 empty] | 3/11/2016 | Not Dimmable | Not Dimmable | No |  |  | 4600 | 88.46 | 52 | 10 | 0.95 | 4000 | 80
PDTK5EXY | Luminance | Luminance | F9960-30(4500K) | Indoor Luminaires | Linear Ambient | Direct Linear Ambient Luminaires | Standard | FALSE | [9 empty] | 3/11/2016 | Not Dimmable | Not Dimmable | No |  |  | 4600 | 88.46 | 52 | 10 | 0.95 | 4500 | 80
PHK8EJ5Y | Luminance | Luminance | F9960-30(5000K) | Indoor Luminaires | Linear Ambient | Direct Linear Ambient Luminaires | Standard | FALSE | [9 empty] | 3/11/2016 | Not Dimmable | Not Dimmable | No |  |  | 4600 | 88.46 | 52 | 10 | 0.95 | 5000 | 80
PKMCUJTS | Lumingen Technologies, Ltd. | Lumingen | MAR-TP-0060 (3000K) | Indoor Luminaires | Linear Ambient | Direct Linear Ambient Luminaires | Standard | TRUE | 5577.48 | 97.83 | 57.01 | 10 | 0.927 | 3217 | 84.9 | 5 | 50000 | 3/15/2016 | Not Dimmable | Not Dimmable | Not Yet Verified |  | 2.1 | 5400 | 97.83 | 60 | 10 | 0.996 | 3000 | 80
P4WG6376 | Lumingen Technologies, Ltd. | Lumingen | MAR-TP-0060 (3500K) | Indoor Luminaires | Linear Ambient | Direct Linear Ambient Luminaires | Standard | FALSE | [9 empty] | 3/15/2016 | Not Dimmable | Not Dimmable | Not Yet Verified |  |  | 5400 | 97.83 | 60 | 10 | 0.996 | 3500 | 80
PW8NU7BE | Lumingen Technologies, Ltd. | Lumingen | MAR-TP-0060 (4000K) | Indoor Luminaires | Linear Ambient | Direct Linear Ambient Luminaires | Standard | FALSE | [9 empty] | 3/15/2016 | Not Dimmable | Not Dimmable | Not Yet Verified |  |  | 5400 | 97.83 | 60 | 10 | 0.996 | 4000 | 80
P3TQUJCE | Lumingen Technologies, Ltd. | Lumingen | MAR-TP-0060 (4500K) | Indoor Luminaires | Linear Ambient | Direct Linear Ambient Luminaires | Standard | FALSE | [9 empty] | 3/15/2016 | Not Dimmable | Not Dimmable | Not Yet Verified |  |  | 5400 | 97.83 | 60 | 10 | 0.996 | 4500 | 80
PF5W625F | Lumingen Technologies, Ltd. | Lumingen | MAR-TP-0060 (5000K) | Indoor Luminaires | Linear Ambient | Direct Linear Ambient Luminaires | Standard | FALSE | [9 empty] | 3/15/2016 | Not Dimmable | Not Dimmable | Not Yet Verified |  |  | 5400 | 97.83 | 60 | 10 | 0.996 | 5000 | 80
P91ZE5YF | Luminiz | Luminiz | SLRX1-18-F4CWC(2700K) | Indoor Luminaires | Linear Ambient | Direct Linear Ambient Luminaires | Standard | TRUE | 3155.91 | 95.26 | 33.13 | 20.9 | 0.935 | 2758 | 83 | 5 | 50000 | 10/8/2014 | Not Yet Verified | Not Yet Verified | Not Yet Verified |  | 2.1 | 3156 | 95.26 | 33 | 14.2 | 0.986 | 2758 | 83
P5CKCH9B | Luminiz | Luminiz | SLRX1-18-F4CWC(3000K) | Indoor Luminaires | Linear Ambient | Direct Linear Ambient Luminaires | Standard | FALSE | [9 empty] | 10/8/2014 | Not Yet Verified | Not Yet Verified | Not Yet Verified |  |  | 3156 | 95.26 | 33 | 14.2 | 0.986 | 3000 | 83
P6M8G27M | Luminiz | Luminiz | SLRX1-18-F4CWC(3500K) | Indoor Luminaires | Linear Ambient | Direct Linear Ambient Luminaires | Standard | FALSE | [9 empty] | 10/8/2014 | Not Yet Verified | Not Yet Verified | Not Yet Verified |  |  | 3156 | 95.26 | 33 | 14.2 | 0.986 | 3500 | 83
PBY38GKW | Luminiz | Luminiz | SLRX1-18-F4CWC(4000K) | Indoor Luminaires | Linear Ambient | Direct Linear Ambient Luminaires | Standard | FALSE | [9 empty] | 10/8/2014 | Not Yet Verified | Not Yet Verified | Not Yet Verified |  |  | 3156 | 95.26 | 33 | 14.2 | 0.986 | 4000 | 83
PQVJ26C1 | Luminiz | Luminiz | SLRX1-18-F4CWC(4500K) | Indoor Luminaires | Linear Ambient | Direct Linear Ambient Luminaires | Standard | FALSE | [9 empty] | 10/8/2014 | Not Yet Verified | Not Yet Verified | Not Yet Verified |  |  | 3156 | 95.26 | 33 | 14.2 | 0.986 | 4500 | 83
PZY28MXU | Luminiz | Luminiz | SLRX1-18-F4CWC(5000K) | Indoor Luminaires | Linear Ambient | Direct Linear Ambient Luminaires | Standard | FALSE | [9 empty] | 10/8/2014 | Not Yet Verified | Not Yet Verified | Not Yet Verified |  |  | 3156 | 95.26 | 33 | 14.2 | 0.986 | 5000 | 83
PTDQJ6CAE | Luminiz | Luminiz | SLRX2-30-F4CWC(2700K) [347V ONLY] | Indoor Luminaires | Linear Ambient | Direct Linear Ambient Luminaires | Standard | TRUE | 3435 | 99.27 | 34.6 | 20.56 | 0.973 | 2791 | 83 | 5 | 50000 | 3/17/2015 | Not Dimmable | Not Dimmable | Not Yet Verified |  | 2.1 | 3400 |  | 33 | 10 |  | 2700 | 80
P4QVURFD | Luminiz | Luminiz | SLRX2-30-F4CWC(3000K) [347V ONLY] | Indoor Luminaires | Linear Ambient | Direct Linear Ambient Luminaires | Standard | FALSE | [9 empty] | 3/17/2015 | Not Dimmable | Not Dimmable | Not Yet Verified |  |  | 3400 | 103 | 33 | 10 |  | 3000 | 80
PHG56YXD | Luminiz | Luminiz | SLRX2-30-F4CWC(3500K) [347V ONLY] | Indoor Luminaires | Linear Ambient | Direct Linear Ambient Luminaires | Standard | FALSE | [9 empty] | 3/17/2015 | Not Dimmable | Not Dimmable | Not Yet Verified |  |  | 3400 | 103 | 33 | 10 |  | 3500 | 80
P5YHYDUG | Luminiz | Luminiz | SLRX2-30-F4CWC(4000K) [347V ONLY] | Indoor Luminaires | Linear Ambient | Direct Linear Ambient Luminaires | Standard | FALSE | [9 empty] | 3/17/2015 | Not Dimmable | Not Dimmable | Not Yet Verified |  |  | 3400 | 103 | 33 | 10 |  | 4000 | 80
PY14PU5N | Luminiz | Luminiz | SLRX2-30-F4CWC(4500K) [347V ONLY] | Indoor Luminaires | Linear Ambient | Direct Linear Ambient Luminaires | Standard | FALSE | [9 empty] | 3/17/2015 | Not Dimmable | Not Dimmable | Not Yet Verified |  |  | 3400 | 103 | 33 | 10 |  | 4500 | 80
PJBG2F8Q | Luminiz | Luminiz | SLRX2-30-F4CWC(5000K)[347V ONLY] | Indoor Luminaires | Linear Ambient | Direct Linear Ambient Luminaires | Standard | FALSE | [9 empty] | 3/17/2015 | Not Dimmable | Not Dimmable | Not Yet Verified |  |  | 3400 | 103 | 33 | 10 |  | 5000 | 80
P95WHQQ4 | Magniflood Inc. | Tetris Linear | ML-Trt-Lnr1-24- 5w-UV-30k | Indoor Luminaires | Linear Ambient | Direct Linear Ambient Luminaires | Standard | TRUE | 1428.18 | 101 | 14.14 | 10.98 | 0.8785 | 3136 | 83.3 | 5 | 50000 | 3/3/2016 | Not Dimmable | Not Dimmable | No |  | 3.1 | 1428.18 | 101 | 14.14 | 10.32 | 0.989 | 3136 | 83.3
PD2HSFTG | Magniflood Inc. | Tetris Linear | ML-Trt-Lnr1-24-15w-UV-35k | Indoor Luminaires | Linear Ambient | Direct Linear Ambient Luminaires | Standard | FALSE | [9 empty] | 3/3/2016 | Not Dimmable | Not Dimmable | No |  |  | 1428.18 | 101 | 14.14 | 10.32 | 0.989 | 3500 | 83.3
PEYAJ5PT | Magniflood Inc. | Tetris Linear | ML-Trt-Lnr1-24-15w-UV-40k | Indoor Luminaires | Linear Ambient | Direct Linear Ambient Luminaires | Standard | FALSE | [9 empty] | 3/3/2016 | Not Dimmable | Not Dimmable | No |  |  | 1428.18 | 101 | 14.14 | 10.32 | 0.989 | 4000 | 83.3
P8QDHDG5 | Magniflood Inc. | Tetris Linear | ML-Trt-Lnr1-24-15w-UV-45k | Indoor Luminaires | Linear Ambient | Direct Linear Ambient Luminaires | Standard | FALSE | [9 empty] | 3/3/2016 | Not Dimmable | Not Dimmable | No |  |  | 1428.18 | 101 | 14.14 | 10.32 | 0.989 | 4500 | 83.3
P1EFM96W | Magniflood Inc. | Tetris Linear | ML-Trt-Lnr1-24-15w-UV-50k | Indoor Luminaires | Linear Ambient | Direct Linear Ambient Luminaires | Standard | FALSE | [9 empty] | 3/3/2016 | Not Dimmable | Not Dimmable | No |  |  | 1473.28 | 102.81 | 14.33 | 10.32 | 0.99 | 5272 | 83.1
PNW22PU9 | Magniflood Inc. | Tetris Linear | ML-Trt-Lnr1-24- 20w-UV-30k | Indoor Luminaires | Linear Ambient | Direct Linear Ambient Luminaires | Standard | TRUE | 1927.16 | 91.86 | 20.98 | 12.67 | 0.8835 | 3122 | 83.4 | 5 | 50000 | 3/3/2016 | Not Dimmable | Not Dimmable | No |  | 3.1 | 1428.18 | 101 | 14.14 | 10.32 | 0.989 | 3136 | 83.3
PN4H4T1M | Magniflood Inc. | Tetris Linear | ML-Trt-Lnr1-24- 20w-UV-35k | Indoor Luminaires | Linear Ambient | Direct Linear Ambient Luminaires | Standard | FALSE | [9 empty] | 3/3/2016 | Not Dimmable | Not Dimmable | No |  |  | 1428.18 | 101 | 14.14 | 10.32 | 0.989 | 3500 | 83.3
P8RPXFXB | Magniflood Inc. | Tetris Linear | ML-Trt-Lnr1-24- 20w-UV-40k | Indoor Luminaires | Linear Ambient | Direct Linear Ambient Luminaires | Standard | FALSE | [9 empty] | 3/3/2016 | Not Dimmable | Not Dimmable | No |  |  | 1428.18 | 101 | 14.14 | 10.32 | 0.989 | 4000 | 83.3
PQS9MG9N | Magniflood Inc. | Tetris Linear | ML-Trt-Lnr1-24- 20w-UV-45k | Indoor Luminaires | Linear Ambient | Direct Linear Ambient Luminaires | Standard | FALSE | [9 empty] | 3/3/2016 | Not Dimmable | Not Dimmable | No |  |  | 1428.18 | 101 | 14.14 | 10.32 | 0.989 | 4500 | 83.3
PXBFFXV3 | Magniflood Inc. | Tetris Linear | ML-Trt-Lnr1-24- 20w-UV-50k | Indoor Luminaires | Linear Ambient | Direct Linear Ambient Luminaires | Standard | FALSE | [9 empty] | 3/3/2016 | Not Dimmable | Not Dimmable | No |  |  | 1473.28 | 102.81 | 14.33 | 10.32 | 0.99 | 5272 | 83.1
PCHSR4TW | Magniflood Inc. | Tetris Linear | ML-Trt-Lnr1-48- 30w-UV-30k | Indoor Luminaires | Linear Ambient | Direct Linear Ambient Luminaires | Standard | TRUE | 2850.04 | 99.17 | 28.74 | 10.48 | 0.8805 | 3142 | 83.4 | 5 | 50000 | 3/3/2016 | Not Dimmable | Not Dimmable | No |  | 3.1 | 2850.04 | 99.17 | 28.74 | 10.06 | 0.99 | 3142 | 83.4
PW5QVSU2 | Magniflood Inc. | Tetris Linear | ML-Trt-Lnr1-48- 30w-UV-35k | Indoor Luminaires | Linear Ambient | Direct Linear Ambient Luminaires | Standard | FALSE | [9 empty] | 3/3/2016 | Not Dimmable | Not Dimmable | No |  |  | 2850.04 | 99.17 | 28.74 | 10.06 | 0.99 | 3500 | 83.4
PY3Y4HV8 | Magniflood Inc. | Tetris Linear | ML-Trt-Lnr1-48- 30w-UV-40k | Indoor Luminaires | Linear Ambient | Direct Linear Ambient Luminaires | Standard | FALSE | [9 empty] | 3/3/2016 | Not Dimmable | Not Dimmable | No |  |  | 2850.04 | 99.17 | 28.74 | 10.06 | 0.99 | 4000 | 83.4
PD2QGVW1 | Magniflood Inc. | Tetris Linear | ML-Trt-Lnr1-48- 30w-UV-45k | Indoor Luminaires | Linear Ambient | Direct Linear Ambient Luminaires | Standard | FALSE | [9 empty] | 3/3/2016 | Not Dimmable | Not Dimmable | No |  |  | 2850.04 | 99.17 | 28.74 | 10.06 | 0.99 | 4500 | 83.4
P3CY6EU6 | Magniflood Inc. | Tetris Linear | ML-Trt-Lnr1-48- 30w-UV-50k | Indoor Luminaires | Linear Ambient | Direct Linear Ambient Luminaires | Standard | FALSE | [9 empty] | 3/3/2016 | Not Dimmable | Not Dimmable | No |  |  | 2915.19 | 103.82 | 28.08 | 10.06 | 0.99 | 5216 | 83
PG6GNEQ4 | Magniflood Inc. | Tetris Linear | ML-Trt-Lnr1-48- 40w-UV-30k | Indoor Luminaires | Linear Ambient | Direct Linear Ambient Luminaires | Standard | TRUE | 3852.07 | 96.42 | 39.95 | 12.62 | 0.8823 | 3132 | 83.4 | 5 | 50000 | 3/3/2016 | Not Dimmable | Not Dimmable | No |  | 3.1 | 3852.07 | 96.42 | 39.95 | 12.62 | 0.993 | 3132 | 83.4
PWV21QW8 | Magniflood Inc. | Tetris Linear | ML-Trt-Lnr1-48- 40w-UV-35k | Indoor Luminaires | Linear Ambient | Direct Linear Ambient Luminaires | Standard | FALSE | [9 empty] | 3/3/2016 | Not Dimmable | Not Dimmable | No |  |  | 3852.07 | 96.42 | 39.95 | 12.62 | 0.993 | 3500 | 83.4
PHTNP958 | Magniflood Inc. | Tetris Linear | ML-Trt-Lnr1-48- 40w-UV-40k | Indoor Luminaires | Linear Ambient | Direct Linear Ambient Luminaires | Standard | FALSE | [9 empty] | 3/3/2016 | Not Dimmable | Not Dimmable | No |  |  | 3852.07 | 96.42 | 39.95 | 12.62 | 0.993 | 4000 | 83.4
PSCJH763 | Magniflood Inc. | Tetris Linear | ML-Trt-Lnr1-48- 40w-UV-45k | Indoor Luminaires | Linear Ambient | Direct Linear Ambient Luminaires | Standard | FALSE | [9 empty] | 3/3/2016 | Not Dimmable | Not Dimmable | No |  |  | 3852.07 | 96.42 | 39.95 | 12.62 | 0.993 | 4500 | 83.4
P32YMA6R | Magniflood Inc. | Tetris Linear | ML-Trt-Lnr1-48- 40w-UV-50k | Indoor Luminaires | Linear Ambient | Direct Linear Ambient Luminaires | Standard | FALSE | [9 empty] | 3/3/2016 | Not Dimmable | Not Dimmable | No |  |  | 3925.76 | 98.34 | 39.92 | 12.62 | 0.994 | 5180 | 82.6
P7RSDEDS | Magniflood Inc. | Tetris Linear | ML-Trt-Lnr2-24- 15w-UV-30k | Indoor Luminaires | Linear Ambient | Direct Linear Ambient Luminaires | Standard | TRUE | 1426.28 | 100.77 | 14.15 | 11.12 | 0.8788 | 3151 | 84.2 | 5 | 50000 | 3/3/2016 | Not Dimmable | Not Dimmable | No |  | 3.1 | 1426.28 | 100.77 | 14.15 | 10.02 | 0.989 | 3151 | 84.2
PGXREA2U | Magniflood Inc. | Tetris Linear | ML-Trt-Lnr2-24- 15w-UV-35k | Indoor Luminaires | Linear Ambient | Direct Linear Ambient Luminaires | Standard | FALSE | [9 empty] | 3/3/2016 | Not Dimmable | Not Dimmable | No |  |  | 1426.28 | 100.77 | 14.15 | 10.02 | 0.989 | 3500 | 84.2
PVKSEZ71 | Magniflood Inc. | Tetris Linear | ML-Trt-Lnr2-24- 15w-UV-40k | Indoor Luminaires | Linear Ambient | Direct Linear Ambient Luminaires | Standard | FALSE | [9 empty] | 3/3/2016 | Not Dimmable | Not Dimmable | No |  |  | 1426.28 | 100.77 | 14.15 | 10.02 | 0.989 | 4000 | 84.2
P38DGUA4 | Magniflood Inc. | Tetris Linear | ML-Trt-Lnr2-24- 15w-UV-45k | Indoor Luminaires | Linear Ambient | Direct Linear Ambient Luminaires | Standard | FALSE | [9 empty] | 3/3/2016 | Not Dimmable | Not Dimmable | No |  |  | 1426.28 | 100.77 | 14.15 | 10.02 | 0.989 | 4500 | 84.2
P4CPQ1SM | Magniflood Inc. | Tetris Linear | ML-Trt-Lnr2-24- 15w-UV-50k | Indoor Luminaires | Linear Ambient | Direct Linear Ambient Luminaires | Standard | FALSE | [9 empty] | 3/3/2016 | Not Dimmable | Not Dimmable | No |  |  | 1462.47 | 103.06 | 14.19 | 10.02 | 0.99 | 5210 | 83.4
PB6K41SK | Magniflood Inc. | Tetris Linear | ML-Trt-Lnr2-24- 20w-UV-30k | Indoor Luminaires | Linear Ambient | Direct Linear Ambient Luminaires | Standard | TRUE | 1960.52 | 96.44 | 20.33 | 13.22 | 0.8732 | 3124 | 84.2 | 5 | 50000 | 3/3/2016 | Not Dimmable | Not Dimmable | No |  | 3.1 | 1960.52 | 96.44 | 20.33 | 13.22 | 0.991 | 3124 | 84.2
PQ3C7DJG | Magniflood Inc. | Tetris Linear | ML-Trt-Lnr2-24- 20w-UV-35k | Indoor Luminaires | Linear Ambient | Direct Linear Ambient Luminaires | Standard | FALSE | [9 empty] | 3/3/2016 | Not Dimmable | Not Dimmable | No |  |  | 1960.52 | 96.44 | 20.33 | 13.22 | 0.991 | 3500 | 84.2
PRGGM8ZD | Magniflood Inc. | Tetris Linear | ML-Trt-Lnr2-24- 20w-UV-40k | Indoor Luminaires | Linear Ambient | Direct Linear Ambient Luminaires | Standard | FALSE | [9 empty] | 3/3/2016 | Not Dimmable | Not Dimmable | No |  |  | 1960.52 | 96.44 | 20.33 | 13.22 | 0.991 | 4000 | 84.2
PSN6WCYN | Magniflood Inc. | Tetris Linear | ML-Trt-Lnr2-24- 20w-UV-45k | Indoor Luminaires | Linear Ambient | Direct Linear Ambient Luminaires | Standard | FALSE | [9 empty] | 3/3/2016 | Not Dimmable | Not Dimmable | No |  |  | 1960.52 | 96.44 | 20.33 | 13.22 | 0.991 | 4500 | 84.2
PVC1KJGT | Magniflood Inc. | Tetris Linear | ML-Trt-Lnr2-24- 20w-UV-50k | Indoor Luminaires | Linear Ambient | Direct Linear Ambient Luminaires | Standard | FALSE | [9 empty] | 3/3/2016 | Not Dimmable | Not Dimmable | No |  |  | 2035.97 | 97.46 | 20.89 | 13.22 | 0.992 | 5216 | 83.5
PQGK8RRN | Magniflood Inc. | Tetris Linear | ML-Trt-Lnr2-48- 40w-UV-30k | Indoor Luminaires | Linear Ambient | Direct Linear Ambient Luminaires | Standard | TRUE | 2850.19 | 101.29 | 28.14 | 15.75 | 0.8796 | 3165 | 84.4 | 5 | 50000 | 3/3/2016 | Not Dimmable | Not Dimmable | No |  | 3.1 | 2850.19 | 101.29 | 28.14 | 15.75 | 0.988 | 3165 | 84.4
PFAKQ2WP | Magniflood Inc. | Tetris Linear | ML-Trt-Lnr2-48- 40w-UV-35k | Indoor Luminaires | Linear Ambient | Direct Linear Ambient Luminaires | Standard | FALSE | [9 empty] | 3/3/2016 | Not Dimmable | Not Dimmable | No |  |  | 2850.19 | 101.29 | 28.14 | 15.75 | 0.988 | 3500 | 84.4
P6GC23GU | Magniflood Inc. | Tetris Linear | ML-Trt-Lnr2-48- 40w-UV-40k | Indoor Luminaires | Linear Ambient | Direct Linear Ambient Luminaires | Standard | FALSE | [9 empty] | 3/3/2016 | Not Dimmable | Not Dimmable | No |  |  | 2850.19 | 101.29 | 28.14 | 15.75 | 0.988 | 4000 | 84.4
PTPHY475 | Magniflood Inc. | Tetris Linear | ML-Trt-Lnr2-48- 40w-UV-45k | Indoor Luminaires | Linear Ambient | Direct Linear Ambient Luminaires | Standard | FALSE | [9 empty] | 3/3/2016 | Not Dimmable | Not Dimmable | No |  |  | 2850.19 | 101.29 | 28.14 | 15.75 | 0.988 | 4500 | 84.4
PZNX5BZA | Magniflood Inc. | Tetris Linear | ML-Trt-Lnr2-48- 40w-UV-50k | Indoor Luminaires | Linear Ambient | Direct Linear Ambient Luminaires | Standard | FALSE | [9 empty] | 3/3/2016 | Not Dimmable | Not Dimmable | No |  |  | 2885.11 | 101.16 | 28.52 | 15.75 | 0.99 | 5272 | 83.7
PA6PSJ1M | Magniflood Inc. | Tetris Linear | ML-Trt-Lnr2-48- 40w-UV-30k | Indoor Luminaires | Linear Ambient | Direct Linear Ambient Luminaires | Standard | TRUE | 3892.57 | 97.68 | 39.85 | 12.5 | 0.8793 | 3136 | 84.3 | 5 | 50000 | 3/3/2016 | Not Dimmable | Not Dimmable | No |  | 3.1 | 3892.57 | 97.68 | 39.85 | 12.5 | 0.993 | 3136 | 84.3
PNWFMB8Z | Magniflood Inc. | Tetris Linear | ML-Trt-Lnr2-48- 40w-UV-35k | Indoor Luminaires | Linear Ambient | Direct Linear Ambient Luminaires | Standard | FALSE | [9 empty] | 3/3/2016 | Not Dimmable | Not Dimmable | No |  |  | 3892.57 | 97.68 | 39.85 | 12.5 | 0.993 | 3500 | 84.3
P6XTSA97 | Magniflood Inc. | Tetris Linear | ML-Trt-Lnr2-48- 40w-UV-40k | Indoor Luminaires | Linear Ambient | Direct Linear Ambient Luminaires | Standard | FALSE | [9 empty] | 3/3/2016 | Not Dimmable | Not Dimmable | No |  |  | 3892.57 | 97.68 | 39.85 | 12.5 | 0.993 | 4000 | 84.3
P3CJXTTR | Magniflood Inc. | Tetris Linear | ML-Trt-Lnr2-48- 40w-UV-45k | Indoor Luminaires | Linear Ambient | Direct Linear Ambient Luminaires | Standard | FALSE | [9 empty] | 3/3/2016 | Not Dimmable | Not Dimmable | No |  |  | 3892.57 | 97.68 | 39.85 | 12.5 | 0.993 | 4500 | 84.3
PYYVZ7P5 | Magniflood Inc. | Tetris Linear | ML-Trt-Lnr2-48- 40w-UV-50k | Indoor Luminaires | Linear Ambient | Direct Linear Ambient Luminaires | Standard | FALSE | [9 empty] | 3/3/2016 | Not Dimmable | Not Dimmable | No |  |  | 3998.56 | 101.15 | 39.53 | 12.5 | 0.992 | 5274 | 84
PKZJTRHE | Magniflood Inc. | Tetris Linear | ML-Trt-Lnr3-24- 15w-UV-30k | Indoor Luminaires | Linear Ambient | Direct Linear Ambient Luminaires | Standard | TRUE | 1426.04 | 98.76 | 14.44 | 15.58 | 0.8748 | 3149 | 83.9 | 5 | 50000 | 3/3/2016 | Not Dimmable | Not Dimmable | No |  | 3.1 | 1426.04 | 98.76 | 14.44 | 15.58 | 0.99 | 3149 | 83.9
P3CN29E4 | Magniflood Inc. | Tetris Linear | ML-Trt-Lnr3-24- 15w-UV-35k | Indoor Luminaires | Linear Ambient | Direct Linear Ambient Luminaires | Standard | FALSE | [9 empty] | 3/3/2016 | Not Dimmable | Not Dimmable | No |  |  | 1426.04 | 98.76 | 14.44 | 15.58 | 0.99 | 3500 | 83.9
PZDPB1CH | Magniflood Inc. | Tetris Linear | ML-Trt-Lnr3-24- 15w-UV-40k | Indoor Luminaires | Linear Ambient | Direct Linear Ambient Luminaires | Standard | FALSE | [9 empty] | 3/3/2016 | Not Dimmable | Not Dimmable | No |  |  | 1426.04 | 98.76 | 14.44 | 15.58 | 0.99 | 4000 | 83.9
P4D51H5Z | Magniflood Inc. | Tetris Linear | ML-Trt-Lnr3-24- 15w-UV-45k | Indoor Luminaires | Linear Ambient | Direct Linear Ambient Luminaires | Standard | FALSE | [9 empty] | 3/3/2016 | Not Dimmable | Not Dimmable | No |  |  | 1426.04 | 98.76 | 14.44 | 15.58 | 0.99 | 4500 | 83.9
P7WWDV4V | Magniflood Inc. | Tetris Linear | ML-Trt-Lnr3-24- 15w-UV-50k | Indoor Luminaires | Linear Ambient | Direct Linear Ambient Luminaires | Standard | FALSE | [9 empty] | 3/3/2016 | Not Dimmable | Not Dimmable | No |  |  | 1456.9 | 102.45 | 14.22 | 15.58 | 0.989 | 5300 | 83.6
P7H8U139 | Magniflood Inc. | Tetris Linear | ML-Trt-Lnr3-24- 20w-UV-30k | Indoor Luminaires | Linear Ambient | Direct Linear Ambient Luminaires | Standard | TRUE | 1955.2 | 98.25 | 19.9 | 12.5 | 0.8761 | 3113 | 83.7 | 5 | 50000 | 3/3/2016 | Not Dimmable | Not Dimmable | No |  | 3.1 | 1955.21 | 98.25 | 19.9 | 12.5 | 0.992 | 3113 | 83.7
P975UPX8 | Magniflood Inc. | Tetris Linear | ML-Trt-Lnr3-24- 20w-UV-35k | Indoor Luminaires | Linear Ambient | Direct Linear Ambient Luminaires | Standard | FALSE | [9 empty] | 3/3/2016 | Not Dimmable | Not Dimmable | No |  |  | 1955.21 | 98.25 | 19.9 | 12.5 | 0.992 | 3500 | 83.7
PUGYGKXR | Magniflood Inc. | Tetris Linear | ML-Trt-Lnr3-24- 20w-UV-40k | Indoor Luminaires | Linear Ambient | Direct Linear Ambient Luminaires | Standard | FALSE | [9 empty] | 3/3/2016 | Not Dimmable | Not Dimmable | No |  |  | 1955.21 | 98.25 | 19.9 | 12.5 | 0.992 | 4000 | 83.7
PWQ3HPQ5 | Magniflood Inc. | Tetris Linear | ML-Trt-Lnr3-24- 20w-UV-45k | Indoor Luminaires | Linear Ambient | Direct Linear Ambient Luminaires | Standard | FALSE | [9 empty] | 3/3/2016 | Not Dimmable | Not Dimmable | No |  |  | 1955.21 | 98.25 | 19.9 | 12.5 | 0.992 | 4500 | 83.7
PR1XQKH2 | Magniflood Inc. | Tetris Linear | ML-Trt-Lnr3-24- 20w-UV-50k | Indoor Luminaires | Linear Ambient | Direct Linear Ambient Luminaires | Standard | FALSE | [9 empty] | 3/3/2016 | Not Dimmable | Not Dimmable | No |  |  | 2093.62 | 105.53 | 19.84 | 12.5 | 0.994 | 5160 | 83.1
P5QS9KH4 | Magniflood Inc. | Tetris Linear | ML-Trt-Lnr3-48- 30w-UV-35k | Indoor Luminaires | Linear Ambient | Direct Linear Ambient Luminaires | Standard | TRUE | 2850.13 | 100.78 | 28.28 | 15.76 | 0.8761 | 3148 | 84 | 5 | 50000 | 3/3/2016 | Not Dimmable | Not Dimmable | No |  | 3.1 | 2850.13 | 100.78 | 28.28 | 15.76 | 0.989 | 3148 | 84
PFAF4G1P | Magniflood Inc. | Tetris Linear | ML-Trt-Lnr3-48- 30w-UV-30k | Indoor Luminaires | Linear Ambient | Direct Linear Ambient Luminaires | Standard | FALSE | [9 empty] | 3/3/2016 | Not Dimmable | Not Dimmable | No |  |  | 2850.13 | 100.78 | 28.28 | 15.76 | 0.989 | 3500 | 84
PP87JFEM | Magniflood Inc. | Tetris Linear | ML-Trt-Lnr3-48- 30w-UV-45k | Indoor Luminaires | Linear Ambient | Direct Linear Ambient Luminaires | Standard | FALSE | [9 empty] | 3/3/2016 | Not Dimmable | Not Dimmable | No |  |  | 2850.13 | 100.78 | 28.28 | 15.76 | 0.989 | 4000 | 84
P4EMNNDU | Magniflood Inc. | Tetris Linear | ML-Trt-Lnr3-48- 30w-UV-40k | Indoor Luminaires | Linear Ambient | Direct Linear Ambient Luminaires | Standard | FALSE | [9 empty] | 3/3/2016 | Not Dimmable | Not Dimmable | No |  |  | 2850.13 | 100.78 | 28.28 | 15.76 | 0.989 | 4500 | 84
PGGECQGY | Magniflood Inc. | Tetris Linear | ML-Trt-Lnr3-48- 30w-UV-50k | Indoor Luminaires | Linear Ambient | Direct Linear Ambient Luminaires | Standard | FALSE | [9 empty] | 3/3/2016 | Not Dimmable | Not Dimmable | No |  |  | 2895.93 | 101.72 | 28.47 | 15.76 | 0.99 | 5226 | 83.4
P2GGAPXR | Magniflood Inc. | Tetris Linear | ML-Trt-Lnr3-48- 40w-UV-30k | Indoor Luminaires | Linear Ambient | Direct Linear Ambient Luminaires | Standard | TRUE | 3896.58 | 97.66 | 39.9 | 12.33 | 0.8828 | 3123 | 83.9 | 5 | 50000 | 3/3/2016 | Not Dimmable | Not Dimmable | No |  | 3.1 | 3896.58 | 97.66 | 39.9 | 12.33 | 0.994 | 3123 | 83.9
PQWPFZSB | Magniflood Inc. | Tetris Linear | ML-Trt-Lnr3-48- 40w-UV-35k | Indoor Luminaires | Linear Ambient | Direct Linear Ambient Luminaires | Standard | FALSE | [9 empty] | 3/3/2016 | Not Dimmable | Not Dimmable | No |  |  | 3896.58 | 97.66 | 39.9 | 12.33 | 0.994 | 3500 | 83.9
P21FEDRB | Magniflood Inc. | Tetris Linear | ML-Trt-Lnr3-48- 40w-UV-40k | Indoor Luminaires | Linear Ambient | Direct Linear Ambient Luminaires | Standard | FALSE | [9 empty] | 3/3/2016 | Not Dimmable | Not Dimmable | No |  |  | 3896.58 | 97.66 | 39.9 | 12.33 | 0.994 | 4000 | 83.9
PJEX7EK8 | Magniflood Inc. | Tetris Linear | ML-Trt-Lnr3-48- 40w-UV-45k | Indoor Luminaires | Linear Ambient | Direct Linear Ambient Luminaires | Standard | FALSE | [9 empty] | 3/3/2016 | Not Dimmable | Not Dimmable | No |  |  | 3896.58 | 97.66 | 39.9 | 12.33 | 0.994 | 4500 | 83.9
P3B23UZX | Magniflood Inc. | Tetris Linear | ML-Trt-Lnr3-48- 40w-UV-50k | Indoor Luminaires | Linear Ambient | Direct Linear Ambient Luminaires | Standard | FALSE | [9 empty] | 3/3/2016 | Not Dimmable | Not Dimmable | No |  |  | 3974.11 | 99.65 | 39.88 | 12.33 | 0.993 | 5218 | 83.4
P7DWYGBW | MaxLite, Inc | maxLED | LSV4806SU50DV50[TS,EN.EN2,EN3] | Indoor Luminaires | Linear Ambient | Direct Linear Ambient Luminaires | Standard | TRUE | 4849 | 99.92 | 48.53 | 11.17 | 0.92 | 5275 | 84.1 | 5 | 50000 | 6/25/2015 | Dimmable | Continuous (Can dim down to ≤ 10% (W)) | Not Yet Verified | Updated on 10/24/2016 | 2.1 | 4998 | 104 | 50 | 20 | 0.9 | 5000 | 80
PDWD44B7 | MaxLite, Inc | MAXLED | LSP4805HU44DV35 | Indoor Luminaires | Linear Ambient | Direct Linear Ambient Luminaires | Standard | TRUE | 3652 | 92.43 | 39.51 | 17.76 | 0.937 | 3572 | 85.3 | 5 | 50000 | 6/26/2015 | Dimmable | Continuous (Cannot dim down to ≤ 10% (W) | Not Yet Verified |  | 2.1 | 3774 | 96 | 39 | 20 | 0.9 | 3500 | 80
PZRRTDV6 | MaxLite, Inc | MAXLED | LSP4805HU44DV50 | Indoor Luminaires | Linear Ambient | Direct Linear Ambient Luminaires | Standard | FALSE | [9 empty] | 6/26/2015 | Dimmable | Continuous (Cannot dim down to ≤ 10% (W) | Not Yet Verified |  |  | 4106 | 106 | 39 | 20 | 0.9 | 5000 | 80
P2PXRPQ2 | MaxLite, Inc | MAXLED | LSP9605HU80DV35 | Indoor Luminaires | Linear Ambient | Direct Linear Ambient Luminaires | Standard | FALSE | [9 empty] | 6/26/2015 | Dimmable | Continuous (Cannot dim down to ≤ 10% (W) | Not Yet Verified |  |  | 7907 | 101 | 78 | 20 | 0.9 | 3500 | 80
PTGA8JFD | MaxLite, Inc | MAXLED | LSP9605HU80DV50 | Indoor Luminaires | Linear Ambient | Direct Linear Ambient Luminaires | Standard | FALSE | [9 empty] | 6/26/2015 | Dimmable | Continuous (Cannot dim down to ≤ 10% (W) | Not Yet Verified |  |  | 10498 | 133 | 79 | 20 | 0.9 | 5000 | 80
PDTM8GGG | MaxLite, Inc | MAXLED | LSP4805SU44DV35 | Indoor Luminaires | Linear Ambient | Direct Linear Ambient Luminaires | Standard | FALSE | [9 empty] | 6/26/2015 | Dimmable | Continuous (Cannot dim down to ≤ 10% (W) | Not Yet Verified |  |  | 3774 | 96 | 39 | 20 | 0.9 | 3500 | 80
PF8P2VTC | MaxLite, Inc | MAXLED | LSP4805SU44DV50 | Indoor Luminaires | Linear Ambient | Direct Linear Ambient Luminaires | Standard | FALSE | [9 empty] | 6/26/2015 | Dimmable | Continuous (Cannot dim down to ≤ 10% (W) | Not Yet Verified |  |  | 4106 | 106 | 39 | 20 | 0.9 | 5000 | 80
P9DT2W2W | MaxLite, Inc | MAXLED | LSP9605SU80DV35 | Indoor Luminaires | Linear Ambient | Direct Linear Ambient Luminaires | Standard | FALSE | [9 empty] | 6/26/2015 | Dimmable | Continuous (Cannot dim down to ≤ 10% (W) | Not Yet Verified |  |  | 7907 | 101 | 78 | 20 | 0.9 | 3500 | 80
PCH8GYYV | MaxLite, Inc | MAXLED | LSP9605SU80DV50 | Indoor Luminaires | Linear Ambient | Direct Linear Ambient Luminaires | Standard | FALSE | [9 empty] | 6/26/2015 | Dimmable | Continuous (Cannot dim down to ≤ 10% (W) | Not Yet Verified |  |  | 10498 | 133 | 79 | 20 | 0.9 | 5000 | 80
PZAQFGV1 | MaxLite, Inc | MaxLED | LSU4U3050 [BLANK, EM] | Indoor Luminaires | Linear Ambient | Direct Linear Ambient Luminaires | Premium | TRUE | 2843.3 | 135.26 | 21.02 | 18.18 | 0.924 | 5260 | 84.8 | 5 | 50000 | 10/10/2016 | Dimmable | Continuous (Can dim down to ≤ 10% (W)) | No |  | 4 | 4187 | 126.7 | 33.05 | 8 | 0.99 | 5301 | 85
P7E39TKC | MaxLite, Inc | MaxLED | LSU4U2040 [BLANK, EM] | Indoor Luminaires | Linear Ambient | Direct Linear Ambient Luminaires | Premium | TRUE | 2794.2 | 130.39 | 21.43 | 24.15 | 0.8832 | 4132 | 86.2 | 5 | 50000 | 10/10/2016 | Dimmable | Continuous (Can dim down to ≤ 10% (W)) | No |  | 4 | 2794 | 130.4 | 21.43 | 19 | 0.96 | 4132 | 86
PR78N9HK | MaxLite, Inc | MaxLED | LSU4U2050 [BLANK, EM] | Indoor Luminaires | Linear Ambient | Direct Linear Ambient Luminaires | Premium | FALSE | [9 empty] | 10/10/2016 | Dimmable | Continuous (Can dim down to ≤ 10% (W)) | No |  |  | 2843 | 135.3 | 21.02 | 15 | 0.98 | 5260 | 85
P3QGKM1M | MaxLite, Inc | MaxLED | LSU4U3040 [BLANK, EM] | Indoor Luminaires | Linear Ambient | Direct Linear Ambient Luminaires | Standard | FALSE | [9 empty] | 10/10/2016 | Dimmable | Continuous (Can dim down to ≤ 10% (W)) | No |  |  | 4059 | 125.4 | 32.38 | 8 | 0.99 | 4149 | 86
PJYT8QF2 | MaxLite, Inc | MaxLED | LSU4U5040 [BLANK, EM] | Indoor Luminaires | Linear Ambient | Direct Linear Ambient Luminaires | Standard | FALSE | [9 empty] | 10/10/2016 | Dimmable | Continuous (Can dim down to ≤ 10% (W)) | No |  |  | 5951 | 118.3 | 50.32 | 6 | 0.99 | 4190 | 86
PCZX1EWU | MaxLite, Inc | MaxLED | LSU4U5050 [BLANK, EM] | Indoor Luminaires | Linear Ambient | Direct Linear Ambient Luminaires | Standard | FALSE | [9 empty] | 10/10/2016 | Dimmable | Continuous (Can dim down to ≤ 10% (W)) | No |  |  | 6132 | 123.1 | 49.8 | 8 | 0.99 | 5260 | 85
PAXNZPB2 | MaxLite, Inc | LForm | LF-4836U-35 | Indoor Luminaires | Linear Ambient | Direct Linear Ambient Luminaires | Premium | TRUE | 4131 | 117.2 | 35.2 | 6.9 | 0.941 | 3564 | 85.4 | 5 | 50000 | 8/4/2016 | Dimmable | Continuous (Can dim down to ≤ 10% (W)) | No |  | 3.1 | 4150 | 115 | 36 | 20 | 0.9 | 3500 | 80
PEDAE9RJ | MaxLite, Inc | LForm | LF-4836U-40 | Indoor Luminaires | Linear Ambient | Direct Linear Ambient Luminaires | Premium | FALSE | [9 empty] | 8/4/2016 | Dimmable | Continuous (Can dim down to ≤ 10% (W)) | No |  |  | 4320 | 120 | 36 | 20 | 0.9 | 4000 | 80
P27YUZ7Q | MaxLite, Inc | LForm | LF-4836U-50 | Indoor Luminaires | Linear Ambient | Direct Linear Ambient Luminaires | Premium | FALSE | [9 empty] | 8/4/2016 | Dimmable | Continuous (Can dim down to ≤ 10% (W)) | No |  |  | 4500 | 125 | 36 | 20 | 0.9 | 5000 | 80
P1XYEVG3 | MaxLite, Inc | LForm | LF-4849U-40 | Indoor Luminaires | Linear Ambient | Direct Linear Ambient Luminaires | Premium | TRUE | 5869 | 123.5 | 47.5 | 16.4 | 0.937 | 4008 | 84.5 | 5 | 50000 | 8/4/2016 | Dimmable | Continuous (Can dim down to ≤ 10% (W)) | No |  | 3.1 | 5780 | 121.5 | 49 | 16.4 | 0.94 | 4000 | 84.5
PWRGNYYS | MaxLite, Inc | LForm | LF-4849U-50 | Indoor Luminaires | Linear Ambient | Direct Linear Ambient Luminaires | Premium | FALSE | [9 empty] | 8/4/2016 | Dimmable | Continuous (Can dim down to ≤ 10% (W)) | No |  |  | 6101 | 129.3 | 49 | 16.1 | 0.94 | 5000 | 84.4
PFPS4Z2F | MaxLite, Inc | LForm | LF-4849U-35 | Indoor Luminaires | Linear Ambient | Direct Linear Ambient Luminaires | Premium | TRUE | 5452 | 114.9 | 47.5 | 15.8 | 0.938 | 3569 | 84.6 | 5 | 50000 | 8/4/2016 | Dimmable | Continuous (Can dim down to ≤ 10% (W)) | No |  | 3.1 | 5452 | 115 | 47.5 | 15.8 | 0.94 | 3500 | 84.6
P5VXFFA3 | MaxLite, Inc | MAXLED | LSP9605UU55DV35XXXX | Indoor Luminaires | Linear Ambient | Direct Linear Ambient Luminaires | Standard | TRUE | 7423 | 128.1 | 57.96 | 7.03 | 0.957 | 3402 | 84.1 | 5 | 50000 | 9/1/2016 | Dimmable | Continuous (Cannot dim down to ≤ 10% (W) | Yes |  | 4 | 7423 | 128.1 | 58.2 | 7.03 | 0.957 | 3402 | 84.1
P9WSED7V | MaxLite, Inc | MAXLED | LSP9605UU80DV35XXXX | Indoor Luminaires | Linear Ambient | Direct Linear Ambient Luminaires | Standard | TRUE | 9417 | 120.7 | 78.1 | 6.7 | 0.952 | 3411 | 84 | 5 | 50000 | 9/1/2016 | Dimmable | Continuous (Cannot dim down to ≤ 10% (W) | Yes |  | 4 | 9417 | 120.7 | 78.1 | 6.7 | 0.952 | 3411 | 84
PNVKXR1H | MaxLite, Inc | MAXLED | LSP9605UU80DV40XXXX | Indoor Luminaires | Linear Ambient | Direct Linear Ambient Luminaires | Standard | FALSE | [9 empty] | 9/1/2016 | Dimmable | Continuous (Cannot dim down to ≤ 10% (W) | Yes |  |  | 9950 | 126.6 | 78.6 | 3.57 | 0.997 | 3943 | 83.4
P8C255B6 | MaxLite, Inc | MAXLED | LSP9605UU80DV50XXXX | Indoor Luminaires | Linear Ambient | Direct Linear Ambient Luminaires | Standard | FALSE | [9 empty] | 9/1/2016 | Dimmable | Continuous (Cannot dim down to ≤ 10% (W) | Yes |  |  | 9880 | 126.3 | 78.23 | 3.56 | 0.997 | 4992 | 85.1
PS71CU97 | MaxLite, Inc | MAXLED | LSP9605UU55DV40XXXX | Indoor Luminaires | Linear Ambient | Direct Linear Ambient Luminaires | Standard | FALSE | [9 empty] | 9/1/2016 | Dimmable | Continuous (Cannot dim down to ≤ 10% (W) | Yes |  |  | 7801 | 133.3 | 58.5 | 3.86 | 0.997 | 3939 | 83.5
P1A11RP2 | MaxLite, Inc | MAXLED | LSP9605UU55DV50XXXX | Indoor Luminaires | Linear Ambient | Direct Linear Ambient Luminaires | Standard | FALSE | [9 empty] | 9/1/2016 | Dimmable | Continuous (Cannot dim down to ≤ 10% (W) | Yes |  |  | 7859 | 131.7 | 59.69 | 5.77 | 0.997 | 5001 | 85.6
PNWY6KS3 | MaxLite, Inc | MAXLED | LSP4805UU44DV35XXXX | Indoor Luminaires | Linear Ambient | Direct Linear Ambient Luminaires | Standard | FALSE | [9 empty] | 9/1/2016 | Dimmable | Continuous (Cannot dim down to ≤ 10% (W) | Yes |  |  | 4751 | 121.2 | 39.2 | 7.2 | 0.949 | 3403 | 84
P3UUFH7D | MaxLite, Inc | MAXLED | LSP4805UU44DV40XXXX | Indoor Luminaires | Linear Ambient | Direct Linear Ambient Luminaires | Standard | FALSE | [9 empty] | 9/1/2016 | Dimmable | Continuous (Cannot dim down to ≤ 10% (W) | Yes |  |  | 4948 | 123.8 | 39.9 | 5 | 0.997 | 3942 | 83.4
PV9MWHB6 | MaxLite, Inc | MAXLED | LSP4805UU44DV50XXXX | Indoor Luminaires | Linear Ambient | Direct Linear Ambient Luminaires | Standard | FALSE | [9 empty] | 9/1/2016 | Dimmable | Continuous (Cannot dim down to ≤ 10% (W) | Yes |  |  | 4798 | 123.9 | 38.7 | 4.6 | 0.995 | 5000 | 84.3
P7MRR6TZ | MaxLite, Inc | MaxLED | LSV4U2040 | Indoor Luminaires | Linear Ambient | Direct Linear Ambient Luminaires | Premium | TRUE | 2912.2 | 137.75 | 21.14 | 21.919 | 0.8973 | 4073 | 86.9 | 5 | 50000 | 10/11/2016 | Dimmable | Continuous (Can dim down to ≤ 10% (W)) | No |  | 4 | 2912 | 137.8 | 21.14 | 17 | 0.96 | 4073 | 87
P2QWPT4M | MaxLite, Inc | MaxLED | LSV4U2050 | Indoor Luminaires | Linear Ambient | Direct Linear Ambient Luminaires | Premium | TRUE | 2752.7 | 130.15 | 21.24 | 21.15 | 0.9116 | 5179 | 85.5 | 5 | 50000 | 10/11/2016 | Dimmable | Continuous (Can dim down to ≤ 10% (W)) | No |  | 4 | 2977 | 140.1 | 21.24 | 16 | 0.9 | 5179 | 86
PE53E824 | MaxLite, Inc | MaxLED | LSV4U5040 | Indoor Luminaires | Linear Ambient | Direct Linear Ambient Luminaires | Premium | TRUE | 6403.8 | 127.3 | 50.3 | 14.971 | 0.9094 | 4168 | 86.9 | 5 | 50000 | 10/11/2016 | Dimmable | Continuous (Can dim down to ≤ 10% (W)) | No |  | 4 | 6404 | 127.3 | 50.3 | 5 | 0.99 | 4168 | 87
PQUKX9NF | MaxLite, Inc | MaxLED | LSV4U5050 | Indoor Luminaires | Linear Ambient | Direct Linear Ambient Luminaires | Premium | FALSE | [9 empty] | 10/11/2016 | Dimmable | Continuous (Can dim down to ≤ 10% (W)) | No |  |  | 6337 | 128.4 | 49.4 | 6 | 0.99 | 5327 | 86
PVTE3ZSW | MaxLite, Inc | MaxLED | LSV4U3040 | Indoor Luminaires | Linear Ambient | Direct Linear Ambient Luminaires | Premium | FALSE | [9 empty] | 10/11/2016 | Dimmable | Continuous (Can dim down to ≤ 10% (W)) | No |  |  | 4377 | 133.3 | 32.9 | 9 | 0.99 | 4122 | 87
PZ1DUDTV | MaxLite, Inc | MaxLED | LSV4U3050 | Indoor Luminaires | Linear Ambient | Direct Linear Ambient Luminaires | Premium | FALSE | [9 empty] | 10/11/2016 | Dimmable | Continuous (Can dim down to ≤ 10% (W)) | No |  |  | 4363 | 134.2 | 32.5 | 9 | 0.99 | 4195 | 85
PZCYYUTR | MaxLite, Inc | MaxLite | VT-V4840U-40[Blank, MS] | Indoor Luminaires | Linear Ambient | Direct Linear Ambient Luminaires | Premium | TRUE | 4527 | 118.2 | 38.3 | 9.1 | 0.937 | 4194 | 83.9 | 5 | 50000 | 8/31/2016 | Dimmable | Continuous (Can dim down to ≤ 10% (W)) | Yes |  | 3.1 | 4557 | 119 | 38.3 | 9.1 | 0.937 | 4000 | 83.9
PRH8C15R | MaxLite, Inc | MaxLite | VT-V4840U-50[Blank, MS] | Indoor Luminaires | Linear Ambient | Direct Linear Ambient Luminaires | Premium | FALSE | [9 empty] | 8/31/2016 | Dimmable | Continuous (Can dim down to ≤ 10% (W)) | Yes |  |  | 4681 | 121.9 | 38.4 | 9.1 | 0.937 | 5000 | 84.8
P18TZUYG | MaxLite, Inc | MaxLite | VT-V4860U-40[Blank, MS] | Indoor Luminaires | Linear Ambient | Direct Linear Ambient Luminaires | Premium | TRUE | 7368 | 119.4 | 61.7 | 8.9 | 0.939 | 4187 | 83.8 | 5 | 50000 | 8/31/2016 | Dimmable | Continuous (Can dim down to ≤ 10% (W)) | Yes |  | 3.1 | 7384 | 119.7 | 61.7 | 8.9 | 0.939 | 4000 | 83.8
PGT5JK5J | MaxLite, Inc | MaxLite | VT-V4860U-50[Blank, MS] | Indoor Luminaires | Linear Ambient | Direct Linear Ambient Luminaires | Premium | FALSE | [9 empty] | 8/31/2016 | Dimmable | Continuous (Can dim down to ≤ 10% (W)) | Yes |  |  | 7615 | 120.1 | 63.4 | 8.9 | 0.939 | 5000 | 84.9
PEGRV7U1 | MaxLite, Inc | Maxlite | LS-4824U-30 | Indoor Luminaires | Linear Ambient | Direct Linear Ambient Luminaires | Premium | TRUE | 2433.4 | 109.72 | 22.18 | 5.18 | 0.9203 | 3160 | 82.8 | 5 | 50000 | 9/1/2016 | Dimmable | Continuous (Can dim down to ≤ 10% (W)) | No |  | 3.1 | 2433.3 | 109.72 | 22.18 | 20 | 0.996 | 3000 | 82.8
PVDZK6C4 | MaxLite, Inc | Maxlite | LS-4824U-50 | Indoor Luminaires | Linear Ambient | Direct Linear Ambient Luminaires | Premium | TRUE | 2556.94 | 114.97 | 22.24 | 5.18 | 0.9203 | 5214 | 83.6 | 5 | 50000 | 9/1/2016 | Dimmable | Continuous (Can dim down to ≤ 10% (W)) | No |  | 3.1 | 2556.9 | 114.97 | 22.24 | 20 | 0.996 | 5000 | 83.6
PCHBN2MZ | MaxLite, Inc | Maxlite | LS-4824U-35 | Indoor Luminaires | Linear Ambient | Direct Linear Ambient Luminaires | Premium | FALSE | [9 empty] | 9/1/2016 | Dimmable | Continuous (Can dim down to ≤ 10% (W)) | No |  |  | 2464.2 | 111 | 22.2 | 20 | 0.996 | 3500 | 83
PT47PYR4 | MaxLite, Inc | Maxlite | LS-4824U-40 | Indoor Luminaires | Linear Ambient | Direct Linear Ambient Luminaires | Premium | FALSE | [9 empty] | 9/1/2016 | Dimmable | Continuous (Can dim down to ≤ 10% (W)) | No |  |  | 2530 | 113.71 | 22.25 | 20 | 0.997 | 4000 | 85.1
PU45NMQ4 | MaxLite, Inc | Maxlite | LS-4836U-30 | Indoor Luminaires | Linear Ambient | Direct Linear Ambient Luminaires | Standard | TRUE | 3638.5 | 104.4 | 34.85 | 5.22 | 0.9407 | 3122 | 84 | 5 | 50000 | 9/1/2016 | Dimmable | Continuous (Can dim down to ≤ 10% (W)) | No |  | 3 | 3638.5 | 104.4 | 34.85 | 20 | 0.997 | 3000 | 84
PNCS8M57 | MaxLite, Inc | Maxlite | LS-4836U-35 | Indoor Luminaires | Linear Ambient | Direct Linear Ambient Luminaires | Standard | FALSE | [9 empty] | 9/1/2016 | Dimmable | Continuous (Can dim down to ≤ 10% (W)) | No |  |  | 3682.7 | 105.2 | 35.01 | 20 | 0.997 | 3500 | 83.1
PKN8PRYD | MaxLite, Inc | Maxlite | LS-4836U-40 | Indoor Luminaires | Linear Ambient | Direct Linear Ambient Luminaires | Standard | FALSE | [9 empty] | 9/1/2016 | Dimmable | Continuous (Can dim down to ≤ 10% (W)) | No |  |  | 3710.4 | 106.34 | 34.89 | 20 | 0.997 | 4000 | 84.2
PAAJPYSU | MaxLite, Inc | Maxlite | LS-4836U-50 | Indoor Luminaires | Linear Ambient | Direct Linear Ambient Luminaires | Standard | FALSE | [9 empty] | 9/1/2016 | Dimmable | Continuous (Can dim down to ≤ 10% (W)) | No |  |  | 3790.5 | 107.02 | 35.42 | 20 | 0.997 | 5000 | 82.8
P0000110Y | MaxLite, Inc | MAXLITE | LSU4806SU30DV40XX | Indoor Luminaires | Linear Ambient | Direct Linear Ambient Luminaires | Standard | TRUE | 3583 | 116.09 | 30.86 | 6.29 | 0.903 | 4162 | 82.7 | 5 |  | 6/23/2014 | Not Yet Verified | Not Yet Verified | Not Yet Verified |  | 2.1 | [5 empty] | 4000
P0000110Z | MaxLite, Inc | MAXLITE | LSU4806SU3040XX | Indoor Luminaires | Linear Ambient | Direct Linear Ambient Luminaires | Standard | FALSE | [9 empty] | 6/23/2014 | Not Yet Verified | Not Yet Verified | Not Yet Verified |  |  | 3583 | 116.09 | 30.86 | 6.29 | 0.903 | 4162 | 82.7
P0000110Q | MaxLite, Inc | MAXLITE | LSV2406SU30DV40[EN.EN2,EN3] | Indoor Luminaires | Linear Ambient | Direct Linear Ambient Luminaires | Standard | TRUE | 3082 | 95.86 | 32.15 | 11.7 | 0.89 | 3828 | 83.3 | 5 | 56000 | 6/24/2014 | Not Yet Verified | Not Yet Verified | Not Yet Verified | Updated on 10/24/2016 | 2.1 | [5 empty] | 4000
P0000110R | MaxLite, Inc | MAXLITE | LSV2406SU3040[EN.EN2,EN3] | Indoor Luminaires | Linear Ambient | Direct Linear Ambient Luminaires | Standard | FALSE | [9 empty] | 6/24/2014 | Not Yet Verified | Not Yet Verified | Not Yet Verified | Updated on 10/24/2016 |  | 3082 | 95.86 | 32.15 | 11.7 | 0.9 | 3828 | 83.3
P0000110U | MaxLite, Inc | MAXLITE | LSV4806SU30DV40[EN.EN2,EN3] | Indoor Luminaires | Linear Ambient | Direct Linear Ambient Luminaires | Standard | TRUE | 3937 | 126.87 | 31.03 | 6.27 | 0.902 | 4091 | 82.4 | 5 | 76000 | 6/24/2014 | Not Yet Verified | Not Yet Verified | Not Yet Verified | Updated on 10/24/2016 | 2.1 | [5 empty] | 4000
P0000110V | MaxLite, Inc | MAXLITE | LSV4806SU3040[EN.EN2,EN3] | Indoor Luminaires | Linear Ambient | Direct Linear Ambient Luminaires | Standard | FALSE | [9 empty] | 6/24/2014 | Not Yet Verified | Not Yet Verified | Not Yet Verified | Updated on 10/24/2016 |  | 3937 | 126.8 | 31.03 | 6.27 | 0.9 | 4091 | 82.4
P0000110W | MaxLite, Inc | MAXLITE | LSV4806SU30DV50[EN.EN2,EN3] | Indoor Luminaires | Linear Ambient | Direct Linear Ambient Luminaires | Standard | FALSE | [9 empty] | 6/24/2014 | Not Yet Verified | Not Yet Verified | Not Yet Verified | Updated on 10/24/2016 |  | 3506 | 112.8 | 31.07 | 6.35 | 0.9 | 5306 | 85.3
P0000110X | MaxLite, Inc | MAXLITE | LSV4806SU3050[EN.EN2,EN3] | Indoor Luminaires | Linear Ambient | Direct Linear Ambient Luminaires | Standard | FALSE | [9 empty] | 6/24/2014 | Not Yet Verified | Not Yet Verified | Not Yet Verified | Updated on 10/24/2016 |  | 3506 | 112.8 | 31.07 | 6.35 | 0.9 | 5306 | 85.3
P0000110I | MaxLite, Inc | MAXLITE | LSU4806SU20DV40XX | Indoor Luminaires | Linear Ambient | Direct Linear Ambient Luminaires | Standard | TRUE | 2193 | 110.24 | 19.89 | 11.14 | 0.887 | 3838 | 82.9 | 5 | 50000 | 6/23/2014 | Not Yet Verified | Not Yet Verified | Not Yet Verified |  | 2.1 | [5 empty] | 4000
P0000110J | MaxLite, Inc | MAXLITE | LSU4806SU2040XX | Indoor Luminaires | Linear Ambient | Direct Linear Ambient Luminaires | Standard | FALSE | [9 empty] | 6/23/2014 | Not Yet Verified | Not Yet Verified | Not Yet Verified |  |  | 2193 | 110.24 | 19.89 | 11.14 | 0.98 | 3838 | 82.9
P0000110K | MaxLite, Inc | MAXLITE | LSU4806SU20DV50XX | Indoor Luminaires | Linear Ambient | Direct Linear Ambient Luminaires | Standard | FALSE | [9 empty] | 6/23/2014 | Not Yet Verified | Not Yet Verified | Not Yet Verified |  |  | 2170 | 107.79 | 20.13 | 11.19 | 0.98 | 5291 | 85.4
P0000110L | MaxLite, Inc | MAXLITE | LSU4806SU2050XX | Indoor Luminaires | Linear Ambient | Direct Linear Ambient Luminaires | Standard | FALSE | [9 empty] | 6/23/2014 | Not Yet Verified | Not Yet Verified | Not Yet Verified |  |  | 2170 | 107.79 | 20.13 | 11.19 | 0.98 | 5291 | 85.4
P000010ZN | MaxLite, Inc | MAXLITE | LSV4806SU40DV40[EN.EN2,EN3] | Indoor Luminaires | Linear Ambient | Direct Linear Ambient Luminaires | Standard | TRUE | 4423 | 107.81 | 41.03 | 15.25 | 0.938 | 3848 | 83.4 | 5 | 62000 | 5/8/2014 | Not Yet Verified | Not Yet Verified | Not Yet Verified | Updated on 10/24/2016 | 2.1 | [5 empty] | 3848
P000010ZO | MaxLite, Inc | MAXLITE | LSV4806SD40DV50[EN.EN2,EN3] | Indoor Luminaires | Linear Ambient | Direct Linear Ambient Luminaires | Standard | FALSE | [9 empty] | 5/8/2014 | Not Yet Verified | Not Yet Verified | Not Yet Verified | Updated on 10/24/2016 |  | 4270 | 102.8 | 41.54 | 14.04 | 0.93 | 5169 | 82.9
P000010ZP | MaxLite, Inc | MAXLITE | LSV4806SD4040[EN.EN2,EN3] | Indoor Luminaires | Linear Ambient | Direct Linear Ambient Luminaires | Standard | FALSE | [9 empty] | 5/8/2014 | Not Yet Verified | Not Yet Verified | Not Yet Verified | Updated on 10/24/2016 |  | 4251 | 103.3 | 41.1 | 14.04 | 0.93 | 3887 | 83.3
P000010ZQ | MaxLite, Inc | MAXLITE | LSV4806SD4050[EN.EN2,EN3] | Indoor Luminaires | Linear Ambient | Direct Linear Ambient Luminaires | Standard | FALSE | [9 empty] | 5/8/2014 | Not Yet Verified | Not Yet Verified | Not Yet Verified | Updated on 10/24/2016 |  | 4251 | 103.3 | 41.1 | 14.04 | 0.93 | 3887 | 83.3
P000010ZT | MaxLite, Inc | MAXLITE | LSU2406SU30DV40XX | Indoor Luminaires | Linear Ambient | Direct Linear Ambient Luminaires | Standard | TRUE | 2902 | 90.22 | 32.17 | 11.33 | 0.891 | 3895 | 83.3 | 5 |  | 5/12/2014 | Not Yet Verified | Not Yet Verified | Not Yet Verified |  | 2.1 | [5 empty] | 4000
P000010ZU | MaxLite, Inc | MAXLITE | LSU2406SU30DV50XX | Indoor Luminaires | Linear Ambient | Direct Linear Ambient Luminaires | Standard | FALSE | [9 empty] | 5/12/2014 | Not Yet Verified | Not Yet Verified | Not Yet Verified |  |  | 3233 | 103.14 | 31.3 | 6.41 | 0.9 | 5349 | 85.1
P000010ZV | MaxLite, Inc | MAXLITE | LSU2406SU3040XX | Indoor Luminaires | Linear Ambient | Direct Linear Ambient Luminaires | Standard | FALSE | [9 empty] | 5/12/2014 | Not Yet Verified | Not Yet Verified | Not Yet Verified |  |  | 3583 | 116 | 30.8 | 6.29 | 0.9 | 4162 | 82.7
P000010ZW | MaxLite, Inc | MAXLITE | LSU2406SU3050XX | Indoor Luminaires | Linear Ambient | Direct Linear Ambient Luminaires | Standard | FALSE | [9 empty] | 5/12/2014 | Not Yet Verified | Not Yet Verified | Not Yet Verified |  |  | 3233 | 103.14 | 31.3 | 6.41 | 0.9 | 5349 | 85.1
P000010ZZ | MaxLite, Inc | MAXLITE | LSV4806SU50DV40[EN.EN2,EN3] | Indoor Luminaires | Linear Ambient | Direct Linear Ambient Luminaires | Standard | TRUE | 4988 | 105.52 | 47.37 | 14.13 | 0.909 | 3848 | 83.4 | 5 | 50000 | 5/12/2014 | Dimmable | Continuous (Can dim down to ≤ 10% (W)) | Yes | Updated on 10/24/2016 | 2.1 | 4998 | 105.5 | 47.3 | 8.34 | 0.98 | 3848 | 83.4
P00001100 | MaxLite, Inc | MAXLITE | LSV4806SU50DV50[EN.EN2,EN3] | Indoor Luminaires | Linear Ambient | Direct Linear Ambient Luminaires | Standard | FALSE | [9 empty] | 5/12/2014 | Not Yet Verified | Not Yet Verified | Not Yet Verified | Updated on 10/24/2016 |  | 5043 | 104.8 | 48.11 | 14.13 | 0.91 | 5082 | 83.4
P00001101 | MaxLite, Inc | MAXLITE | LSV4806SU5040[EN.EN2,EN3] | Indoor Luminaires | Linear Ambient | Direct Linear Ambient Luminaires | Standard | FALSE | [9 empty] | 5/12/2014 | Not Yet Verified | Not Yet Verified | Not Yet Verified | Updated on 10/24/2016 |  | 4625 | 97.3 | 47.5 | 14.18 | 0.91 | 3864 | 83.2
P00001102 | MaxLite, Inc | MAXLITE | LSV4806SU5050[EN.EN2,EN3] | Indoor Luminaires | Linear Ambient | Direct Linear Ambient Luminaires | Standard | FALSE | [9 empty] | 5/12/2014 | Not Yet Verified | Not Yet Verified | Not Yet Verified | Updated on 10/24/2016 |  | 5043 | 104.8 | 48.11 | 14.13 | 0.91 | 5082 | 83.4
P000010YW | MaxLite, Inc | MAXLITE | LSU2406SU20DV40XX | Indoor Luminaires | Linear Ambient | Direct Linear Ambient Luminaires | Standard | TRUE | 2076 | 98.47 | 21.08 | 7.94 | 0.902 | 3876 | 83.9 | 5 | 62000 | 5/8/2014 | Not Yet Verified | Not Yet Verified | Not Yet Verified |  | 2.1 | [5 empty] | 4000
P000010YX | MaxLite, Inc | MAXLITE | LSU2406SU20DV50XX | Indoor Luminaires | Linear Ambient | Direct Linear Ambient Luminaires | Standard | FALSE | [9 empty] | 5/8/2014 | Not Yet Verified | Not Yet Verified | Not Yet Verified |  |  | 2170 | 107.79 | 20.13 | 11.19 | 0.98 | 5291 | 85.4
P000010YY | MaxLite, Inc | MAXLITE | LSU2406SU2040XX | Indoor Luminaires | Linear Ambient | Direct Linear Ambient Luminaires | Standard | FALSE | [9 empty] | 5/8/2014 | Not Yet Verified | Not Yet Verified | Not Yet Verified |  |  | 2193 | 110.24 | 19.89 | 11.14 | 0.98 | 3838 | 82.9
P000010YZ | MaxLite, Inc | MAXLITE | LSU2406SU2050XX | Indoor Luminaires | Linear Ambient | Direct Linear Ambient Luminaires | Standard | FALSE | [9 empty] | 5/8/2014 | Not Yet Verified | Not Yet Verified | Not Yet Verified |  |  | 2170 | 107.79 | 20.13 | 11.19 | 0.98 | 5291 | 85.4
P000010Z2 | MaxLite, Inc | MAXLITE | LSU4806SU40DV40XX | Indoor Luminaires | Linear Ambient | Direct Linear Ambient Luminaires | Standard | TRUE | 4251 | 103.32 | 41.14 | 14.04 | 0.938 | 3887 | 83.3 | 5 | 62000 | 5/8/2014 | Not Yet Verified | Not Yet Verified | Not Yet Verified |  | 2.1 | [5 empty] | 3887
P000010Z3 | MaxLite, Inc | MAXLITE | LSU4806SU40DV50XX | Indoor Luminaires | Linear Ambient | Direct Linear Ambient Luminaires | Standard | FALSE | [9 empty] | 5/8/2014 | Not Yet Verified | Not Yet Verified | Not Yet Verified |  |  | 4270 | 102.8 | 41.5 | 14 | 0.93 | 5169 | 82.9
P000010Z4 | MaxLite, Inc | MAXLITE | LSU4806SU4040XX | Indoor Luminaires | Linear Ambient | Direct Linear Ambient Luminaires | Standard | FALSE | [9 empty] | 5/8/2014 | Not Yet Verified | Not Yet Verified | Not Yet Verified |  |  | 4251 | 103.2 | 41.1 | 14.04 | 0.93 | 3887 | 83.3
P000010Z5 | MaxLite, Inc | MAXLITE | LSU4806SU4050XX | Indoor Luminaires | Linear Ambient | Direct Linear Ambient Luminaires | Standard | FALSE | [9 empty] | 5/8/2014 | Not Yet Verified | Not Yet Verified | Not Yet Verified |  |  | 4270 | 102.8 | 41.5 | 14 | 0.93 | 5169 | 82.9
P000010Z8 | MaxLite, Inc | MAXLITE | LSU4806SU50DV40XX | Indoor Luminaires | Linear Ambient | Direct Linear Ambient Luminaires | Standard | TRUE | 4625 | 97.28 | 47.54 | 14.18 | 0.91 | 3864 | 83.2 | 5 | 54000 | 5/8/2014 | Not Yet Verified | Not Yet Verified | Not Yet Verified |  | 2.1 | [5 empty] | 4000
P000010Z9 | MaxLite, Inc | MAXLITE | LSU4806SU50DV50XX | Indoor Luminaires | Linear Ambient | Direct Linear Ambient Luminaires | Standard | FALSE | [9 empty] | 5/8/2014 | Not Yet Verified | Not Yet Verified | Not Yet Verified |  |  | 4923 | 100.8 | 48.8 | 14.18 | 0.91 | 5248 | 83.3
P000010ZA | MaxLite, Inc | MAXLITE | LSU4806SU5040XX | Indoor Luminaires | Linear Ambient | Direct Linear Ambient Luminaires | Standard | FALSE | [9 empty] | 5/8/2014 | Not Yet Verified | Not Yet Verified | Not Yet Verified |  |  | 4625 | 97.3 | 47.5 | 14.18 | 0.91 | 3864 | 83.2
P000010ZB | MaxLite, Inc | MAXLITE | LSU4806SU5050XX | Indoor Luminaires | Linear Ambient | Direct Linear Ambient Luminaires | Standard | FALSE | [9 empty] | 5/8/2014 | Not Yet Verified | Not Yet Verified | Not Yet Verified |  |  | 4923 | 100.8 | 48.8 | 14.18 | 0.91 | 5248 | 83.3
P000010ZE | MaxLite, Inc | MAXLITE | LSV2406SU20DV40[EN.EN2,EN3] | Indoor Luminaires | Linear Ambient | Direct Linear Ambient Luminaires | Standard | TRUE | 2203 | 104.91 | 21 | 8.1 | 0.901 | 3811 | 83.3 | 5 | 61000 | 5/8/2014 | Not Yet Verified | Not Yet Verified | Not Yet Verified | Updated on 10/24/2016 | 2.1 | [5 empty] | 3811
P000010ZI | MaxLite, Inc | MAXLITE | LSV2406SU2040[EN.EN2,EN3] | Indoor Luminaires | Linear Ambient | Direct Linear Ambient Luminaires | Standard | FALSE | [9 empty] | 5/8/2014 | Not Yet Verified | Not Yet Verified | Not Yet Verified | Updated on 10/24/2016 |  | 2203 | 104.9 | 21 | 8.1 | 0.9 | 3811 | 83.3
P000010ZJ | MaxLite, Inc | MAXLITE | LSV2406SU20DV50[EN.EN2,EN3] | Indoor Luminaires | Linear Ambient | Direct Linear Ambient Luminaires | Standard | FALSE | [9 empty] | 5/8/2014 | Not Yet Verified | Not Yet Verified | Not Yet Verified | Updated on 10/24/2016 |  | 2170 | 107.79 | 20.13 | 11.19 | 0.98 | 5291 | 85.4
P000010ZK | MaxLite, Inc | MAXLITE | LSV2406SU2050[EN.EN2,EN3] | Indoor Luminaires | Linear Ambient | Direct Linear Ambient Luminaires | Standard | FALSE | [9 empty] | 5/8/2014 | Not Yet Verified | Not Yet Verified | Not Yet Verified | Updated on 10/24/2016 |  | 2170 | 107.79 | 20.13 | 11.19 | 0.98 | 5291 | 85.4
P000010ZG | MaxLite, Inc | MAXLITE | LSV2406SU30DV40[EN.EN2,EN3] | Indoor Luminaires | Linear Ambient | Direct Linear Ambient Luminaires | Standard | TRUE | 3082 | 95.86 | 32.15 | 11.7 | 0.89 | 3828 | 83.3 | 5 | 52000 | 5/8/2014 | Not Yet Verified | Not Yet Verified | Not Yet Verified | Updated on 10/24/2016 | 2.1 | [5 empty] | 3828
P000010ZH | MaxLite, Inc | MAXLITE | LSV2406SU3040[EN.EN2,EN3] | Indoor Luminaires | Linear Ambient | Direct Linear Ambient Luminaires | Standard | FALSE | [9 empty] | 5/8/2014 | Not Yet Verified | Not Yet Verified | Not Yet Verified | Updated on 10/24/2016 |  | 3082 | 95.86 | 32.15 | 11.7 | 0.9 | 3828 | 83.3
P18XWXZU | Mercury Lighting Products Co. Inc. | Mercury Lighting | LS1-2-2100-35K-S30-UNI | Indoor Luminaires | Linear Ambient | Direct Linear Ambient Luminaires | Standard | TRUE | 2088 | 106.69 | 19.57 | 15.8 | 0.909 | 3478 | 83.5 | 5 | 60000 | 11/19/2014 | Dimmable | Continuous (Can dim down to ≤ 10% (W)) | Not Yet Verified |  | 2.1 | 2088 | 106.5 | 19.6 | 16 | 0.91 | 3478 | 84
PM6QMB7Z | Mercury Lighting Products Co. Inc. | Mercury Lighting | LS1-4-5400-35K-S50-UNI | Indoor Luminaires | Linear Ambient | Direct Linear Ambient Luminaires | Standard | TRUE | 5334 | 97.81 | 54.53 | 15.3 | 0.968 | 3516 | 83.9 | 5 | 60000 | 11/19/2014 | Dimmable | Continuous (Can dim down to ≤ 10% (W)) | Not Yet Verified |  | 2.1 | 5334 | 97.9 | 54.5 | 15 | 0.97 | 3516 | 84
PGGP7EGX | Mercury Lighting Products Co. Inc. | Mercury Lighting | LS1-2-2100-40K-S30-UNI | Indoor Luminaires | Linear Ambient | Direct Linear Ambient Luminaires | Standard | TRUE | 2096 | 106.01 | 19.77 | 15.8 | 0.909 | 4023 | 82.7 | 5 | 60000 | 11/19/2014 | Dimmable | Continuous (Can dim down to ≤ 10% (W)) | Not Yet Verified |  | 2.1 | 2096 | 106 | 19.8 | 16 | 0.91 | 4023 | 83
P1VE2J1Z | Mercury Lighting Products Co. Inc. | Mercury Lighting | LS1-4-2100-35K-S30-UNI | Indoor Luminaires | Linear Ambient | Direct Linear Ambient Luminaires | Standard | FALSE | [9 empty] | 11/19/2014 | Dimmable | Continuous (Can dim down to ≤ 10% (W)) | Not Yet Verified |  |  | 2127 | 108 | 19.8 | 15 | 0.91 | 3434 | 82
PYRKVT4E | Mercury Lighting Products Co. Inc. | Mercury Lighting | LS1-4-2100-40K-S30-UNI | Indoor Luminaires | Linear Ambient | Direct Linear Ambient Luminaires | Standard | FALSE | [9 empty] | 11/19/2014 | Dimmable | Continuous (Can dim down to ≤ 10% (W)) | Not Yet Verified |  |  | 2158 | 109 | 19.7 | 15 | 0.91 | 4022 | 82
P4MMW6GV | Mercury Lighting Products Co. Inc. | Mercury Lighting | LS1-4-4200-35K-S50-UNI | Indoor Luminaires | Linear Ambient | Direct Linear Ambient Luminaires | Standard | FALSE | [9 empty] | 11/19/2014 | Dimmable | Continuous (Can dim down to ≤ 10% (W)) | Not Yet Verified |  |  | 4151 | 108.4 | 38.3 | 18 | 0.95 | 3504 | 84
PQBXQRQD | Mercury Lighting Products Co. Inc. | Mercury Lighting | LS1-4-4200-40K-S50-UNI | Indoor Luminaires | Linear Ambient | Direct Linear Ambient Luminaires | Standard | FALSE | [9 empty] | 11/19/2014 | Dimmable | Continuous (Can dim down to ≤ 10% (W)) | Not Yet Verified |  |  | 4240 | 110 | 38.4 | 18 | 0.95 | 4027 | 83
PMADN2HA | Mercury Lighting Products Co. Inc. | Mercury Lighting | LS1-4-5400-40K-S50-UNI | Indoor Luminaires | Linear Ambient | Direct Linear Ambient Luminaires | Standard | FALSE | [9 empty] | 11/19/2014 | Dimmable | Continuous (Can dim down to ≤ 10% (W)) | Not Yet Verified |  |  | 5525 | 101 | 54.7 | 15 | 0.97 | 4040 | 83
PPT4P85X | Mercury Lighting Products Co. Inc. | Mercury Lighting | LS2-2-2100-35K-S30-UNI | Indoor Luminaires | Linear Ambient | Direct Linear Ambient Luminaires | Standard | TRUE | 2053 | 104.7 | 19.6 | 16.3 | 0.905 | 3484 | 83.6 | 5 | 60000 | 11/19/2014 | Dimmable | Continuous (Can dim down to ≤ 10% (W)) | Not Yet Verified |  | 2.1 | 2053 | 104.7 | 19.6 | 16.3 | 0.91 | 3484 | 84
PRD2UCVN | Mercury Lighting Products Co. Inc. | Mercury Lighting | LS2-4-5400-35K-S50-UNI-XXXX | Indoor Luminaires | Linear Ambient | Direct Linear Ambient Luminaires | Standard | TRUE | 5316 | 97.25 | 54.66 | 14.9 | 0.969 | 3514 | 83 | 5 | 60000 | 11/19/2014 | Dimmable | Continuous (Can dim down to ≤ 10% (W)) | Not Yet Verified |  | 2.1 | 5316 | 97.2 | 54.7 | 14.9 | 0.97 | 3514 | 83
P6BKJ9BK | Mercury Lighting Products Co. Inc. | Mercury Lighting | LS2-4-5400-40K-S50-UNI-XXXX | Indoor Luminaires | Linear Ambient | Direct Linear Ambient Luminaires | Standard | TRUE | 5391 | 98.6 | 54.67 | 14.9 | 0.969 | 4071 | 82.9 | 5 | 60000 | 11/19/2014 | Dimmable | Continuous (Can dim down to ≤ 10% (W)) | Not Yet Verified |  | 2.1 | 5391 | 98.6 | 54.7 | 14.9 | 0.97 | 4071 | 83
PTSM4MVN | Mercury Lighting Products Co. Inc. | Mercury Lighting | LS2-2-2100-40K-S30-UNI | Indoor Luminaires | Linear Ambient | Direct Linear Ambient Luminaires | Standard | FALSE | [9 empty] | 11/19/2014 | Dimmable | Continuous (Can dim down to ≤ 10% (W)) | Not Yet Verified |  |  | 2061 | 105 | 19.6 | 16.3 | 0.91 | 4052 | 83
PRGH1WER | Mercury Lighting Products Co. Inc. | Mercury Lighting | LS2-4-2100-35K-S30-UNI-XXXX | Indoor Luminaires | Linear Ambient | Direct Linear Ambient Luminaires | Standard | FALSE | [9 empty] | 11/19/2014 | Dimmable | Continuous (Can dim down to ≤ 10% (W)) | Not Yet Verified |  |  | 2078 | 105 | 19.8 | 16.9 | 0.9 | 3446 | 82
P3SH7N79 | Mercury Lighting Products Co. Inc. | Mercury Lighting | LS2-4-2100-40K-S30-UNI-XXXX | Indoor Luminaires | Linear Ambient | Direct Linear Ambient Luminaires | Standard | FALSE | [9 empty] | 11/19/2014 | Dimmable | Continuous (Can dim down to ≤ 10% (W)) | Not Yet Verified |  |  | 2174 | 110 | 19.7 | 16.9 | 0.9 | 4019 | 82
P856N41Q | Mercury Lighting Products Co. Inc. | Mercury Lighting | LS2-4-4200-35K-S50-UNI-XXXX | Indoor Luminaires | Linear Ambient | Direct Linear Ambient Luminaires | Standard | FALSE | [9 empty] | 11/19/2014 | Dimmable | Continuous (Can dim down to ≤ 10% (W)) | Not Yet Verified |  |  | 4108 | 107.3 | 38.3 | 18.3 | 0.94 | 3481 | 83
P83D3FZ5 | Mercury Lighting Products Co. Inc. | Mercury Lighting | LS2-4-4200-40K-S50-UNI-XXXX | Indoor Luminaires | Linear Ambient | Direct Linear Ambient Luminaires | Standard | FALSE | [9 empty] | 11/19/2014 | Dimmable | Continuous (Can dim down to ≤ 10% (W)) | Not Yet Verified |  |  | 4246 | 99.4 | 42.7 | 18.3 | 0.94 | 4030 | 83
PRXJ3U6Q | Mercury Lighting Products Co. Inc. | Mercury Lighting | LW4-2-2100-30K-HTA-S30-UNI-XXXX | Indoor Luminaires | Linear Ambient | Direct Linear Ambient Luminaires | Standard | TRUE | 2075 | 84.49 | 24.56 | 16.3 | 0.904 | 3061 | 82.7 | 5 | 60000 | 2/3/2015 | Dimmable | Continuous (Can dim down to ≤ 10% (W)) | Not Yet Verified |  | 2.1 | 2124 | 88.3 | 24.07 | 18.36 | 0.927 | 3000 | 82.6
PVJP239F | Mercury Lighting Products Co. Inc. | Mercury Lighting | LW4-4-4800-30K-HTA-S50-UNI-XXXX | Indoor Luminaires | Linear Ambient | Direct Linear Ambient Luminaires | Standard | TRUE | 4970 | 89.5 | 55.56 | 17.9 | 0.941 | 3061 | 82.7 | 5 | 60000 | 2/3/2015 | Dimmable | Continuous (Can dim down to ≤ 10% (W)) | Not Yet Verified |  | 2.1 | 4991 | 91.6 | 54.48 | 15.08 | 0.968 | 3000 | 82.6
PDJHPJSM | Mercury Lighting Products Co. Inc. | Mercury Lighting | LW4-2-2700-30K-HTA-S30-UNI-XXXX | Indoor Luminaires | Linear Ambient | Direct Linear Ambient Luminaires | Standard | TRUE | 2559 | 82.8 | 30.9 | 11.8 | 0.948 | 3066 | 82.5 | 5 | 60000 | 4/24/2015 | Dimmable | Continuous (Can dim down to ≤ 10% (W)) | Not Yet Verified |  | 2.1 | 2730 | 85 | 32.13 | 17.01 | 0.934 | 3000 | 82.6
P1Z3H2UQ | Mercury Lighting Products Co. Inc. | Mercury Lighting | LW5-2-2100-30K-HTA-S30-UNI-XXXX | Indoor Luminaires | Linear Ambient | Direct Linear Ambient Luminaires | Standard | FALSE | [9 empty] | 4/24/2015 | Dimmable | Continuous (Can dim down to ≤ 10% (W)) | Not Yet Verified |  |  | 2124 | 88.3 | 24.07 | 18.36 | 0.927 | 3000 | 82.6
PS9H3T1C | Mercury Lighting Products Co. Inc. | Mercury Lighting | LW10-2-2100-30K-HTA-S30-UNI-XXXX | Indoor Luminaires | Linear Ambient | Direct Linear Ambient Luminaires | Standard | FALSE | [9 empty] | 4/24/2015 | Dimmable | Continuous (Can dim down to ≤ 10% (W)) | Not Yet Verified |  |  | 2124 | 88.3 | 24.07 | 18.36 | 0.927 | 3000 | 82.6
PAK6BJ8W | Mercury Lighting Products Co. Inc. | Mercury Lighting | LW15-2-2100-30K-HTA-S30-UNI-XXXX | Indoor Luminaires | Linear Ambient | Direct Linear Ambient Luminaires | Standard | FALSE | [9 empty] | 4/24/2015 | Dimmable | Continuous (Can dim down to ≤ 10% (W)) | Not Yet Verified |  |  | 2124 | 88.3 | 24.07 | 18.36 | 0.927 | 3000 | 82.6
PN9ZNFEK | Mercury Lighting Products Co. Inc. | Mercury Lighting | LW5-2-2100-35K-HTA-S30-UNI-XXXX | Indoor Luminaires | Linear Ambient | Direct Linear Ambient Luminaires | Standard | FALSE | [9 empty] | 4/24/2015 | Dimmable | Continuous (Can dim down to ≤ 10% (W)) | Not Yet Verified |  |  | 2239 | 93.1 | 24.07 | 18.36 | 0.927 | 3500 | 83.5
PQG76M78 | Mercury Lighting Products Co. Inc. | Mercury Lighting | LW10-2-2100-35K-HTA-S30-UNI-XXXX | Indoor Luminaires | Linear Ambient | Direct Linear Ambient Luminaires | Standard | FALSE | [9 empty] | 4/24/2015 | Dimmable | Continuous (Can dim down to ≤ 10% (W)) | Not Yet Verified |  |  | 2239 | 93.1 | 24.07 | 18.36 | 0.927 | 3500 | 83.5
PQF34CNS | Mercury Lighting Products Co. Inc. | Mercury Lighting | LW15-2-2100-35K-HTA-S30-UNI-XXXX | Indoor Luminaires | Linear Ambient | Direct Linear Ambient Luminaires | Standard | FALSE | [9 empty] | 4/24/2015 | Dimmable | Continuous (Can dim down to ≤ 10% (W)) | Not Yet Verified |  |  | 2239 | 93.1 | 24.07 | 18.36 | 0.927 | 3500 | 83.5
PE8KTTDD | Mercury Lighting Products Co. Inc. | Mercury Lighting | LW5-2-2100-40K-HTA-S30-UNI-XXXX | Indoor Luminaires | Linear Ambient | Direct Linear Ambient Luminaires | Standard | FALSE | [9 empty] | 4/24/2015 | Dimmable | Continuous (Can dim down to ≤ 10% (W)) | Not Yet Verified |  |  | 2293 | 95.3 | 24.07 | 18.36 | 0.927 | 4000 | 82.3
P9MN9T1N | Mercury Lighting Products Co. Inc. | Mercury Lighting | LW10-2-2100-40K-HTA-S30-UNI-XXXX | Indoor Luminaires | Linear Ambient | Direct Linear Ambient Luminaires | Standard | FALSE | [9 empty] | 4/24/2015 | Dimmable | Continuous (Can dim down to ≤ 10% (W)) | Not Yet Verified |  |  | 2293 | 95.3 | 24.07 | 18.36 | 0.927 | 4000 | 82.3
PZC5WQDC | Mercury Lighting Products Co. Inc. | Mercury Lighting | LW15-2-2100-40K-HTA-S30-UNI-XXXX | Indoor Luminaires | Linear Ambient | Direct Linear Ambient Luminaires | Standard | FALSE | [9 empty] | 4/24/2015 | Dimmable | Continuous (Can dim down to ≤ 10% (W)) | Not Yet Verified |  |  | 2293 | 95.3 | 24.07 | 18.36 | 0.927 | 4000 | 82.3
P3M7F3DV | Mercury Lighting Products Co. Inc. | Mercury Lighting | LW5-2-2100-50K-HTA-S30-UNI-XXXX | Indoor Luminaires | Linear Ambient | Direct Linear Ambient Luminaires | Standard | FALSE | [9 empty] | 4/24/2015 | Dimmable | Continuous (Can dim down to ≤ 10% (W)) | Not Yet Verified |  |  | 2463 | 102.3 | 24.07 | 18.36 | 0.927 | 5000 | 84.6
PDDGFVDH | Mercury Lighting Products Co. Inc. | Mercury Lighting | LW10-2-2100-50K-HTA-S30-UNI-XXXX | Indoor Luminaires | Linear Ambient | Direct Linear Ambient Luminaires | Standard | FALSE | [9 empty] | 4/24/2015 | Dimmable | Continuous (Can dim down to ≤ 10% (W)) | Not Yet Verified |  |  | 2463 | 102.3 | 24.07 | 18.36 | 0.927 | 5000 | 84.6
PAP5XBGQ | Mercury Lighting Products Co. Inc. | Mercury Lighting | LW15-2-2100-50K-HTA-S30-UNI-XXXX | Indoor Luminaires | Linear Ambient | Direct Linear Ambient Luminaires | Standard | FALSE | [9 empty] | 4/24/2015 | Dimmable | Continuous (Can dim down to ≤ 10% (W)) | Not Yet Verified |  |  | 2463 | 102.3 | 24.07 | 18.36 | 0.927 | 5000 | 84.6
P5V63GVZ | Mercury Lighting Products Co. Inc. | Mercury Lighting | LW2-2-2300-30K-HTA-S30-UNI-XXXX | Indoor Luminaires | Linear Ambient | Direct Linear Ambient Luminaires | Standard | FALSE | [9 empty] | 4/24/2015 | Dimmable | Continuous (Can dim down to ≤ 10% (W)) | Not Yet Verified |  |  | 2282 | 88.7 | 25.74 | 17.96 | 0.93 | 3000 | 82.6
PD7HYJQN | Mercury Lighting Products Co. Inc. | Mercury Lighting | LW4-2-2300-30K-HTA-S30-UNI-XXXX | Indoor Luminaires | Linear Ambient | Direct Linear Ambient Luminaires | Standard | FALSE | [9 empty] | 4/24/2015 | Dimmable | Continuous (Can dim down to ≤ 10% (W)) | Not Yet Verified |  |  | 2282 | 88.7 | 25.74 | 17.96 | 0.93 | 3000 | 82.6
PXPN19T5 | Mercury Lighting Products Co. Inc. | Mercury Lighting | LW5-2-2300-30K-HTA-S30-UNI-XXXX | Indoor Luminaires | Linear Ambient | Direct Linear Ambient Luminaires | Standard | FALSE | [9 empty] | 4/24/2015 | Dimmable | Continuous (Can dim down to ≤ 10% (W)) | Not Yet Verified |  |  | 2282 | 88.7 | 25.74 | 17.96 | 0.93 | 3000 | 82.6
PHE37WEZ | Mercury Lighting Products Co. Inc. | Mercury Lighting | LW10-2-2300-30K-HTA-S30-UNI-XXXX | Indoor Luminaires | Linear Ambient | Direct Linear Ambient Luminaires | Standard | FALSE | [9 empty] | 4/24/2015 | Dimmable | Continuous (Can dim down to ≤ 10% (W)) | Not Yet Verified |  |  | 2282 | 88.7 | 25.74 | 17.96 | 0.93 | 3000 | 82.6
PYA8N6X7 | Mercury Lighting Products Co. Inc. | Mercury Lighting | LW14-2-2300-30K-HTA-S30-UNI-XXXX | Indoor Luminaires | Linear Ambient | Direct Linear Ambient Luminaires | Standard | FALSE | [9 empty] | 4/24/2015 | Dimmable | Continuous (Can dim down to ≤ 10% (W)) | Not Yet Verified |  |  | 2282 | 88.7 | 25.74 | 17.96 | 0.93 | 3000 | 82.6
P1APVU6A | Mercury Lighting Products Co. Inc. | Mercury Lighting | LW15-2-2300-30K-HTA-S30-UNI-XXXX | Indoor Luminaires | Linear Ambient | Direct Linear Ambient Luminaires | Standard | FALSE | [9 empty] | 4/24/2015 | Dimmable | Continuous (Can dim down to ≤ 10% (W)) | Not Yet Verified |  |  | 2282 | 88.7 | 25.74 | 17.96 | 0.93 | 3000 | 82.6
PF9TMZ5P | Mercury Lighting Products Co. Inc. | Mercury Lighting | LW45-2-2300-30K-HTA-S30-UNI-XXXX | Indoor Luminaires | Linear Ambient | Direct Linear Ambient Luminaires | Standard | FALSE | [9 empty] | 4/24/2015 | Dimmable | Continuous (Can dim down to ≤ 10% (W)) | Not Yet Verified |  |  | 2282 | 88.7 | 25.74 | 17.96 | 0.93 | 3000 | 82.6
PAS7BZVX | Mercury Lighting Products Co. Inc. | Mercury Lighting | LW2-2-2300-35K-HTA-S30-UNI-XXXX | Indoor Luminaires | Linear Ambient | Direct Linear Ambient Luminaires | Standard | FALSE | [9 empty] | 4/24/2015 | Dimmable | Continuous (Can dim down to ≤ 10% (W)) | Not Yet Verified |  |  | 2406 | 93.5 | 25.74 | 17.96 | 0.93 | 3500 | 83.5
PRC6WQAQ | Mercury Lighting Products Co. Inc. | Mercury Lighting | LW4-2-2300-35K-HTA-S30-UNI-XXXX | Indoor Luminaires | Linear Ambient | Direct Linear Ambient Luminaires | Standard | FALSE | [9 empty] | 4/24/2015 | Dimmable | Continuous (Can dim down to ≤ 10% (W)) | Not Yet Verified |  |  | 2406 | 93.5 | 25.74 | 17.96 | 0.93 | 3500 | 83.5
P6JKP3Q6 | Mercury Lighting Products Co. Inc. | Mercury Lighting | LW5-2-2300-35K-HTA-S30-UNI-XXXX | Indoor Luminaires | Linear Ambient | Direct Linear Ambient Luminaires | Standard | FALSE | [9 empty] | 4/24/2015 | Dimmable | Continuous (Can dim down to ≤ 10% (W)) | Not Yet Verified |  |  | 2406 | 93.5 | 25.74 | 17.96 | 0.93 | 3500 | 83.5
PP9FRX4B | Mercury Lighting Products Co. Inc. | Mercury Lighting | LW10-2-2300-35K-HTA-S30-UNI-XXXX | Indoor Luminaires | Linear Ambient | Direct Linear Ambient Luminaires | Standard | FALSE | [9 empty] | 4/24/2015 | Dimmable | Continuous (Can dim down to ≤ 10% (W)) | Not Yet Verified |  |  | 2406 | 93.5 | 25.74 | 17.96 | 0.93 | 3500 | 83.5
PEKW7JMX | Mercury Lighting Products Co. Inc. | Mercury Lighting | LW14-2-2300-35K-HTA-S30-UNI-XXXX | Indoor Luminaires | Linear Ambient | Direct Linear Ambient Luminaires | Standard | FALSE | [9 empty] | 4/24/2015 | Dimmable | Continuous (Can dim down to ≤ 10% (W)) | Not Yet Verified |  |  | 2406 | 93.5 | 25.74 | 17.96 | 0.93 | 3500 | 83.5
PTAKFBKK | Mercury Lighting Products Co. Inc. | Mercury Lighting | LW15-2-2300-35K-HTA-S30-UNI-XXXX | Indoor Luminaires | Linear Ambient | Direct Linear Ambient Luminaires | Standard | FALSE | [9 empty] | 4/24/2015 | Dimmable | Continuous (Can dim down to ≤ 10% (W)) | Not Yet Verified |  |  | 2406 | 93.5 | 25.74 | 17.96 | 0.93 | 3500 | 83.5
P7S9D5WK | Mercury Lighting Products Co. Inc. | Mercury Lighting | LW45-2-2300-35K-HTA-S30-UNI-XXXX | Indoor Luminaires | Linear Ambient | Direct Linear Ambient Luminaires | Standard | FALSE | [9 empty] | 4/24/2015 | Dimmable | Continuous (Can dim down to ≤ 10% (W)) | Not Yet Verified |  |  | 2406 | 93.5 | 25.74 | 17.96 | 0.93 | 3500 | 83.5
P1G76RSX | Mercury Lighting Products Co. Inc. | Mercury Lighting | LW2-2-2300-40K-HTA-S30-UNI-XXXX | Indoor Luminaires | Linear Ambient | Direct Linear Ambient Luminaires | Standard | FALSE | [9 empty] | 4/24/2015 | Dimmable | Continuous (Can dim down to ≤ 10% (W)) | Not Yet Verified |  |  | 2464 | 95.7 | 25.74 | 17.96 | 0.93 | 4000 | 82.3
PT2WC1VK | Mercury Lighting Products Co. Inc. | Mercury Lighting | LW4-2-2300-40K-HTA-S30-UNI-XXXX | Indoor Luminaires | Linear Ambient | Direct Linear Ambient Luminaires | Standard | FALSE | [9 empty] | 4/24/2015 | Dimmable | Continuous (Can dim down to ≤ 10% (W)) | Not Yet Verified |  |  | 2464 | 95.7 | 25.74 | 17.96 | 0.93 | 4000 | 82.3
P3JZEZ2N | Mercury Lighting Products Co. Inc. | Mercury Lighting | LW5-2-2300-40K-HTA-S30-UNI-XXXX | Indoor Luminaires | Linear Ambient | Direct Linear Ambient Luminaires | Standard | FALSE | [9 empty] | 4/24/2015 | Dimmable | Continuous (Can dim down to ≤ 10% (W)) | Not Yet Verified |  |  | 2464 | 95.7 | 25.74 | 17.96 | 0.93 | 4000 | 82.3
PH9G1EWR | Mercury Lighting Products Co. Inc. | Mercury Lighting | LW10-2-2300-40K-HTA-S30-UNI-XXXX | Indoor Luminaires | Linear Ambient | Direct Linear Ambient Luminaires | Standard | FALSE | [9 empty] | 4/24/2015 | Dimmable | Continuous (Can dim down to ≤ 10% (W)) | Not Yet Verified |  |  | 2464 | 95.7 | 25.74 | 17.96 | 0.93 | 4000 | 82.3
PSFN2H2Q | Mercury Lighting Products Co. Inc. | Mercury Lighting | LW14-2-2300-40K-HTA-S30-UNI-XXXX | Indoor Luminaires | Linear Ambient | Direct Linear Ambient Luminaires | Standard | FALSE | [9 empty] | 4/24/2015 | Dimmable | Continuous (Can dim down to ≤ 10% (W)) | Not Yet Verified |  |  | 2464 | 95.7 | 25.74 | 17.96 | 0.93 | 4000 | 82.3
PCYA45A9 | Mercury Lighting Products Co. Inc. | Mercury Lighting | LW15-2-2300-40K-HTA-S30-UNI-XXXX | Indoor Luminaires | Linear Ambient | Direct Linear Ambient Luminaires | Standard | FALSE | [9 empty] | 4/24/2015 | Dimmable | Continuous (Can dim down to ≤ 10% (W)) | Not Yet Verified |  |  | 2464 | 95.7 | 25.74 | 17.96 | 0.93 | 4000 | 82.3
PJZDK19E | Mercury Lighting Products Co. Inc. | Mercury Lighting | LW45-2-2300-40K-HTA-S30-UNI-XXXX | Indoor Luminaires | Linear Ambient | Direct Linear Ambient Luminaires | Standard | FALSE | [9 empty] | 4/24/2015 | Dimmable | Continuous (Can dim down to ≤ 10% (W)) | Not Yet Verified |  |  | 2464 | 95.7 | 25.74 | 17.96 | 0.93 | 4000 | 82.3
PHK8F47S | Mercury Lighting Products Co. Inc. | Mercury Lighting | LW2-2-2300-50K-HTA-S30-UNI-XXXX | Indoor Luminaires | Linear Ambient | Direct Linear Ambient Luminaires | Standard | FALSE | [9 empty] | 4/24/2015 | Dimmable | Continuous (Can dim down to ≤ 10% (W)) | Not Yet Verified |  |  | 2646 | 102.8 | 25.74 | 17.96 | 0.93 | 5000 | 84.6
PH1FM5FB | Mercury Lighting Products Co. Inc. | Mercury Lighting | LW4-2-2300-50K-HTA-S30-UNI-XXXX | Indoor Luminaires | Linear Ambient | Direct Linear Ambient Luminaires | Standard | FALSE | [9 empty] | 4/24/2015 | Dimmable | Continuous (Can dim down to ≤ 10% (W)) | Not Yet Verified |  |  | 2646 | 102.8 | 25.74 | 17.96 | 0.93 | 5000 | 84.6
PVJKT36Z | Mercury Lighting Products Co. Inc. | Mercury Lighting | LW5-2-2300-50K-HTA-S30-UNI-XXXX | Indoor Luminaires | Linear Ambient | Direct Linear Ambient Luminaires | Standard | FALSE | [9 empty] | 4/24/2015 | Dimmable | Continuous (Can dim down to ≤ 10% (W)) | Not Yet Verified |  |  | 2646 | 102.8 | 25.74 | 17.96 | 0.93 | 5000 | 84.6
PWYM42N9 | Mercury Lighting Products Co. Inc. | Mercury Lighting | LW10-2-2300-50K-HTA-S30-UNI-XXXX | Indoor Luminaires | Linear Ambient | Direct Linear Ambient Luminaires | Standard | FALSE | [9 empty] | 4/24/2015 | Dimmable | Continuous (Can dim down to ≤ 10% (W)) | Not Yet Verified |  |  | 2646 | 102.8 | 25.74 | 17.96 | 0.93 | 5000 | 84.6
PKDQPXMJ | Mercury Lighting Products Co. Inc. | Mercury Lighting | LW14-2-2300-50K-HTA-S30-UNI-XXXX | Indoor Luminaires | Linear Ambient | Direct Linear Ambient Luminaires | Standard | FALSE | [9 empty] | 4/24/2015 | Dimmable | Continuous (Can dim down to ≤ 10% (W)) | Not Yet Verified |  |  | 2646 | 102.8 | 25.74 | 17.96 | 0.93 | 5000 | 84.6
P6PVP585 | Mercury Lighting Products Co. Inc. | Mercury Lighting | LW15-2-2300-50K-HTA-S30-UNI-XXXX | Indoor Luminaires | Linear Ambient | Direct Linear Ambient Luminaires | Standard | FALSE | [9 empty] | 4/24/2015 | Dimmable | Continuous (Can dim down to ≤ 10% (W)) | Not Yet Verified |  |  | 2646 | 102.8 | 25.74 | 17.96 | 0.93 | 5000 | 84.6
P84T948Y | Mercury Lighting Products Co. Inc. | Mercury Lighting | LW45-2-2300-50K-HTA-S30-UNI-XXXX | Indoor Luminaires | Linear Ambient | Direct Linear Ambient Luminaires | Standard | FALSE | [9 empty] | 4/24/2015 | Dimmable | Continuous (Can dim down to ≤ 10% (W)) | Not Yet Verified |  |  | 2646 | 102.8 | 25.74 | 17.96 | 0.93 | 5000 | 84.6
PR337CQW | Mercury Lighting Products Co. Inc. | Mercury Lighting | LW2-2-2500-30K-HTA-S30-UNI-XXXX | Indoor Luminaires | Linear Ambient | Direct Linear Ambient Luminaires | Standard | FALSE | [9 empty] | 4/24/2015 | Dimmable | Continuous (Can dim down to ≤ 10% (W)) | Not Yet Verified |  |  | 2507 | 88.2 | 28.41 | 17.44 | 0.929 | 3000 | 82.6
PWXMCUS8 | Mercury Lighting Products Co. Inc. | Mercury Lighting | LW4-2-2500-30K-HTA-S30-UNI-XXXX | Indoor Luminaires | Linear Ambient | Direct Linear Ambient Luminaires | Standard | FALSE | [9 empty] | 4/24/2015 | Dimmable | Continuous (Can dim down to ≤ 10% (W)) | Not Yet Verified |  |  | 2507 | 88.2 | 28.41 | 17.44 | 0.929 | 3000 | 82.6
PW17H53Z | Mercury Lighting Products Co. Inc. | Mercury Lighting | LW5-2-2500-30K-HTA-S30-UNI-XXXX | Indoor Luminaires | Linear Ambient | Direct Linear Ambient Luminaires | Standard | FALSE | [9 empty] | 4/24/2015 | Dimmable | Continuous (Can dim down to ≤ 10% (W)) | Not Yet Verified |  |  | 2507 | 88.2 | 28.41 | 17.44 | 0.929 | 3000 | 82.6
P5ZE884Y | Mercury Lighting Products Co. Inc. | Mercury Lighting | LW10-2-2500-30K-HTA-S30-UNI-XXXX | Indoor Luminaires | Linear Ambient | Direct Linear Ambient Luminaires | Standard | FALSE | [9 empty] | 4/24/2015 | Dimmable | Continuous (Can dim down to ≤ 10% (W)) | Not Yet Verified |  |  | 2507 | 88.2 | 28.41 | 17.44 | 0.929 | 3000 | 82.6
P5357QK4 | Mercury Lighting Products Co. Inc. | Mercury Lighting | LW14-2-2500-30K-HTA-S30-UNI-XXXX | Indoor Luminaires | Linear Ambient | Direct Linear Ambient Luminaires | Standard | FALSE | [9 empty] | 4/24/2015 | Dimmable | Continuous (Can dim down to ≤ 10% (W)) | Not Yet Verified |  |  | 2507 | 88.2 | 28.41 | 17.44 | 0.929 | 3000 | 82.6
PKXSU6XJ | Mercury Lighting Products Co. Inc. | Mercury Lighting | LW15-2-2500-30K-HTA-S30-UNI-XXXX | Indoor Luminaires | Linear Ambient | Direct Linear Ambient Luminaires | Standard | FALSE | [9 empty] | 4/24/2015 | Dimmable | Continuous (Can dim down to ≤ 10% (W)) | Not Yet Verified |  |  | 2507 | 88.2 | 28.41 | 17.44 | 0.929 | 3000 | 82.6
P2JMKR7M | Mercury Lighting Products Co. Inc. | Mercury Lighting | LW45-2-2500-30K-HTA-S30-UNI-XXXX | Indoor Luminaires | Linear Ambient | Direct Linear Ambient Luminaires | Standard | FALSE | [9 empty] | 4/24/2015 | Dimmable | Continuous (Can dim down to ≤ 10% (W)) | Not Yet Verified |  |  | 2507 | 88.2 | 28.41 | 17.44 | 0.929 | 3000 | 82.6
PDW29E8W | Mercury Lighting Products Co. Inc. | Mercury Lighting | LW2-2-2500-35K-HTA-S30-UNI-XXXX | Indoor Luminaires | Linear Ambient | Direct Linear Ambient Luminaires | Standard | FALSE | [9 empty] | 4/24/2015 | Dimmable | Continuous (Can dim down to ≤ 10% (W)) | Not Yet Verified |  |  | 2643 | 93 | 28.41 | 17.44 | 0.929 | 3500 | 83.5
PCY9EV82 | Mercury Lighting Products Co. Inc. | Mercury Lighting | LW4-2-2500-35K-HTA-S30-UNI-XXXX | Indoor Luminaires | Linear Ambient | Direct Linear Ambient Luminaires | Standard | FALSE | [9 empty] | 4/24/2015 | Dimmable | Continuous (Can dim down to ≤ 10% (W)) | Not Yet Verified |  |  | 2643 | 93 | 28.41 | 17.44 | 0.929 | 3500 | 83.5
P4SFDGDM | Mercury Lighting Products Co. Inc. | Mercury Lighting | LW5-2-2500-35K-HTA-S30-UNI-XXXX | Indoor Luminaires | Linear Ambient | Direct Linear Ambient Luminaires | Standard | FALSE | [9 empty] | 4/24/2015 | Dimmable | Continuous (Can dim down to ≤ 10% (W)) | Not Yet Verified |  |  | 2643 | 93 | 28.41 | 17.44 | 0.929 | 3500 | 83.5
PDQZ8FRC | Mercury Lighting Products Co. Inc. | Mercury Lighting | LW10-2-2500-35K-HTA-S30-UNI-XXXX | Indoor Luminaires | Linear Ambient | Direct Linear Ambient Luminaires | Standard | FALSE | [9 empty] | 4/24/2015 | Dimmable | Continuous (Can dim down to ≤ 10% (W)) | Not Yet Verified |  |  | 2643 | 93 | 28.41 | 17.44 | 0.929 | 3500 | 83.5
PR3XT7N2 | Mercury Lighting Products Co. Inc. | Mercury Lighting | LW14-2-2500-35K-HTA-S30-UNI-XXXX | Indoor Luminaires | Linear Ambient | Direct Linear Ambient Luminaires | Standard | FALSE | [9 empty] | 4/24/2015 | Dimmable | Continuous (Can dim down to ≤ 10% (W)) | Not Yet Verified |  |  | 2643 | 93 | 28.41 | 17.44 | 0.929 | 3500 | 83.5
PGD8KMHH | Mercury Lighting Products Co. Inc. | Mercury Lighting | LW15-2-2500-35K-HTA-S30-UNI-XXXX | Indoor Luminaires | Linear Ambient | Direct Linear Ambient Luminaires | Standard | FALSE | [9 empty] | 4/24/2015 | Dimmable | Continuous (Can dim down to ≤ 10% (W)) | Not Yet Verified |  |  | 2643 | 93 | 28.41 | 17.44 | 0.929 | 3500 | 83.5
P9SQKZT8 | Mercury Lighting Products Co. Inc. | Mercury Lighting | LW45-2-2500-35K-HTA-S30-UNI-XXXX | Indoor Luminaires | Linear Ambient | Direct Linear Ambient Luminaires | Standard | FALSE | [9 empty] | 4/24/2015 | Dimmable | Continuous (Can dim down to ≤ 10% (W)) | Not Yet Verified |  |  | 2643 | 93 | 28.41 | 17.44 | 0.929 | 3500 | 83.5
P2FGJ499 | Mercury Lighting Products Co. Inc. | Mercury Lighting | LW2-2-2500-40K-HTA-S30-UNI-XXXX | Indoor Luminaires | Linear Ambient | Direct Linear Ambient Luminaires | Standard | FALSE | [9 empty] | 4/24/2015 | Dimmable | Continuous (Can dim down to ≤ 10% (W)) | Not Yet Verified |  |  | 2707 | 95.3 | 28.41 | 17.44 | 0.929 | 4000 | 82.3
PFCA8TTX | Mercury Lighting Products Co. Inc. | Mercury Lighting | LW4-2-2500-40K-HTA-S30-UNI-XXXX | Indoor Luminaires | Linear Ambient | Direct Linear Ambient Luminaires | Standard | FALSE | [9 empty] | 4/24/2015 | Dimmable | Continuous (Can dim down to ≤ 10% (W)) | Not Yet Verified |  |  | 2707 | 95.3 | 28.41 | 17.44 | 0.929 | 4000 | 82.3
P5NWYVAW | Mercury Lighting Products Co. Inc. | Mercury Lighting | LW5-2-2500-40K-HTA-S30-UNI-XXXX | Indoor Luminaires | Linear Ambient | Direct Linear Ambient Luminaires | Standard | FALSE | [9 empty] | 4/24/2015 | Dimmable | Continuous (Can dim down to ≤ 10% (W)) | Not Yet Verified |  |  | 2707 | 95.3 | 28.41 | 17.44 | 0.929 | 4000 | 82.3
PPG356CE | Mercury Lighting Products Co. Inc. | Mercury Lighting | LW10-2-2500-40K-HTA-S30-UNI-XXXX | Indoor Luminaires | Linear Ambient | Direct Linear Ambient Luminaires | Standard | FALSE | [9 empty] | 4/24/2015 | Dimmable | Continuous (Can dim down to ≤ 10% (W)) | Not Yet Verified |  |  | 2707 | 95.3 | 28.41 | 17.44 | 0.929 | 4000 | 82.3
P7JYS7EZ | Mercury Lighting Products Co. Inc. | Mercury Lighting | LW14-2-2500-40K-HTA-S30-UNI-XXXX | Indoor Luminaires | Linear Ambient | Direct Linear Ambient Luminaires | Standard | FALSE | [9 empty] | 4/24/2015 | Dimmable | Continuous (Can dim down to ≤ 10% (W)) | Not Yet Verified |  |  | 2707 | 95.3 | 28.41 | 17.44 | 0.929 | 4000 | 82.3
PXQJDN2A | Mercury Lighting Products Co. Inc. | Mercury Lighting | LW15-2-2500-40K-HTA-S30-UNI-XXXX | Indoor Luminaires | Linear Ambient | Direct Linear Ambient Luminaires | Standard | FALSE | [9 empty] | 4/24/2015 | Dimmable | Continuous (Can dim down to ≤ 10% (W)) | Not Yet Verified |  |  | 2707 | 95.3 | 28.41 | 17.44 | 0.929 | 4000 | 82.3
PB7M31WD | Mercury Lighting Products Co. Inc. | Mercury Lighting | LW45-2-2500-40K-HTA-S30-UNI-XXXX | Indoor Luminaires | Linear Ambient | Direct Linear Ambient Luminaires | Standard | FALSE | [9 empty] | 4/24/2015 | Dimmable | Continuous (Can dim down to ≤ 10% (W)) | Not Yet Verified |  |  | 2707 | 95.3 | 28.41 | 17.44 | 0.929 | 4000 | 82.3
PE3XDSMP | Mercury Lighting Products Co. Inc. | Mercury Lighting | LW2-2-2500-50K-HTA-S30-UNI-XXXX | Indoor Luminaires | Linear Ambient | Direct Linear Ambient Luminaires | Standard | FALSE | [9 empty] | 4/24/2015 | Dimmable | Continuous (Can dim down to ≤ 10% (W)) | Not Yet Verified |  |  | 2906 | 102.3 | 28.41 | 17.44 | 0.929 | 5000 | 84.6
P8PP865H | Mercury Lighting Products Co. Inc. | Mercury Lighting | LW4-2-2500-50K-HTA-S30-UNI-XXXX | Indoor Luminaires | Linear Ambient | Direct Linear Ambient Luminaires | Standard | FALSE | [9 empty] | 4/24/2015 | Dimmable | Continuous (Can dim down to ≤ 10% (W)) | Not Yet Verified |  |  | 2906 | 102.3 | 28.41 | 17.44 | 0.929 | 5000 | 84.6
P3NSVP7G | Mercury Lighting Products Co. Inc. | Mercury Lighting | LW5-2-2500-50K-HTA-S30-UNI-XXXX | Indoor Luminaires | Linear Ambient | Direct Linear Ambient Luminaires | Standard | FALSE | [9 empty] | 4/24/2015 | Dimmable | Continuous (Can dim down to ≤ 10% (W)) | Not Yet Verified |  |  | 2906 | 102.3 | 28.41 | 17.44 | 0.929 | 5000 | 84.6
P7NVHJWN | Mercury Lighting Products Co. Inc. | Mercury Lighting | LW10-2-2500-50K-HTA-S30-UNI-XXXX | Indoor Luminaires | Linear Ambient | Direct Linear Ambient Luminaires | Standard | FALSE | [9 empty] | 4/24/2015 | Dimmable | Continuous (Can dim down to ≤ 10% (W)) | Not Yet Verified |  |  | 2906 | 102.3 | 28.41 | 17.44 | 0.929 | 5000 | 84.6
PKRBESA3 | Mercury Lighting Products Co. Inc. | Mercury Lighting | LW14-2-2500-50K-HTA-S30-UNI-XXXX | Indoor Luminaires | Linear Ambient | Direct Linear Ambient Luminaires | Standard | FALSE | [9 empty] | 4/24/2015 | Dimmable | Continuous (Can dim down to ≤ 10% (W)) | Not Yet Verified |  |  | 2906 | 102.3 | 28.41 | 17.44 | 0.929 | 5000 | 84.6
PRANQ3KZ | Mercury Lighting Products Co. Inc. | Mercury Lighting | LW15-2-2500-50K-HTA-S30-UNI-XXXX | Indoor Luminaires | Linear Ambient | Direct Linear Ambient Luminaires | Standard | FALSE | [9 empty] | 4/24/2015 | Dimmable | Continuous (Can dim down to ≤ 10% (W)) | Not Yet Verified |  |  | 2906 | 102.3 | 28.41 | 17.44 | 0.929 | 5000 | 84.6
PB5FR63H | Mercury Lighting Products Co. Inc. | Mercury Lighting | LW45-2-2500-50K-HTA-S30-UNI-XXXX | Indoor Luminaires | Linear Ambient | Direct Linear Ambient Luminaires | Standard | FALSE | [9 empty] | 4/24/2015 | Dimmable | Continuous (Can dim down to ≤ 10% (W)) | Not Yet Verified |  |  | 2906 | 102.3 | 28.41 | 17.44 | 0.929 | 5000 | 84.6
PV5GNY7H | Mercury Lighting Products Co. Inc. | Mercury Lighting | LW2-2-2700-30K-HTA-S30-UNI-XXXX | Indoor Luminaires | Linear Ambient | Direct Linear Ambient Luminaires | Standard | FALSE | [9 empty] | 4/24/2015 | Dimmable | Continuous (Can dim down to ≤ 10% (W)) | Not Yet Verified |  |  | 2730 | 85 | 32.13 | 17.01 | 0.934 | 3000 | 82.6
PRB5H1AX | Mercury Lighting Products Co. Inc. | Mercury Lighting | LW5-2-2700-30K-HTA-S30-UNI-XXXX | Indoor Luminaires | Linear Ambient | Direct Linear Ambient Luminaires | Standard | FALSE | [9 empty] | 4/24/2015 | Dimmable | Continuous (Can dim down to ≤ 10% (W)) | Not Yet Verified |  |  | 2730 | 85 | 32.13 | 17.01 | 0.934 | 3000 | 82.6
P7M3Q5RM | Mercury Lighting Products Co. Inc. | Mercury Lighting | LW10-2-2700-30K-HTA-S30-UNI-XXXX | Indoor Luminaires | Linear Ambient | Direct Linear Ambient Luminaires | Standard | FALSE | [9 empty] | 4/24/2015 | Dimmable | Continuous (Can dim down to ≤ 10% (W)) | Not Yet Verified |  |  | 2730 | 85 | 32.13 | 17.01 | 0.934 | 3000 | 82.6
PMDFVWS6 | Mercury Lighting Products Co. Inc. | Mercury Lighting | LW14-2-2700-30K-HTA-S30-UNI-XXXX | Indoor Luminaires | Linear Ambient | Direct Linear Ambient Luminaires | Standard | FALSE | [9 empty] | 4/24/2015 | Dimmable | Continuous (Can dim down to ≤ 10% (W)) | Not Yet Verified |  |  | 2730 | 85 | 32.13 | 17.01 | 0.934 | 3000 | 82.6
PSQ2N4DZ | Mercury Lighting Products Co. Inc. | Mercury Lighting | LW15-2-2700-30K-HTA-S30-UNI-XXXX | Indoor Luminaires | Linear Ambient | Direct Linear Ambient Luminaires | Standard | FALSE | [9 empty] | 4/24/2015 | Dimmable | Continuous (Can dim down to ≤ 10% (W)) | Not Yet Verified |  |  | 2730 | 85 | 32.13 | 17.01 | 0.934 | 3000 | 82.6
PW434DUA | Mercury Lighting Products Co. Inc. | Mercury Lighting | LW45-2-2700-30K-HTA-S30-UNI-XXXX | Indoor Luminaires | Linear Ambient | Direct Linear Ambient Luminaires | Standard | FALSE | [9 empty] | 4/24/2015 | Dimmable | Continuous (Can dim down to ≤ 10% (W)) | Not Yet Verified |  |  | 2730 | 85 | 32.13 | 17.01 | 0.934 | 3000 | 82.6
P8SGCKBD | Mercury Lighting Products Co. Inc. | Mercury Lighting | LW2-2-2700-35K-HTA-S30-UNI-XXXX | Indoor Luminaires | Linear Ambient | Direct Linear Ambient Luminaires | Standard | FALSE | [9 empty] | 4/24/2015 | Dimmable | Continuous (Can dim down to ≤ 10% (W)) | Not Yet Verified |  |  | 2878 | 89.6 | 32.13 | 17.01 | 0.934 | 3500 | 83.5
PTPBAM6H | Mercury Lighting Products Co. Inc. | Mercury Lighting | LW4-2-2700-35K-HTA-S30-UNI-XXXX | Indoor Luminaires | Linear Ambient | Direct Linear Ambient Luminaires | Standard | FALSE | [9 empty] | 4/24/2015 | Dimmable | Continuous (Can dim down to ≤ 10% (W)) | Not Yet Verified |  |  | 2878 | 89.6 | 32.13 | 17.01 | 0.934 | 3500 | 83.5
P1B2BQN8 | Mercury Lighting Products Co. Inc. | Mercury Lighting | LW5-2-2700-35K-HTA-S30-UNI-XXXX | Indoor Luminaires | Linear Ambient | Direct Linear Ambient Luminaires | Standard | FALSE | [9 empty] | 4/24/2015 | Dimmable | Continuous (Can dim down to ≤ 10% (W)) | Not Yet Verified |  |  | 2878 | 89.6 | 32.13 | 17.01 | 0.934 | 3500 | 83.5
PXD6668M | Mercury Lighting Products Co. Inc. | Mercury Lighting | LW10-2-2700-35K-HTA-S30-UNI-XXXX | Indoor Luminaires | Linear Ambient | Direct Linear Ambient Luminaires | Standard | FALSE | [9 empty] | 4/24/2015 | Dimmable | Continuous (Can dim down to ≤ 10% (W)) | Not Yet Verified |  |  | 2878 | 89.6 | 32.13 | 17.01 | 0.934 | 3500 | 83.5
PS9V26MN | Mercury Lighting Products Co. Inc. | Mercury Lighting | LW14-2-2700-35K-HTA-S30-UNI-XXXX | Indoor Luminaires | Linear Ambient | Direct Linear Ambient Luminaires | Standard | FALSE | [9 empty] | 4/24/2015 | Dimmable | Continuous (Can dim down to ≤ 10% (W)) | Not Yet Verified |  |  | 2878 | 89.6 | 32.13 | 17.01 | 0.934 | 3500 | 83.5
PW8SMR28 | Mercury Lighting Products Co. Inc. | Mercury Lighting | LW15-2-2700-35K-HTA-S30-UNI-XXXX | Indoor Luminaires | Linear Ambient | Direct Linear Ambient Luminaires | Standard | FALSE | [9 empty] | 4/24/2015 | Dimmable | Continuous (Can dim down to ≤ 10% (W)) | Not Yet Verified |  |  | 2878 | 89.6 | 32.13 | 17.01 | 0.934 | 3500 | 83.5
PA1MSHS5 | Mercury Lighting Products Co. Inc. | Mercury Lighting | LW45-2-2700-35K-HTA-S30-UNI-XXXX | Indoor Luminaires | Linear Ambient | Direct Linear Ambient Luminaires | Standard | FALSE | [9 empty] | 4/24/2015 | Dimmable | Continuous (Can dim down to ≤ 10% (W)) | Not Yet Verified |  |  | 2878 | 89.6 | 32.13 | 17.01 | 0.934 | 3500 | 83.5
P3B3YGBM | Mercury Lighting Products Co. Inc. | Mercury Lighting | LW2-2-2700-40K-HTA-S30-UNI-XXXX | Indoor Luminaires | Linear Ambient | Direct Linear Ambient Luminaires | Standard | FALSE | [9 empty] | 4/24/2015 | Dimmable | Continuous (Can dim down to ≤ 10% (W)) | Not Yet Verified |  |  | 2948 | 91.7 | 32.13 | 17.01 | 0.934 | 4000 | 82.3
PPKFPD3A | Mercury Lighting Products Co. Inc. | Mercury Lighting | LW4-2-2700-40K-HTA-S30-UNI-XXXX | Indoor Luminaires | Linear Ambient | Direct Linear Ambient Luminaires | Standard | FALSE | [9 empty] | 4/24/2015 | Dimmable | Continuous (Can dim down to ≤ 10% (W)) | Not Yet Verified |  |  | 2948 | 91.7 | 32.13 | 17.01 | 0.934 | 4000 | 82.3
PPRJRV6E | Mercury Lighting Products Co. Inc. | Mercury Lighting | LW5-2-2700-40K-HTA-S30-UNI-XXXX | Indoor Luminaires | Linear Ambient | Direct Linear Ambient Luminaires | Standard | FALSE | [9 empty] | 4/24/2015 | Dimmable | Continuous (Can dim down to ≤ 10% (W)) | Not Yet Verified |  |  | 2948 | 91.7 | 32.13 | 17.01 | 0.934 | 4000 | 82.3
PCJZ9VAW | Mercury Lighting Products Co. Inc. | Mercury Lighting | LW10-2-2700-40K-HTA-S30-UNI-XXXX | Indoor Luminaires | Linear Ambient | Direct Linear Ambient Luminaires | Standard | FALSE | [9 empty] | 4/24/2015 | Dimmable | Continuous (Can dim down to ≤ 10% (W)) | Not Yet Verified |  |  | 2948 | 91.7 | 32.13 | 17.01 | 0.934 | 4000 | 82.3
PNUQYSRZ | Mercury Lighting Products Co. Inc. | Mercury Lighting | LW14-2-2700-40K-HTA-S30-UNI-XXXX | Indoor Luminaires | Linear Ambient | Direct Linear Ambient Luminaires | Standard | FALSE | [9 empty] | 4/24/2015 | Dimmable | Continuous (Can dim down to ≤ 10% (W)) | Not Yet Verified |  |  | 2948 | 91.7 | 32.13 | 17.01 | 0.934 | 4000 | 82.3
P83CYKBG | Mercury Lighting Products Co. Inc. | Mercury Lighting | LW15-2-2700-40K-HTA-S30-UNI-XXXX | Indoor Luminaires | Linear Ambient | Direct Linear Ambient Luminaires | Standard | FALSE | [9 empty] | 4/24/2015 | Dimmable | Continuous (Can dim down to ≤ 10% (W)) | Not Yet Verified |  |  | 2948 | 91.7 | 32.13 | 17.01 | 0.934 | 4000 | 82.3
PXM8M97X | Mercury Lighting Products Co. Inc. | Mercury Lighting | LW45-2-2700-40K-HTA-S30-UNI-XXXX | Indoor Luminaires | Linear Ambient | Direct Linear Ambient Luminaires | Standard | FALSE | [9 empty] | 4/24/2015 | Dimmable | Continuous (Can dim down to ≤ 10% (W)) | Not Yet Verified |  |  | 2948 | 91.7 | 32.13 | 17.01 | 0.934 | 4000 | 82.3
PJCBXV1Z | Mercury Lighting Products Co. Inc. | Mercury Lighting | LW2-2-2700-50K-HTA-S30-UNI-XXXX | Indoor Luminaires | Linear Ambient | Direct Linear Ambient Luminaires | Standard | FALSE | [9 empty] | 4/24/2015 | Dimmable | Continuous (Can dim down to ≤ 10% (W)) | Not Yet Verified |  |  | 3165 | 98.5 | 32.13 | 17.01 | 0.934 | 5000 | 84.6
P2CZWAZB | Mercury Lighting Products Co. Inc. | Mercury Lighting | LW4-2-2700-50K-HTA-S30-UNI-XXXX | Indoor Luminaires | Linear Ambient | Direct Linear Ambient Luminaires | Standard | FALSE | [9 empty] | 4/24/2015 | Dimmable | Continuous (Can dim down to ≤ 10% (W)) | Not Yet Verified |  |  | 3165 | 98.5 | 32.13 | 17.01 | 0.934 | 5000 | 84.6
P221XMMR | Mercury Lighting Products Co. Inc. | Mercury Lighting | LW5-2-2700-50K-HTA-S30-UNI-XXXX | Indoor Luminaires | Linear Ambient | Direct Linear Ambient Luminaires | Standard | FALSE | [9 empty] | 4/24/2015 | Dimmable | Continuous (Can dim down to ≤ 10% (W)) | Not Yet Verified |  |  | 3165 | 98.5 | 32.13 | 17.01 | 0.934 | 5000 | 84.6
PYF2K47Q | Mercury Lighting Products Co. Inc. | Mercury Lighting | LW10-2-2700-50K-HTA-S30-UNI-XXXX | Indoor Luminaires | Linear Ambient | Direct Linear Ambient Luminaires | Standard | FALSE | [9 empty] | 4/24/2015 | Dimmable | Continuous (Can dim down to ≤ 10% (W)) | Not Yet Verified |  |  | 3165 | 98.5 | 32.13 | 17.01 | 0.934 | 5000 | 84.6
P82XWC9C | Mercury Lighting Products Co. Inc. | Mercury Lighting | LW14-2-2700-50K-HTA-S30-UNI-XXXX | Indoor Luminaires | Linear Ambient | Direct Linear Ambient Luminaires | Standard | FALSE | [9 empty] | 4/24/2015 | Dimmable | Continuous (Can dim down to ≤ 10% (W)) | Not Yet Verified |  |  | 3165 | 98.5 | 32.13 | 17.01 | 0.934 | 5000 | 84.6
PSPA61AG | Mercury Lighting Products Co. Inc. | Mercury Lighting | LW15-2-2700-50K-HTA-S30-UNI-XXXX | Indoor Luminaires | Linear Ambient | Direct Linear Ambient Luminaires | Standard | FALSE | [9 empty] | 4/24/2015 | Dimmable | Continuous (Can dim down to ≤ 10% (W)) | Not Yet Verified |  |  | 3165 | 98.5 | 32.13 | 17.01 | 0.934 | 5000 | 84.6
PZNBJNF6 | Mercury Lighting Products Co. Inc. | Mercury Lighting | LW45-2-2700-50K-HTA-S30-UNI-XXXX | Indoor Luminaires | Linear Ambient | Direct Linear Ambient Luminaires | Standard | FALSE | [9 empty] | 4/24/2015 | Dimmable | Continuous (Can dim down to ≤ 10% (W)) | Not Yet Verified |  |  | 3165 | 98.5 | 32.13 | 17.01 | 0.934 | 5000 | 84.6
PVHZYWFW | Mercury Lighting Products Co. Inc. | Mercury Lighting | LW5-4-2100-30K-HTA-S30-UNI-XXXX | Indoor Luminaires | Linear Ambient | Direct Linear Ambient Luminaires | Standard | FALSE | [9 empty] | 4/24/2015 | Dimmable | Continuous (Can dim down to ≤ 10% (W)) | Not Yet Verified |  |  | 2144 | 100 | 21.43 | 18.69 | 0.921 | 3000 | 82.6
P6JN13J3 | Mercury Lighting Products Co. Inc. | Mercury Lighting | LW10-4-2100-30K-HTA-S30-UNI-XXXX | Indoor Luminaires | Linear Ambient | Direct Linear Ambient Luminaires | Standard | FALSE | [9 empty] | 4/24/2015 | Dimmable | Continuous (Can dim down to ≤ 10% (W)) | Not Yet Verified |  |  | 2144 | 100 | 21.43 | 18.69 | 0.921 | 3000 | 82.6
PMCA8Z8K | Mercury Lighting Products Co. Inc. | Mercury Lighting | LW15-4-2100-30K-HTA-S30-UNI-XXXX | Indoor Luminaires | Linear Ambient | Direct Linear Ambient Luminaires | Standard | FALSE | [9 empty] | 4/24/2015 | Dimmable | Continuous (Can dim down to ≤ 10% (W)) | Not Yet Verified |  |  | 2144 | 100 | 21.43 | 18.69 | 0.921 | 3000 | 82.6
PPZ2VKJ8 | Mercury Lighting Products Co. Inc. | Mercury Lighting | LW5-4-2100-35K-HTA-S30-UNI-XXXX | Indoor Luminaires | Linear Ambient | Direct Linear Ambient Luminaires | Standard | FALSE | [9 empty] | 4/24/2015 | Dimmable | Continuous (Can dim down to ≤ 10% (W)) | Not Yet Verified |  |  | 2260 | 105.4 | 21.43 | 18.69 | 0.921 | 3500 | 83.5
P3ZAS2UP | Mercury Lighting Products Co. Inc. | Mercury Lighting | LW10-4-2100-35K-HTA-S30-UNI-XXXX | Indoor Luminaires | Linear Ambient | Direct Linear Ambient Luminaires | Standard | FALSE | [9 empty] | 4/24/2015 | Dimmable | Continuous (Can dim down to ≤ 10% (W)) | Not Yet Verified |  |  | 2260 | 105.4 | 21.43 | 18.69 | 0.921 | 3500 | 83.5
PU87S4RV | Mercury Lighting Products Co. Inc. | Mercury Lighting | LW15-4-2100-35K-HTA-S30-UNI-XXXX | Indoor Luminaires | Linear Ambient | Direct Linear Ambient Luminaires | Standard | FALSE | [9 empty] | 4/24/2015 | Dimmable | Continuous (Can dim down to ≤ 10% (W)) | Not Yet Verified |  |  | 2260 | 105.4 | 21.43 | 18.69 | 0.921 | 3500 | 83.5
PDYE82PP | Mercury Lighting Products Co. Inc. | Mercury Lighting | LW5-4-2100-40K-HTA-S30-UNI-XXXX | Indoor Luminaires | Linear Ambient | Direct Linear Ambient Luminaires | Standard | FALSE | [9 empty] | 4/24/2015 | Dimmable | Continuous (Can dim down to ≤ 10% (W)) | Not Yet Verified |  |  | 2314 | 108 | 21.43 | 18.69 | 0.921 | 4000 | 82.3
PKBMXGWF | Mercury Lighting Products Co. Inc. | Mercury Lighting | LW10-4-2100-40K-HTA-S30-UNI-XXXX | Indoor Luminaires | Linear Ambient | Direct Linear Ambient Luminaires | Standard | FALSE | [9 empty] | 4/24/2015 | Dimmable | Continuous (Can dim down to ≤ 10% (W)) | Not Yet Verified |  |  | 2314 | 108 | 21.43 | 18.69 | 0.921 | 4000 | 82.3
PT7CK7XC | Mercury Lighting Products Co. Inc. | Mercury Lighting | LW15-4-2100-40K-HTA-S30-UNI-XXXX | Indoor Luminaires | Linear Ambient | Direct Linear Ambient Luminaires | Standard | FALSE | [9 empty] | 4/24/2015 | Dimmable | Continuous (Can dim down to ≤ 10% (W)) | Not Yet Verified |  |  | 2314 | 108 | 21.43 | 18.69 | 0.921 | 4000 | 82.3
PVMJAZP2 | Mercury Lighting Products Co. Inc. | Mercury Lighting | LW5-4-2100-50K-HTA-S30-UNI-XXXX | Indoor Luminaires | Linear Ambient | Direct Linear Ambient Luminaires | Standard | FALSE | [9 empty] | 4/24/2015 | Dimmable | Continuous (Can dim down to ≤ 10% (W)) | Not Yet Verified |  |  | 3485 | 116 | 21.43 | 18.69 | 0.921 | 5000 | 84.6
PECR6TZJ | Mercury Lighting Products Co. Inc. | Mercury Lighting | LW10-4-2100-50K-HTA-S30-UNI-XXXX | Indoor Luminaires | Linear Ambient | Direct Linear Ambient Luminaires | Standard | FALSE | [9 empty] | 4/24/2015 | Dimmable | Continuous (Can dim down to ≤ 10% (W)) | Not Yet Verified |  |  | 3485 | 116 | 21.43 | 18.69 | 0.921 | 5000 | 84.6
PBWWU5VT | Mercury Lighting Products Co. Inc. | Mercury Lighting | LW15-4-2100-50K-HTA-S30-UNI-XXXX | Indoor Luminaires | Linear Ambient | Direct Linear Ambient Luminaires | Standard | FALSE | [9 empty] | 4/24/2015 | Dimmable | Continuous (Can dim down to ≤ 10% (W)) | Not Yet Verified |  |  | 3485 | 116 | 21.43 | 18.69 | 0.921 | 5000 | 84.6
PYZ4V8GA | Mercury Lighting Products Co. Inc. | Mercury Lighting | LW5-4-3800-30K-HTA-S50-UNI-XXXX | Indoor Luminaires | Linear Ambient | Direct Linear Ambient Luminaires | Standard | FALSE | [9 empty] | 4/24/2015 | Dimmable | Continuous (Can dim down to ≤ 10% (W)) | Not Yet Verified |  |  | 3754 | 97.8 | 38.37 | 15.29 | 0.967 | 3000 | 82.6
PA5F64TT | Mercury Lighting Products Co. Inc. | Mercury Lighting | LW10-4-3800-30K-HTA-S50-UNI-XXXX | Indoor Luminaires | Linear Ambient | Direct Linear Ambient Luminaires | Standard | FALSE | [9 empty] | 4/24/2015 | Dimmable | Continuous (Can dim down to ≤ 10% (W)) | Not Yet Verified |  |  | 3754 | 97.8 | 38.37 | 15.29 | 0.967 | 3000 | 82.6
PM57BAWF | Mercury Lighting Products Co. Inc. | Mercury Lighting | LW15-4-3800-30K-HTA-S50-UNI-XXXX | Indoor Luminaires | Linear Ambient | Direct Linear Ambient Luminaires | Standard | FALSE | [9 empty] | 4/24/2015 | Dimmable | Continuous (Can dim down to ≤ 10% (W)) | Not Yet Verified |  |  | 3754 | 97.8 | 38.37 | 15.29 | 0.967 | 3000 | 82.6
P852Z67S | Mercury Lighting Products Co. Inc. | Mercury Lighting | LW5-4-3800-35K-HTA-S50-UNI-XXXX | Indoor Luminaires | Linear Ambient | Direct Linear Ambient Luminaires | Standard | FALSE | [9 empty] | 4/24/2015 | Dimmable | Continuous (Can dim down to ≤ 10% (W)) | Not Yet Verified |  |  | 3958 | 103.2 | 38.37 | 15.29 | 0.967 | 3500 | 83.5
PMR2BCV6 | Mercury Lighting Products Co. Inc. | Mercury Lighting | LW10-4-3800-35K-HTA-S50-UNI-XXXX | Indoor Luminaires | Linear Ambient | Direct Linear Ambient Luminaires | Standard | FALSE | [9 empty] | 4/24/2015 | Dimmable | Continuous (Can dim down to ≤ 10% (W)) | Not Yet Verified |  |  | 3958 | 103.2 | 38.37 | 15.29 | 0.967 | 3500 | 83.5
PXQR2F2D | Mercury Lighting Products Co. Inc. | Mercury Lighting | LW15-4-3800-35K-HTA-S50-UNI-XXXX | Indoor Luminaires | Linear Ambient | Direct Linear Ambient Luminaires | Standard | FALSE | [9 empty] | 4/24/2015 | Dimmable | Continuous (Can dim down to ≤ 10% (W)) | Not Yet Verified |  |  | 3958 | 103.2 | 38.37 | 15.29 | 0.967 | 3500 | 83.5
PHK9YG1Z | Mercury Lighting Products Co. Inc. | Mercury Lighting | LW5-4-3800-40K-HTA-S50-UNI-XXXX | Indoor Luminaires | Linear Ambient | Direct Linear Ambient Luminaires | Standard | FALSE | [9 empty] | 4/24/2015 | Dimmable | Continuous (Can dim down to ≤ 10% (W)) | Not Yet Verified |  |  | 4053 | 105.6 | 38.37 | 15.29 | 0.967 | 4000 | 82.3
P1ZS59M1 | Mercury Lighting Products Co. Inc. | Mercury Lighting | LW10-4-3800-40K-HTA-S50-UNI-XXXX | Indoor Luminaires | Linear Ambient | Direct Linear Ambient Luminaires | Standard | FALSE | [9 empty] | 4/24/2015 | Dimmable | Continuous (Can dim down to ≤ 10% (W)) | Not Yet Verified |  |  | 4053 | 105.6 | 38.37 | 15.29 | 0.967 | 4000 | 82.3
P4C5BKUZ | Mercury Lighting Products Co. Inc. | Mercury Lighting | LW15-4-3800-40K-HTA-S50-UNI-XXXX | Indoor Luminaires | Linear Ambient | Direct Linear Ambient Luminaires | Standard | FALSE | [9 empty] | 4/24/2015 | Dimmable | Continuous (Can dim down to ≤ 10% (W)) | Not Yet Verified |  |  | 4053 | 105.6 | 38.37 | 15.29 | 0.967 | 4000 | 82.3
PPP517XZ | Mercury Lighting Products Co. Inc. | Mercury Lighting | LW5-4-3800-50K-HTA-S50-UNI-XXXX | Indoor Luminaires | Linear Ambient | Direct Linear Ambient Luminaires | Standard | FALSE | [9 empty] | 4/24/2015 | Dimmable | Continuous (Can dim down to ≤ 10% (W)) | Not Yet Verified |  |  | 4353 | 113.4 | 38.37 | 15.29 | 0.967 | 5000 | 84.6
PRRJ45BZ | Mercury Lighting Products Co. Inc. | Mercury Lighting | LW10-4-3800-50K-HTA-S50-UNI-XXXX | Indoor Luminaires | Linear Ambient | Direct Linear Ambient Luminaires | Standard | FALSE | [9 empty] | 4/24/2015 | Dimmable | Continuous (Can dim down to ≤ 10% (W)) | Not Yet Verified |  |  | 4353 | 113.4 | 38.37 | 15.29 | 0.967 | 5000 | 84.6
PV2AZF2V | Mercury Lighting Products Co. Inc. | Mercury Lighting | LW15-4-3800-50K-HTA-S50-UNI-XXXX | Indoor Luminaires | Linear Ambient | Direct Linear Ambient Luminaires | Standard | FALSE | [9 empty] | 4/24/2015 | Dimmable | Continuous (Can dim down to ≤ 10% (W)) | Not Yet Verified |  |  | 4353 | 113.4 | 38.37 | 15.29 | 0.967 | 5000 | 84.6
P2JGDHF3 | Mercury Lighting Products Co. Inc. | Mercury Lighting | LW5-4-4500-30K-HTA-S50-UNI-XXXX | Indoor Luminaires | Linear Ambient | Direct Linear Ambient Luminaires | Standard | FALSE | [9 empty] | 4/24/2015 | Dimmable | Continuous (Can dim down to ≤ 10% (W)) | Not Yet Verified |  |  | 4508 | 93.8 | 48.06 | 15.12 | 0.968 | 3000 | 82.6
PMV15GQ5 | Mercury Lighting Products Co. Inc. | Mercury Lighting | LW10-4-4500-30K-HTA-S50-UNI-XXXX | Indoor Luminaires | Linear Ambient | Direct Linear Ambient Luminaires | Standard | FALSE | [9 empty] | 4/24/2015 | Dimmable | Continuous (Can dim down to ≤ 10% (W)) | Not Yet Verified |  |  | 4508 | 93.8 | 48.06 | 15.12 | 0.968 | 3000 | 82.6
P6E8JDAK | Mercury Lighting Products Co. Inc. | Mercury Lighting | LW15-4-4500-30K-HTA-S50-UNI-XXXX | Indoor Luminaires | Linear Ambient | Direct Linear Ambient Luminaires | Standard | FALSE | [9 empty] | 4/24/2015 | Dimmable | Continuous (Can dim down to ≤ 10% (W)) | Not Yet Verified |  |  | 4508 | 93.8 | 48.06 | 15.12 | 0.968 | 3000 | 82.6
PHHADKAJ | Mercury Lighting Products Co. Inc. | Mercury Lighting | LW5-4-4500-35K-HTA-S50-UNI-XXXX | Indoor Luminaires | Linear Ambient | Direct Linear Ambient Luminaires | Standard | FALSE | [9 empty] | 4/24/2015 | Dimmable | Continuous (Can dim down to ≤ 10% (W)) | Not Yet Verified |  |  | 4753 | 98.9 | 48.06 | 15.12 | 0.968 | 3500 | 83.5
PM5NE2EW | Mercury Lighting Products Co. Inc. | Mercury Lighting | LW10-4-4500-35K-HTA-S50-UNI-XXXX | Indoor Luminaires | Linear Ambient | Direct Linear Ambient Luminaires | Standard | FALSE | [9 empty] | 4/24/2015 | Dimmable | Continuous (Can dim down to ≤ 10% (W)) | Not Yet Verified |  |  | 4753 | 98.9 | 48.06 | 15.12 | 0.968 | 3500 | 83.5
PDYXZR6D | Mercury Lighting Products Co. Inc. | Mercury Lighting | LW15-4-4500-35K-HTA-S50-UNI-XXXX | Indoor Luminaires | Linear Ambient | Direct Linear Ambient Luminaires | Standard | FALSE | [9 empty] | 4/24/2015 | Dimmable | Continuous (Can dim down to ≤ 10% (W)) | Not Yet Verified |  |  | 4753 | 98.9 | 48.06 | 15.12 | 0.968 | 3500 | 83.5
P5U8XW5Z | Mercury Lighting Products Co. Inc. | Mercury Lighting | LW5-4-4500-40K-HTA-S50-UNI-XXXX | Indoor Luminaires | Linear Ambient | Direct Linear Ambient Luminaires | Standard | FALSE | [9 empty] | 4/24/2015 | Dimmable | Continuous (Can dim down to ≤ 10% (W)) | Not Yet Verified |  |  | 4867 | 101.3 | 48.06 | 15.12 | 0.968 | 4000 | 82.3
PXCQB2JU | Mercury Lighting Products Co. Inc. | Mercury Lighting | LW10-4-4500-40K-HTA-S50-UNI-XXXX | Indoor Luminaires | Linear Ambient | Direct Linear Ambient Luminaires | Standard | FALSE | [9 empty] | 4/24/2015 | Dimmable | Continuous (Can dim down to ≤ 10% (W)) | Not Yet Verified |  |  | 4867 | 101.3 | 48.06 | 15.12 | 0.968 | 4000 | 82.3
PBF98EU9 | Mercury Lighting Products Co. Inc. | Mercury Lighting | LW15-4-4500-40K-HTA-S50-UNI-XXXX | Indoor Luminaires | Linear Ambient | Direct Linear Ambient Luminaires | Standard | FALSE | [9 empty] | 4/24/2015 | Dimmable | Continuous (Can dim down to ≤ 10% (W)) | Not Yet Verified |  |  | 4867 | 101.3 | 48.06 | 15.12 | 0.968 | 4000 | 82.3
P1N1RKH2 | Mercury Lighting Products Co. Inc. | Mercury Lighting | LW5-4-4500-50K-HTA-S50-UNI-XXXX | Indoor Luminaires | Linear Ambient | Direct Linear Ambient Luminaires | Standard | FALSE | [9 empty] | 4/24/2015 | Dimmable | Continuous (Can dim down to ≤ 10% (W)) | Not Yet Verified |  |  | 5226 | 108.7 | 48.06 | 15.12 | 0.968 | 5000 | 84.6
PRKVXDFN | Mercury Lighting Products Co. Inc. | Mercury Lighting | LW10-4-4500-50K-HTA-S50-UNI-XXXX | Indoor Luminaires | Linear Ambient | Direct Linear Ambient Luminaires | Standard | FALSE | [9 empty] | 4/24/2015 | Dimmable | Continuous (Can dim down to ≤ 10% (W)) | Not Yet Verified |  |  | 5226 | 108.7 | 48.06 | 15.12 | 0.968 | 5000 | 84.6
PYBSYFVZ | Mercury Lighting Products Co. Inc. | Mercury Lighting | LW15-4-4500-50K-HTA-S50-UNI-XXXX | Indoor Luminaires | Linear Ambient | Direct Linear Ambient Luminaires | Standard | FALSE | [9 empty] | 4/24/2015 | Dimmable | Continuous (Can dim down to ≤ 10% (W)) | Not Yet Verified |  |  | 5226 | 108.7 | 48.06 | 15.12 | 0.968 | 5000 | 84.6
P38D95CB | Mercury Lighting Products Co. Inc. | Mercury Lighting | LW5-4-4800-30K-HTA-S50-UNI-XXXX | Indoor Luminaires | Linear Ambient | Direct Linear Ambient Luminaires | Standard | FALSE | [9 empty] | 4/24/2015 | Dimmable | Continuous (Can dim down to ≤ 10% (W)) | Not Yet Verified |  |  | 4991 | 91.6 | 54.48 | 15.08 | 0.968 | 3000 | 82.6
PTX2MNEE | Mercury Lighting Products Co. Inc. | Mercury Lighting | LW10-4-4800-30K-HTA-S50-UNI-XXXX | Indoor Luminaires | Linear Ambient | Direct Linear Ambient Luminaires | Standard | FALSE | [9 empty] | 4/24/2015 | Dimmable | Continuous (Can dim down to ≤ 10% (W)) | Not Yet Verified |  |  | 4991 | 91.6 | 54.48 | 15.08 | 0.968 | 3000 | 82.6
PFHFMW7F | Mercury Lighting Products Co. Inc. | Mercury Lighting | LW15-4-4800-30K-HTA-S50-UNI-XXXX | Indoor Luminaires | Linear Ambient | Direct Linear Ambient Luminaires | Standard | FALSE | [9 empty] | 4/24/2015 | Dimmable | Continuous (Can dim down to ≤ 10% (W)) | Not Yet Verified |  |  | 4991 | 91.6 | 54.48 | 15.08 | 0.968 | 3000 | 82.6
P24PXDFP | Mercury Lighting Products Co. Inc. | Mercury Lighting | LW5-4-5000-35K-HTA-S50-UNI-XXXX | Indoor Luminaires | Linear Ambient | Direct Linear Ambient Luminaires | Standard | FALSE | [9 empty] | 4/24/2015 | Dimmable | Continuous (Can dim down to ≤ 10% (W)) | Not Yet Verified |  |  | 5262 | 96.6 | 54.48 | 15.08 | 0.968 | 3500 | 83.5
PDTJ98K8 | Mercury Lighting Products Co. Inc. | Mercury Lighting | LW10-4-5000-35K-HTA-S50-UNI-XXXX | Indoor Luminaires | Linear Ambient | Direct Linear Ambient Luminaires | Standard | FALSE | [9 empty] | 4/24/2015 | Dimmable | Continuous (Can dim down to ≤ 10% (W)) | Not Yet Verified |  |  | 5262 | 96.6 | 54.48 | 15.08 | 0.968 | 3500 | 83.5
PQXSRFZ8 | Mercury Lighting Products Co. Inc. | Mercury Lighting | LW15-4-5000-35K-HTA-S50-UNI-XXXX | Indoor Luminaires | Linear Ambient | Direct Linear Ambient Luminaires | Standard | FALSE | [9 empty] | 4/24/2015 | Dimmable | Continuous (Can dim down to ≤ 10% (W)) | Not Yet Verified |  |  | 5262 | 96.6 | 54.48 | 15.08 | 0.968 | 3500 | 83.5
PX4M2BGT | Mercury Lighting Products Co. Inc. | Mercury Lighting | LW5-4-5000-40K-HTA-S50-UNI-XXXX | Indoor Luminaires | Linear Ambient | Direct Linear Ambient Luminaires | Standard | FALSE | [9 empty] | 4/24/2015 | Dimmable | Continuous (Can dim down to ≤ 10% (W)) | Not Yet Verified |  |  | 5388 | 98.9 | 54.48 | 15.08 | 0.968 | 4000 | 82.3
P4KNVYUA | Mercury Lighting Products Co. Inc. | Mercury Lighting | LW10-4-5000-40K-HTA-S50-UNI-XXXX | Indoor Luminaires | Linear Ambient | Direct Linear Ambient Luminaires | Standard | FALSE | [9 empty] | 4/24/2015 | Dimmable | Continuous (Can dim down to ≤ 10% (W)) | Not Yet Verified |  |  | 5388 | 98.9 | 54.48 | 15.08 | 0.968 | 4000 | 82.3
PDZN26YP | Mercury Lighting Products Co. Inc. | Mercury Lighting | LW15-4-5000-40K-HTA-S50-UNI-XXXX | Indoor Luminaires | Linear Ambient | Direct Linear Ambient Luminaires | Standard | FALSE | [9 empty] | 4/24/2015 | Dimmable | Continuous (Can dim down to ≤ 10% (W)) | Not Yet Verified |  |  | 5388 | 98.9 | 54.48 | 15.08 | 0.968 | 4000 | 82.3
PESNP4G1 | Mercury Lighting Products Co. Inc. | Mercury Lighting | LW5-4-5000-50K-HTA-S50-UNI-XXXX | Indoor Luminaires | Linear Ambient | Direct Linear Ambient Luminaires | Standard | FALSE | [9 empty] | 4/24/2015 | Dimmable | Continuous (Can dim down to ≤ 10% (W)) | Not Yet Verified |  |  | 5786 | 106.2 | 54.48 | 15.08 | 0.968 | 5000 | 84.6
PWZ5RGGD | Mercury Lighting Products Co. Inc. | Mercury Lighting | LW10-4-5000-50K-HTA-S50-UNI-XXXX | Indoor Luminaires | Linear Ambient | Direct Linear Ambient Luminaires | Standard | FALSE | [9 empty] | 4/24/2015 | Dimmable | Continuous (Can dim down to ≤ 10% (W)) | Not Yet Verified |  |  | 5786 | 106.2 | 54.48 | 15.08 | 0.968 | 5000 | 84.6
PAC6B86J | Mercury Lighting Products Co. Inc. | Mercury Lighting | LW15-4-5000-50K-HTA-S50-UNI-XXXX | Indoor Luminaires | Linear Ambient | Direct Linear Ambient Luminaires | Standard | FALSE | [9 empty] | 4/24/2015 | Dimmable | Continuous (Can dim down to ≤ 10% (W)) | Not Yet Verified |  |  | 5786 | 106.2 | 54.48 | 15.08 | 0.968 | 5000 | 84.6
PVXRA4FQ | Mercury Lighting Products Co. Inc. | Mercury Lighting | LW45-4-2100-50K-HTA-S30-UNI-XXXX | Indoor Luminaires | Linear Ambient | Direct Linear Ambient Luminaires | Standard | FALSE | [9 empty] | 2/3/2015 | Dimmable | Continuous (Can dim down to ≤ 10% (W)) | Not Yet Verified |  |  | 3485 | 116 | 21.43 | 18.69 | 0.921 | 5000 | 84.6
PWZYT43Y | Mercury Lighting Products Co. Inc. | Mercury Lighting | LW45-4-5000-50K-HTA-S50-UNI-XXXX | Indoor Luminaires | Linear Ambient | Direct Linear Ambient Luminaires | Standard | FALSE | [9 empty] | 2/3/2015 | Dimmable | Continuous (Can dim down to ≤ 10% (W)) | Not Yet Verified |  |  | 5786 | 106.2 | 54.48 | 15.08 | 0.968 | 5000 | 84.6
P8HCS38E | Mercury Lighting Products Co. Inc. | Mercury Lighting | LW14-4-5000-50K-HTA-S50-UNI-XXXX | Indoor Luminaires | Linear Ambient | Direct Linear Ambient Luminaires | Standard | FALSE | [9 empty] | 2/3/2015 | Dimmable | Continuous (Can dim down to ≤ 10% (W)) | Not Yet Verified |  |  | 5786 | 106.2 | 54.48 | 15.08 | 0.968 | 5000 | 84.6
PB2SJ6N6 | Mercury Lighting Products Co. Inc. | Mercury Lighting | LW4-4-5000-50K-HTA-S50-UNI-XXXX | Indoor Luminaires | Linear Ambient | Direct Linear Ambient Luminaires | Standard | FALSE | [9 empty] | 2/3/2015 | Dimmable | Continuous (Can dim down to ≤ 10% (W)) | Not Yet Verified |  |  | 5786 | 106.2 | 54.48 | 15.08 | 0.968 | 5000 | 84.6
PJPA9P7T | Mercury Lighting Products Co. Inc. | Mercury Lighting | LW2-4-5000-50K-HTA-S50-UNI-XXXX | Indoor Luminaires | Linear Ambient | Direct Linear Ambient Luminaires | Standard | FALSE | [9 empty] | 2/3/2015 | Dimmable | Continuous (Can dim down to ≤ 10% (W)) | Not Yet Verified |  |  | 5786 | 106.2 | 54.48 | 15.08 | 0.968 | 5000 | 84.6
PRU2JYWG | Mercury Lighting Products Co. Inc. | Mercury Lighting | LC14-4-5000-50K-HTA-S50-UNI-XXXX | Indoor Luminaires | Linear Ambient | Direct Linear Ambient Luminaires | Standard | FALSE | [9 empty] | 2/3/2015 | Dimmable | Continuous (Can dim down to ≤ 10% (W)) | Not Yet Verified |  |  | 5786 | 106.2 | 54.48 | 15.08 | 0.968 | 5000 | 84.6
P5PVZUC1 | Mercury Lighting Products Co. Inc. | Mercury Lighting | LW45-4-5000-40K-HTA-S50-UNI-XXXX | Indoor Luminaires | Linear Ambient | Direct Linear Ambient Luminaires | Standard | FALSE | [9 empty] | 2/3/2015 | Dimmable | Continuous (Can dim down to ≤ 10% (W)) | Not Yet Verified |  |  | 5388 | 98.9 | 54.48 | 15.08 | 0.968 | 4000 | 82.3
PD1W6AQJ | Mercury Lighting Products Co. Inc. | Mercury Lighting | LW4-4-5000-40K-HTA-S50-UNI-XXXX | Indoor Luminaires | Linear Ambient | Direct Linear Ambient Luminaires | Standard | FALSE | [9 empty] | 2/3/2015 | Dimmable | Continuous (Can dim down to ≤ 10% (W)) | Not Yet Verified |  |  | 5388 | 98.9 | 54.48 | 15.08 | 0.968 | 4000 | 82.3
PM4HTPNJ | Mercury Lighting Products Co. Inc. | Mercury Lighting | LW14-4-5000-40K-HTA-S50-UNI-XXXX | Indoor Luminaires | Linear Ambient | Direct Linear Ambient Luminaires | Standard | FALSE | [9 empty] | 2/3/2015 | Dimmable | Continuous (Can dim down to ≤ 10% (W)) | Not Yet Verified |  |  | 5388 | 98.9 | 54.48 | 15.08 | 0.968 | 4000 | 82.3
PAAKPB6U | Mercury Lighting Products Co. Inc. | Mercury Lighting | LW2-4-5000-40K-HTA-S50-UNI-XXXX | Indoor Luminaires | Linear Ambient | Direct Linear Ambient Luminaires | Standard | FALSE | [9 empty] | 2/3/2015 | Dimmable | Continuous (Can dim down to ≤ 10% (W)) | Not Yet Verified |  |  | 5388 | 98.9 | 54.48 | 15.08 | 0.968 | 4000 | 82.3
PH3RV5EG | Mercury Lighting Products Co. Inc. | Mercury Lighting | LC14-4-5000-40K-HTA-S50-UNI-XXXX | Indoor Luminaires | Linear Ambient | Direct Linear Ambient Luminaires | Standard | FALSE | [9 empty] | 2/3/2015 | Dimmable | Continuous (Can dim down to ≤ 10% (W)) | Not Yet Verified |  |  | 5388 | 98.9 | 54.48 | 15.08 | 0.968 | 4000 | 82.3
PW2PNJKX | Mercury Lighting Products Co. Inc. | Mercury Lighting | LW45-4-5000-35K-HTA-S50-UNI-XXXX | Indoor Luminaires | Linear Ambient | Direct Linear Ambient Luminaires | Standard | FALSE | [9 empty] | 2/3/2015 | Dimmable | Continuous (Can dim down to ≤ 10% (W)) | Not Yet Verified |  |  | 5262 | 96.6 | 54.48 | 15.08 | 0.968 | 3500 | 83.5
PGKYPBKR | Mercury Lighting Products Co. Inc. | Mercury Lighting | LW14-4-5000-35K-HTA-S50-UNI-XXXX | Indoor Luminaires | Linear Ambient | Direct Linear Ambient Luminaires | Standard | FALSE | [9 empty] | 2/3/2015 | Dimmable | Continuous (Can dim down to ≤ 10% (W)) | Not Yet Verified |  |  | 5262 | 96.6 | 54.48 | 15.08 | 0.968 | 3500 | 83.5
P8HAME34 | Mercury Lighting Products Co. Inc. | Mercury Lighting | LW4-4-5000-35K-HTA-S50-UNI-XXXX | Indoor Luminaires | Linear Ambient | Direct Linear Ambient Luminaires | Standard | FALSE | [9 empty] | 2/3/2015 | Dimmable | Continuous (Can dim down to ≤ 10% (W)) | Not Yet Verified |  |  | 5262 | 96.6 | 54.48 | 15.08 | 0.968 | 3500 | 83.5
P6W28941 | Mercury Lighting Products Co. Inc. | Mercury Lighting | LW2-4-5000-35K-HTA-S50-UNI-XXXX | Indoor Luminaires | Linear Ambient | Direct Linear Ambient Luminaires | Standard | FALSE | [9 empty] | 2/3/2015 | Dimmable | Continuous (Can dim down to ≤ 10% (W)) | Not Yet Verified |  |  | 5262 | 96.6 | 54.48 | 15.08 | 0.968 | 3500 | 83.5
PSWTXUY4 | Mercury Lighting Products Co. Inc. | Mercury Lighting | LC14-4-5000-35K-HTA-S50-UNI-XXXX | Indoor Luminaires | Linear Ambient | Direct Linear Ambient Luminaires | Standard | FALSE | [9 empty] | 2/3/2015 | Dimmable | Continuous (Can dim down to ≤ 10% (W)) | Not Yet Verified |  |  | 5262 | 96.6 | 54.48 | 15.08 | 0.968 | 3500 | 83.5
PDX2HP6W | Mercury Lighting Products Co. Inc. | Mercury Lighting | LW14-4-4800-30K-HTA-S50-UNI-XXXX | Indoor Luminaires | Linear Ambient | Direct Linear Ambient Luminaires | Standard | FALSE | [9 empty] | 2/3/2015 | Dimmable | Continuous (Can dim down to ≤ 10% (W)) | Not Yet Verified |  |  | 4991 | 91.6 | 54.48 | 15.08 | 0.968 | 3000 | 82.6
PTN18A3H | Mercury Lighting Products Co. Inc. | Mercury Lighting | LW45-4-4800-30K-HTA-S50-UNI-XXXX | Indoor Luminaires | Linear Ambient | Direct Linear Ambient Luminaires | Standard | FALSE | [9 empty] | 2/3/2015 | Dimmable | Continuous (Can dim down to ≤ 10% (W)) | Not Yet Verified |  |  | 4991 | 91.6 | 54.48 | 15.08 | 0.968 | 3000 | 82.6
PE5KDDT8 | Mercury Lighting Products Co. Inc. | Mercury Lighting | LW2-4-4800-30K-HTA-S50-UNI-XXXX | Indoor Luminaires | Linear Ambient | Direct Linear Ambient Luminaires | Standard | FALSE | [9 empty] | 2/3/2015 | Dimmable | Continuous (Can dim down to ≤ 10% (W)) | Not Yet Verified |  |  | 4991 | 91.6 | 54.48 | 15.08 | 0.968 | 3000 | 82.6
P89SMPCU | Mercury Lighting Products Co. Inc. | Mercury Lighting | LC14-4-4800-30K-HTA-S50-UNI-XXXX | Indoor Luminaires | Linear Ambient | Direct Linear Ambient Luminaires | Standard | FALSE | [9 empty] | 2/3/2015 | Dimmable | Continuous (Can dim down to ≤ 10% (W)) | Not Yet Verified |  |  | 4991 | 91.6 | 54.48 | 15.08 | 0.968 | 3000 | 82.6
P75B6377 | Mercury Lighting Products Co. Inc. | Mercury Lighting | LW45-4-4500-40K-HTA-S50-UNI-XXXX | Indoor Luminaires | Linear Ambient | Direct Linear Ambient Luminaires | Standard | FALSE | [9 empty] | 2/3/2015 | Dimmable | Continuous (Can dim down to ≤ 10% (W)) | Not Yet Verified |  |  | 4867 | 101.3 | 48.06 | 15.12 | 0.968 | 4000 | 82.3
P53UDRY2 | Mercury Lighting Products Co. Inc. | Mercury Lighting | LW14-4-4500-40K-HTA-S50-UNI-XXXX | Indoor Luminaires | Linear Ambient | Direct Linear Ambient Luminaires | Standard | FALSE | [9 empty] | 2/3/2015 | Dimmable | Continuous (Can dim down to ≤ 10% (W)) | Not Yet Verified |  |  | 4867 | 101.3 | 48.06 | 15.12 | 0.968 | 4000 | 82.3
P25DCMCP | Mercury Lighting Products Co. Inc. | Mercury Lighting | LW2-4-4500-40K-HTA-S50-UNI-XXXX | Indoor Luminaires | Linear Ambient | Direct Linear Ambient Luminaires | Standard | FALSE | [9 empty] | 2/3/2015 | Dimmable | Continuous (Can dim down to ≤ 10% (W)) | Not Yet Verified |  |  | 4867 | 101.3 | 48.06 | 15.12 | 0.968 | 4000 | 82.3
PFNYQQRV | Mercury Lighting Products Co. Inc. | Mercury Lighting | LW14-4-4500-35K-HTA-S50-UNI-XXXX | Indoor Luminaires | Linear Ambient | Direct Linear Ambient Luminaires | Standard | FALSE | [9 empty] | 2/3/2015 | Dimmable | Continuous (Can dim down to ≤ 10% (W)) | Not Yet Verified |  |  | 4753 | 98.9 | 48.06 | 15.12 | 0.968 | 3500 | 83.5
P1915USJ | Mercury Lighting Products Co. Inc. | Mercury Lighting | LW2-4-4500-35K-HTA-S50-UNI-XXXX | Indoor Luminaires | Linear Ambient | Direct Linear Ambient Luminaires | Standard | FALSE | [9 empty] | 2/3/2015 | Dimmable | Continuous (Can dim down to ≤ 10% (W)) | Not Yet Verified |  |  | 4753 | 98.9 | 48.06 | 15.12 | 0.968 | 3500 | 83.5
PSK64PYV | Mercury Lighting Products Co. Inc. | Mercury Lighting | LW4-4-4500-35K-HTA-S50-UNI-XXXX | Indoor Luminaires | Linear Ambient | Direct Linear Ambient Luminaires | Standard | FALSE | [9 empty] | 2/3/2015 | Dimmable | Continuous (Can dim down to ≤ 10% (W)) | Not Yet Verified |  |  | 4753 | 98.9 | 48.06 | 15.12 | 0.968 | 3500 | 83.5
PZSTZTVD | Mercury Lighting Products Co. Inc. | Mercury Lighting | LW45-4-4500-50K-HTA-S50-UNI-XXXX | Indoor Luminaires | Linear Ambient | Direct Linear Ambient Luminaires | Standard | FALSE | [9 empty] | 2/3/2015 | Dimmable | Continuous (Can dim down to ≤ 10% (W)) | Not Yet Verified |  |  | 5226 | 108.7 | 48.06 | 15.12 | 0.968 | 5000 | 84.6
PPJ6KZBY | Mercury Lighting Products Co. Inc. | Mercury Lighting | LW14-4-4500-50K-HTA-S50-UNI-XXXX | Indoor Luminaires | Linear Ambient | Direct Linear Ambient Luminaires | Standard | FALSE | [9 empty] | 2/3/2015 | Dimmable | Continuous (Can dim down to ≤ 10% (W)) | Not Yet Verified |  |  | 5226 | 108.7 | 48.06 | 15.12 | 0.968 | 5000 | 84.6
PT6V7RJG | Mercury Lighting Products Co. Inc. | Mercury Lighting | LW4-4-4500-50K-HTA-S50-UNI-XXXX | Indoor Luminaires | Linear Ambient | Direct Linear Ambient Luminaires | Standard | FALSE | [9 empty] | 2/3/2015 | Dimmable | Continuous (Can dim down to ≤ 10% (W)) | Not Yet Verified |  |  | 5226 | 108.7 | 48.06 | 15.12 | 0.968 | 5000 | 84.6
PDNMJWA2 | Mercury Lighting Products Co. Inc. | Mercury Lighting | LW2-4-4500-50K-HTA-S50-UNI-XXXX | Indoor Luminaires | Linear Ambient | Direct Linear Ambient Luminaires | Standard | FALSE | [9 empty] | 2/3/2015 | Dimmable | Continuous (Can dim down to ≤ 10% (W)) | Not Yet Verified |  |  | 5226 | 108.7 | 48.06 | 15.12 | 0.968 | 5000 | 84.6
PCC7V5YY | Mercury Lighting Products Co. Inc. | Mercury Lighting | LW4-4-4500-40K-HTA-S50-UNI-XXXX | Indoor Luminaires | Linear Ambient | Direct Linear Ambient Luminaires | Standard | FALSE | [9 empty] | 2/3/2015 | Dimmable | Continuous (Can dim down to ≤ 10% (W)) | Not Yet Verified |  |  | 4867 | 101.3 | 48.06 | 15.12 | 0.968 | 4000 | 82.3
P9B1Q3N2 | Mercury Lighting Products Co. Inc. | Mercury Lighting | LC14-4-4500-50K-HTA-S50-UNI-XXXX | Indoor Luminaires | Linear Ambient | Direct Linear Ambient Luminaires | Standard | FALSE | [9 empty] | 2/3/2015 | Dimmable | Continuous (Can dim down to ≤ 10% (W)) | Not Yet Verified |  |  | 5226 | 108.7 | 48.06 | 15.12 | 0.968 | 5000 | 84.6
PN5XFQPQ | Mercury Lighting Products Co. Inc. | Mercury Lighting | LC14-4-4500-40K-HTA-S50-UNI-XXXX | Indoor Luminaires | Linear Ambient | Direct Linear Ambient Luminaires | Standard | FALSE | [9 empty] | 2/3/2015 | Dimmable | Continuous (Can dim down to ≤ 10% (W)) | Not Yet Verified |  |  | 4867 | 101.3 | 48.06 | 15.12 | 0.968 | 4000 | 82.3
PC31EX7H | Mercury Lighting Products Co. Inc. | Mercury Lighting | LW45-4-4500-35K-HTA-S50-UNI-XXXX | Indoor Luminaires | Linear Ambient | Direct Linear Ambient Luminaires | Standard | FALSE | [9 empty] | 2/3/2015 | Dimmable | Continuous (Can dim down to ≤ 10% (W)) | Not Yet Verified |  |  | 4753 | 98.9 | 48.06 | 15.12 | 0.968 | 3500 | 83.5
P12QDVGH | Mercury Lighting Products Co. Inc. | Mercury Lighting | LC14-4-4500-35K-HTA-S50-UNI-XXXX | Indoor Luminaires | Linear Ambient | Direct Linear Ambient Luminaires | Standard | FALSE | [9 empty] | 2/3/2015 | Dimmable | Continuous (Can dim down to ≤ 10% (W)) | Not Yet Verified |  |  | 4753 | 98.9 | 48.06 | 15.12 | 0.968 | 3500 | 83.5
PVJ7B1CS | Mercury Lighting Products Co. Inc. | Mercury Lighting | LW45-4-4500-30K-HTA-S50-UNI-XXXX | Indoor Luminaires | Linear Ambient | Direct Linear Ambient Luminaires | Standard | FALSE | [9 empty] | 2/3/2015 | Dimmable | Continuous (Can dim down to ≤ 10% (W)) | Not Yet Verified |  |  | 4508 | 93.8 | 48.06 | 15.12 | 0.968 | 3000 | 82.6
PS52Q53H | Mercury Lighting Products Co. Inc. | Mercury Lighting | LW4-4-4500-30K-HTA-S50-UNI-XXXX | Indoor Luminaires | Linear Ambient | Direct Linear Ambient Luminaires | Standard | FALSE | [9 empty] | 2/3/2015 | Dimmable | Continuous (Can dim down to ≤ 10% (W)) | Not Yet Verified |  |  | 4508 | 93.8 | 48.06 | 15.12 | 0.968 | 3000 | 82.6
P5KW1VPS | Mercury Lighting Products Co. Inc. | Mercury Lighting | LW14-4-4500-30K-HTA-S50-UNI-XXXX | Indoor Luminaires | Linear Ambient | Direct Linear Ambient Luminaires | Standard | FALSE | [9 empty] | 2/3/2015 | Dimmable | Continuous (Can dim down to ≤ 10% (W)) | Not Yet Verified |  |  | 4508 | 93.8 | 48.06 | 15.12 | 0.968 | 3000 | 82.6
PHH93E65 | Mercury Lighting Products Co. Inc. | Mercury Lighting | LW2-4-4500-30K-HTA-S50-UNI-XXXX | Indoor Luminaires | Linear Ambient | Direct Linear Ambient Luminaires | Standard | FALSE | [9 empty] | 2/3/2015 | Dimmable | Continuous (Can dim down to ≤ 10% (W)) | Not Yet Verified |  |  | 4508 | 93.8 | 48.06 | 15.12 | 0.968 | 3000 | 82.6
PJNYXEJF | Mercury Lighting Products Co. Inc. | Mercury Lighting | LC14-4-4500-30K-HTA-S50-UNI-XXXX | Indoor Luminaires | Linear Ambient | Direct Linear Ambient Luminaires | Standard | FALSE | [9 empty] | 2/3/2015 | Dimmable | Continuous (Can dim down to ≤ 10% (W)) | Not Yet Verified |  |  | 4508 | 93.8 | 48.06 | 15.12 | 0.968 | 3000 | 82.6
P1HWCAHW | Mercury Lighting Products Co. Inc. | Mercury Lighting | LW45-4-3800-50K-HTA-S50-UNI-XXXX | Indoor Luminaires | Linear Ambient | Direct Linear Ambient Luminaires | Standard | FALSE | [9 empty] | 2/3/2015 | Dimmable | Continuous (Can dim down to ≤ 10% (W)) | Not Yet Verified |  |  | 4353 | 113.4 | 38.37 | 15.29 | 0.967 | 5000 | 84.6
P2DRCJ5N | Mercury Lighting Products Co. Inc. | Mercury Lighting | LW4-4-3800-50K-HTA-S50-UNI-XXXX | Indoor Luminaires | Linear Ambient | Direct Linear Ambient Luminaires | Standard | FALSE | [9 empty] | 2/3/2015 | Dimmable | Continuous (Can dim down to ≤ 10% (W)) | Not Yet Verified |  |  | 4353 | 113.4 | 38.37 | 15.29 | 0.967 | 5000 | 84.6
PRM2TKU2 | Mercury Lighting Products Co. Inc. | Mercury Lighting | LW14-4-3800-50K-HTA-S50-UNI-XXXX | Indoor Luminaires | Linear Ambient | Direct Linear Ambient Luminaires | Standard | FALSE | [9 empty] | 2/3/2015 | Dimmable | Continuous (Can dim down to ≤ 10% (W)) | Not Yet Verified |  |  | 4353 | 113.4 | 38.37 | 15.29 | 0.967 | 5000 | 84.6
PG459C8Z | Mercury Lighting Products Co. Inc. | Mercury Lighting | LW2-4-3800-50K-HTA-S50-UNI-XXXX | Indoor Luminaires | Linear Ambient | Direct Linear Ambient Luminaires | Standard | FALSE | [9 empty] | 2/3/2015 | Dimmable | Continuous (Can dim down to ≤ 10% (W)) | Not Yet Verified |  |  | 4353 | 113.4 | 38.37 | 15.29 | 0.967 | 5000 | 84.6
PYFBEADF | Mercury Lighting Products Co. Inc. | Mercury Lighting | LC14-4-3800-50K-HTA-S50-UNI-XXXX | Indoor Luminaires | Linear Ambient | Direct Linear Ambient Luminaires | Standard | FALSE | [9 empty] | 2/3/2015 | Dimmable | Continuous (Can dim down to ≤ 10% (W)) | Not Yet Verified |  |  | 4353 | 113.4 | 38.37 | 15.29 | 0.967 | 5000 | 84.6
PNBD86DV | Mercury Lighting Products Co. Inc. | Mercury Lighting | LW14-4-3800-40K-HTA-S50-UNI-XXXX | Indoor Luminaires | Linear Ambient | Direct Linear Ambient Luminaires | Standard | FALSE | [9 empty] | 2/3/2015 | Dimmable | Continuous (Can dim down to ≤ 10% (W)) | Not Yet Verified |  |  | 4053 | 105.6 | 38.37 | 15.29 | 0.967 | 4000 | 82.3
PWWM4YZE | Mercury Lighting Products Co. Inc. | Mercury Lighting | LW45-4-3800-40K-HTA-S50-UNI-XXXX | Indoor Luminaires | Linear Ambient | Direct Linear Ambient Luminaires | Standard | FALSE | [9 empty] | 2/3/2015 | Dimmable | Continuous (Can dim down to ≤ 10% (W)) | Not Yet Verified |  |  | 4053 | 105.6 | 38.37 | 15.29 | 0.967 | 4000 | 82.3
PKRQ4YJQ | Mercury Lighting Products Co. Inc. | Mercury Lighting | LW4-4-3800-40K-HTA-S50-UNI-XXXX | Indoor Luminaires | Linear Ambient | Direct Linear Ambient Luminaires | Standard | FALSE | [9 empty] | 2/3/2015 | Dimmable | Continuous (Can dim down to ≤ 10% (W)) | Not Yet Verified |  |  | 4053 | 105.6 | 38.37 | 15.29 | 0.967 | 4000 | 82.3
PNMVR21P | Mercury Lighting Products Co. Inc. | Mercury Lighting | LW2-4-3800-40K-HTA-S50-UNI-XXXX | Indoor Luminaires | Linear Ambient | Direct Linear Ambient Luminaires | Standard | FALSE | [9 empty] | 2/3/2015 | Dimmable | Continuous (Can dim down to ≤ 10% (W)) | Not Yet Verified |  |  | 4053 | 105.6 | 38.37 | 15.29 | 0.967 | 4000 | 82.3
P9GUK1TK | Mercury Lighting Products Co. Inc. | Mercury Lighting | LW45-4-3800-35K-HTA-S50-UNI-XXXX | Indoor Luminaires | Linear Ambient | Direct Linear Ambient Luminaires | Standard | FALSE | [9 empty] | 2/3/2015 | Dimmable | Continuous (Can dim down to ≤ 10% (W)) | Not Yet Verified |  |  | 3958 | 103.2 | 38.37 | 15.29 | 0.967 | 3500 | 83.5
P1SQZPPD | Mercury Lighting Products Co. Inc. | Mercury Lighting | LC14-4-3800-40K-HTA-S50-UNI-XXXX | Indoor Luminaires | Linear Ambient | Direct Linear Ambient Luminaires | Standard | FALSE | [9 empty] | 2/3/2015 | Dimmable | Continuous (Can dim down to ≤ 10% (W)) | Not Yet Verified |  |  | 4053 | 105.6 | 38.37 | 15.29 | 0.967 | 4000 | 82.3
PUUPM14M | Mercury Lighting Products Co. Inc. | Mercury Lighting | LW14-4-3800-35K-HTA-S50-UNI-XXXX | Indoor Luminaires | Linear Ambient | Direct Linear Ambient Luminaires | Standard | FALSE | [9 empty] | 2/3/2015 | Dimmable | Continuous (Can dim down to ≤ 10% (W)) | Not Yet Verified |  |  | 3958 | 103.2 | 38.37 | 15.29 | 0.967 | 3500 | 83.5
P5FV2UPH | Mercury Lighting Products Co. Inc. | Mercury Lighting | LW4-4-3800-35K-HTA-S50-UNI-XXXX | Indoor Luminaires | Linear Ambient | Direct Linear Ambient Luminaires | Standard | FALSE | [9 empty] | 2/3/2015 | Dimmable | Continuous (Can dim down to ≤ 10% (W)) | Not Yet Verified |  |  | 3958 | 103.2 | 38.37 | 15.29 | 0.967 | 3500 | 83.5
P97QQZZQ | Mercury Lighting Products Co. Inc. | Mercury Lighting | LC14-4-3800-35K-HTA-S50-UNI-XXXX | Indoor Luminaires | Linear Ambient | Direct Linear Ambient Luminaires | Standard | FALSE | [9 empty] | 2/3/2015 | Dimmable | Continuous (Can dim down to ≤ 10% (W)) | Not Yet Verified |  |  | 3958 | 103.2 | 38.37 | 15.29 | 0.967 | 3500 | 83.5
PV3FWVGA | Mercury Lighting Products Co. Inc. | Mercury Lighting | LW2-4-3800-35K-HTA-S50-UNI-XXXX | Indoor Luminaires | Linear Ambient | Direct Linear Ambient Luminaires | Standard | FALSE | [9 empty] | 2/3/2015 | Dimmable | Continuous (Can dim down to ≤ 10% (W)) | Not Yet Verified |  |  | 3958 | 103.2 | 38.37 | 15.29 | 0.967 | 3500 | 83.5
PJRBGPCS | Mercury Lighting Products Co. Inc. | Mercury Lighting | LW45-4-3800-30K-HTA-S50-UNI-XXXX | Indoor Luminaires | Linear Ambient | Direct Linear Ambient Luminaires | Standard | FALSE | [9 empty] | 2/3/2015 | Dimmable | Continuous (Can dim down to ≤ 10% (W)) | Not Yet Verified |  |  | 3754 | 97.8 | 38.37 | 15.29 | 0.967 | 3000 | 82.6
PJX75QD4 | Mercury Lighting Products Co. Inc. | Mercury Lighting | LW4-4-3800-30K-HTA-S50-UNI-XXXX | Indoor Luminaires | Linear Ambient | Direct Linear Ambient Luminaires | Standard | FALSE | [9 empty] | 2/3/2015 | Dimmable | Continuous (Can dim down to ≤ 10% (W)) | Not Yet Verified |  |  | 3754 | 97.8 | 38.37 | 15.29 | 0.967 | 3000 | 82.6
PZFSGB81 | Mercury Lighting Products Co. Inc. | Mercury Lighting | LW14-4-3800-30K-HTA-S50-UNI-XXXX | Indoor Luminaires | Linear Ambient | Direct Linear Ambient Luminaires | Standard | FALSE | [9 empty] | 2/3/2015 | Dimmable | Continuous (Can dim down to ≤ 10% (W)) | Not Yet Verified |  |  | 3754 | 97.8 | 38.37 | 15.29 | 0.967 | 3000 | 82.6
P6SVSPES | Mercury Lighting Products Co. Inc. | Mercury Lighting | LW2-2-2100-40K-HTA-S30-UNI-XXXX | Indoor Luminaires | Linear Ambient | Direct Linear Ambient Luminaires | Standard | FALSE | [9 empty] | 2/3/2015 | Dimmable | Continuous (Can dim down to ≤ 10% (W)) | Not Yet Verified |  |  | 2293 | 95.3 | 24.07 | 18.36 | 0.927 | 4000 | 82.3
P5W3Z79Q | Mercury Lighting Products Co. Inc. | Mercury Lighting | LW4-2-2100-40K-HTA-S30-UNI-XXXX | Indoor Luminaires | Linear Ambient | Direct Linear Ambient Luminaires | Standard | FALSE | [9 empty] | 2/3/2015 | Dimmable | Continuous (Can dim down to ≤ 10% (W)) | Not Yet Verified |  |  | 2293 | 95.3 | 24.07 | 18.36 | 0.927 | 4000 | 82.3
P296BMZ1 | Mercury Lighting Products Co. Inc. | Mercury Lighting | LW14-2-2100-40K-HTA-S30-UNI-XXXX | Indoor Luminaires | Linear Ambient | Direct Linear Ambient Luminaires | Standard | FALSE | [9 empty] | 2/3/2015 | Dimmable | Continuous (Can dim down to ≤ 10% (W)) | Not Yet Verified |  |  | 2293 | 95.3 | 24.07 | 18.36 | 0.927 | 4000 | 82.3
PUG98554 | Mercury Lighting Products Co. Inc. | Mercury Lighting | LW45-2-2100-40K-HTA-S30-UNI-XXXX | Indoor Luminaires | Linear Ambient | Direct Linear Ambient Luminaires | Standard | FALSE | [9 empty] | 2/3/2015 | Dimmable | Continuous (Can dim down to ≤ 10% (W)) | Not Yet Verified |  |  | 2293 | 95.3 | 24.07 | 18.36 | 0.927 | 4000 | 82.3
PKKCBCST | Mercury Lighting Products Co. Inc. | Mercury Lighting | LW2-2-2100-30K-HTA-S30-UNI-XXXX | Indoor Luminaires | Linear Ambient | Direct Linear Ambient Luminaires | Standard | FALSE | [9 empty] | 2/3/2015 | Dimmable | Continuous (Can dim down to ≤ 10% (W)) | Not Yet Verified |  |  | 2124 | 88.3 | 24.07 | 18.36 | 0.927 | 3000 | 82.6
PFJUKW14 | Mercury Lighting Products Co. Inc. | Mercury Lighting | LW14-2-2100-30K-HTA-S30-UNI-XXXX | Indoor Luminaires | Linear Ambient | Direct Linear Ambient Luminaires | Standard | FALSE | [9 empty] | 2/3/2015 | Dimmable | Continuous (Can dim down to ≤ 10% (W)) | Not Yet Verified |  |  | 2124 | 88.3 | 24.07 | 18.36 | 0.927 | 3000 | 82.6
PC19RN3J | Mercury Lighting Products Co. Inc. | Mercury Lighting | LW45-2-2100-30K-HTA-S30-UNI-XXXX | Indoor Luminaires | Linear Ambient | Direct Linear Ambient Luminaires | Standard | FALSE | [9 empty] | 2/3/2015 | Dimmable | Continuous (Can dim down to ≤ 10% (W)) | Not Yet Verified |  |  | 2124 | 88.3 | 24.07 | 18.36 | 0.927 | 3000 | 82.6
P4QSHPVT | Mercury Lighting Products Co. Inc. | Mercury Lighting | LW2-2-2100-35K-HTA-S30-UNI-XXXX | Indoor Luminaires | Linear Ambient | Direct Linear Ambient Luminaires | Standard | FALSE | [9 empty] | 2/3/2015 | Dimmable | Continuous (Can dim down to ≤ 10% (W)) | Not Yet Verified |  |  | 2239 | 93.1 | 24.07 | 18.36 | 0.927 | 3500 | 83.5
P2SVQVPE | Mercury Lighting Products Co. Inc. | Mercury Lighting | LW4-2-2100-35K-HTA-S30-UNI-XXXX | Indoor Luminaires | Linear Ambient | Direct Linear Ambient Luminaires | Standard | FALSE | [9 empty] | 2/3/2015 | Dimmable | Continuous (Can dim down to ≤ 10% (W)) | Not Yet Verified |  |  | 2239 | 93.1 | 24.07 | 18.36 | 0.927 | 3500 | 83.5
PMF2RP7P | Mercury Lighting Products Co. Inc. | Mercury Lighting | LW14-2-2100-35K-HTA-S30-UNI-XXXX | Indoor Luminaires | Linear Ambient | Direct Linear Ambient Luminaires | Standard | FALSE | [9 empty] | 2/3/2015 | Dimmable | Continuous (Can dim down to ≤ 10% (W)) | Not Yet Verified |  |  | 2239 | 93.1 | 24.07 | 18.36 | 0.927 | 3500 | 83.5
PA5SGJMT | Mercury Lighting Products Co. Inc. | Mercury Lighting | LW45-2-2100-35K-HTA-S30-UNI-XXXX | Indoor Luminaires | Linear Ambient | Direct Linear Ambient Luminaires | Standard | FALSE | [9 empty] | 2/3/2015 | Dimmable | Continuous (Can dim down to ≤ 10% (W)) | Not Yet Verified |  |  | 2239 | 93.1 | 24.07 | 18.36 | 0.927 | 3500 | 83.5
PVRH1Y49 | Mercury Lighting Products Co. Inc. | Mercury Lighting | LW2-4-3800-30K-HTA-S50-UNI-XXXX | Indoor Luminaires | Linear Ambient | Direct Linear Ambient Luminaires | Standard | FALSE | [9 empty] | 2/3/2015 | Dimmable | Continuous (Can dim down to ≤ 10% (W)) | Not Yet Verified |  |  | 3754 | 97.8 | 38.37 | 15.29 | 0.967 | 3000 | 82.6
PKTDQGXG | Mercury Lighting Products Co. Inc. | Mercury Lighting | LW14-4-2100-50K-HTA-S30-UNI-XXXX | Indoor Luminaires | Linear Ambient | Direct Linear Ambient Luminaires | Standard | FALSE | [9 empty] | 2/3/2015 | Dimmable | Continuous (Can dim down to ≤ 10% (W)) | Not Yet Verified |  |  | 3485 | 116 | 21.43 | 18.69 | 0.921 | 5000 | 84.6
P71BVNYV | Mercury Lighting Products Co. Inc. | Mercury Lighting | LC14-4-3800-30K-HTA-S50-UNI-XXXX | Indoor Luminaires | Linear Ambient | Direct Linear Ambient Luminaires | Standard | FALSE | [9 empty] | 2/3/2015 | Dimmable | Continuous (Can dim down to ≤ 10% (W)) | Not Yet Verified |  |  | 3754 | 97.8 | 38.37 | 15.29 | 0.967 | 3000 | 82.6
PABB6KPF | Mercury Lighting Products Co. Inc. | Mercury Lighting | LW4-4-2100-50K-HTA-S30-UNI-XXXX | Indoor Luminaires | Linear Ambient | Direct Linear Ambient Luminaires | Standard | FALSE | [9 empty] | 2/3/2015 | Dimmable | Continuous (Can dim down to ≤ 10% (W)) | Not Yet Verified |  |  | 3485 | 116 | 21.43 | 18.69 | 0.921 | 5000 | 84.6
PA2VRPAK | Mercury Lighting Products Co. Inc. | Mercury Lighting | LC14-4-2100-50K-HTA-S30-UNI-XXXX | Indoor Luminaires | Linear Ambient | Direct Linear Ambient Luminaires | Standard | FALSE | [9 empty] | 2/3/2015 | Dimmable | Continuous (Can dim down to ≤ 10% (W)) | Not Yet Verified |  |  | 3485 | 116 | 21.43 | 18.69 | 0.921 | 5000 | 84.6
PPZ8A3PJ | Mercury Lighting Products Co. Inc. | Mercury Lighting | LW2-4-2100-50K-HTA-S30-UNI-XXXX | Indoor Luminaires | Linear Ambient | Direct Linear Ambient Luminaires | Standard | FALSE | [9 empty] | 2/3/2015 | Dimmable | Continuous (Can dim down to ≤ 10% (W)) | Not Yet Verified |  |  | 3485 | 116 | 21.43 | 18.69 | 0.921 | 5000 | 84.6
PN9V7X3N | Mercury Lighting Products Co. Inc. | Mercury Lighting | LW14-4-2100-40K-HTA-S30-UNI-XXXX | Indoor Luminaires | Linear Ambient | Direct Linear Ambient Luminaires | Standard | FALSE | [9 empty] | 2/3/2015 | Dimmable | Continuous (Can dim down to ≤ 10% (W)) | Not Yet Verified |  |  | 2314 | 108 | 21.43 | 18.69 | 0.921 | 4000 | 82.3
P41HPSQD | Mercury Lighting Products Co. Inc. | Mercury Lighting | LW45-4-2100-40K-HTA-S30-UNI-XXXX | Indoor Luminaires | Linear Ambient | Direct Linear Ambient Luminaires | Standard | FALSE | [9 empty] | 2/3/2015 | Dimmable | Continuous (Can dim down to ≤ 10% (W)) | Not Yet Verified |  |  | 2314 | 108 | 21.43 | 18.69 | 0.921 | 4000 | 82.3
PWNAZEZD | Mercury Lighting Products Co. Inc. | Mercury Lighting | LW4-4-2100-40K-HTA-S30-UNI-XXXX | Indoor Luminaires | Linear Ambient | Direct Linear Ambient Luminaires | Standard | FALSE | [9 empty] | 2/3/2015 | Dimmable | Continuous (Can dim down to ≤ 10% (W)) | Not Yet Verified |  |  | 2314 | 108 | 21.43 | 18.69 | 0.921 | 4000 | 82.3
PTJCAB9A | Mercury Lighting Products Co. Inc. | Mercury Lighting | LC14-4-2100-40K-HTA-S30-UNI-XXXX | Indoor Luminaires | Linear Ambient | Direct Linear Ambient Luminaires | Standard | FALSE | [9 empty] | 2/3/2015 | Dimmable | Continuous (Can dim down to ≤ 10% (W)) | Not Yet Verified |  |  | 2314 | 108 | 21.43 | 18.69 | 0.921 | 4000 | 82.3
PBY8RC33 | Mercury Lighting Products Co. Inc. | Mercury Lighting | LW2-4-2100-40K-HTA-S30-UNI-XXXX | Indoor Luminaires | Linear Ambient | Direct Linear Ambient Luminaires | Standard | FALSE | [9 empty] | 2/3/2015 | Dimmable | Continuous (Can dim down to ≤ 10% (W)) | Not Yet Verified |  |  | 2314 | 108 | 21.43 | 18.69 | 0.921 | 4000 | 82.3
PMBXPCVF | Mercury Lighting Products Co. Inc. | Mercury Lighting | LW14-4-2100-35K-HTA-S30-UNI-XXXX | Indoor Luminaires | Linear Ambient | Direct Linear Ambient Luminaires | Standard | FALSE | [9 empty] | 2/3/2015 | Dimmable | Continuous (Can dim down to ≤ 10% (W)) | Not Yet Verified |  |  | 2260 | 105.4 | 21.43 | 18.69 | 0.921 | 3500 | 83.5
P5NC1BAT | Mercury Lighting Products Co. Inc. | Mercury Lighting | LW45-4-2100-35K-HTA-S30-UNI-XXXX | Indoor Luminaires | Linear Ambient | Direct Linear Ambient Luminaires | Standard | FALSE | [9 empty] | 2/3/2015 | Dimmable | Continuous (Can dim down to ≤ 10% (W)) | Not Yet Verified |  |  | 2260 | 105.4 | 21.43 | 18.69 | 0.921 | 3500 | 83.5
PHG38RS7 | Mercury Lighting Products Co. Inc. | Mercury Lighting | LW2-4-2100-35K-HTA-S30-UNI-XXXX | Indoor Luminaires | Linear Ambient | Direct Linear Ambient Luminaires | Standard | FALSE | [9 empty] | 2/3/2015 | Dimmable | Continuous (Can dim down to ≤ 10% (W)) | Not Yet Verified |  |  | 2260 | 105.4 | 21.43 | 18.69 | 0.921 | 3500 | 83.5
PXK5VTPB | Mercury Lighting Products Co. Inc. | Mercury Lighting | LW4-4-2100-35K-HTA-S30-UNI-XXXX | Indoor Luminaires | Linear Ambient | Direct Linear Ambient Luminaires | Standard | FALSE | [9 empty] | 2/3/2015 | Dimmable | Continuous (Can dim down to ≤ 10% (W)) | Not Yet Verified |  |  | 2260 | 105.4 | 21.43 | 18.69 | 0.921 | 3500 | 83.5
PQ6GWHT1 | Mercury Lighting Products Co. Inc. | Mercury Lighting | LW45-4-2100-30K-HTA-S30-UNI-XXXX | Indoor Luminaires | Linear Ambient | Direct Linear Ambient Luminaires | Standard | FALSE | [9 empty] | 2/3/2015 | Dimmable | Continuous (Can dim down to ≤ 10% (W)) | Not Yet Verified |  |  | 2144 | 100 | 21.43 | 18.69 | 0.921 | 3000 | 82.6
PRQW9AG9 | Mercury Lighting Products Co. Inc. | Mercury Lighting | LC14-4-2100-35K-HTA-S30-UNI-XXXX | Indoor Luminaires | Linear Ambient | Direct Linear Ambient Luminaires | Standard | FALSE | [9 empty] | 2/3/2015 | Dimmable | Continuous (Can dim down to ≤ 10% (W)) | Not Yet Verified |  |  | 2260 | 105.4 | 21.43 | 18.69 | 0.921 | 3500 | 83.5
PW1VY9U1 | Mercury Lighting Products Co. Inc. | Mercury Lighting | LW2-4-2100-30K-HTA-S30-UNI-XXXX | Indoor Luminaires | Linear Ambient | Direct Linear Ambient Luminaires | Standard | FALSE | [9 empty] | 2/3/2015 | Dimmable | Continuous (Can dim down to ≤ 10% (W)) | Not Yet Verified |  |  | 2144 | 100 | 21.43 | 18.69 | 0.921 | 3000 | 82.6
P885CBJ9 | Mercury Lighting Products Co. Inc. | Mercury Lighting | LW4-4-2100-30K-HTA-S30-UNI-XXXX | Indoor Luminaires | Linear Ambient | Direct Linear Ambient Luminaires | Standard | FALSE | [9 empty] | 2/3/2015 | Dimmable | Continuous (Can dim down to ≤ 10% (W)) | Not Yet Verified |  |  | 2144 | 100 | 21.43 | 18.69 | 0.921 | 3000 | 82.6
PHHR76VZ | Mercury Lighting Products Co. Inc. | Mercury Lighting | LW14-4-2100-30K-HTA-S30-UNI-XXXX | Indoor Luminaires | Linear Ambient | Direct Linear Ambient Luminaires | Standard | FALSE | [9 empty] | 2/3/2015 | Dimmable | Continuous (Can dim down to ≤ 10% (W)) | Not Yet Verified |  |  | 2144 | 100 | 21.43 | 18.69 | 0.921 | 3000 | 82.6
PVABEHA5 | Mercury Lighting Products Co. Inc. | Mercury Lighting | LW2-2-2100-50K-HTA-S30-UNI-XXXX | Indoor Luminaires | Linear Ambient | Direct Linear Ambient Luminaires | Standard | FALSE | [9 empty] | 2/3/2015 | Dimmable | Continuous (Can dim down to ≤ 10% (W)) | Not Yet Verified |  |  | 2463 | 102.3 | 24.07 | 18.36 | 0.927 | 5000 | 84.6
PAA8FJYS | Mercury Lighting Products Co. Inc. | Mercury Lighting | LW4-2-2100-50K-HTA-S30-UNI-XXXX | Indoor Luminaires | Linear Ambient | Direct Linear Ambient Luminaires | Standard | FALSE | [9 empty] | 2/3/2015 | Dimmable | Continuous (Can dim down to ≤ 10% (W)) | Not Yet Verified |  |  | 2463 | 102.3 | 24.07 | 18.36 | 0.927 | 5000 | 84.6
PV92S89H | Mercury Lighting Products Co. Inc. | Mercury Lighting | LW14-2-2100-50K-HTA-S30-UNI-XXXX | Indoor Luminaires | Linear Ambient | Direct Linear Ambient Luminaires | Standard | FALSE | [9 empty] | 2/3/2015 | Dimmable | Continuous (Can dim down to ≤ 10% (W)) | Not Yet Verified |  |  | 2463 | 102.3 | 24.07 | 18.36 | 0.927 | 5000 | 84.6
P6VF7X2N | Mercury Lighting Products Co. Inc. | Mercury Lighting | LW45-2-2100-50K-HTA-S30-UNI-XXXX | Indoor Luminaires | Linear Ambient | Direct Linear Ambient Luminaires | Standard | FALSE | [9 empty] | 2/3/2015 | Dimmable | Continuous (Can dim down to ≤ 10% (W)) | Not Yet Verified |  |  | 2463 | 102.3 | 24.07 | 18.36 | 0.927 | 5000 | 84.6
PJVTUJXJ | Mercury Lighting Products Co. Inc. | Mercury Lighting | LC14-4-2100-30K-HTA-S30-UNI-XXXX | Indoor Luminaires | Linear Ambient | Direct Linear Ambient Luminaires | Standard | FALSE | [9 empty] | 2/3/2015 | Dimmable | Continuous (Can dim down to ≤ 10% (W)) | Not Yet Verified |  |  | 2144 | 100 | 21.43 | 18.69 | 0.921 | 3000 | 82.6
PY2QPSAV | Mercury Lighting Products Co. Inc. | Mercury Lighting | LW3-2-2100-30K-HTA-U30-UNI-XXXX | Indoor Luminaires | Linear Ambient | Direct Linear Ambient Luminaires | Standard | TRUE | 1975 | 83.3 | 23.7 | 9.23 | 0.93 | 3043 | 82.7 | 5 | 60000 | 4/6/2015 | Dimmable | Continuous (Can dim down to ≤ 10% (W)) | Not Yet Verified |  | 2.1 | 2012 | 85.8 | 23.44 | 5.69 | 0.995 | 3000 | 80
PVWEVPJ4 | Mercury Lighting Products Co. Inc. | Mercury Lighting | LW3-4-4600-30K-HTA-U55-UNI-XXXX | Indoor Luminaires | Linear Ambient | Direct Linear Ambient Luminaires | Standard | TRUE | 4427 | 85.4 | 51.85 | 8.52 | 0.967 | 3054 | 82.7 | 5 | 60000 | 4/6/2015 | Dimmable | Continuous (Can dim down to ≤ 10% (W)) | Not Yet Verified |  | 2.1 | 4453 | 90.3 | 49.29 | 8.65 | 0.973 | 3000 | 80
PN3W5AY5 | Mercury Lighting Products Co. Inc. | Mercury Lighting | LW3-4-3800-50K-HTA-U55-UNI-XXXX | Indoor Luminaires | Linear Ambient | Direct Linear Ambient Luminaires | Standard | TRUE | 3861 | 98.4 | 39.22 | 8.52 | 0.967 | 5101 | 83.3 | 5 | 60000 | 4/6/2015 | Dimmable | Continuous (Can dim down to ≤ 10% (W)) | Not Yet Verified |  | 2.1 | 3807 | 101.8 | 37.4 | 8.89 | 0.964 | 5000 | 80
PYF7ZJ29 | Mercury Lighting Products Co. Inc. | Mercury Lighting | LW25-8-8850-30K-HTA-U80TW-UNI-XXXX | Indoor Luminaires | Linear Ambient | Direct Linear Ambient Luminaires | Standard | TRUE | 9149 | 105 | 86.86 | 10.7 | 0.977 | 3119 | 83.9 | 5 | 60000 | 7/31/2015 | Dimmable | Continuous (Can dim down to ≤ 10% (W)) | Yes |  | 3 | 9492 | 104.8 | 88.68 | 9.59 | 0.984 | 3000 | 80
PUSBS161 | Mercury Lighting Products Co. Inc. | Mercury Lighting | LW3-8-8000-30K-HTA-U80TW-UNI-XXXX | Indoor Luminaires | Linear Ambient | Direct Linear Ambient Luminaires | Standard | TRUE | 8209 | 101 | 80.93 | 11 | 0.976 | 3116 | 83.4 | 5 | 60000 | 2/17/2016 | Dimmable | Continuous (Can dim down to ≤ 10% (W)) | Yes |  | 3.1 | 7195 | 90.5 | 79.46 | 9.52 | 0.983 | 3000 | 80
PF27Q1ZC | Mercury Lighting Products Co. Inc. | Mercury Lighting | LW4-8-8000-30K-HTA-U80TW-UNI-XXXX | Indoor Luminaires | Linear Ambient | Direct Linear Ambient Luminaires | Standard | TRUE | 8541 | 113 | 75.29 | 10.7 | 0.977 | 3108 | 83.5 | 5 | 60000 | 11/20/2015 | Dimmable | Continuous (Can dim down to ≤ 10% (W)) | Yes |  | 3 | 7624 | 102.6 | 74.3 | 9.5 | 0.982 | 3000 | 80
PXBK76VU | Mercury Lighting Products Co. Inc. | Mercury Lighting | LW14-8-8000-30K-HTA-U80TW-UNI-XXXX | Indoor Luminaires | Linear Ambient | Direct Linear Ambient Luminaires | Standard | FALSE | [9 empty] | 11/20/2015 | Dimmable | Continuous (Can dim down to ≤ 10% (W)) | Yes |  |  | 7624 | 102.61 | 74.3 | 9.5 | 0.982 | 3000 | 80
PXQDS3SA | Mercury Lighting Products Co. Inc. | Mercury Lighting | LW4-8-8000-35K-HTA-U80TW-UNI-XXXX | Indoor Luminaires | Linear Ambient | Direct Linear Ambient Luminaires | Standard | FALSE | [9 empty] | 11/20/2015 | Dimmable | Continuous (Can dim down to ≤ 10% (W)) | Yes |  |  | 7753 | 104.34 | 74.3 | 9.5 | 0.982 | 3500 | 80
PACWBBBV | Mercury Lighting Products Co. Inc. | Mercury Lighting | LW14-8-8000-35K-HTA-U80TW-UNI-XXXX | Indoor Luminaires | Linear Ambient | Direct Linear Ambient Luminaires | Standard | FALSE | [9 empty] | 11/20/2015 | Dimmable | Continuous (Can dim down to ≤ 10% (W)) | Yes |  |  | 7753 | 104.34 | 74.3 | 9.5 | 0.982 | 3500 | 80
P7P7EZZ6 | Mercury Lighting Products Co. Inc. | Mercury Lighting | LW4-8-8000-40K-HTA-U80TW-UNI-XXXX | Indoor Luminaires | Linear Ambient | Direct Linear Ambient Luminaires | Standard | FALSE | [9 empty] | 11/20/2015 | Dimmable | Continuous (Can dim down to ≤ 10% (W)) | Yes |  |  | 8012 | 107.83 | 74.3 | 9.5 | 0.982 | 4000 | 80
P1M9FR3J | Mercury Lighting Products Co. Inc. | Mercury Lighting | LW14-8-8000-40K-HTA-U80TW-UNI-XXXX | Indoor Luminaires | Linear Ambient | Direct Linear Ambient Luminaires | Standard | FALSE | [9 empty] | 11/20/2015 | Dimmable | Continuous (Can dim down to ≤ 10% (W)) | Yes |  |  | 8012 | 107.83 | 74.3 | 9.5 | 0.982 | 4000 | 80
PV1R5GHE | Mercury Lighting Products Co. Inc. | Mercury Lighting | LW4-8-8000-50K-HTA-U80TW-UNI-XXXX | Indoor Luminaires | Linear Ambient | Direct Linear Ambient Luminaires | Standard | FALSE | [9 empty] | 11/20/2015 | Dimmable | Continuous (Can dim down to ≤ 10% (W)) | Yes |  |  | 8270 | 111.3 | 74.3 | 9.5 | 0.982 | 5000 | 80
PXU2CQ5E | Mercury Lighting Products Co. Inc. | Mercury Lighting | LW14-8-8000-50K-HTA-U80TW-UNI-XXXX | Indoor Luminaires | Linear Ambient | Direct Linear Ambient Luminaires | Standard | FALSE | [9 empty] | 11/20/2015 | Dimmable | Continuous (Can dim down to ≤ 10% (W)) | Yes |  |  | 8270 | 111.3 | 74.3 | 9.5 | 0.982 | 5000 | 80
PG136EJV | Mercury Lighting Products Co. Inc. | Mercury Lighting | LW15-4-2100-30K-HTA-U30-UNI-XXXX | Indoor Luminaires | Linear Ambient | Direct Linear Ambient Luminaires | Standard | FALSE | [9 empty] | 3/21/2016 | Dimmable | Continuous (Can dim down to ≤ 10% (W)) | Yes |  |  | 2018 | 90.9 | 22.2 | 8.86 | 0.929 | 3000 | 80
PRW88QBM | Mercury Lighting Products Co. Inc. | Mercury Lighting | LW15-4-2100-35K-HTA-U30-UNI-XXXX | Indoor Luminaires | Linear Ambient | Direct Linear Ambient Luminaires | Standard | FALSE | [9 empty] | 3/21/2016 | Dimmable | Continuous (Can dim down to ≤ 10% (W)) | Yes |  |  | 2052 | 92.43 | 22.2 | 8.86 | 0.929 | 3500 | 80
P4NZAHW6 | Mercury Lighting Products Co. Inc. | Mercury Lighting | LW15-4-2100-40K-HTA-U30-UNI-XXXX | Indoor Luminaires | Linear Ambient | Direct Linear Ambient Luminaires | Standard | FALSE | [9 empty] | 3/21/2016 | Dimmable | Continuous (Can dim down to ≤ 10% (W)) | Yes |  |  | 2121 | 95.54 | 22.2 | 8.86 | 0.929 | 4000 | 80
PK9EPMGM | Mercury Lighting Products Co. Inc. | Mercury Lighting | LW15-4-2100-50K-HTA-U30-UNI-XXXX | Indoor Luminaires | Linear Ambient | Direct Linear Ambient Luminaires | Standard | FALSE | [9 empty] | 3/21/2016 | Dimmable | Continuous (Can dim down to ≤ 10% (W)) | Yes |  |  | 2189 | 98.6 | 22.2 | 8.86 | 0.929 | 5000 | 80
PXSMYYV9 | Mercury Lighting Products Co. Inc. | Mercury Lighting | LW3-8-8000-30K-HTA-U80TW-UNI-SR-XXXX | Indoor Luminaires | Linear Ambient | Direct Linear Ambient Luminaires | Standard | FALSE | [9 empty] | 2/17/2016 | Dimmable | Continuous (Can dim down to ≤ 10% (W)) | Yes |  |  | 7195 | 90.54 | 79.46 | 9.52 | 0.983 | 3000 | 80
PBUK4868 | Mercury Lighting Products Co. Inc. | Mercury Lighting | LW3-8-8000-35K-HTA-U80TW-UNI-XXXX | Indoor Luminaires | Linear Ambient | Direct Linear Ambient Luminaires | Standard | FALSE | [9 empty] | 2/17/2016 | Dimmable | Continuous (Can dim down to ≤ 10% (W)) | Yes |  |  | 7317 | 92.08 | 79.46 | 9.52 | 0.983 | 3500 | 80
P9DA3THW | Mercury Lighting Products Co. Inc. | Mercury Lighting | LW3-8-8000-35K-HTA-U80TW-UNI-SR-XXXX | Indoor Luminaires | Linear Ambient | Direct Linear Ambient Luminaires | Standard | FALSE | [9 empty] | 2/17/2016 | Dimmable | Continuous (Can dim down to ≤ 10% (W)) | Yes |  |  | 7317 | 92.08 | 79.46 | 9.52 | 0.983 | 3500 | 80
P7S9AJF2 | Mercury Lighting Products Co. Inc. | Mercury Lighting | LW3-8-8000-40K-HTA-U80TW-UNI-XXXX | Indoor Luminaires | Linear Ambient | Direct Linear Ambient Luminaires | Standard | FALSE | [9 empty] | 2/17/2016 | Dimmable | Continuous (Can dim down to ≤ 10% (W)) | Yes |  |  | 8048 | 101.28 | 79.46 | 9.52 | 0.983 | 4000 | 80
P8QTMG1U | Mercury Lighting Products Co. Inc. | Mercury Lighting | LW3-8-8000-40K-HTA-U80TW-UNI-SR-XXXX | Indoor Luminaires | Linear Ambient | Direct Linear Ambient Luminaires | Standard | FALSE | [9 empty] | 2/17/2016 | Dimmable | Continuous (Can dim down to ≤ 10% (W)) | Yes |  |  | 8048 | 101.28 | 79.46 | 9.52 | 0.983 | 4000 | 80
P2MGT21B | Mercury Lighting Products Co. Inc. | Mercury Lighting | LW3-8-8000-50K-HTA-U80TW-UNI-XXXX | Indoor Luminaires | Linear Ambient | Direct Linear Ambient Luminaires | Standard | FALSE | [9 empty] | 2/17/2016 | Dimmable | Continuous (Can dim down to ≤ 10% (W)) | Yes |  |  | 8292 | 104.35 | 79.46 | 9.52 | 0.983 | 5000 | 80
PUY8D54V | Mercury Lighting Products Co. Inc. | Mercury Lighting | LW3-8-8000-50K-HTA-U80TW-UNI-SR-XXXX | Indoor Luminaires | Linear Ambient | Direct Linear Ambient Luminaires | Standard | FALSE | [9 empty] | 2/17/2016 | Dimmable | Continuous (Can dim down to ≤ 10% (W)) | Yes |  |  | 9292 | 116.93 | 79.46 | 9.52 | 0.983 | 5000 | 80
PNBYGYDZ | Mercury Lighting Products Co. Inc. | Mercury Lighting | LW10-8-8000-30K-HTA-U80TW-UNI-XXXX | Indoor Luminaires | Linear Ambient | Direct Linear Ambient Luminaires | Standard | FALSE | [9 empty] | 2/17/2016 | Dimmable | Continuous (Can dim down to ≤ 10% (W)) | Yes |  |  | 7624 | 102.61 | 74.3 | 9.5 | 0.982 | 3000 | 80
P9NXQPHD | Mercury Lighting Products Co. Inc. | Mercury Lighting | LW10-8-8000-30K-HTA-U80TW-UNI-SR-XXXX | Indoor Luminaires | Linear Ambient | Direct Linear Ambient Luminaires | Standard | FALSE | [9 empty] | 2/17/2016 | Dimmable | Continuous (Can dim down to ≤ 10% (W)) | Yes |  |  | 7624 | 102.61 | 74.3 | 9.5 | 0.982 | 3000 | 80
PE2S2EQG | Mercury Lighting Products Co. Inc. | Mercury Lighting | LW15-8-8000-30K-HTA-U80TW-UNI-XXXX | Indoor Luminaires | Linear Ambient | Direct Linear Ambient Luminaires | Standard | FALSE | [9 empty] | 2/17/2016 | Dimmable | Continuous (Can dim down to ≤ 10% (W)) | Yes |  |  | 7624 | 102.61 | 74.3 | 9.5 | 0.982 | 3000 | 80
P33J2TVP | Mercury Lighting Products Co. Inc. | Mercury Lighting | LW10-8-8000-35K-HTA-U80TW-UNI-XXXX | Indoor Luminaires | Linear Ambient | Direct Linear Ambient Luminaires | Standard | FALSE | [9 empty] | 2/17/2016 | Dimmable | Continuous (Can dim down to ≤ 10% (W)) | Yes |  |  | 7753 | 104.34 | 74.3 | 9.5 | 0.982 | 3500 | 80
P4B7PNFW | Mercury Lighting Products Co. Inc. | Mercury Lighting | LW10-8-8000-35K-HTA-U80TW-UNI-SR-XXXX | Indoor Luminaires | Linear Ambient | Direct Linear Ambient Luminaires | Standard | FALSE | [9 empty] | 2/17/2016 | Dimmable | Continuous (Can dim down to ≤ 10% (W)) | Yes |  |  | 7753 | 104.34 | 74.3 | 9.5 | 0.982 | 3500 | 80
PP5DUW42 | Mercury Lighting Products Co. Inc. | Mercury Lighting | LW15-8-8000-35K-HTA-U80TW-UNI-XXXX | Indoor Luminaires | Linear Ambient | Direct Linear Ambient Luminaires | Standard | FALSE | [9 empty] | 2/17/2016 | Dimmable | Continuous (Can dim down to ≤ 10% (W)) | Yes |  |  | 7753 | 104.34 | 74.3 | 9.5 | 0.982 | 3500 | 80
P8VDNS7P | Mercury Lighting Products Co. Inc. | Mercury Lighting | LW10-8-8000-40K-HTA-U80TW-UNI-XXXX | Indoor Luminaires | Linear Ambient | Direct Linear Ambient Luminaires | Standard | FALSE | [9 empty] | 2/17/2016 | Dimmable | Continuous (Can dim down to ≤ 10% (W)) | Yes |  |  | 8012 | 107.83 | 74.3 | 9.5 | 0.982 | 4000 | 80
P6RNZPNU | Mercury Lighting Products Co. Inc. | Mercury Lighting | LW10-8-8000-40K-HTA-U80TW-UNI-SR-XXXX | Indoor Luminaires | Linear Ambient | Direct Linear Ambient Luminaires | Standard | FALSE | [9 empty] | 2/17/2016 | Dimmable | Continuous (Can dim down to ≤ 10% (W)) | Yes |  |  | 8012 | 107.83 | 74.3 | 9.5 | 0.982 | 4000 | 80
PHQRFTMF | Mercury Lighting Products Co. Inc. | Mercury Lighting | LW15-8-8000-40K-HTA-U80TW-UNI-XXXX | Indoor Luminaires | Linear Ambient | Direct Linear Ambient Luminaires | Standard | FALSE | [9 empty] | 2/17/2016 | Dimmable | Continuous (Can dim down to ≤ 10% (W)) | Yes |  |  | 8012 | 107.83 | 74.3 | 9.5 | 0.982 | 4000 | 80
PM1BBCS2 | Mercury Lighting Products Co. Inc. | Mercury Lighting | LW10-8-8000-50K-HTA-U80TW-UNI-XXXX | Indoor Luminaires | Linear Ambient | Direct Linear Ambient Luminaires | Standard | FALSE | [9 empty] | 2/17/2016 | Dimmable | Continuous (Can dim down to ≤ 10% (W)) | Yes |  |  | 8270 | 111.3 | 74.3 | 9.5 | 0.982 | 5000 | 80
P7PGUWR4 | Mercury Lighting Products Co. Inc. | Mercury Lighting | LW10-8-8000-50K-HTA-U80TW-UNI-SR-XXXX | Indoor Luminaires | Linear Ambient | Direct Linear Ambient Luminaires | Standard | FALSE | [9 empty] | 2/17/2016 | Dimmable | Continuous (Can dim down to ≤ 10% (W)) | Yes |  |  | 8270 | 111.3 | 74.3 | 9.5 | 0.982 | 5000 | 80
PGFPAY97 | Mercury Lighting Products Co. Inc. | Mercury Lighting | LW15-8-8000-50K-HTA-U80TW-UNI-XXXX | Indoor Luminaires | Linear Ambient | Direct Linear Ambient Luminaires | Standard | FALSE | [9 empty] | 2/17/2016 | Dimmable | Continuous (Can dim down to ≤ 10% (W)) | Yes |  |  | 8270 | 111.3 | 74.3 | 9.5 | 0.982 | 5000 | 80
P78GZ23S | Mercury Lighting Products Co. Inc. | Mercury Lighting | LW15-2-2100-30K-HTA-U30-UNI-XXXX | Indoor Luminaires | Linear Ambient | Direct Linear Ambient Luminaires | Standard | FALSE | [9 empty] | 3/9/2016 | Dimmable | Continuous (Can dim down to ≤ 10% (W)) | Yes |  |  | 2056 | 89.74 | 22.91 | 8.76 | 0.932 | 3000 | 80
PTUYWPA6 | Mercury Lighting Products Co. Inc. | Mercury Lighting | LW15-2-2100-35K-HTA-U30-UNI-XXXX | Indoor Luminaires | Linear Ambient | Direct Linear Ambient Luminaires | Standard | FALSE | [9 empty] | 3/9/2016 | Dimmable | Continuous (Can dim down to ≤ 10% (W)) | Yes |  |  | 2091 | 91.27 | 22.91 | 8.76 | 0.932 | 3500 | 80
PNT69J3W | Mercury Lighting Products Co. Inc. | Mercury Lighting | LW15-2-2100-40K-HTA-U30-UNI-XXXX | Indoor Luminaires | Linear Ambient | Direct Linear Ambient Luminaires | Standard | FALSE | [9 empty] | 3/9/2016 | Dimmable | Continuous (Can dim down to ≤ 10% (W)) | Yes |  |  | 2160 | 94.28 | 22.91 | 8.76 | 0.932 | 4000 | 80
PN92X26Q | Mercury Lighting Products Co. Inc. | Mercury Lighting | LW15-2-2100-50K-HTA-U30-UNI-XXXX | Indoor Luminaires | Linear Ambient | Direct Linear Ambient Luminaires | Standard | FALSE | [9 empty] | 3/9/2016 | Dimmable | Continuous (Can dim down to ≤ 10% (W)) | Yes |  |  | 2230 | 97.34 | 22.91 | 8.76 | 0.932 | 5000 | 80
P6T6PQDZ | Mercury Lighting Products Co. Inc. | Mercury Lighting | LW15-2-2300-30K-HTA-U30-UNI-XXXX | Indoor Luminaires | Linear Ambient | Direct Linear Ambient Luminaires | Standard | FALSE | [9 empty] | 3/9/2016 | Dimmable | Continuous (Can dim down to ≤ 10% (W)) | Yes |  |  | 2234 | 90.01 | 24.82 | 8.52 | 0.94 | 3000 | 80
PBGG7DRF | Mercury Lighting Products Co. Inc. | Mercury Lighting | LW15-2-2300-35K-HTA-U30-UNI-XXXX | Indoor Luminaires | Linear Ambient | Direct Linear Ambient Luminaires | Standard | FALSE | [9 empty] | 3/9/2016 | Dimmable | Continuous (Can dim down to ≤ 10% (W)) | Yes |  |  | 2271 | 91.5 | 24.82 | 8.52 | 0.94 | 3500 | 80
PBC1S5KJ | Mercury Lighting Products Co. Inc. | Mercury Lighting | LW15-2-2300-40K-HTA-U30-UNI-XXXX | Indoor Luminaires | Linear Ambient | Direct Linear Ambient Luminaires | Standard | FALSE | [9 empty] | 3/9/2016 | Dimmable | Continuous (Can dim down to ≤ 10% (W)) | Yes |  |  | 2347 | 94.56 | 24.82 | 8.52 | 0.94 | 4000 | 80
P6TNW3FV | Mercury Lighting Products Co. Inc. | Mercury Lighting | LW15-2-2300-50K-HTA-U30-UNI-XXXX | Indoor Luminaires | Linear Ambient | Direct Linear Ambient Luminaires | Standard | FALSE | [9 empty] | 3/9/2016 | Dimmable | Continuous (Can dim down to ≤ 10% (W)) | Yes |  |  | 2423 | 97.62 | 24.82 | 8.52 | 0.94 | 5000 | 80
P9RB96CW | Mercury Lighting Products Co. Inc. | Mercury Lighting | LW15-2-2500-30K-HTA-U30-UNI-XXXX | Indoor Luminaires | Linear Ambient | Direct Linear Ambient Luminaires | Standard | FALSE | [9 empty] | 3/9/2016 | Dimmable | Continuous (Can dim down to ≤ 10% (W)) | Yes |  |  | 2429 | 89.8 | 27.05 | 8.28 | 0.947 | 3000 | 80
PA2H87GK | Mercury Lighting Products Co. Inc. | Mercury Lighting | LW15-2-2500-35K-HTA-U30-UNI-XXXX | Indoor Luminaires | Linear Ambient | Direct Linear Ambient Luminaires | Standard | FALSE | [9 empty] | 3/9/2016 | Dimmable | Continuous (Can dim down to ≤ 10% (W)) | Yes |  |  | 2470 | 91.31 | 27.05 | 8.28 | 0.947 | 3500 | 80
PMYCEMRK | Mercury Lighting Products Co. Inc. | Mercury Lighting | LW15-2-2500-40K-HTA-U30-UNI-XXXX | Indoor Luminaires | Linear Ambient | Direct Linear Ambient Luminaires | Standard | FALSE | [9 empty] | 3/9/2016 | Dimmable | Continuous (Can dim down to ≤ 10% (W)) | Yes |  |  | 2553 | 94.38 | 27.05 | 8.28 | 0.947 | 4000 | 80
P6BE7VEA | Mercury Lighting Products Co. Inc. | Mercury Lighting | LW15-2-2500-50K-HTA-U30-UNI-XXXX | Indoor Luminaires | Linear Ambient | Direct Linear Ambient Luminaires | Standard | FALSE | [9 empty] | 3/9/2016 | Dimmable | Continuous (Can dim down to ≤ 10% (W)) | Yes |  |  | 2635 | 97.41 | 27.05 | 8.28 | 0.947 | 5000 | 80
P9T3X7DC | Mercury Lighting Products Co. Inc. | Mercury Lighting | LW15-2-2700-30K-HTA-U30-UNI-XXXX | Indoor Luminaires | Linear Ambient | Direct Linear Ambient Luminaires | Standard | FALSE | [9 empty] | 3/9/2016 | Dimmable | Continuous (Can dim down to ≤ 10% (W)) | Yes |  |  | 2472 | 89.7 | 27.56 | 8.23 | 0.948 | 3000 | 80
P2F7GPUB | Mercury Lighting Products Co. Inc. | Mercury Lighting | LW15-2-2700-35K-HTA-U30-UNI-XXXX | Indoor Luminaires | Linear Ambient | Direct Linear Ambient Luminaires | Standard | FALSE | [9 empty] | 3/9/2016 | Dimmable | Continuous (Can dim down to ≤ 10% (W)) | Yes |  |  | 2514 | 91.22 | 27.56 | 8.23 | 0.948 | 3500 | 80
PKTU7D8U | Mercury Lighting Products Co. Inc. | Mercury Lighting | LW15-2-2700-40K-HTA-U30-UNI-XXXX | Indoor Luminaires | Linear Ambient | Direct Linear Ambient Luminaires | Standard | FALSE | [9 empty] | 3/9/2016 | Dimmable | Continuous (Can dim down to ≤ 10% (W)) | Yes |  |  | 2598 | 94.27 | 27.56 | 8.23 | 0.948 | 4000 | 80
P5KRRZJC | Mercury Lighting Products Co. Inc. | Mercury Lighting | LW15-2-2700-50K-HTA-U30-UNI-XXXX | Indoor Luminaires | Linear Ambient | Direct Linear Ambient Luminaires | Standard | FALSE | [9 empty] | 3/9/2016 | Dimmable | Continuous (Can dim down to ≤ 10% (W)) | Yes |  |  | 2682 | 97.31 | 27.56 | 8.23 | 0.948 | 5000 | 80
PP7CM7WB | Mercury Lighting Products Co. Inc. | Mercury Lighting | LW15-4-3800-30K-HTA-U55-UNI-XXXX | Indoor Luminaires | Linear Ambient | Direct Linear Ambient Luminaires | Standard | FALSE | [9 empty] | 3/9/2016 | Dimmable | Continuous (Can dim down to ≤ 10% (W)) | Yes |  |  | 3613 | 97.73 | 36.81 | 8.9 | 0.963 | 3000 | 80
PJQM9CHV | Mercury Lighting Products Co. Inc. | Mercury Lighting | LW15-4-3800-35K-HTA-U55-UNI-XXXX | Indoor Luminaires | Linear Ambient | Direct Linear Ambient Luminaires | Standard | FALSE | [9 empty] | 3/9/2016 | Dimmable | Continuous (Can dim down to ≤ 10% (W)) | Yes |  |  | 3675 | 99.4 | 36.81 | 8.9 | 0.963 | 3500 | 80
PTE776JV | Mercury Lighting Products Co. Inc. | Mercury Lighting | LW15-4-3800-40K-HTA-U55-UNI-XXXX | Indoor Luminaires | Linear Ambient | Direct Linear Ambient Luminaires | Standard | FALSE | [9 empty] | 3/9/2016 | Dimmable | Continuous (Can dim down to ≤ 10% (W)) | Yes |  |  | 3797 | 102.7 | 36.81 | 8.9 | 0.963 | 4000 | 80
PUW9RFRD | Mercury Lighting Products Co. Inc. | Mercury Lighting | LW15-4-3800-50K-HTA-U55-UNI-XXXX | Indoor Luminaires | Linear Ambient | Direct Linear Ambient Luminaires | Standard | FALSE | [9 empty] | 3/9/2016 | Dimmable | Continuous (Can dim down to ≤ 10% (W)) | Yes |  |  | 3920 | 106.03 | 36.81 | 8.9 | 0.963 | 5000 | 80
PGMFH49N | Mercury Lighting Products Co. Inc. | Mercury Lighting | LW15-4-4500-30K-HTA-U55-UNI-XXXX | Indoor Luminaires | Linear Ambient | Direct Linear Ambient Luminaires | Standard | FALSE | [9 empty] | 3/9/2016 | Dimmable | Continuous (Can dim down to ≤ 10% (W)) | Yes |  |  | 4320 | 96.93 | 44.57 | 8.74 | 0.97 | 3000 | 80
PH56S8AB | Mercury Lighting Products Co. Inc. | Mercury Lighting | LW15-4-4500-35K-HTA-U55-UNI-XXXX | Indoor Luminaires | Linear Ambient | Direct Linear Ambient Luminaires | Standard | FALSE | [9 empty] | 3/9/2016 | Dimmable | Continuous (Can dim down to ≤ 10% (W)) | Yes |  |  | 4394 | 98.59 | 44.57 | 8.74 | 0.97 | 3500 | 80
PCH8B19N | Mercury Lighting Products Co. Inc. | Mercury Lighting | LW15-4-4500-40K-HTA-U55-UNI-XXXX | Indoor Luminaires | Linear Ambient | Direct Linear Ambient Luminaires | Standard | FALSE | [9 empty] | 3/9/2016 | Dimmable | Continuous (Can dim down to ≤ 10% (W)) | Yes |  |  | 4540 | 101.86 | 44.57 | 8.74 | 0.97 | 4000 | 80
PETU3AT5 | Mercury Lighting Products Co. Inc. | Mercury Lighting | LW15-4-4500-50K-HTA-U55-UNI-XXXX | Indoor Luminaires | Linear Ambient | Direct Linear Ambient Luminaires | Standard | FALSE | [9 empty] | 3/9/2016 | Dimmable | Continuous (Can dim down to ≤ 10% (W)) | Yes |  |  | 4686 | 105.14 | 44.57 | 8.74 | 0.97 | 5000 | 80
PKC51E7B | Mercury Lighting Products Co. Inc. | Mercury Lighting | LW15-4-5000-30K-HTA-U55-UNI-XXXX | Indoor Luminaires | Linear Ambient | Direct Linear Ambient Luminaires | Standard | FALSE | [9 empty] | 3/9/2016 | Dimmable | Continuous (Can dim down to ≤ 10% (W)) | Yes |  |  | 4772 | 95.38 | 50.03 | 8.64 | 0.973 | 3000 | 80
PCE1HHHJ | Mercury Lighting Products Co. Inc. | Mercury Lighting | LW15-4-5000-35K-HTA-U55-UNI-XXXX | Indoor Luminaires | Linear Ambient | Direct Linear Ambient Luminaires | Standard | FALSE | [9 empty] | 3/9/2016 | Dimmable | Continuous (Can dim down to ≤ 10% (W)) | Yes |  |  | 4852 | 96.98 | 50.03 | 8.64 | 0.973 | 3500 | 80
PKBR8JTR | Mercury Lighting Products Co. Inc. | Mercury Lighting | LW15-4-5000-40K-HTA-U55-UNI-XXXX | Indoor Luminaires | Linear Ambient | Direct Linear Ambient Luminaires | Standard | FALSE | [9 empty] | 3/9/2016 | Dimmable | Continuous (Can dim down to ≤ 10% (W)) | Yes |  |  | 5014 | 100.22 | 50.03 | 8.64 | 0.973 | 4000 | 80
PPBQRS2C | Mercury Lighting Products Co. Inc. | Mercury Lighting | LW15-4-5000-50K-HTA-U55-UNI-XXXX | Indoor Luminaires | Linear Ambient | Direct Linear Ambient Luminaires | Standard | FALSE | [9 empty] | 3/9/2016 | Dimmable | Continuous (Can dim down to ≤ 10% (W)) | Yes |  |  | 5176 | 103.46 | 50.03 | 8.64 | 0.973 | 5000 | 80
P3NSNFN7 | Mercury Lighting Products Co. Inc. | Mercury Lighting | LW3-8-9500-30K-HTA-U55-2D-UNI-XXXX | Indoor Luminaires | Linear Ambient | Direct Linear Ambient Luminaires | Standard | FALSE | [9 empty] | 2/17/2016 | Dimmable | Continuous (Can dim down to ≤ 10% (W)) | Yes |  |  | 8907 | 90.34 | 98.59 | 8.65 | 0.973 | 3000 | 80
PA6JTVWU | Mercury Lighting Products Co. Inc. | Mercury Lighting | LW3-8-9500-30K-HTA-U55-2D-UNI-SR-XXXX | Indoor Luminaires | Linear Ambient | Direct Linear Ambient Luminaires | Standard | FALSE | [9 empty] | 2/17/2016 | Dimmable | Continuous (Can dim down to ≤ 10% (W)) | Yes |  |  | 8907 | 90.34 | 98.59 | 8.65 | 0.973 | 3000 | 80
PMTJCE24 | Mercury Lighting Products Co. Inc. | Mercury Lighting | LW3-8-9500-35K-HTA-U55-2D-UNI-XXXX | Indoor Luminaires | Linear Ambient | Direct Linear Ambient Luminaires | Standard | FALSE | [9 empty] | 2/17/2016 | Dimmable | Continuous (Can dim down to ≤ 10% (W)) | Yes |  |  | 9048 | 91.77 | 98.59 | 8.65 | 0.973 | 3500 | 80
PQ1ZPK7U | Mercury Lighting Products Co. Inc. | Mercury Lighting | LW3-8-9500-35K-HTA-U55-2D-UNI-SR-XXXX | Indoor Luminaires | Linear Ambient | Direct Linear Ambient Luminaires | Standard | FALSE | [9 empty] | 2/17/2016 | Dimmable | Continuous (Can dim down to ≤ 10% (W)) | Yes |  |  | 9048 | 91.77 | 98.59 | 8.65 | 0.973 | 3500 | 80
PPDZ2K44 | Mercury Lighting Products Co. Inc. | Mercury Lighting | LW3-8-9500-40K-HTA-U55-2D-UNI-XXXX | Indoor Luminaires | Linear Ambient | Direct Linear Ambient Luminaires | Standard | FALSE | [9 empty] | 2/17/2016 | Dimmable | Continuous (Can dim down to ≤ 10% (W)) | Yes |  |  | 9331 | 94.64 | 98.59 | 8.65 | 0.973 | 4000 | 80
P8A888JD | Mercury Lighting Products Co. Inc. | Mercury Lighting | LW3-8-9500-40K-HTA-U55-2D-UNI-SR-XXXX | Indoor Luminaires | Linear Ambient | Direct Linear Ambient Luminaires | Standard | FALSE | [9 empty] | 2/17/2016 | Dimmable | Continuous (Can dim down to ≤ 10% (W)) | Yes |  |  | 9331 | 94.64 | 98.59 | 8.65 | 0.973 | 4000 | 80
P154422W | Mercury Lighting Products Co. Inc. | Mercury Lighting | LW3-8-9500-50K-HTA-U55-2D-UNI-XXXX | Indoor Luminaires | Linear Ambient | Direct Linear Ambient Luminaires | Standard | FALSE | [9 empty] | 2/17/2016 | Dimmable | Continuous (Can dim down to ≤ 10% (W)) | Yes |  |  | 9614 | 97.51 | 98.59 | 8.65 | 0.973 | 5000 | 80
PNPRJ5RP | Mercury Lighting Products Co. Inc. | Mercury Lighting | LW3-8-9500-50K-HTA-U55-2D-UNI-SR-XXXX | Indoor Luminaires | Linear Ambient | Direct Linear Ambient Luminaires | Standard | FALSE | [9 empty] | 2/17/2016 | Dimmable | Continuous (Can dim down to ≤ 10% (W)) | Yes |  |  | 9614 | 97.51 | 98.59 | 8.65 | 0.973 | 5000 | 80
PX396QPX | Mercury Lighting Products Co. Inc. | Mercury Lighting | LW14-8-10000-30K-HTA-U55-2D-UNI-XXXX | Indoor Luminaires | Linear Ambient | Direct Linear Ambient Luminaires | Standard | FALSE | [9 empty] | 2/17/2016 | Dimmable | Continuous (Can dim down to ≤ 10% (W)) | Yes |  |  | 9889 | 95.38 | 103.68 | 8.59 | 0.975 | 3000 | 80
P3U2K21N | Mercury Lighting Products Co. Inc. | Mercury Lighting | LW14-8-10000-30K-HTA-U55-2D-UNI-SR-XXXX | Indoor Luminaires | Linear Ambient | Direct Linear Ambient Luminaires | Standard | FALSE | [9 empty] | 2/17/2016 | Dimmable | Continuous (Can dim down to ≤ 10% (W)) | Yes |  |  | 9889 | 95.38 | 103.68 | 8.59 | 0.975 | 3000 | 80
PSMEFS1Y | Mercury Lighting Products Co. Inc. | Mercury Lighting | LW15-8-10000-30K-HTA-U55-2D-UNI-XXXX | Indoor Luminaires | Linear Ambient | Direct Linear Ambient Luminaires | Standard | FALSE | [9 empty] | 2/17/2016 | Dimmable | Continuous (Can dim down to ≤ 10% (W)) | Yes |  |  | 9889 | 95.38 | 103.68 | 8.59 | 0.975 | 3000 | 80
P55UTE8A | Mercury Lighting Products Co. Inc. | Mercury Lighting | LW14-8-10000-35K-HTA-U55-2D-UNI-XXXX | Indoor Luminaires | Linear Ambient | Direct Linear Ambient Luminaires | Standard | FALSE | [9 empty] | 2/17/2016 | Dimmable | Continuous (Can dim down to ≤ 10% (W)) | Yes |  |  | 10057 | 97 | 103.68 | 8.59 | 0.975 | 3500 | 80
P1JSRNRM | Mercury Lighting Products Co. Inc. | Mercury Lighting | LW14-8-10000-35K-HTA-U55-2D-UNI-SR-XXXX | Indoor Luminaires | Linear Ambient | Direct Linear Ambient Luminaires | Standard | FALSE | [9 empty] | 2/17/2016 | Dimmable | Continuous (Can dim down to ≤ 10% (W)) | Yes |  |  | 10057 | 97 | 103.68 | 8.59 | 0.975 | 3500 | 80
PH8CU6S8 | Mercury Lighting Products Co. Inc. | Mercury Lighting | LW15-8-10000-35K-HTA-U55-2D-UNI-XXXX | Indoor Luminaires | Linear Ambient | Direct Linear Ambient Luminaires | Standard | FALSE | [9 empty] | 2/17/2016 | Dimmable | Continuous (Can dim down to ≤ 10% (W)) | Yes |  |  | 10057 | 97 | 103.68 | 8.59 | 0.975 | 3500 | 80
PKCU9BH6 | Mercury Lighting Products Co. Inc. | Mercury Lighting | LW14-8-10000-40K-HTA-U55-2D-UNI-XXXX | Indoor Luminaires | Linear Ambient | Direct Linear Ambient Luminaires | Standard | FALSE | [9 empty] | 2/17/2016 | Dimmable | Continuous (Can dim down to ≤ 10% (W)) | Yes |  |  | 10392 | 100.23 | 103.68 | 8.59 | 0.975 | 4000 | 80
PCKCN112 | Mercury Lighting Products Co. Inc. | Mercury Lighting | LW14-8-10000-40K-HTA-U55-2D-UNI-SR-XXXX | Indoor Luminaires | Linear Ambient | Direct Linear Ambient Luminaires | Standard | FALSE | [9 empty] | 2/17/2016 | Dimmable | Continuous (Can dim down to ≤ 10% (W)) | Yes |  |  | 10392 | 100.23 | 103.68 | 8.59 | 0.975 | 4000 | 80
P7QNJRWB | Mercury Lighting Products Co. Inc. | Mercury Lighting | LW15-8-10000-40K-HTA-U55-2D-UNI-XXXX | Indoor Luminaires | Linear Ambient | Direct Linear Ambient Luminaires | Standard | FALSE | [9 empty] | 2/17/2016 | Dimmable | Continuous (Can dim down to ≤ 10% (W)) | Yes |  |  | 10392 | 100.23 | 103.68 | 8.59 | 0.975 | 4000 | 80
PKJ5PKBJ | Mercury Lighting Products Co. Inc. | Mercury Lighting | LW14-8-10000-50K-HTA-U55-2D-UNI-XXXX | Indoor Luminaires | Linear Ambient | Direct Linear Ambient Luminaires | Standard | FALSE | [9 empty] | 2/17/2016 | Dimmable | Continuous (Can dim down to ≤ 10% (W)) | Yes |  |  | 10728 | 103.47 | 103.68 | 8.59 | 0.975 | 5000 | 80
PNCXWHZV | Mercury Lighting Products Co. Inc. | Mercury Lighting | LW14-8-10000-50K-HTA-U55-2D-UNI-SR-XXXX | Indoor Luminaires | Linear Ambient | Direct Linear Ambient Luminaires | Standard | FALSE | [9 empty] | 2/17/2016 | Dimmable | Continuous (Can dim down to ≤ 10% (W)) | Yes |  |  | 10728 | 103.47 | 103.68 | 8.59 | 0.975 | 5000 | 80
P3ATDZEX | Mercury Lighting Products Co. Inc. | Mercury Lighting | LW15-8-10000-50K-HTA-U55-2D-UNI-XXXX | Indoor Luminaires | Linear Ambient | Direct Linear Ambient Luminaires | Standard | FALSE | [9 empty] | 2/17/2016 | Dimmable | Continuous (Can dim down to ≤ 10% (W)) | Yes |  |  | 10728 | 103.47 | 103.68 | 8.59 | 0.975 | 5000 | 80
P8QCWZVM | Mercury Lighting Products Co. Inc. | Mercury Lighting | LW10-8-6000-30K-HTA-U55-UNI-XXXX | Indoor Luminaires | Linear Ambient | Direct Linear Ambient Luminaires | Standard | FALSE | [9 empty] | 2/17/2016 | Dimmable | Continuous (Can dim down to ≤ 10% (W)) | Yes |  |  | 5651 | 94.79 | 59.61 | 8.53 | 0.977 | 3000 | 80
PUZJQ57A | Mercury Lighting Products Co. Inc. | Mercury Lighting | LW10-8-6000-30K-HTA-U55-UNI-SR-XXXX | Indoor Luminaires | Linear Ambient | Direct Linear Ambient Luminaires | Standard | FALSE | [9 empty] | 2/17/2016 | Dimmable | Continuous (Can dim down to ≤ 10% (W)) | Yes |  |  | 5651 | 94.79 | 59.61 | 8.53 | 0.977 | 3000 | 80
P3ZV1GW1 | Mercury Lighting Products Co. Inc. | Mercury Lighting | LW15-8-6000-30K-HTA-U55-UNI-XXXX | Indoor Luminaires | Linear Ambient | Direct Linear Ambient Luminaires | Standard | FALSE | [9 empty] | 2/17/2016 | Dimmable | Continuous (Can dim down to ≤ 10% (W)) | Yes |  |  | 5651 | 94.79 | 59.61 | 8.53 | 0.977 | 3000 | 80
PHQ2SBGD | Mercury Lighting Products Co. Inc. | Mercury Lighting | LW10-8-6000-35K-HTA-U55-UNI-XXXX | Indoor Luminaires | Linear Ambient | Direct Linear Ambient Luminaires | Standard | FALSE | [9 empty] | 2/17/2016 | Dimmable | Continuous (Can dim down to ≤ 10% (W)) | Yes |  |  | 5747 | 96.4 | 59.61 | 8.53 | 0.977 | 3500 | 80
PQ4F2SQM | Mercury Lighting Products Co. Inc. | Mercury Lighting | LW10-8-6000-35K-HTA-U55-UNI-SR-XXXX | Indoor Luminaires | Linear Ambient | Direct Linear Ambient Luminaires | Standard | FALSE | [9 empty] | 2/17/2016 | Dimmable | Continuous (Can dim down to ≤ 10% (W)) | Yes |  |  | 5747 | 96.4 | 59.61 | 8.53 | 0.977 | 3500 | 80
P522VR84 | Mercury Lighting Products Co. Inc. | Mercury Lighting | LW15-8-6000-35K-HTA-U55-UNI-XXXX | Indoor Luminaires | Linear Ambient | Direct Linear Ambient Luminaires | Standard | FALSE | [9 empty] | 2/17/2016 | Dimmable | Continuous (Can dim down to ≤ 10% (W)) | Yes |  |  | 5747 | 96.4 | 59.61 | 8.53 | 0.977 | 3500 | 80
PNPFP3UA | Mercury Lighting Products Co. Inc. | Mercury Lighting | LW10-8-6000-40K-HTA-U55-UNI-XXXX | Indoor Luminaires | Linear Ambient | Direct Linear Ambient Luminaires | Standard | FALSE | [9 empty] | 2/17/2016 | Dimmable | Continuous (Can dim down to ≤ 10% (W)) | Yes |  |  | 5938 | 99.61 | 59.61 | 8.53 | 0.977 | 4000 | 80
PK7PTU71 | Mercury Lighting Products Co. Inc. | Mercury Lighting | LW10-8-6000-40K-HTA-U55-UNI-SR-XXXX | Indoor Luminaires | Linear Ambient | Direct Linear Ambient Luminaires | Standard | FALSE | [9 empty] | 2/17/2016 | Dimmable | Continuous (Can dim down to ≤ 10% (W)) | Yes |  |  | 5938 | 99.61 | 59.61 | 8.53 | 0.977 | 4000 | 80
P9KEYPGD | Mercury Lighting Products Co. Inc. | Mercury Lighting | LW15-8-6000-40K-HTA-U55-UNI-XXXX | Indoor Luminaires | Linear Ambient | Direct Linear Ambient Luminaires | Standard | FALSE | [9 empty] | 2/17/2016 | Dimmable | Continuous (Can dim down to ≤ 10% (W)) | Yes |  |  | 5938 | 99.61 | 59.61 | 8.53 | 0.977 | 4000 | 80
P5CYPSY8 | Mercury Lighting Products Co. Inc. | Mercury Lighting | LW10-8-6000-50K-HTA-U55-UNI-XXXX | Indoor Luminaires | Linear Ambient | Direct Linear Ambient Luminaires | Standard | FALSE | [9 empty] | 2/17/2016 | Dimmable | Continuous (Can dim down to ≤ 10% (W)) | Yes |  |  | 6130 | 102.83 | 59.61 | 8.53 | 0.977 | 5000 | 80
P73E1X75 | Mercury Lighting Products Co. Inc. | Mercury Lighting | LW10-8-6000-50K-HTA-U55-UNI-SR-XXXX | Indoor Luminaires | Linear Ambient | Direct Linear Ambient Luminaires | Standard | FALSE | [9 empty] | 2/17/2016 | Dimmable | Continuous (Can dim down to ≤ 10% (W)) | Yes |  |  | 6130 | 102.83 | 59.61 | 8.53 | 0.977 | 5000 | 80
PBVDHXDD | Mercury Lighting Products Co. Inc. | Mercury Lighting | LW15-8-6000-50K-HTA-U55-UNI-XXXX | Indoor Luminaires | Linear Ambient | Direct Linear Ambient Luminaires | Standard | FALSE | [9 empty] | 2/17/2016 | Dimmable | Continuous (Can dim down to ≤ 10% (W)) | Yes |  |  | 6130 | 102.83 | 59.61 | 8.53 | 0.977 | 5000 | 80
P72H7SW5 | Mercury Lighting Products Co. Inc. | Mercury Lighting | LW3-8-6000-30K-HTA-U80TW-UNI-XXXX | Indoor Luminaires | Linear Ambient | Direct Linear Ambient Luminaires | Standard | FALSE | [9 empty] | 2/17/2016 | Dimmable | Continuous (Can dim down to ≤ 10% (W)) | Yes |  |  | 5320 | 91.37 | 58.22 | 9.62 | 0.977 | 3000 | 80
PRX7C2ZT | Mercury Lighting Products Co. Inc. | Mercury Lighting | LW3-8-6000-30K-HTA-U80TW-UNI-SR-XXXX | Indoor Luminaires | Linear Ambient | Direct Linear Ambient Luminaires | Standard | FALSE | [9 empty] | 2/17/2016 | Dimmable | Continuous (Can dim down to ≤ 10% (W)) | Yes |  |  | 5320 | 91.37 | 58.22 | 9.62 | 0.977 | 3000 | 80
PKSAK6BN | Mercury Lighting Products Co. Inc. | Mercury Lighting | LW3-8-6000-35K-HTA-U80TW-UNI-XXXX | Indoor Luminaires | Linear Ambient | Direct Linear Ambient Luminaires | Standard | FALSE | [9 empty] | 2/17/2016 | Dimmable | Continuous (Can dim down to ≤ 10% (W)) | Yes |  |  | 5410 | 92.92 | 58.22 | 9.62 | 0.977 | 3500 | 80
PEH26A58 | Mercury Lighting Products Co. Inc. | Mercury Lighting | LW3-8-6000-35K-HTA-U80TW-UNI-SR-XXXX | Indoor Luminaires | Linear Ambient | Direct Linear Ambient Luminaires | Standard | FALSE | [9 empty] | 2/17/2016 | Dimmable | Continuous (Can dim down to ≤ 10% (W)) | Yes |  |  | 5410 | 92.92 | 58.22 | 9.62 | 0.977 | 3500 | 80
P1AQ1CA8 | Mercury Lighting Products Co. Inc. | Mercury Lighting | LW3-8-6000-40K-HTA-U80TW-UNI-XXXX | Indoor Luminaires | Linear Ambient | Direct Linear Ambient Luminaires | Standard | FALSE | [9 empty] | 2/17/2016 | Dimmable | Continuous (Can dim down to ≤ 10% (W)) | Yes |  |  | 5952 | 102.23 | 58.22 | 9.62 | 0.977 | 4000 | 80
PKQRACDS | Mercury Lighting Products Co. Inc. | Mercury Lighting | LW3-8-6000-40K-HTA-U80TW-UNI-SR-XXXX | Indoor Luminaires | Linear Ambient | Direct Linear Ambient Luminaires | Standard | FALSE | [9 empty] | 2/17/2016 | Dimmable | Continuous (Can dim down to ≤ 10% (W)) | Yes |  |  | 5952 | 102.23 | 58.22 | 9.62 | 0.977 | 4000 | 80
PFHX6GM1 | Mercury Lighting Products Co. Inc. | Mercury Lighting | LW3-8-6000-50K-HTA-U80TW-UNI-XXXX | Indoor Luminaires | Linear Ambient | Direct Linear Ambient Luminaires | Standard | FALSE | [9 empty] | 2/17/2016 | Dimmable | Continuous (Can dim down to ≤ 10% (W)) | Yes |  |  | 6132 | 105.32 | 58.22 | 9.62 | 0.977 | 5000 | 80
PDD82C23 | Mercury Lighting Products Co. Inc. | Mercury Lighting | LW3-8-6000-50K-HTA-U80TW-UNI-SR-XXXX | Indoor Luminaires | Linear Ambient | Direct Linear Ambient Luminaires | Standard | FALSE | [9 empty] | 2/17/2016 | Dimmable | Continuous (Can dim down to ≤ 10% (W)) | Yes |  |  | 6132 | 105.32 | 58.22 | 9.62 | 0.977 | 5000 | 80
PJPGPF9A | Mercury Lighting Products Co. Inc. | Mercury Lighting | LW4-4-2100-30K-HTA-U30-UNI-SR-XXXX | Indoor Luminaires | Linear Ambient | Direct Linear Ambient Luminaires | Standard | FALSE | [9 empty] | 11/20/2015 | Dimmable | Continuous (Can dim down to ≤ 10% (W)) | Yes |  |  | 2018 | 90.9 | 22.2 | 8.86 | 0.929 | 3000 | 80
PHWXNK4H | Mercury Lighting Products Co. Inc. | Mercury Lighting | LW10-4-2100-30K-HTA-U30-UNI-SR-XXXX | Indoor Luminaires | Linear Ambient | Direct Linear Ambient Luminaires | Standard | FALSE | [9 empty] | 11/20/2015 | Dimmable | Continuous (Can dim down to ≤ 10% (W)) | Yes |  |  | 2018 | 90.9 | 22.2 | 8.86 | 0.929 | 3000 | 80
PJ388HQ3 | Mercury Lighting Products Co. Inc. | Mercury Lighting | LW14-4-2100-30K-HTA-U30-UNI-SR-XXXX | Indoor Luminaires | Linear Ambient | Direct Linear Ambient Luminaires | Standard | FALSE | [9 empty] | 11/20/2015 | Dimmable | Continuous (Can dim down to ≤ 10% (W)) | Yes |  |  | 2018 | 90.9 | 22.2 | 8.86 | 0.929 | 3000 | 80
PKEJDUFU | Mercury Lighting Products Co. Inc. | Mercury Lighting | LW4-4-2100-35K-HTA-U30-UNI-SR-XXXX | Indoor Luminaires | Linear Ambient | Direct Linear Ambient Luminaires | Standard | FALSE | [9 empty] | 11/20/2015 | Dimmable | Continuous (Can dim down to ≤ 10% (W)) | Yes |  |  | 2052 | 92.43 | 22.2 | 8.86 | 0.929 | 3500 | 80
PHY45FPT | Mercury Lighting Products Co. Inc. | Mercury Lighting | LW10-4-2100-35K-HTA-U30-UNI-SR-XXXX | Indoor Luminaires | Linear Ambient | Direct Linear Ambient Luminaires | Standard | FALSE | [9 empty] | 11/20/2015 | Dimmable | Continuous (Can dim down to ≤ 10% (W)) | Yes |  |  | 2052 | 92.43 | 22.2 | 8.86 | 0.929 | 3500 | 80
PZJY29J9 | Mercury Lighting Products Co. Inc. | Mercury Lighting | LW14-4-2100-35K-HTA-U30-UNI-SR-XXXX | Indoor Luminaires | Linear Ambient | Direct Linear Ambient Luminaires | Standard | FALSE | [9 empty] | 11/20/2015 | Dimmable | Continuous (Can dim down to ≤ 10% (W)) | Yes |  |  | 2052 | 92.43 | 22.2 | 8.86 | 0.929 | 3500 | 80
PGXWF1E4 | Mercury Lighting Products Co. Inc. | Mercury Lighting | LW4-4-2100-40K-HTA-U30-UNI-SR-XXXX | Indoor Luminaires | Linear Ambient | Direct Linear Ambient Luminaires | Standard | FALSE | [9 empty] | 11/20/2015 | Dimmable | Continuous (Can dim down to ≤ 10% (W)) | Yes |  |  | 2121 | 95.54 | 22.2 | 8.86 | 0.929 | 4000 | 80
PNY6U948 | Mercury Lighting Products Co. Inc. | Mercury Lighting | LW10-4-2100-40K-HTA-U30-UNI-SR-XXXX | Indoor Luminaires | Linear Ambient | Direct Linear Ambient Luminaires | Standard | FALSE | [9 empty] | 11/20/2015 | Dimmable | Continuous (Can dim down to ≤ 10% (W)) | Yes |  |  | 2121 | 95.54 | 22.2 | 8.86 | 0.929 | 4000 | 80
PJ8JX3R9 | Mercury Lighting Products Co. Inc. | Mercury Lighting | LW14-4-2100-40K-HTA-U30-UNI-SR-XXXX | Indoor Luminaires | Linear Ambient | Direct Linear Ambient Luminaires | Standard | FALSE | [9 empty] | 11/20/2015 | Dimmable | Continuous (Can dim down to ≤ 10% (W)) | Yes |  |  | 2121 | 95.54 | 22.2 | 8.86 | 0.929 | 4000 | 80
P73SDQ1V | Mercury Lighting Products Co. Inc. | Mercury Lighting | LW4-4-2100-50K-HTA-U30-UNI-SR-XXXX | Indoor Luminaires | Linear Ambient | Direct Linear Ambient Luminaires | Standard | FALSE | [9 empty] | 11/20/2015 | Dimmable | Continuous (Can dim down to ≤ 10% (W)) | Yes |  |  | 2189 | 98.6 | 22.2 | 8.86 | 0.929 | 5000 | 80
PTKFJE4C | Mercury Lighting Products Co. Inc. | Mercury Lighting | LW10-4-2100-50K-HTA-U30-UNI-SR-XXXX | Indoor Luminaires | Linear Ambient | Direct Linear Ambient Luminaires | Standard | FALSE | [9 empty] | 11/20/2015 | Dimmable | Continuous (Can dim down to ≤ 10% (W)) | Yes |  |  | 2189 | 98.6 | 22.2 | 8.86 | 0.929 | 5000 | 80
PTX84BZ6 | Mercury Lighting Products Co. Inc. | Mercury Lighting | LW14-4-2100-50K-HTA-U30-UNI-SR-XXXX | Indoor Luminaires | Linear Ambient | Direct Linear Ambient Luminaires | Standard | FALSE | [9 empty] | 11/20/2015 | Dimmable | Continuous (Can dim down to ≤ 10% (W)) | Yes |  |  | 2189 | 98.6 | 22.2 | 8.86 | 0.929 | 5000 | 80
PA8MGUUQ | Mercury Lighting Products Co. Inc. | Mercury Lighting | LW10-4-2100-30K-HTA-U30-UNI-XXXX | Indoor Luminaires | Linear Ambient | Direct Linear Ambient Luminaires | Standard | FALSE | [9 empty] | 11/20/2015 | Dimmable | Continuous (Can dim down to ≤ 10% (W)) | Yes |  |  | 2018 | 90.9 | 22.2 | 8.86 | 0.929 | 3000 | 80
PMPDF4AK | Mercury Lighting Products Co. Inc. | Mercury Lighting | LW10-4-2100-35K-HTA-U30-UNI-XXXX | Indoor Luminaires | Linear Ambient | Direct Linear Ambient Luminaires | Standard | FALSE | [9 empty] | 11/20/2015 | Dimmable | Continuous (Can dim down to ≤ 10% (W)) | Yes |  |  | 2052 | 92.43 | 22.2 | 8.86 | 0.929 | 3500 | 80
P4DCKPJ5 | Mercury Lighting Products Co. Inc. | Mercury Lighting | LW10-4-2100-40K-HTA-U30-UNI-XXXX | Indoor Luminaires | Linear Ambient | Direct Linear Ambient Luminaires | Standard | FALSE | [9 empty] | 11/20/2015 | Dimmable | Continuous (Can dim down to ≤ 10% (W)) | Yes |  |  | 2121 | 95.54 | 22.2 | 8.86 | 0.929 | 4000 | 80
PNZJ5A51 | Mercury Lighting Products Co. Inc. | Mercury Lighting | LW10-4-2100-50K-HTA-U30-UNI-XXXX | Indoor Luminaires | Linear Ambient | Direct Linear Ambient Luminaires | Standard | FALSE | [9 empty] | 11/20/2015 | Dimmable | Continuous (Can dim down to ≤ 10% (W)) | Yes |  |  | 2189 | 98.6 | 22.2 | 8.86 | 0.929 | 5000 | 80
PMM421D7 | Mercury Lighting Products Co. Inc. | Mercury Lighting | LW4-2-2100-30K-HTA-U30-UNI-SR-XXXX | Indoor Luminaires | Linear Ambient | Direct Linear Ambient Luminaires | Standard | FALSE | [9 empty] | 11/20/2015 | Dimmable | Continuous (Can dim down to ≤ 10% (W)) | Yes |  |  | 2056 | 89.74 | 22.91 | 8.76 | 0.932 | 3000 | 80
P5F76FEF | Mercury Lighting Products Co. Inc. | Mercury Lighting | LW10-2-2100-30K-HTA-U30-UNI-SR-XXXX | Indoor Luminaires | Linear Ambient | Direct Linear Ambient Luminaires | Standard | FALSE | [9 empty] | 11/20/2015 | Dimmable | Continuous (Can dim down to ≤ 10% (W)) | Yes |  |  | 2056 | 89.74 | 22.91 | 8.76 | 0.932 | 3000 | 80
P6CCM33Y | Mercury Lighting Products Co. Inc. | Mercury Lighting | LW14-2-2100-30K-HTA-U30-UNI-SR-XXXX | Indoor Luminaires | Linear Ambient | Direct Linear Ambient Luminaires | Standard | FALSE | [9 empty] | 11/20/2015 | Dimmable | Continuous (Can dim down to ≤ 10% (W)) | Yes |  |  | 2056 | 89.74 | 22.91 | 8.76 | 0.932 | 3000 | 80
PT5TXRAX | Mercury Lighting Products Co. Inc. | Mercury Lighting | LW4-2-2100-35K-HTA-U30-UNI-SR-XXXX | Indoor Luminaires | Linear Ambient | Direct Linear Ambient Luminaires | Standard | FALSE | [9 empty] | 11/20/2015 | Dimmable | Continuous (Can dim down to ≤ 10% (W)) | Yes |  |  | 2091 | 91.27 | 22.91 | 8.76 | 0.932 | 3500 | 80
PJBNTZZ9 | Mercury Lighting Products Co. Inc. | Mercury Lighting | LW10-2-2100-35K-HTA-U30-UNI-SR-XXXX | Indoor Luminaires | Linear Ambient | Direct Linear Ambient Luminaires | Standard | FALSE | [9 empty] | 11/20/2015 | Dimmable | Continuous (Can dim down to ≤ 10% (W)) | Yes |  |  | 2091 | 91.27 | 22.91 | 8.76 | 0.932 | 3500 | 80
PCJQC7N9 | Mercury Lighting Products Co. Inc. | Mercury Lighting | LW14-2-2100-35K-HTA-U30-UNI-SR-XXXX | Indoor Luminaires | Linear Ambient | Direct Linear Ambient Luminaires | Standard | FALSE | [9 empty] | 11/20/2015 | Dimmable | Continuous (Can dim down to ≤ 10% (W)) | Yes |  |  | 2091 | 91.27 | 22.91 | 8.76 | 0.932 | 3500 | 80
P8FPHDYS | Mercury Lighting Products Co. Inc. | Mercury Lighting | LW4-2-2100-40K-HTA-U30-UNI-SR-XXXX | Indoor Luminaires | Linear Ambient | Direct Linear Ambient Luminaires | Standard | FALSE | [9 empty] | 11/20/2015 | Dimmable | Continuous (Can dim down to ≤ 10% (W)) | Yes |  |  | 2160 | 94.28 | 22.91 | 8.76 | 0.932 | 4000 | 80
PWGTHBB3 | Mercury Lighting Products Co. Inc. | Mercury Lighting | LW10-2-2100-40K-HTA-U30-UNI-SR-XXXX | Indoor Luminaires | Linear Ambient | Direct Linear Ambient Luminaires | Standard | FALSE | [9 empty] | 11/20/2015 | Dimmable | Continuous (Can dim down to ≤ 10% (W)) | Yes |  |  | 2160 | 94.28 | 22.91 | 8.76 | 0.932 | 4000 | 80
PRKDKCKV | Mercury Lighting Products Co. Inc. | Mercury Lighting | LW14-2-2100-40K-HTA-U30-UNI-SR-XXXX | Indoor Luminaires | Linear Ambient | Direct Linear Ambient Luminaires | Standard | FALSE | [9 empty] | 11/20/2015 | Dimmable | Continuous (Can dim down to ≤ 10% (W)) | Yes |  |  | 2160 | 94.28 | 22.91 | 8.76 | 0.932 | 4000 | 80
PDVNSRF3 | Mercury Lighting Products Co. Inc. | Mercury Lighting | LW4-2-2100-50K-HTA-U30-UNI-SR-XXXX | Indoor Luminaires | Linear Ambient | Direct Linear Ambient Luminaires | Standard | FALSE | [9 empty] | 11/20/2015 | Dimmable | Continuous (Can dim down to ≤ 10% (W)) | Yes |  |  | 2230 | 97.33 | 22.91 | 8.76 | 0.932 | 5000 | 80
P3XJ5RZU | Mercury Lighting Products Co. Inc. | Mercury Lighting | LW10-2-2100-50K-HTA-U30-UNI-SR-XXXX | Indoor Luminaires | Linear Ambient | Direct Linear Ambient Luminaires | Standard | FALSE | [9 empty] | 11/20/2015 | Dimmable | Continuous (Can dim down to ≤ 10% (W)) | Yes |  |  | 2230 | 97.33 | 22.91 | 8.76 | 0.932 | 5000 | 80
PZDQMMEX | Mercury Lighting Products Co. Inc. | Mercury Lighting | LW14-2-2100-50K-HTA-U30-UNI-SR-XXXX | Indoor Luminaires | Linear Ambient | Direct Linear Ambient Luminaires | Standard | FALSE | [9 empty] | 11/20/2015 | Dimmable | Continuous (Can dim down to ≤ 10% (W)) | Yes |  |  | 2230 | 97.33 | 22.91 | 8.76 | 0.932 | 5000 | 80
P54KXXGX | Mercury Lighting Products Co. Inc. | Mercury Lighting | LW10-2-2100-30K-HTA-U30-UNI-XXXX | Indoor Luminaires | Linear Ambient | Direct Linear Ambient Luminaires | Standard | FALSE | [9 empty] | 11/20/2015 | Dimmable | Continuous (Can dim down to ≤ 10% (W)) | Yes |  |  | 2056 | 89.74 | 22.91 | 8.76 | 0.932 | 3000 | 80
P9M24CP5 | Mercury Lighting Products Co. Inc. | Mercury Lighting | LW10-2-2100-35K-HTA-U30-UNI-XXXX | Indoor Luminaires | Linear Ambient | Direct Linear Ambient Luminaires | Standard | FALSE | [9 empty] | 11/20/2015 | Dimmable | Continuous (Can dim down to ≤ 10% (W)) | Yes |  |  | 2091 | 91.27 | 22.91 | 8.76 | 0.932 | 3500 | 80
PVB1YSY3 | Mercury Lighting Products Co. Inc. | Mercury Lighting | LW10-2-2100-40K-HTA-U30-UNI-XXXX | Indoor Luminaires | Linear Ambient | Direct Linear Ambient Luminaires | Standard | FALSE | [9 empty] | 11/20/2015 | Dimmable | Continuous (Can dim down to ≤ 10% (W)) | Yes |  |  | 2160 | 94.28 | 22.91 | 8.76 | 0.932 | 4000 | 80
PVJNWNH2 | Mercury Lighting Products Co. Inc. | Mercury Lighting | LW10-2-2100-50K-HTA-U30-UNI-XXXX | Indoor Luminaires | Linear Ambient | Direct Linear Ambient Luminaires | Standard | FALSE | [9 empty] | 11/20/2015 | Dimmable | Continuous (Can dim down to ≤ 10% (W)) | Yes |  |  | 2230 | 97.33 | 22.91 | 8.76 | 0.932 | 5000 | 80
PFZ81E7H | Mercury Lighting Products Co. Inc. | Mercury Lighting | LW4-2-2300-30K-HTA-U30-UNI-SR-XXXX | Indoor Luminaires | Linear Ambient | Direct Linear Ambient Luminaires | Standard | FALSE | [9 empty] | 11/20/2015 | Dimmable | Continuous (Can dim down to ≤ 10% (W)) | Yes |  |  | 2234 | 90 | 24.82 | 8.52 | 0.94 | 3000 | 80
P1B439F4 | Mercury Lighting Products Co. Inc. | Mercury Lighting | LW10-2-2300-30K-HTA-U30-UNI-SR-XXXX | Indoor Luminaires | Linear Ambient | Direct Linear Ambient Luminaires | Standard | FALSE | [9 empty] | 11/20/2015 | Dimmable | Continuous (Can dim down to ≤ 10% (W)) | Yes |  |  | 2234 | 90 | 24.82 | 8.52 | 0.94 | 3000 | 80
PMSBPKZD | Mercury Lighting Products Co. Inc. | Mercury Lighting | LW14-2-2300-30K-HTA-U30-UNI-SR-XXXX | Indoor Luminaires | Linear Ambient | Direct Linear Ambient Luminaires | Standard | FALSE | [9 empty] | 11/20/2015 | Dimmable | Continuous (Can dim down to ≤ 10% (W)) | Yes |  |  | 2234 | 90 | 24.82 | 8.52 | 0.94 | 3000 | 80
PCYX5S4K | Mercury Lighting Products Co. Inc. | Mercury Lighting | LW4-2-2300-35K-HTA-U30-UNI-SR-XXXX | Indoor Luminaires | Linear Ambient | Direct Linear Ambient Luminaires | Standard | FALSE | [9 empty] | 11/20/2015 | Dimmable | Continuous (Can dim down to ≤ 10% (W)) | Yes |  |  | 2271 | 91.49 | 24.82 | 8.52 | 0.94 | 3500 | 80
PU8BK853 | Mercury Lighting Products Co. Inc. | Mercury Lighting | LW10-2-2300-35K-HTA-U30-UNI-SR-XXXX | Indoor Luminaires | Linear Ambient | Direct Linear Ambient Luminaires | Standard | FALSE | [9 empty] | 11/20/2015 | Dimmable | Continuous (Can dim down to ≤ 10% (W)) | Yes |  |  | 2271 | 91.49 | 24.82 | 8.52 | 0.94 | 3500 | 80
PW3C7RW4 | Mercury Lighting Products Co. Inc. | Mercury Lighting | LW14-2-2300-35K-HTA-U30-UNI-SR-XXXX | Indoor Luminaires | Linear Ambient | Direct Linear Ambient Luminaires | Standard | FALSE | [9 empty] | 11/20/2015 | Dimmable | Continuous (Can dim down to ≤ 10% (W)) | Yes |  |  | 2271 | 91.49 | 24.82 | 8.52 | 0.94 | 3500 | 80
P965ST9H | Mercury Lighting Products Co. Inc. | Mercury Lighting | LW4-2-2300-40K-HTA-U30-UNI-SR-XXXX | Indoor Luminaires | Linear Ambient | Direct Linear Ambient Luminaires | Standard | FALSE | [9 empty] | 11/20/2015 | Dimmable | Continuous (Can dim down to ≤ 10% (W)) | Yes |  |  | 2347 | 94.56 | 24.82 | 8.52 | 0.94 | 4000 | 80
P3MGBUXD | Mercury Lighting Products Co. Inc. | Mercury Lighting | LW10-2-2300-40K-HTA-U30-UNI-SR-XXXX | Indoor Luminaires | Linear Ambient | Direct Linear Ambient Luminaires | Standard | FALSE | [9 empty] | 11/20/2015 | Dimmable | Continuous (Can dim down to ≤ 10% (W)) | Yes |  |  | 2347 | 94.56 | 24.82 | 8.52 | 0.94 | 4000 | 80
PAM6YD8G | Mercury Lighting Products Co. Inc. | Mercury Lighting | LW14-2-2300-40K-HTA-U30-UNI-SR-XXXX | Indoor Luminaires | Linear Ambient | Direct Linear Ambient Luminaires | Standard | FALSE | [9 empty] | 11/20/2015 | Dimmable | Continuous (Can dim down to ≤ 10% (W)) | Yes |  |  | 2347 | 94.56 | 24.82 | 8.52 | 0.94 | 4000 | 80
PD3TBKBZ | Mercury Lighting Products Co. Inc. | Mercury Lighting | LW4-2-2300-50K-HTA-U30-UNI-SR-XXXX | Indoor Luminaires | Linear Ambient | Direct Linear Ambient Luminaires | Standard | FALSE | [9 empty] | 11/20/2015 | Dimmable | Continuous (Can dim down to ≤ 10% (W)) | Yes |  |  | 2423 | 97.62 | 24.82 | 8.52 | 0.94 | 5000 | 80
PY8R4CJC | Mercury Lighting Products Co. Inc. | Mercury Lighting | LW10-2-2300-50K-HTA-U30-UNI-SR-XXXX | Indoor Luminaires | Linear Ambient | Direct Linear Ambient Luminaires | Standard | FALSE | [9 empty] | 11/20/2015 | Dimmable | Continuous (Can dim down to ≤ 10% (W)) | Yes |  |  | 2423 | 97.62 | 24.82 | 8.52 | 0.94 | 5000 | 80
P33N95B2 | Mercury Lighting Products Co. Inc. | Mercury Lighting | LW14-2-2300-50K-HTA-U30-UNI-SR-XXXX | Indoor Luminaires | Linear Ambient | Direct Linear Ambient Luminaires | Standard | FALSE | [9 empty] | 11/20/2015 | Dimmable | Continuous (Can dim down to ≤ 10% (W)) | Yes |  |  | 2423 | 97.62 | 24.82 | 8.52 | 0.94 | 5000 | 80
PX4HQHZW | Mercury Lighting Products Co. Inc. | Mercury Lighting | LW10-2-2300-30K-HTA-U30-UNI-XXXX | Indoor Luminaires | Linear Ambient | Direct Linear Ambient Luminaires | Standard | FALSE | [9 empty] | 11/20/2015 | Dimmable | Continuous (Can dim down to ≤ 10% (W)) | Yes |  |  | 2234 | 90 | 24.82 | 8.52 | 0.94 | 3000 | 80
PSGHNXX6 | Mercury Lighting Products Co. Inc. | Mercury Lighting | LW10-2-2300-35K-HTA-U30-UNI-XXXX | Indoor Luminaires | Linear Ambient | Direct Linear Ambient Luminaires | Standard | FALSE | [9 empty] | 11/20/2015 | Dimmable | Continuous (Can dim down to ≤ 10% (W)) | Yes |  |  | 2271 | 91.49 | 24.82 | 8.52 | 0.94 | 3500 | 80
PDMRG8UD | Mercury Lighting Products Co. Inc. | Mercury Lighting | LW10-2-2300-40K-HTA-U30-UNI-XXXX | Indoor Luminaires | Linear Ambient | Direct Linear Ambient Luminaires | Standard | FALSE | [9 empty] | 11/20/2015 | Dimmable | Continuous (Can dim down to ≤ 10% (W)) | Yes |  |  | 2347 | 94.56 | 24.82 | 8.52 | 0.94 | 4000 | 80
PP1HRPAH | Mercury Lighting Products Co. Inc. | Mercury Lighting | LW10-2-2300-50K-HTA-U30-UNI-XXXX | Indoor Luminaires | Linear Ambient | Direct Linear Ambient Luminaires | Standard | FALSE | [9 empty] | 11/20/2015 | Dimmable | Continuous (Can dim down to ≤ 10% (W)) | Yes |  |  | 2423 | 97.62 | 24.82 | 8.52 | 0.94 | 5000 | 80
PTUZH7QS | Mercury Lighting Products Co. Inc. | Mercury Lighting | LW4-2-2500-30K-HTA-U30-UNI-SR-XXXX | Indoor Luminaires | Linear Ambient | Direct Linear Ambient Luminaires | Standard | FALSE | [9 empty] | 11/20/2015 | Dimmable | Continuous (Can dim down to ≤ 10% (W)) | Yes |  |  | 2429 | 89.79 | 27.05 | 8.28 | 0.947 | 3000 | 80
P8KWCMDF | Mercury Lighting Products Co. Inc. | Mercury Lighting | LW10-2-2500-30K-HTA-U30-UNI-SR-XXXX | Indoor Luminaires | Linear Ambient | Direct Linear Ambient Luminaires | Standard | FALSE | [9 empty] | 11/20/2015 | Dimmable | Continuous (Can dim down to ≤ 10% (W)) | Yes |  |  | 2429 | 89.79 | 27.05 | 8.28 | 0.947 | 3000 | 80
P1HRRWGY | Mercury Lighting Products Co. Inc. | Mercury Lighting | LW14-2-2500-30K-HTA-U30-UNI-SR-XXXX | Indoor Luminaires | Linear Ambient | Direct Linear Ambient Luminaires | Standard | FALSE | [9 empty] | 11/20/2015 | Dimmable | Continuous (Can dim down to ≤ 10% (W)) | Yes |  |  | 2429 | 89.79 | 27.05 | 8.28 | 0.947 | 3000 | 80
PR627TXJ | Mercury Lighting Products Co. Inc. | Mercury Lighting | LW4-2-2500-35K-HTA-U30-UNI-SR-XXXX | Indoor Luminaires | Linear Ambient | Direct Linear Ambient Luminaires | Standard | FALSE | [9 empty] | 11/20/2015 | Dimmable | Continuous (Can dim down to ≤ 10% (W)) | Yes |  |  | 2470 | 91.31 | 27.05 | 8.28 | 0.947 | 3500 | 80
PD985ZP8 | Mercury Lighting Products Co. Inc. | Mercury Lighting | LW10-2-2500-35K-HTA-U30-UNI-SR-XXXX | Indoor Luminaires | Linear Ambient | Direct Linear Ambient Luminaires | Standard | FALSE | [9 empty] | 11/20/2015 | Dimmable | Continuous (Can dim down to ≤ 10% (W)) | Yes |  |  | 2470 | 91.31 | 27.05 | 8.28 | 0.947 | 3500 | 80
PXUE1GQE | Mercury Lighting Products Co. Inc. | Mercury Lighting | LW14-2-2500-35K-HTA-U30-UNI-SR-XXXX | Indoor Luminaires | Linear Ambient | Direct Linear Ambient Luminaires | Standard | FALSE | [9 empty] | 11/20/2015 | Dimmable | Continuous (Can dim down to ≤ 10% (W)) | Yes |  |  | 2470 | 91.31 | 27.05 | 8.28 | 0.947 | 3500 | 80
PA4EWQ7X | Mercury Lighting Products Co. Inc. | Mercury Lighting | LW4-2-2500-40K-HTA-U30-UNI-SR-XXXX | Indoor Luminaires | Linear Ambient | Direct Linear Ambient Luminaires | Standard | FALSE | [9 empty] | 11/20/2015 | Dimmable | Continuous (Can dim down to ≤ 10% (W)) | Yes |  |  | 2553 | 94.38 | 27.05 | 8.28 | 0.947 | 4000 | 80
PT2A23UC | Mercury Lighting Products Co. Inc. | Mercury Lighting | LW10-2-2500-40K-HTA-U30-UNI-SR-XXXX | Indoor Luminaires | Linear Ambient | Direct Linear Ambient Luminaires | Standard | FALSE | [9 empty] | 11/20/2015 | Dimmable | Continuous (Can dim down to ≤ 10% (W)) | Yes |  |  | 2553 | 94.38 | 27.05 | 8.28 | 0.947 | 4000 | 80
PY7MP3G5 | Mercury Lighting Products Co. Inc. | Mercury Lighting | LW14-2-2500-40K-HTA-U30-UNI-SR-XXXX | Indoor Luminaires | Linear Ambient | Direct Linear Ambient Luminaires | Standard | FALSE | [9 empty] | 11/20/2015 | Dimmable | Continuous (Can dim down to ≤ 10% (W)) | Yes |  |  | 2553 | 94.38 | 27.05 | 8.28 | 0.947 | 4000 | 80
PKYHX1GC | Mercury Lighting Products Co. Inc. | Mercury Lighting | LW4-2-2500-50K-HTA-U30-UNI-SR-XXXX | Indoor Luminaires | Linear Ambient | Direct Linear Ambient Luminaires | Standard | FALSE | [9 empty] | 11/20/2015 | Dimmable | Continuous (Can dim down to ≤ 10% (W)) | Yes |  |  | 2635 | 97.41 | 27.05 | 8.28 | 0.947 | 5000 | 80
PYMZQ3UQ | Mercury Lighting Products Co. Inc. | Mercury Lighting | LW10-2-2500-50K-HTA-U30-UNI-SR-XXXX | Indoor Luminaires | Linear Ambient | Direct Linear Ambient Luminaires | Standard | FALSE | [9 empty] | 11/20/2015 | Dimmable | Continuous (Can dim down to ≤ 10% (W)) | Yes |  |  | 2635 | 97.41 | 27.05 | 8.28 | 0.947 | 5000 | 80
PBXMC1WV | Mercury Lighting Products Co. Inc. | Mercury Lighting | LW14-2-2500-50K-HTA-U30-UNI-SR-XXXX | Indoor Luminaires | Linear Ambient | Direct Linear Ambient Luminaires | Standard | FALSE | [9 empty] | 11/20/2015 | Dimmable | Continuous (Can dim down to ≤ 10% (W)) | Yes |  |  | 2635 | 97.41 | 27.05 | 8.28 | 0.947 | 5000 | 80
PH8C6469 | Mercury Lighting Products Co. Inc. | Mercury Lighting | LW10-2-2500-30K-HTA-U30-UNI-XXXX | Indoor Luminaires | Linear Ambient | Direct Linear Ambient Luminaires | Standard | FALSE | [9 empty] | 11/20/2015 | Dimmable | Continuous (Can dim down to ≤ 10% (W)) | Yes |  |  | 2429 | 89.79 | 27.05 | 8.28 | 0.947 | 3000 | 80
PW4MQGK1 | Mercury Lighting Products Co. Inc. | Mercury Lighting | LW10-2-2500-35K-HTA-U30-UNI-XXXX | Indoor Luminaires | Linear Ambient | Direct Linear Ambient Luminaires | Standard | FALSE | [9 empty] | 11/20/2015 | Dimmable | Continuous (Can dim down to ≤ 10% (W)) | Yes |  |  | 2470 | 91.31 | 27.05 | 8.28 | 0.947 | 3500 | 80
PF68ZZU5 | Mercury Lighting Products Co. Inc. | Mercury Lighting | LW10-2-2500-40K-HTA-U30-UNI-XXXX | Indoor Luminaires | Linear Ambient | Direct Linear Ambient Luminaires | Standard | FALSE | [9 empty] | 11/20/2015 | Dimmable | Continuous (Can dim down to ≤ 10% (W)) | Yes |  |  | 2553 | 94.38 | 27.05 | 8.28 | 0.947 | 4000 | 80
PRMMAAXW | Mercury Lighting Products Co. Inc. | Mercury Lighting | LW10-2-2500-50K-HTA-U30-UNI-XXXX | Indoor Luminaires | Linear Ambient | Direct Linear Ambient Luminaires | Standard | FALSE | [9 empty] | 11/20/2015 | Dimmable | Continuous (Can dim down to ≤ 10% (W)) | Yes |  |  | 2635 | 97.41 | 27.05 | 8.28 | 0.947 | 5000 | 80
PKAMBWKC | Mercury Lighting Products Co. Inc. | Mercury Lighting | LW4-2-2700-30K-HTA-U30-UNI-SR-XXXX | Indoor Luminaires | Linear Ambient | Direct Linear Ambient Luminaires | Standard | FALSE | [9 empty] | 11/20/2015 | Dimmable | Continuous (Can dim down to ≤ 10% (W)) | Yes |  |  | 2472 | 89.69 | 27.56 | 8.23 | 0.948 | 3000 | 80
P1E26MDC | Mercury Lighting Products Co. Inc. | Mercury Lighting | LW10-2-2700-30K-HTA-U30-UNI-SR-XXXX | Indoor Luminaires | Linear Ambient | Direct Linear Ambient Luminaires | Standard | FALSE | [9 empty] | 11/20/2015 | Dimmable | Continuous (Can dim down to ≤ 10% (W)) | Yes |  |  | 2472 | 89.69 | 27.56 | 8.23 | 0.948 | 3000 | 80
PTN9WJZ5 | Mercury Lighting Products Co. Inc. | Mercury Lighting | LW14-2-2700-30K-HTA-U30-UNI-SR-XXXX | Indoor Luminaires | Linear Ambient | Direct Linear Ambient Luminaires | Standard | FALSE | [9 empty] | 11/20/2015 | Dimmable | Continuous (Can dim down to ≤ 10% (W)) | Yes |  |  | 2472 | 89.69 | 27.56 | 8.23 | 0.948 | 3000 | 80
P1NNAC13 | Mercury Lighting Products Co. Inc. | Mercury Lighting | LW4-2-2700-35K-HTA-U30-UNI-SR-XXXX | Indoor Luminaires | Linear Ambient | Direct Linear Ambient Luminaires | Standard | FALSE | [9 empty] | 11/20/2015 | Dimmable | Continuous (Can dim down to ≤ 10% (W)) | Yes |  |  | 2514 | 91.21 | 27.56 | 8.23 | 0.948 | 3500 | 80
PX164JNK | Mercury Lighting Products Co. Inc. | Mercury Lighting | LW10-2-2700-35K-HTA-U30-UNI-SR-XXXX | Indoor Luminaires | Linear Ambient | Direct Linear Ambient Luminaires | Standard | FALSE | [9 empty] | 11/20/2015 | Dimmable | Continuous (Can dim down to ≤ 10% (W)) | Yes |  |  | 2514 | 91.21 | 27.56 | 8.23 | 0.948 | 3500 | 80
P3ANW9XR | Mercury Lighting Products Co. Inc. | Mercury Lighting | LW14-2-2700-35K-HTA-U30-UNI-SR-XXXX | Indoor Luminaires | Linear Ambient | Direct Linear Ambient Luminaires | Standard | FALSE | [9 empty] | 11/20/2015 | Dimmable | Continuous (Can dim down to ≤ 10% (W)) | Yes |  |  | 2514 | 91.21 | 27.56 | 8.23 | 0.948 | 3500 | 80
P2F4PR27 | Mercury Lighting Products Co. Inc. | Mercury Lighting | LW4-2-2700-40K-HTA-U30-UNI-SR-XXXX | Indoor Luminaires | Linear Ambient | Direct Linear Ambient Luminaires | Standard | FALSE | [9 empty] | 11/20/2015 | Dimmable | Continuous (Can dim down to ≤ 10% (W)) | Yes |  |  | 2598 | 94.26 | 27.56 | 8.23 | 0.948 | 4000 | 80
P8NQ272U | Mercury Lighting Products Co. Inc. | Mercury Lighting | LW10-2-2700-40K-HTA-U30-UNI-SR-XXXX | Indoor Luminaires | Linear Ambient | Direct Linear Ambient Luminaires | Standard | FALSE | [9 empty] | 11/20/2015 | Dimmable | Continuous (Can dim down to ≤ 10% (W)) | Yes |  |  | 2598 | 94.26 | 27.56 | 8.23 | 0.948 | 4000 | 80
PX8BTUKD | Mercury Lighting Products Co. Inc. | Mercury Lighting | LW14-2-2700-40K-HTA-U30-UNI-SR-XXXX | Indoor Luminaires | Linear Ambient | Direct Linear Ambient Luminaires | Standard | FALSE | [9 empty] | 11/20/2015 | Dimmable | Continuous (Can dim down to ≤ 10% (W)) | Yes |  |  | 2598 | 94.26 | 27.56 | 8.23 | 0.948 | 4000 | 80
PP6CB12Z | Mercury Lighting Products Co. Inc. | Mercury Lighting | LW4-2-2700-50K-HTA-U30-UNI-SR-XXXX | Indoor Luminaires | Linear Ambient | Direct Linear Ambient Luminaires | Standard | FALSE | [9 empty] | 11/20/2015 | Dimmable | Continuous (Can dim down to ≤ 10% (W)) | Yes |  |  | 2682 | 97.31 | 27.56 | 8.23 | 0.948 | 5000 | 80
PMWAJCQ9 | Mercury Lighting Products Co. Inc. | Mercury Lighting | LW10-2-2700-50K-HTA-U30-UNI-SR-XXXX | Indoor Luminaires | Linear Ambient | Direct Linear Ambient Luminaires | Standard | FALSE | [9 empty] | 11/20/2015 | Dimmable | Continuous (Can dim down to ≤ 10% (W)) | Yes |  |  | 2682 | 97.31 | 27.56 | 8.23 | 0.948 | 5000 | 80
PFUXX85Y | Mercury Lighting Products Co. Inc. | Mercury Lighting | LW14-2-2700-50K-HTA-U30-UNI-SR-XXXX | Indoor Luminaires | Linear Ambient | Direct Linear Ambient Luminaires | Standard | FALSE | [9 empty] | 11/20/2015 | Dimmable | Continuous (Can dim down to ≤ 10% (W)) | Yes |  |  | 2682 | 97.31 | 27.56 | 8.23 | 0.948 | 5000 | 80
PPSCNW2F | Mercury Lighting Products Co. Inc. | Mercury Lighting | LW10-2-2700-30K-HTA-U30-UNI-XXXX | Indoor Luminaires | Linear Ambient | Direct Linear Ambient Luminaires | Standard | FALSE | [9 empty] | 11/20/2015 | Dimmable | Continuous (Can dim down to ≤ 10% (W)) | Yes |  |  | 2472 | 89.69 | 27.56 | 8.23 | 0.948 | 3000 | 80
PCMCQNNN | Mercury Lighting Products Co. Inc. | Mercury Lighting | LW10-2-2700-35K-HTA-U30-UNI-XXXX | Indoor Luminaires | Linear Ambient | Direct Linear Ambient Luminaires | Standard | FALSE | [9 empty] | 11/20/2015 | Dimmable | Continuous (Can dim down to ≤ 10% (W)) | Yes |  |  | 2514 | 91.21 | 27.56 | 8.23 | 0.948 | 3500 | 80
PK1MZAHW | Mercury Lighting Products Co. Inc. | Mercury Lighting | LW10-2-2700-40K-HTA-U30-UNI-XXXX | Indoor Luminaires | Linear Ambient | Direct Linear Ambient Luminaires | Standard | FALSE | [9 empty] | 11/20/2015 | Dimmable | Continuous (Can dim down to ≤ 10% (W)) | Yes |  |  | 2598 | 94.26 | 27.56 | 8.23 | 0.948 | 4000 | 80
P1PS5MUR | Mercury Lighting Products Co. Inc. | Mercury Lighting | LW10-2-2700-50K-HTA-U30-UNI-XXXX | Indoor Luminaires | Linear Ambient | Direct Linear Ambient Luminaires | Standard | FALSE | [9 empty] | 11/20/2015 | Dimmable | Continuous (Can dim down to ≤ 10% (W)) | Yes |  |  | 2682 | 97.31 | 27.56 | 8.23 | 0.948 | 5000 | 80
PPQ6WRQ9 | Mercury Lighting Products Co. Inc. | Mercury Lighting | LW4-4-3800-30K-HTA-U55-UNI-SR-XXXX | Indoor Luminaires | Linear Ambient | Direct Linear Ambient Luminaires | Standard | FALSE | [9 empty] | 11/20/2015 | Dimmable | Continuous (Can dim down to ≤ 10% (W)) | Yes |  |  | 3613 | 97.72 | 36.97 | 8.9 | 0.963 | 3000 | 80
PQAZD9TJ | Mercury Lighting Products Co. Inc. | Mercury Lighting | LW10-4-3800-30K-HTA-U55-UNI-SR-XXXX | Indoor Luminaires | Linear Ambient | Direct Linear Ambient Luminaires | Standard | FALSE | [9 empty] | 11/20/2015 | Dimmable | Continuous (Can dim down to ≤ 10% (W)) | Yes |  |  | 3613 | 97.72 | 36.97 | 8.9 | 0.963 | 3000 | 80
PK741BX6 | Mercury Lighting Products Co. Inc. | Mercury Lighting | LW14-4-3800-30K-HTA-U55-UNI-SR-XXXX | Indoor Luminaires | Linear Ambient | Direct Linear Ambient Luminaires | Standard | FALSE | [9 empty] | 11/20/2015 | Dimmable | Continuous (Can dim down to ≤ 10% (W)) | Yes |  |  | 3613 | 97.72 | 36.97 | 8.9 | 0.963 | 3000 | 80
P4K78WCY | Mercury Lighting Products Co. Inc. | Mercury Lighting | LW4-4-3800-35K-HTA-U55-UNI-SR-XXXX | Indoor Luminaires | Linear Ambient | Direct Linear Ambient Luminaires | Standard | FALSE | [9 empty] | 11/20/2015 | Dimmable | Continuous (Can dim down to ≤ 10% (W)) | Yes |  |  | 3675 | 99.4 | 36.97 | 8.9 | 0.963 | 3500 | 80
PCVSKG1Z | Mercury Lighting Products Co. Inc. | Mercury Lighting | LW10-4-3800-35K-HTA-U55-UNI-SR-XXXX | Indoor Luminaires | Linear Ambient | Direct Linear Ambient Luminaires | Standard | FALSE | [9 empty] | 11/20/2015 | Dimmable | Continuous (Can dim down to ≤ 10% (W)) | Yes |  |  | 3675 | 99.4 | 36.97 | 8.9 | 0.963 | 3500 | 80
P7F467P6 | Mercury Lighting Products Co. Inc. | Mercury Lighting | LW14-4-3800-35K-HTA-U55-UNI-SR-XXXX | Indoor Luminaires | Linear Ambient | Direct Linear Ambient Luminaires | Standard | FALSE | [9 empty] | 11/20/2015 | Dimmable | Continuous (Can dim down to ≤ 10% (W)) | Yes |  |  | 3675 | 99.4 | 36.97 | 8.9 | 0.963 | 3500 | 80
P1XWAZNQ | Mercury Lighting Products Co. Inc. | Mercury Lighting | LW4-4-3800-40K-HTA-U55-UNI-SR-XXXX | Indoor Luminaires | Linear Ambient | Direct Linear Ambient Luminaires | Standard | FALSE | [9 empty] | 11/20/2015 | Dimmable | Continuous (Can dim down to ≤ 10% (W)) | Yes |  |  | 3797 | 102.7 | 36.97 | 8.9 | 0.963 | 4000 | 80
PSXDJ7VV | Mercury Lighting Products Co. Inc. | Mercury Lighting | LW10-4-3800-40K-HTA-U55-UNI-SR-XXXX | Indoor Luminaires | Linear Ambient | Direct Linear Ambient Luminaires | Standard | FALSE | [9 empty] | 11/20/2015 | Dimmable | Continuous (Can dim down to ≤ 10% (W)) | Yes |  |  | 3797 | 102.7 | 36.97 | 8.9 | 0.963 | 4000 | 80
PE9X4NMM | Mercury Lighting Products Co. Inc. | Mercury Lighting | LW14-4-3800-40K-HTA-U55-UNI-SR-XXXX | Indoor Luminaires | Linear Ambient | Direct Linear Ambient Luminaires | Standard | FALSE | [9 empty] | 11/20/2015 | Dimmable | Continuous (Can dim down to ≤ 10% (W)) | Yes |  |  | 3797 | 102.7 | 36.97 | 8.9 | 0.963 | 4000 | 80
PQG433UP | Mercury Lighting Products Co. Inc. | Mercury Lighting | LW4-4-3800-50K-HTA-U55-UNI-SR-XXXX | Indoor Luminaires | Linear Ambient | Direct Linear Ambient Luminaires | Standard | FALSE | [9 empty] | 11/20/2015 | Dimmable | Continuous (Can dim down to ≤ 10% (W)) | Yes |  |  | 3920 | 106.03 | 36.97 | 8.9 | 0.963 | 5000 | 80
P194DH9C | Mercury Lighting Products Co. Inc. | Mercury Lighting | LW10-4-3800-50K-HTA-U55-UNI-SR-XXXX | Indoor Luminaires | Linear Ambient | Direct Linear Ambient Luminaires | Standard | FALSE | [9 empty] | 11/20/2015 | Dimmable | Continuous (Can dim down to ≤ 10% (W)) | Yes |  |  | 3920 | 106.03 | 36.97 | 8.9 | 0.963 | 5000 | 80
PXK77ZHV | Mercury Lighting Products Co. Inc. | Mercury Lighting | LW14-4-3800-50K-HTA-U55-UNI-SR-XXXX | Indoor Luminaires | Linear Ambient | Direct Linear Ambient Luminaires | Standard | FALSE | [9 empty] | 11/20/2015 | Dimmable | Continuous (Can dim down to ≤ 10% (W)) | Yes |  |  | 3920 | 106.03 | 36.97 | 8.9 | 0.963 | 5000 | 80
P7PAKFE3 | Mercury Lighting Products Co. Inc. | Mercury Lighting | LW4-4-3800-30K-HTA-U55-UNI-XXXX | Indoor Luminaires | Linear Ambient | Direct Linear Ambient Luminaires | Standard | FALSE | [9 empty] | 11/20/2015 | Dimmable | Continuous (Can dim down to ≤ 10% (W)) | Yes |  |  | 3613 | 97.72 | 36.97 | 8.9 | 0.963 | 3000 | 80
PGFCVCUK | Mercury Lighting Products Co. Inc. | Mercury Lighting | LW10-4-3800-30K-HTA-U55-UNI-XXXX | Indoor Luminaires | Linear Ambient | Direct Linear Ambient Luminaires | Standard | FALSE | [9 empty] | 11/20/2015 | Dimmable | Continuous (Can dim down to ≤ 10% (W)) | Yes |  |  | 3613 | 97.72 | 36.97 | 8.9 | 0.963 | 3000 | 80
PR3H63B1 | Mercury Lighting Products Co. Inc. | Mercury Lighting | LW14-4-3800-30K-HTA-U55-UNI-XXXX | Indoor Luminaires | Linear Ambient | Direct Linear Ambient Luminaires | Standard | FALSE | [9 empty] | 11/20/2015 | Dimmable | Continuous (Can dim down to ≤ 10% (W)) | Yes |  |  | 3613 | 97.72 | 36.97 | 8.9 | 0.963 | 3000 | 80
PXKFYVSS | Mercury Lighting Products Co. Inc. | Mercury Lighting | LW4-4-3800-35K-HTA-U55-UNI-XXXX | Indoor Luminaires | Linear Ambient | Direct Linear Ambient Luminaires | Standard | FALSE | [9 empty] | 11/20/2015 | Dimmable | Continuous (Can dim down to ≤ 10% (W)) | Yes |  |  | 3675 | 99.4 | 36.97 | 8.9 | 0.963 | 3500 | 80
PY17XC2T | Mercury Lighting Products Co. Inc. | Mercury Lighting | LW10-4-3800-35K-HTA-U55-UNI-XXXX | Indoor Luminaires | Linear Ambient | Direct Linear Ambient Luminaires | Standard | FALSE | [9 empty] | 11/20/2015 | Dimmable | Continuous (Can dim down to ≤ 10% (W)) | Yes |  |  | 3675 | 99.4 | 36.97 | 8.9 | 0.963 | 3500 | 80
P43TXQVU | Mercury Lighting Products Co. Inc. | Mercury Lighting | LW14-4-3800-35K-HTA-U55-UNI-XXXX | Indoor Luminaires | Linear Ambient | Direct Linear Ambient Luminaires | Standard | FALSE | [9 empty] | 11/20/2015 | Dimmable | Continuous (Can dim down to ≤ 10% (W)) | Yes |  |  | 3675 | 99.4 | 36.97 | 8.9 | 0.963 | 3500 | 80
P42UFR3G | Mercury Lighting Products Co. Inc. | Mercury Lighting | LW4-4-3800-40K-HTA-U55-UNI-XXXX | Indoor Luminaires | Linear Ambient | Direct Linear Ambient Luminaires | Standard | FALSE | [9 empty] | 11/20/2015 | Dimmable | Continuous (Can dim down to ≤ 10% (W)) | Yes |  |  | 3797 | 102.7 | 36.97 | 8.9 | 0.963 | 4000 | 80
PTZA7F5J | Mercury Lighting Products Co. Inc. | Mercury Lighting | LW10-4-3800-40K-HTA-U55-UNI-XXXX | Indoor Luminaires | Linear Ambient | Direct Linear Ambient Luminaires | Standard | FALSE | [9 empty] | 11/20/2015 | Dimmable | Continuous (Can dim down to ≤ 10% (W)) | Yes |  |  | 3797 | 102.7 | 36.97 | 8.9 | 0.963 | 4000 | 80
PC5WVYKU | Mercury Lighting Products Co. Inc. | Mercury Lighting | LW14-4-3800-40K-HTA-U55-UNI-XXXX | Indoor Luminaires | Linear Ambient | Direct Linear Ambient Luminaires | Standard | FALSE | [9 empty] | 11/20/2015 | Dimmable | Continuous (Can dim down to ≤ 10% (W)) | Yes |  |  | 3797 | 102.7 | 36.97 | 8.9 | 0.963 | 4000 | 80
PRE8933W | Mercury Lighting Products Co. Inc. | Mercury Lighting | LW4-4-3800-50K-HTA-U55-UNI-XXXX | Indoor Luminaires | Linear Ambient | Direct Linear Ambient Luminaires | Standard | FALSE | [9 empty] | 11/20/2015 | Dimmable | Continuous (Can dim down to ≤ 10% (W)) | Yes |  |  | 3920 | 106.03 | 36.97 | 8.9 | 0.963 | 5000 | 80
P91HNRG4 | Mercury Lighting Products Co. Inc. | Mercury Lighting | LW10-4-3800-50K-HTA-U55-UNI-XXXX | Indoor Luminaires | Linear Ambient | Direct Linear Ambient Luminaires | Standard | FALSE | [9 empty] | 11/20/2015 | Dimmable | Continuous (Can dim down to ≤ 10% (W)) | Yes |  |  | 3920 | 106.03 | 36.97 | 8.9 | 0.963 | 5000 | 80
PTWSDYKF | Mercury Lighting Products Co. Inc. | Mercury Lighting | LW14-4-3800-50K-HTA-U55-UNI-XXXX | Indoor Luminaires | Linear Ambient | Direct Linear Ambient Luminaires | Standard | FALSE | [9 empty] | 11/20/2015 | Dimmable | Continuous (Can dim down to ≤ 10% (W)) | Yes |  |  | 3920 | 106.03 | 36.97 | 8.9 | 0.963 | 5000 | 80
PA6166H1 | Mercury Lighting Products Co. Inc. | Mercury Lighting | LW4-4-4500-30K-HTA-U55-UNI-SR-XXXX | Indoor Luminaires | Linear Ambient | Direct Linear Ambient Luminaires | Standard | FALSE | [9 empty] | 11/20/2015 | Dimmable | Continuous (Can dim down to ≤ 10% (W)) | Yes |  |  | 4320 | 96.92 | 44.57 | 8.74 | 0.97 | 3000 | 80
P86B2KAN | Mercury Lighting Products Co. Inc. | Mercury Lighting | LW10-4-4500-30K-HTA-U55-UNI-SR-XXXX | Indoor Luminaires | Linear Ambient | Direct Linear Ambient Luminaires | Standard | FALSE | [9 empty] | 11/20/2015 | Dimmable | Continuous (Can dim down to ≤ 10% (W)) | Yes |  |  | 4320 | 96.92 | 44.57 | 8.74 | 0.97 | 3000 | 80
PWWGY9VT | Mercury Lighting Products Co. Inc. | Mercury Lighting | LW14-4-4500-30K-HTA-U55-UNI-SR-XXXX | Indoor Luminaires | Linear Ambient | Direct Linear Ambient Luminaires | Standard | FALSE | [9 empty] | 11/20/2015 | Dimmable | Continuous (Can dim down to ≤ 10% (W)) | Yes |  |  | 4320 | 96.92 | 44.57 | 8.74 | 0.97 | 3000 | 80
P82UZYQV | Mercury Lighting Products Co. Inc. | Mercury Lighting | LW4-4-4500-35K-HTA-U55-UNI-SR-XXXX | Indoor Luminaires | Linear Ambient | Direct Linear Ambient Luminaires | Standard | FALSE | [9 empty] | 11/20/2015 | Dimmable | Continuous (Can dim down to ≤ 10% (W)) | Yes |  |  | 4394 | 98.58 | 44.57 | 8.74 | 0.97 | 3500 | 80
PHDS9ANQ | Mercury Lighting Products Co. Inc. | Mercury Lighting | LW10-4-4500-35K-HTA-U55-UNI-SR-XXXX | Indoor Luminaires | Linear Ambient | Direct Linear Ambient Luminaires | Standard | FALSE | [9 empty] | 11/20/2015 | Dimmable | Continuous (Can dim down to ≤ 10% (W)) | Yes |  |  | 4394 | 98.58 | 44.57 | 8.74 | 0.97 | 3500 | 80
PHHD6U6A | Mercury Lighting Products Co. Inc. | Mercury Lighting | LW14-4-4500-35K-HTA-U55-UNI-SR-XXXX | Indoor Luminaires | Linear Ambient | Direct Linear Ambient Luminaires | Standard | FALSE | [9 empty] | 11/20/2015 | Dimmable | Continuous (Can dim down to ≤ 10% (W)) | Yes |  |  | 4394 | 98.58 | 44.57 | 8.74 | 0.97 | 3500 | 80
P4GWFGR6 | Mercury Lighting Products Co. Inc. | Mercury Lighting | LW4-4-4500-40K-HTA-U55-UNI-SR-XXXX | Indoor Luminaires | Linear Ambient | Direct Linear Ambient Luminaires | Standard | FALSE | [9 empty] | 11/20/2015 | Dimmable | Continuous (Can dim down to ≤ 10% (W)) | Yes |  |  | 4540 | 101.86 | 44.57 | 8.74 | 0.97 | 4000 | 80
PAKRYZYC | Mercury Lighting Products Co. Inc. | Mercury Lighting | LW10-4-4500-40K-HTA-U55-UNI-SR-XXXX | Indoor Luminaires | Linear Ambient | Direct Linear Ambient Luminaires | Standard | FALSE | [9 empty] | 11/20/2015 | Dimmable | Continuous (Can dim down to ≤ 10% (W)) | Yes |  |  | 4540 | 101.86 | 44.57 | 8.74 | 0.97 | 4000 | 80
PEFFH3F1 | Mercury Lighting Products Co. Inc. | Mercury Lighting | LW14-4-4500-40K-HTA-U55-UNI-SR-XXXX | Indoor Luminaires | Linear Ambient | Direct Linear Ambient Luminaires | Standard | FALSE | [9 empty] | 11/20/2015 | Dimmable | Continuous (Can dim down to ≤ 10% (W)) | Yes |  |  | 4540 | 101.86 | 44.57 | 8.74 | 0.97 | 4000 | 80
P3V3KX8P | Mercury Lighting Products Co. Inc. | Mercury Lighting | LW4-4-4500-50K-HTA-U55-UNI-SR-XXXX | Indoor Luminaires | Linear Ambient | Direct Linear Ambient Luminaires | Standard | FALSE | [9 empty] | 11/20/2015 | Dimmable | Continuous (Can dim down to ≤ 10% (W)) | Yes |  |  | 4686 | 105.13 | 44.57 | 8.74 | 0.97 | 5000 | 80
PPC2RZSE | Mercury Lighting Products Co. Inc. | Mercury Lighting | LW10-4-4500-50K-HTA-U55-UNI-SR-XXXX | Indoor Luminaires | Linear Ambient | Direct Linear Ambient Luminaires | Standard | FALSE | [9 empty] | 11/20/2015 | Dimmable | Continuous (Can dim down to ≤ 10% (W)) | Yes |  |  | 4686 | 105.13 | 44.57 | 8.74 | 0.97 | 5000 | 80
PV8UR9YG | Mercury Lighting Products Co. Inc. | Mercury Lighting | LW14-4-4500-50K-HTA-U55-UNI-SR-XXXX | Indoor Luminaires | Linear Ambient | Direct Linear Ambient Luminaires | Standard | FALSE | [9 empty] | 11/20/2015 | Dimmable | Continuous (Can dim down to ≤ 10% (W)) | Yes |  |  | 4686 | 105.13 | 44.57 | 8.74 | 0.97 | 5000 | 80
P3AKKZND | Mercury Lighting Products Co. Inc. | Mercury Lighting | LW10-4-4500-30K-HTA-U55-UNI-XXXX | Indoor Luminaires | Linear Ambient | Direct Linear Ambient Luminaires | Standard | FALSE | [9 empty] | 11/20/2015 | Dimmable | Continuous (Can dim down to ≤ 10% (W)) | Yes |  |  | 4320 | 96.92 | 44.57 | 8.74 | 0.97 | 3000 | 80
PB7X2ZKB | Mercury Lighting Products Co. Inc. | Mercury Lighting | LW10-4-4500-35K-HTA-U55-UNI-XXXX | Indoor Luminaires | Linear Ambient | Direct Linear Ambient Luminaires | Standard | FALSE | [9 empty] | 11/20/2015 | Dimmable | Continuous (Can dim down to ≤ 10% (W)) | Yes |  |  | 4394 | 98.58 | 44.57 | 8.74 | 0.97 | 3500 | 80
PW35UTTX | Mercury Lighting Products Co. Inc. | Mercury Lighting | LW10-4-4500-40K-HTA-U55-UNI-XXXX | Indoor Luminaires | Linear Ambient | Direct Linear Ambient Luminaires | Standard | FALSE | [9 empty] | 11/20/2015 | Dimmable | Continuous (Can dim down to ≤ 10% (W)) | Yes |  |  | 4540 | 101.86 | 44.57 | 8.74 | 0.97 | 4000 | 80
PGZH9F7U | Mercury Lighting Products Co. Inc. | Mercury Lighting | LW10-4-4500-50K-HTA-U55-UNI-XXXX | Indoor Luminaires | Linear Ambient | Direct Linear Ambient Luminaires | Standard | FALSE | [9 empty] | 11/20/2015 | Dimmable | Continuous (Can dim down to ≤ 10% (W)) | Yes |  |  | 4686 | 105.13 | 44.57 | 8.74 | 0.97 | 5000 | 80
PHW24ST9 | Mercury Lighting Products Co. Inc. | Mercury Lighting | LW4-4-4800-30K-HTA-U55-UNI-SR-XXXX | Indoor Luminaires | Linear Ambient | Direct Linear Ambient Luminaires | Standard | FALSE | [9 empty] | 11/20/2015 | Dimmable | Continuous (Can dim down to ≤ 10% (W)) | Yes |  |  | 4772 | 95.38 | 50.03 | 8.64 | 0.973 | 3000 | 80
PVTA8WJM | Mercury Lighting Products Co. Inc. | Mercury Lighting | LW10-4-4800-30K-HTA-U55-UNI-SR-XXXX | Indoor Luminaires | Linear Ambient | Direct Linear Ambient Luminaires | Standard | FALSE | [9 empty] | 11/20/2015 | Dimmable | Continuous (Can dim down to ≤ 10% (W)) | Yes |  |  | 4772 | 95.38 | 50.03 | 8.64 | 0.973 | 3000 | 80
PFDZ9GD8 | Mercury Lighting Products Co. Inc. | Mercury Lighting | LW14-4-4800-30K-HTA-U55-UNI-SR-XXXX | Indoor Luminaires | Linear Ambient | Direct Linear Ambient Luminaires | Standard | FALSE | [9 empty] | 11/20/2015 | Dimmable | Continuous (Can dim down to ≤ 10% (W)) | Yes |  |  | 4772 | 95.38 | 50.03 | 8.64 | 0.973 | 3000 | 80
PEY6SEVW | Mercury Lighting Products Co. Inc. | Mercury Lighting | LW4-4-5000-35K-HTA-U55-UNI-SR-XXXX | Indoor Luminaires | Linear Ambient | Direct Linear Ambient Luminaires | Standard | FALSE | [9 empty] | 11/20/2015 | Dimmable | Continuous (Can dim down to ≤ 10% (W)) | Yes |  |  | 4852 | 96.98 | 50.03 | 8.64 | 0.973 | 3500 | 80
PMBKUQV4 | Mercury Lighting Products Co. Inc. | Mercury Lighting | LW10-4-5000-35K-HTA-U55-UNI-SR-XXXX | Indoor Luminaires | Linear Ambient | Direct Linear Ambient Luminaires | Standard | FALSE | [9 empty] | 11/20/2015 | Dimmable | Continuous (Can dim down to ≤ 10% (W)) | Yes |  |  | 4852 | 96.98 | 50.03 | 8.64 | 0.973 | 3500 | 80
PK57H2BB | Mercury Lighting Products Co. Inc. | Mercury Lighting | LW14-4-5000-35K-HTA-U55-UNI-SR-XXXX | Indoor Luminaires | Linear Ambient | Direct Linear Ambient Luminaires | Standard | FALSE | [9 empty] | 11/20/2015 | Dimmable | Continuous (Can dim down to ≤ 10% (W)) | Yes |  |  | 4852 | 96.98 | 50.03 | 8.64 | 0.973 | 3500 | 80
PK5W6JMB | Mercury Lighting Products Co. Inc. | Mercury Lighting | LW4-4-5000-40K-HTA-U55-UNI-SR-XXXX | Indoor Luminaires | Linear Ambient | Direct Linear Ambient Luminaires | Standard | FALSE | [9 empty] | 11/20/2015 | Dimmable | Continuous (Can dim down to ≤ 10% (W)) | Yes |  |  | 5014 | 100.21 | 50.03 | 8.64 | 0.973 | 4000 | 80
PVU984VC | Mercury Lighting Products Co. Inc. | Mercury Lighting | LW10-4-5000-40K-HTA-U55-UNI-SR-XXXX | Indoor Luminaires | Linear Ambient | Direct Linear Ambient Luminaires | Standard | FALSE | [9 empty] | 11/20/2015 | Dimmable | Continuous (Can dim down to ≤ 10% (W)) | Yes |  |  | 5014 | 100.21 | 50.03 | 8.64 | 0.973 | 4000 | 80
P86NM8PH | Mercury Lighting Products Co. Inc. | Mercury Lighting | LW14-4-5000-40K-HTA-U55-UNI-SR-XXXX | Indoor Luminaires | Linear Ambient | Direct Linear Ambient Luminaires | Standard | FALSE | [9 empty] | 11/20/2015 | Dimmable | Continuous (Can dim down to ≤ 10% (W)) | Yes |  |  | 5014 | 100.21 | 50.03 | 8.64 | 0.973 | 4000 | 80
PRZPFYT5 | Mercury Lighting Products Co. Inc. | Mercury Lighting | LW4-4-5000-50K-HTA-U55-UNI-SR-XXXX | Indoor Luminaires | Linear Ambient | Direct Linear Ambient Luminaires | Standard | FALSE | [9 empty] | 11/20/2015 | Dimmable | Continuous (Can dim down to ≤ 10% (W)) | Yes |  |  | 5176 | 103.45 | 50.03 | 8.64 | 0.973 | 5000 | 80
PH22RB74 | Mercury Lighting Products Co. Inc. | Mercury Lighting | LW10-4-5000-50K-HTA-U55-UNI-SR-XXXX | Indoor Luminaires | Linear Ambient | Direct Linear Ambient Luminaires | Standard | FALSE | [9 empty] | 11/20/2015 | Dimmable | Continuous (Can dim down to ≤ 10% (W)) | Yes |  |  | 5176 | 103.45 | 50.03 | 8.64 | 0.973 | 5000 | 80
P4KV6JU1 | Mercury Lighting Products Co. Inc. | Mercury Lighting | LW14-4-5000-50K-HTA-U55-UNI-SR-XXXX | Indoor Luminaires | Linear Ambient | Direct Linear Ambient Luminaires | Standard | FALSE | [9 empty] | 11/20/2015 | Dimmable | Continuous (Can dim down to ≤ 10% (W)) | Yes |  |  | 5176 | 103.45 | 50.03 | 8.64 | 0.973 | 5000 | 80
PSKVV91N | Mercury Lighting Products Co. Inc. | Mercury Lighting | LW10-4-4800-30K-HTA-U55-UNI-XXXX | Indoor Luminaires | Linear Ambient | Direct Linear Ambient Luminaires | Standard | FALSE | [9 empty] | 11/20/2015 | Dimmable | Continuous (Can dim down to ≤ 10% (W)) | Yes |  |  | 4772 | 95.38 | 50.03 | 8.64 | 0.973 | 3000 | 80
P9V64Y35 | Mercury Lighting Products Co. Inc. | Mercury Lighting | LW10-4-5000-35K-HTA-U55-UNI-XXXX | Indoor Luminaires | Linear Ambient | Direct Linear Ambient Luminaires | Standard | FALSE | [9 empty] | 11/20/2015 | Dimmable | Continuous (Can dim down to ≤ 10% (W)) | Yes |  |  | 4852 | 96.98 | 50.03 | 8.64 | 0.973 | 3500 | 80
PFH1V3GN | Mercury Lighting Products Co. Inc. | Mercury Lighting | LW10-4-5000-40K-HTA-U55-UNI-XXXX | Indoor Luminaires | Linear Ambient | Direct Linear Ambient Luminaires | Standard | FALSE | [9 empty] | 11/20/2015 | Dimmable | Continuous (Can dim down to ≤ 10% (W)) | Yes |  |  | 5014 | 100.21 | 50.03 | 8.64 | 0.973 | 4000 | 80
P3HT3YJD | Mercury Lighting Products Co. Inc. | Mercury Lighting | LW10-4-5000-50K-HTA-U55-UNI-XXXX | Indoor Luminaires | Linear Ambient | Direct Linear Ambient Luminaires | Standard | FALSE | [9 empty] | 11/20/2015 | Dimmable | Continuous (Can dim down to ≤ 10% (W)) | Yes |  |  | 5176 | 103.45 | 50.03 | 8.64 | 0.973 | 5000 | 80
PV2RZ4T8 | Mercury Lighting Products Co. Inc. | Mercury Lighting | LW4-8-10000-30K-HTA-U55-2D-UNI-SR-XXXX | Indoor Luminaires | Linear Ambient | Direct Linear Ambient Luminaires | Standard | FALSE | [9 empty] | 11/20/2015 | Dimmable | Continuous (Can dim down to ≤ 10% (W)) | Yes |  |  | 9889 | 95.38 | 103.68 | 8.59 | 0.975 | 3000 | 80
PP3VZ2SH | Mercury Lighting Products Co. Inc. | Mercury Lighting | LW14-8-10000-30K-HTA-U55-UNI-SR-XXXX | Indoor Luminaires | Linear Ambient | Direct Linear Ambient Luminaires | Standard | FALSE | [9 empty] | 11/20/2015 | Dimmable | Continuous (Can dim down to ≤ 10% (W)) | Yes |  |  | 9889 | 95.38 | 103.68 | 8.59 | 0.975 | 3000 | 80
PF6XND9X | Mercury Lighting Products Co. Inc. | Mercury Lighting | LW4-8-10000-35K-HTA-U55-2D-UNI-SR-XXXX | Indoor Luminaires | Linear Ambient | Direct Linear Ambient Luminaires | Standard | FALSE | [9 empty] | 11/20/2015 | Dimmable | Continuous (Can dim down to ≤ 10% (W)) | Yes |  |  | 10057 | 97 | 103.68 | 8.59 | 0.975 | 3500 | 80
PC4KRMNZ | Mercury Lighting Products Co. Inc. | Mercury Lighting | LW14-8-10000-35K-HTA-U55-UNI-SR-XXXX | Indoor Luminaires | Linear Ambient | Direct Linear Ambient Luminaires | Standard | FALSE | [9 empty] | 11/20/2015 | Dimmable | Continuous (Can dim down to ≤ 10% (W)) | Yes |  |  | 10057 | 97 | 103.68 | 8.59 | 0.975 | 3500 | 80
PCC3MSHQ | Mercury Lighting Products Co. Inc. | Mercury Lighting | LW4-8-10000-40K-HTA-U55-2D-UNI-SR-XXXX | Indoor Luminaires | Linear Ambient | Direct Linear Ambient Luminaires | Standard | FALSE | [9 empty] | 11/20/2015 | Dimmable | Continuous (Can dim down to ≤ 10% (W)) | Yes |  |  | 10392 | 100.23 | 103.68 | 8.59 | 0.975 | 4000 | 80
P3RE5K63 | Mercury Lighting Products Co. Inc. | Mercury Lighting | LW14-8-10000-40K-HTA-U55-UNI-SR-XXXX | Indoor Luminaires | Linear Ambient | Direct Linear Ambient Luminaires | Standard | FALSE | [9 empty] | 11/20/2015 | Dimmable | Continuous (Can dim down to ≤ 10% (W)) | Yes |  |  | 10392 | 100.23 | 103.68 | 8.59 | 0.975 | 4000 | 80
PQE6B1DX | Mercury Lighting Products Co. Inc. | Mercury Lighting | LW4-8-10000-50K-HTA-U55-2D-UNI-SR-XXXX | Indoor Luminaires | Linear Ambient | Direct Linear Ambient Luminaires | Standard | FALSE | [9 empty] | 11/20/2015 | Dimmable | Continuous (Can dim down to ≤ 10% (W)) | Yes |  |  | 10728 | 103.47 | 103.68 | 8.59 | 0.975 | 5000 | 80
PN6RVJST | Mercury Lighting Products Co. Inc. | Mercury Lighting | LW14-8-10000-50K-HTA-U55-UNI-SR-XXXX | Indoor Luminaires | Linear Ambient | Direct Linear Ambient Luminaires | Standard | FALSE | [9 empty] | 11/20/2015 | Dimmable | Continuous (Can dim down to ≤ 10% (W)) | Yes |  |  | 10728 | 103.47 | 103.68 | 8.59 | 0.975 | 5000 | 80
P8EHSEJK | Mercury Lighting Products Co. Inc. | Mercury Lighting | LW4-8-6000-30K-HTA-U55-2D-UNI-SR-XXXX | Indoor Luminaires | Linear Ambient | Direct Linear Ambient Luminaires | Standard | FALSE | [9 empty] | 11/20/2015 | Dimmable | Continuous (Can dim down to ≤ 10% (W)) | Yes |  |  | 5651 | 94.79 | 59.61 | 8.53 | 0.977 | 3000 | 80
P13PKH4N | Mercury Lighting Products Co. Inc. | Mercury Lighting | LW14-8-6000-30K-HTA-U55-UNI-SR-XXXX | Indoor Luminaires | Linear Ambient | Direct Linear Ambient Luminaires | Standard | FALSE | [9 empty] | 11/20/2015 | Dimmable | Continuous (Can dim down to ≤ 10% (W)) | Yes |  |  | 5651 | 94.79 | 59.61 | 8.53 | 0.977 | 3000 | 80
PQST4D5Y | Mercury Lighting Products Co. Inc. | Mercury Lighting | LW4-8-6000-35K-HTA-U55-2D-UNI-SR-XXXX | Indoor Luminaires | Linear Ambient | Direct Linear Ambient Luminaires | Standard | FALSE | [9 empty] | 11/20/2015 | Dimmable | Continuous (Can dim down to ≤ 10% (W)) | Yes |  |  | 5747 | 96.4 | 59.61 | 8.53 | 0.977 | 3500 | 80
PZPQWJC1 | Mercury Lighting Products Co. Inc. | Mercury Lighting | LW14-8-6000-35K-HTA-U55-UNI-SR-XXXX | Indoor Luminaires | Linear Ambient | Direct Linear Ambient Luminaires | Standard | FALSE | [9 empty] | 11/20/2015 | Dimmable | Continuous (Can dim down to ≤ 10% (W)) | Yes |  |  | 5747 | 96.4 | 59.61 | 8.53 | 0.977 | 3500 | 80
PGM1G265 | Mercury Lighting Products Co. Inc. | Mercury Lighting | LW4-8-6000-40K-HTA-U55-2D-UNI-SR-XXXX | Indoor Luminaires | Linear Ambient | Direct Linear Ambient Luminaires | Standard | FALSE | [9 empty] | 11/20/2015 | Dimmable | Continuous (Can dim down to ≤ 10% (W)) | Yes |  |  | 5938 | 99.61 | 59.61 | 8.53 | 0.977 | 4000 | 80
PK6NEWSZ | Mercury Lighting Products Co. Inc. | Mercury Lighting | LW14-8-6000-40K-HTA-U55-UNI-SR-XXXX | Indoor Luminaires | Linear Ambient | Direct Linear Ambient Luminaires | Standard | FALSE | [9 empty] | 11/20/2015 | Dimmable | Continuous (Can dim down to ≤ 10% (W)) | Yes |  |  | 5938 | 99.61 | 59.61 | 8.53 | 0.977 | 4000 | 80
PMT1SKJ7 | Mercury Lighting Products Co. Inc. | Mercury Lighting | LW4-8-6000-50K-HTA-U55-2D-UNI-SR-XXXX | Indoor Luminaires | Linear Ambient | Direct Linear Ambient Luminaires | Standard | FALSE | [9 empty] | 11/20/2015 | Dimmable | Continuous (Can dim down to ≤ 10% (W)) | Yes |  |  | 6130 | 102.83 | 59.61 | 8.53 | 0.977 | 5000 | 80
PP81FW5H | Mercury Lighting Products Co. Inc. | Mercury Lighting | LW14-8-6000-50K-HTA-U55-UNI-SR-XXXX | Indoor Luminaires | Linear Ambient | Direct Linear Ambient Luminaires | Standard | FALSE | [9 empty] | 11/20/2015 | Dimmable | Continuous (Can dim down to ≤ 10% (W)) | Yes |  |  | 6130 | 102.83 | 59.61 | 8.53 | 0.977 | 5000 | 80
P1466GVT | Mercury Lighting Products Co. Inc. | Mercury Lighting | LW4-8-8000-30K-HTA-U80TW-UNI-SR-XXXX | Indoor Luminaires | Linear Ambient | Direct Linear Ambient Luminaires | Standard | FALSE | [9 empty] | 11/20/2015 | Dimmable | Continuous (Can dim down to ≤ 10% (W)) | Yes |  |  | 7624 | 102.61 | 74.3 | 9.5 | 0.982 | 3000 | 80
PRXDR8TE | Mercury Lighting Products Co. Inc. | Mercury Lighting | LW14-8-8000-30K-HTA-U80TW-UNI-SR-XXXX | Indoor Luminaires | Linear Ambient | Direct Linear Ambient Luminaires | Standard | FALSE | [9 empty] | 11/20/2015 | Dimmable | Continuous (Can dim down to ≤ 10% (W)) | Yes |  |  | 7624 | 102.61 | 74.3 | 9.5 | 0.982 | 3000 | 80
PWEYTP8N | Mercury Lighting Products Co. Inc. | Mercury Lighting | LW4-8-8000-35K-HTA-U80TW-UNI-SR-XXXX | Indoor Luminaires | Linear Ambient | Direct Linear Ambient Luminaires | Standard | FALSE | [9 empty] | 11/20/2015 | Dimmable | Continuous (Can dim down to ≤ 10% (W)) | Yes |  |  | 7590.18 | 102.15 | 74.3 | 9.5 | 0.982 | 3500 | 80
P6YD9344 | Mercury Lighting Products Co. Inc. | Mercury Lighting | LW14-8-8000-35K-HTA-U80TW-UNI-SR-XXXX | Indoor Luminaires | Linear Ambient | Direct Linear Ambient Luminaires | Standard | FALSE | [9 empty] | 11/20/2015 | Dimmable | Continuous (Can dim down to ≤ 10% (W)) | Yes |  |  | 7590.18 | 102.15 | 74.3 | 9.5 | 0.982 | 3500 | 80
PP9BEAWU | Mercury Lighting Products Co. Inc. | Mercury Lighting | LW4-8-8000-40K-HTA-U80TW-UNI-SR-XXXX | Indoor Luminaires | Linear Ambient | Direct Linear Ambient Luminaires | Standard | FALSE | [9 empty] | 11/20/2015 | Dimmable | Continuous (Can dim down to ≤ 10% (W)) | Yes |  |  | 7843.74 | 105.56 | 74.3 | 9.5 | 0.982 | 4000 | 80
PCSJP7F5 | Mercury Lighting Products Co. Inc. | Mercury Lighting | LW14-8-8000-40K-HTA-U80TW-UNI-SR-XXXX | Indoor Luminaires | Linear Ambient | Direct Linear Ambient Luminaires | Standard | FALSE | [9 empty] | 11/20/2015 | Dimmable | Continuous (Can dim down to ≤ 10% (W)) | Yes |  |  | 7843.74 | 105.56 | 74.3 | 9.5 | 0.982 | 4000 | 80
P6XBN222 | Mercury Lighting Products Co. Inc. | Mercury Lighting | LW4-8-8000-50K-HTA-U80TW-UNI-SR-XXXX | Indoor Luminaires | Linear Ambient | Direct Linear Ambient Luminaires | Standard | FALSE | [9 empty] | 11/20/2015 | Dimmable | Continuous (Can dim down to ≤ 10% (W)) | Yes |  |  | 8096.33 | 108.96 | 74.3 | 9.5 | 0.982 | 5000 | 80
P3CYH665 | Mercury Lighting Products Co. Inc. | Mercury Lighting | LW14-8-8000-50K-HTA-U80TW-UNI-SR-XXXX | Indoor Luminaires | Linear Ambient | Direct Linear Ambient Luminaires | Standard | FALSE | [9 empty] | 11/20/2015 | Dimmable | Continuous (Can dim down to ≤ 10% (W)) | Yes |  |  | 8096.33 | 108.96 | 74.3 | 9.5 | 0.982 | 5000 | 80
PA4J67AH | Mercury Lighting Products Co. Inc. | Mercury Lighting | LW26-8-8850-30K-HTA-U80TW-UNI-XXXX | Indoor Luminaires | Linear Ambient | Direct Linear Ambient Luminaires | Standard | FALSE | [9 empty] | 7/31/2015 | Dimmable | Continuous (Can dim down to ≤ 10% (W)) | Yes |  |  | 9492 | 104.8 | 88.68 | 9.59 | 0.984 | 3000 | 80
PV9CTHY8 | Mercury Lighting Products Co. Inc. | Mercury Lighting | LW25-8-8850-35K-HTA-U80TW-UNI-XXXX | Indoor Luminaires | Linear Ambient | Direct Linear Ambient Luminaires | Standard | FALSE | [9 empty] | 7/31/2015 | Dimmable | Continuous (Can dim down to ≤ 10% (W)) | Yes |  |  | 9249 | 106.5 | 88.68 | 9.59 | 0.984 | 3500 | 80
PBUZ8156 | Mercury Lighting Products Co. Inc. | Mercury Lighting | LW26-8-8850-35K-HTA-U80TW-UNI-XXXX | Indoor Luminaires | Linear Ambient | Direct Linear Ambient Luminaires | Standard | FALSE | [9 empty] | 7/31/2015 | Dimmable | Continuous (Can dim down to ≤ 10% (W)) | Yes |  |  | 9249 | 106.5 | 88.68 | 9.59 | 0.984 | 3500 | 80
PGNGMHH5 | Mercury Lighting Products Co. Inc. | Mercury Lighting | LW25-8-8850-40K-HTA-U80TW-UNI-XXXX | Indoor Luminaires | Linear Ambient | Direct Linear Ambient Luminaires | Standard | FALSE | [9 empty] | 7/31/2015 | Dimmable | Continuous (Can dim down to ≤ 10% (W)) | Yes |  |  | 9764 | 110.1 | 88.68 | 9.59 | 0.984 | 4000 | 80
PG5GACA1 | Mercury Lighting Products Co. Inc. | Mercury Lighting | LW26-8-8850-40K-HTA-U80TW-UNI-XXXX | Indoor Luminaires | Linear Ambient | Direct Linear Ambient Luminaires | Standard | FALSE | [9 empty] | 7/31/2015 | Dimmable | Continuous (Can dim down to ≤ 10% (W)) | Yes |  |  | 9764 | 110.1 | 88.68 | 9.59 | 0.984 | 4000 | 80
P2G8HRT8 | Mercury Lighting Products Co. Inc. | Mercury Lighting | LW25-8-8850-50K-HTA-U80TW-UNI-XXXX | Indoor Luminaires | Linear Ambient | Direct Linear Ambient Luminaires | Standard | FALSE | [9 empty] | 7/31/2015 | Dimmable | Continuous (Can dim down to ≤ 10% (W)) | Yes |  |  | 10079 | 113.7 | 88.68 | 9.59 | 0.984 | 5000 | 80
PX5FARCR | Mercury Lighting Products Co. Inc. | Mercury Lighting | LW26-8-8850-50K-HTA-U80TW-UNI-XXXX | Indoor Luminaires | Linear Ambient | Direct Linear Ambient Luminaires | Standard | FALSE | [9 empty] | 7/31/2015 | Dimmable | Continuous (Can dim down to ≤ 10% (W)) | Yes |  |  | 10079 | 113.7 | 88.68 | 9.59 | 0.984 | 5000 | 80
PAJ8RS9R | Mercury Lighting Products Co. Inc. | Mercury Lighting | LW25-4-2400-30K-HTA-U30-UNI-XXXX | Indoor Luminaires | Linear Ambient | Direct Linear Ambient Luminaires | Standard | FALSE | [9 empty] | 7/31/2015 | Dimmable | Continuous (Can dim down to ≤ 10% (W)) | Yes |  |  | 2478 | 109.9 | 22.56 | 8.92 | 0.932 | 3000 | 80
PA51MXSY | Mercury Lighting Products Co. Inc. | Mercury Lighting | LW25-4-2400-30K-HTA-U30-UNI-48-XXXX | Indoor Luminaires | Linear Ambient | Direct Linear Ambient Luminaires | Standard | FALSE | [9 empty] | 7/31/2015 | Dimmable | Continuous (Can dim down to ≤ 10% (W)) | Yes |  |  | 2478 | 109.9 | 22.56 | 8.92 | 0.932 | 3000 | 80
PJ5U7D9D | Mercury Lighting Products Co. Inc. | Mercury Lighting | LW26-4-2400-30K-HTA-U30-UNI-XXXX | Indoor Luminaires | Linear Ambient | Direct Linear Ambient Luminaires | Standard | FALSE | [9 empty] | 7/31/2015 | Dimmable | Continuous (Can dim down to ≤ 10% (W)) | Yes |  |  | 2478 | 109.9 | 22.56 | 8.92 | 0.932 | 3000 | 80
PFYBBD6N | Mercury Lighting Products Co. Inc. | Mercury Lighting | LW25-4-2400-35K-HTA-U30-UNI-XXXX | Indoor Luminaires | Linear Ambient | Direct Linear Ambient Luminaires | Standard | FALSE | [9 empty] | 7/31/2015 | Dimmable | Continuous (Can dim down to ≤ 10% (W)) | Yes |  |  | 2520 | 111.7 | 22.56 | 8.92 | 0.932 | 3500 | 80
PMF2NEY4 | Mercury Lighting Products Co. Inc. | Mercury Lighting | LW25-4-2400-35K-HTA-U30-UNI-48-XXXX | Indoor Luminaires | Linear Ambient | Direct Linear Ambient Luminaires | Standard | FALSE | [9 empty] | 7/31/2015 | Dimmable | Continuous (Can dim down to ≤ 10% (W)) | Yes |  |  | 2520 | 111.7 | 22.56 | 8.92 | 0.932 | 3500 | 80
PX9MSGJM | Mercury Lighting Products Co. Inc. | Mercury Lighting | LW26-4-2400-35K-HTA-U30-UNI-XXXX | Indoor Luminaires | Linear Ambient | Direct Linear Ambient Luminaires | Standard | FALSE | [9 empty] | 7/31/2015 | Dimmable | Continuous (Can dim down to ≤ 10% (W)) | Yes |  |  | 2520 | 111.7 | 22.56 | 8.92 | 0.932 | 3500 | 80
PMFMK4E8 | Mercury Lighting Products Co. Inc. | Mercury Lighting | LW25-4-2400-40K-HTA-U30-UNI-XXXX | Indoor Luminaires | Linear Ambient | Direct Linear Ambient Luminaires | Standard | FALSE | [9 empty] | 7/31/2015 | Dimmable | Continuous (Can dim down to ≤ 10% (W)) | Yes |  |  | 2604 | 115.4 | 22.56 | 8.92 | 0.932 | 4000 | 80
P9BFS6G4 | Mercury Lighting Products Co. Inc. | Mercury Lighting | LW25-4-2400-40K-HTA-U30-UNI-48-XXXX | Indoor Luminaires | Linear Ambient | Direct Linear Ambient Luminaires | Standard | FALSE | [9 empty] | 7/31/2015 | Dimmable | Continuous (Can dim down to ≤ 10% (W)) | Yes |  |  | 2604 | 115.4 | 22.56 | 8.92 | 0.932 | 4000 | 80
PV7PPDCZ | Mercury Lighting Products Co. Inc. | Mercury Lighting | LW26-4-2400-40K-HTA-U30-UNI-XXXX | Indoor Luminaires | Linear Ambient | Direct Linear Ambient Luminaires | Standard | FALSE | [9 empty] | 7/31/2015 | Dimmable | Continuous (Can dim down to ≤ 10% (W)) | Yes |  |  | 2604 | 115.4 | 22.56 | 8.92 | 0.932 | 4000 | 80
PY89S44W | Mercury Lighting Products Co. Inc. | Mercury Lighting | LW25-4-2400-50K-HTA-U30-UNI-XXXX | Indoor Luminaires | Linear Ambient | Direct Linear Ambient Luminaires | Standard | FALSE | [9 empty] | 7/31/2015 | Dimmable | Continuous (Can dim down to ≤ 10% (W)) | Yes |  |  | 2688 | 119.2 | 22.56 | 8.92 | 0.932 | 5000 | 80
P6HQ7124 | Mercury Lighting Products Co. Inc. | Mercury Lighting | LW25-4-2400-50K-HTA-U30-UNI-48-XXXX | Indoor Luminaires | Linear Ambient | Direct Linear Ambient Luminaires | Standard | FALSE | [9 empty] | 7/31/2015 | Dimmable | Continuous (Can dim down to ≤ 10% (W)) | Yes |  |  | 2688 | 119.2 | 22.56 | 8.92 | 0.932 | 5000 | 80
PSZ2J1QN | Mercury Lighting Products Co. Inc. | Mercury Lighting | LW26-4-2400-50K-HTA-U30-UNI-XXXX | Indoor Luminaires | Linear Ambient | Direct Linear Ambient Luminaires | Standard | FALSE | [9 empty] | 7/31/2015 | Dimmable | Continuous (Can dim down to ≤ 10% (W)) | Yes |  |  | 2688 | 119.2 | 22.56 | 8.92 | 0.932 | 5000 | 80
PEW6JR9B | Mercury Lighting Products Co. Inc. | Mercury Lighting | LW25-4-3150-30K-HTA-U30-UNI-XXXX | Indoor Luminaires | Linear Ambient | Direct Linear Ambient Luminaires | Standard | FALSE | [9 empty] | 7/31/2015 | Dimmable | Continuous (Can dim down to ≤ 10% (W)) | Yes |  |  | 3296 | 109.2 | 30.18 | 8.25 | 0.954 | 3000 | 80
PC8CCFXX | Mercury Lighting Products Co. Inc. | Mercury Lighting | LW25-4-3150-30K-HTA-U30-UNI-48-XXXX | Indoor Luminaires | Linear Ambient | Direct Linear Ambient Luminaires | Standard | FALSE | [9 empty] | 7/31/2015 | Dimmable | Continuous (Can dim down to ≤ 10% (W)) | Yes |  |  | 3296 | 109.2 | 30.18 | 8.25 | 0.954 | 3000 | 80
PHN49KMC | Mercury Lighting Products Co. Inc. | Mercury Lighting | LW26-4-3150-30K-HTA-U30-UNI-XXXX | Indoor Luminaires | Linear Ambient | Direct Linear Ambient Luminaires | Standard | FALSE | [9 empty] | 7/31/2015 | Dimmable | Continuous (Can dim down to ≤ 10% (W)) | Yes |  |  | 3296 | 109.2 | 30.18 | 8.25 | 0.954 | 3000 | 80
P41VFR9D | Mercury Lighting Products Co. Inc. | Mercury Lighting | LW25-4-3150-35K-HTA-U30-UNI-XXXX | Indoor Luminaires | Linear Ambient | Direct Linear Ambient Luminaires | Standard | FALSE | [9 empty] | 7/31/2015 | Dimmable | Continuous (Can dim down to ≤ 10% (W)) | Yes |  |  | 3352 | 111.1 | 30.18 | 8.25 | 0.954 | 3500 | 80
PHWDPYMU | Mercury Lighting Products Co. Inc. | Mercury Lighting | LW25-4-3150-35K-HTA-U30-UNI-48-XXXX | Indoor Luminaires | Linear Ambient | Direct Linear Ambient Luminaires | Standard | FALSE | [9 empty] | 7/31/2015 | Dimmable | Continuous (Can dim down to ≤ 10% (W)) | Yes |  |  | 3352 | 111.1 | 30.18 | 8.25 | 0.954 | 3500 | 80
PMDHP5V4 | Mercury Lighting Products Co. Inc. | Mercury Lighting | LW26-4-3150-35K-HTA-U30-UNI-XXXX | Indoor Luminaires | Linear Ambient | Direct Linear Ambient Luminaires | Standard | FALSE | [9 empty] | 7/31/2015 | Dimmable | Continuous (Can dim down to ≤ 10% (W)) | Yes |  |  | 3352 | 111.1 | 30.18 | 8.25 | 0.954 | 3500 | 80
PJN4VDGJ | Mercury Lighting Products Co. Inc. | Mercury Lighting | LW25-4-3150-40K-HTA-U30-UNI-XXXX | Indoor Luminaires | Linear Ambient | Direct Linear Ambient Luminaires | Standard | FALSE | [9 empty] | 7/31/2015 | Dimmable | Continuous (Can dim down to ≤ 10% (W)) | Yes |  |  | 3464 | 114.8 | 30.18 | 8.25 | 0.954 | 4000 | 80
PM8KQCJK | Mercury Lighting Products Co. Inc. | Mercury Lighting | LW25-4-3150-40K-HTA-U30-UNI-48-XXXX | Indoor Luminaires | Linear Ambient | Direct Linear Ambient Luminaires | Standard | FALSE | [9 empty] | 7/31/2015 | Dimmable | Continuous (Can dim down to ≤ 10% (W)) | Yes |  |  | 3464 | 114.8 | 30.18 | 8.25 | 0.954 | 4000 | 80
P6KDA985 | Mercury Lighting Products Co. Inc. | Mercury Lighting | LW26-4-3150-40K-HTA-U30-UNI-XXXX | Indoor Luminaires | Linear Ambient | Direct Linear Ambient Luminaires | Standard | FALSE | [9 empty] | 7/31/2015 | Dimmable | Continuous (Can dim down to ≤ 10% (W)) | Yes |  |  | 3464 | 114.8 | 30.18 | 8.25 | 0.954 | 4000 | 80
PM9ZSKD6 | Mercury Lighting Products Co. Inc. | Mercury Lighting | LW25-4-3150-50K-HTA-U30-UNI-XXXX | Indoor Luminaires | Linear Ambient | Direct Linear Ambient Luminaires | Standard | FALSE | [9 empty] | 7/31/2015 | Dimmable | Continuous (Can dim down to ≤ 10% (W)) | Yes |  |  | 3576 | 118.5 | 30.18 | 8.25 | 0.954 | 5000 | 80
PJVWR2JU | Mercury Lighting Products Co. Inc. | Mercury Lighting | LW25-4-3150-50K-HTA-U30-UNI-48-XXXX | Indoor Luminaires | Linear Ambient | Direct Linear Ambient Luminaires | Standard | FALSE | [9 empty] | 7/31/2015 | Dimmable | Continuous (Can dim down to ≤ 10% (W)) | Yes |  |  | 3576 | 118.5 | 30.18 | 8.25 | 0.954 | 5000 | 80
PP1WM346 | Mercury Lighting Products Co. Inc. | Mercury Lighting | LW26-4-3150-50K-HTA-U30-UNI-XXXX | Indoor Luminaires | Linear Ambient | Direct Linear Ambient Luminaires | Standard | FALSE | [9 empty] | 7/31/2015 | Dimmable | Continuous (Can dim down to ≤ 10% (W)) | Yes |  |  | 3576 | 118.5 | 30.18 | 8.25 | 0.954 | 5000 | 80
PY48WCJR | Mercury Lighting Products Co. Inc. | Mercury Lighting | LW25-4-4500-30K-HTA-U55-UNI-XXXX | Indoor Luminaires | Linear Ambient | Direct Linear Ambient Luminaires | Standard | FALSE | [9 empty] | 7/31/2015 | Dimmable | Continuous (Can dim down to ≤ 10% (W)) | Yes |  |  | 4739 | 103.7 | 45.68 | 8.71 | 0.971 | 3000 | 80
P3DP6X98 | Mercury Lighting Products Co. Inc. | Mercury Lighting | LW25-4-4500-30K-HTA-U55-UNI-48-XXXX | Indoor Luminaires | Linear Ambient | Direct Linear Ambient Luminaires | Standard | FALSE | [9 empty] | 7/31/2015 | Dimmable | Continuous (Can dim down to ≤ 10% (W)) | Yes |  |  | 4739 | 103.7 | 45.68 | 8.71 | 0.971 | 3000 | 80
PNEC3DPB | Mercury Lighting Products Co. Inc. | Mercury Lighting | LW26-4-4500-30K-HTA-U55-UNI-XXXX | Indoor Luminaires | Linear Ambient | Direct Linear Ambient Luminaires | Standard | FALSE | [9 empty] | 7/31/2015 | Dimmable | Continuous (Can dim down to ≤ 10% (W)) | Yes |  |  | 4739 | 103.7 | 45.68 | 8.71 | 0.971 | 3000 | 80
PNY9K92T | Mercury Lighting Products Co. Inc. | Mercury Lighting | LW25-4-4500-35K-HTA-U55-UNI-XXXX | Indoor Luminaires | Linear Ambient | Direct Linear Ambient Luminaires | Standard | FALSE | [9 empty] | 7/31/2015 | Dimmable | Continuous (Can dim down to ≤ 10% (W)) | Yes |  |  | 4819 | 105.5 | 45.68 | 8.71 | 0.971 | 3500 | 80
PVTYFE8Y | Mercury Lighting Products Co. Inc. | Mercury Lighting | LW25-4-4500-35K-HTA-U55-UNI-48-XXXX | Indoor Luminaires | Linear Ambient | Direct Linear Ambient Luminaires | Standard | FALSE | [9 empty] | 7/31/2015 | Dimmable | Continuous (Can dim down to ≤ 10% (W)) | Yes |  |  | 4819 | 105.5 | 45.68 | 8.71 | 0.971 | 3500 | 80
PE15H5QS | Mercury Lighting Products Co. Inc. | Mercury Lighting | LW26-4-4500-35K-HTA-U55-UNI-XXXX | Indoor Luminaires | Linear Ambient | Direct Linear Ambient Luminaires | Standard | FALSE | [9 empty] | 7/31/2015 | Dimmable | Continuous (Can dim down to ≤ 10% (W)) | Yes |  |  | 4819 | 105.5 | 45.68 | 8.71 | 0.971 | 3500 | 80
PSHUEKWA | Mercury Lighting Products Co. Inc. | Mercury Lighting | LW25-4-4500-40K-HTA-U55-UNI-XXXX | Indoor Luminaires | Linear Ambient | Direct Linear Ambient Luminaires | Standard | FALSE | [9 empty] | 7/31/2015 | Dimmable | Continuous (Can dim down to ≤ 10% (W)) | Yes |  |  | 4980 | 109 | 45.68 | 8.71 | 0.971 | 4000 | 80
PWTTZQ5K | Mercury Lighting Products Co. Inc. | Mercury Lighting | LW25-4-4500-40K-HTA-U55-UNI-48-XXXX | Indoor Luminaires | Linear Ambient | Direct Linear Ambient Luminaires | Standard | FALSE | [9 empty] | 7/31/2015 | Dimmable | Continuous (Can dim down to ≤ 10% (W)) | Yes |  |  | 4980 | 109 | 45.68 | 8.71 | 0.971 | 4000 | 80
PE9MCT7G | Mercury Lighting Products Co. Inc. | Mercury Lighting | LW26-4-4500-40K-HTA-U55-UNI-XXXX | Indoor Luminaires | Linear Ambient | Direct Linear Ambient Luminaires | Standard | FALSE | [9 empty] | 7/31/2015 | Dimmable | Continuous (Can dim down to ≤ 10% (W)) | Yes |  |  | 4980 | 109 | 45.68 | 8.71 | 0.971 | 4000 | 80
PWZZSAKH | Mercury Lighting Products Co. Inc. | Mercury Lighting | LW25-4-4500-50K-HTA-U55-UNI-XXXX | Indoor Luminaires | Linear Ambient | Direct Linear Ambient Luminaires | Standard | FALSE | [9 empty] | 7/31/2015 | Dimmable | Continuous (Can dim down to ≤ 10% (W)) | Yes |  |  | 5140 | 112.5 | 45.68 | 8.71 | 0.971 | 5000 | 80
PPGVJ8V6 | Mercury Lighting Products Co. Inc. | Mercury Lighting | LW25-4-4500-50K-HTA-U55-UNI-48-XXXX | Indoor Luminaires | Linear Ambient | Direct Linear Ambient Luminaires | Standard | FALSE | [9 empty] | 7/31/2015 | Dimmable | Continuous (Can dim down to ≤ 10% (W)) | Yes |  |  | 5140 | 112.5 | 45.68 | 8.71 | 0.971 | 5000 | 80
PRQFZET9 | Mercury Lighting Products Co. Inc. | Mercury Lighting | LW26-4-4500-50K-HTA-U55-UNI-XXXX | Indoor Luminaires | Linear Ambient | Direct Linear Ambient Luminaires | Standard | FALSE | [9 empty] | 7/31/2015 | Dimmable | Continuous (Can dim down to ≤ 10% (W)) | Yes |  |  | 5140 | 112.5 | 45.68 | 8.71 | 0.971 | 5000 | 80
P9ERZDNA | Mercury Lighting Products Co. Inc. | Mercury Lighting | LW25-4-4800-30K-HTA-U55-UNI-XXXX | Indoor Luminaires | Linear Ambient | Direct Linear Ambient Luminaires | Standard | FALSE | [9 empty] | 7/31/2015 | Dimmable | Continuous (Can dim down to ≤ 10% (W)) | Yes |  |  | 5076 | 102.5 | 49.5 | 8.65 | 0.973 | 3000 | 80
P2UEMSJ5 | Mercury Lighting Products Co. Inc. | Mercury Lighting | LW25-4-4800-30K-HTA-U55-UNI-48-XXXX | Indoor Luminaires | Linear Ambient | Direct Linear Ambient Luminaires | Standard | FALSE | [9 empty] | 7/31/2015 | Dimmable | Continuous (Can dim down to ≤ 10% (W)) | Yes |  |  | 5076 | 102.5 | 49.5 | 8.65 | 0.973 | 3000 | 80
PT4XJK3G | Mercury Lighting Products Co. Inc. | Mercury Lighting | LW26-4-4800-30K-HTA-U55-UNI-XXXX | Indoor Luminaires | Linear Ambient | Direct Linear Ambient Luminaires | Standard | FALSE | [9 empty] | 7/31/2015 | Dimmable | Continuous (Can dim down to ≤ 10% (W)) | Yes |  |  | 5076 | 102.5 | 49.5 | 8.65 | 0.973 | 3000 | 80
PM8RRJQZ | Mercury Lighting Products Co. Inc. | Mercury Lighting | LW25-4-4800-35K-HTA-U55-UNI-XXXX | Indoor Luminaires | Linear Ambient | Direct Linear Ambient Luminaires | Standard | FALSE | [9 empty] | 7/31/2015 | Dimmable | Continuous (Can dim down to ≤ 10% (W)) | Yes |  |  | 5162 | 104.3 | 49.5 | 8.65 | 0.973 | 3500 | 80
PUFPNQHX | Mercury Lighting Products Co. Inc. | Mercury Lighting | LW25-4-4800-35K-HTA-U55-UNI-48-XXXX | Indoor Luminaires | Linear Ambient | Direct Linear Ambient Luminaires | Standard | FALSE | [9 empty] | 7/31/2015 | Dimmable | Continuous (Can dim down to ≤ 10% (W)) | Yes |  |  | 5162 | 104.3 | 49.5 | 8.65 | 0.973 | 3500 | 80
PUJ378GX | Mercury Lighting Products Co. Inc. | Mercury Lighting | LW26-4-4800-35K-HTA-U55-UNI-XXXX | Indoor Luminaires | Linear Ambient | Direct Linear Ambient Luminaires | Standard | FALSE | [9 empty] | 7/31/2015 | Dimmable | Continuous (Can dim down to ≤ 10% (W)) | Yes |  |  | 5162 | 104.3 | 49.5 | 8.65 | 0.973 | 3500 | 80
PXQ7RKA7 | Mercury Lighting Products Co. Inc. | Mercury Lighting | LW25-4-4800-40K-HTA-U55-UNI-XXXX | Indoor Luminaires | Linear Ambient | Direct Linear Ambient Luminaires | Standard | FALSE | [9 empty] | 7/31/2015 | Dimmable | Continuous (Can dim down to ≤ 10% (W)) | Yes |  |  | 5334 | 107.8 | 49.5 | 8.65 | 0.973 | 4000 | 80
PVTR512Y | Mercury Lighting Products Co. Inc. | Mercury Lighting | LW25-4-4800-40K-HTA-U55-UNI-48-XXXX | Indoor Luminaires | Linear Ambient | Direct Linear Ambient Luminaires | Standard | FALSE | [9 empty] | 7/31/2015 | Dimmable | Continuous (Can dim down to ≤ 10% (W)) | Yes |  |  | 5334 | 107.8 | 49.5 | 8.65 | 0.973 | 4000 | 80
PG9J47KG | Mercury Lighting Products Co. Inc. | Mercury Lighting | LW26-4-4800-40K-HTA-U55-UNI-XXXX | Indoor Luminaires | Linear Ambient | Direct Linear Ambient Luminaires | Standard | FALSE | [9 empty] | 7/31/2015 | Dimmable | Continuous (Can dim down to ≤ 10% (W)) | Yes |  |  | 5334 | 107.8 | 49.5 | 8.65 | 0.973 | 4000 | 80
PP29CBH9 | Mercury Lighting Products Co. Inc. | Mercury Lighting | LW25-4-4800-50K-HTA-U55-UNI-XXXX | Indoor Luminaires | Linear Ambient | Direct Linear Ambient Luminaires | Standard | FALSE | [9 empty] | 7/31/2015 | Dimmable | Continuous (Can dim down to ≤ 10% (W)) | Yes |  |  | 5506 | 111.2 | 49.5 | 8.65 | 0.973 | 5000 | 80
PV5MNVUY | Mercury Lighting Products Co. Inc. | Mercury Lighting | LW25-4-4800-50K-HTA-U55-UNI-48-XXXX | Indoor Luminaires | Linear Ambient | Direct Linear Ambient Luminaires | Standard | FALSE | [9 empty] | 7/31/2015 | Dimmable | Continuous (Can dim down to ≤ 10% (W)) | Yes |  |  | 5506 | 111.2 | 49.5 | 8.65 | 0.973 | 5000 | 80
PTU98P29 | Mercury Lighting Products Co. Inc. | Mercury Lighting | LW26-4-4800-50K-HTA-U55-UNI-XXXX | Indoor Luminaires | Linear Ambient | Direct Linear Ambient Luminaires | Standard | FALSE | [9 empty] | 7/31/2015 | Dimmable | Continuous (Can dim down to ≤ 10% (W)) | Yes |  |  | 5506 | 111.2 | 49.5 | 8.65 | 0.973 | 5000 | 80
PX8SZR8M | Mercury Lighting Products Co. Inc. | Mercury Lighting | LW25-8-6300-30K-HTA-U80TW-UNI-XXXX | Indoor Luminaires | Linear Ambient | Direct Linear Ambient Luminaires | Standard | FALSE | [9 empty] | 7/31/2015 | Dimmable | Continuous (Can dim down to ≤ 10% (W)) | Yes |  |  | 6607 | 111.7 | 59.15 | 9.69 | 0.979 | 3000 | 80
PY7PJ38A | Mercury Lighting Products Co. Inc. | Mercury Lighting | LW26-8-6300-30K-HTA-U80TW-UNI-XXXX | Indoor Luminaires | Linear Ambient | Direct Linear Ambient Luminaires | Standard | FALSE | [9 empty] | 7/31/2015 | Dimmable | Continuous (Can dim down to ≤ 10% (W)) | Yes |  |  | 6607 | 111.7 | 59.15 | 9.69 | 0.979 | 3000 | 80
PXDTEHAZ | Mercury Lighting Products Co. Inc. | Mercury Lighting | LW25-8-6300-35K-HTA-U80TW-UNI-XXXX | Indoor Luminaires | Linear Ambient | Direct Linear Ambient Luminaires | Standard | FALSE | [9 empty] | 7/31/2015 | Dimmable | Continuous (Can dim down to ≤ 10% (W)) | Yes |  |  | 6719 | 113.6 | 59.15 | 9.69 | 0.979 | 3500 | 80
P4TNVJXK | Mercury Lighting Products Co. Inc. | Mercury Lighting | LW26-8-6300-35K-HTA-U80TW-UNI-XXXX | Indoor Luminaires | Linear Ambient | Direct Linear Ambient Luminaires | Standard | FALSE | [9 empty] | 7/31/2015 | Dimmable | Continuous (Can dim down to ≤ 10% (W)) | Yes |  |  | 6719 | 113.6 | 59.15 | 9.69 | 0.979 | 3500 | 80
PMHMXDQ5 | Mercury Lighting Products Co. Inc. | Mercury Lighting | LW25-8-6300-40K-HTA-U80TW-UNI-XXXX | Indoor Luminaires | Linear Ambient | Direct Linear Ambient Luminaires | Standard | FALSE | [9 empty] | 7/31/2015 | Dimmable | Continuous (Can dim down to ≤ 10% (W)) | Yes |  |  | 6943 | 117.4 | 59.15 | 9.69 | 0.979 | 4000 | 80
P49UH8X4 | Mercury Lighting Products Co. Inc. | Mercury Lighting | LW26-8-6300-40K-HTA-U80TW-UNI-XXXX | Indoor Luminaires | Linear Ambient | Direct Linear Ambient Luminaires | Standard | FALSE | [9 empty] | 7/31/2015 | Dimmable | Continuous (Can dim down to ≤ 10% (W)) | Yes |  |  | 6943 | 117.4 | 59.15 | 9.69 | 0.979 | 4000 | 80
PJHSPGS4 | Mercury Lighting Products Co. Inc. | Mercury Lighting | LW25-8-6300-50K-HTA-U80TW-UNI-XXXX | Indoor Luminaires | Linear Ambient | Direct Linear Ambient Luminaires | Standard | FALSE | [9 empty] | 7/31/2015 | Dimmable | Continuous (Can dim down to ≤ 10% (W)) | Yes |  |  | 7167 | 121.2 | 59.15 | 9.69 | 0.979 | 5000 | 80
P6FSDV53 | Mercury Lighting Products Co. Inc. | Mercury Lighting | LW26-8-6300-50K-HTA-U80TW-UNI-XXXX | Indoor Luminaires | Linear Ambient | Direct Linear Ambient Luminaires | Standard | FALSE | [9 empty] | 7/31/2015 | Dimmable | Continuous (Can dim down to ≤ 10% (W)) | Yes |  |  | 7167 | 121.2 | 59.15 | 9.69 | 0.979 | 5000 | 80
PTA3HB8Q | Mercury Lighting Products Co. Inc. | Mercury Lighting | LW3-2-2100-35K-HTA-U30-UNI-XXXX | Indoor Luminaires | Linear Ambient | Direct Linear Ambient Luminaires | Standard | FALSE | [9 empty] | 4/6/2015 | Dimmable | Continuous (Can dim down to ≤ 10% (W)) | Not Yet Verified |  |  | 2044 | 87.2 | 23.44 | 5.69 | 0.995 | 3500 | 80
PSHY135B | Mercury Lighting Products Co. Inc. | Mercury Lighting | LW3-2-2100-40K-HTA-U30-UNI-XXXX | Indoor Luminaires | Linear Ambient | Direct Linear Ambient Luminaires | Standard | FALSE | [9 empty] | 4/6/2015 | Dimmable | Continuous (Can dim down to ≤ 10% (W)) | Not Yet Verified |  |  | 2107 | 89.9 | 23.44 | 5.69 | 0.995 | 4000 | 80
PGUNG723 | Mercury Lighting Products Co. Inc. | Mercury Lighting | LW3-2-2100-50K-HTA-U30-UNI-XXXX | Indoor Luminaires | Linear Ambient | Direct Linear Ambient Luminaires | Standard | FALSE | [9 empty] | 4/6/2015 | Dimmable | Continuous (Can dim down to ≤ 10% (W)) | Not Yet Verified |  |  | 2171 | 92.6 | 23.44 | 5.35 | 0.995 | 5000 | 80
PUTJ9FFE | Mercury Lighting Products Co. Inc. | Mercury Lighting | LW3-2-2300-35K-HTA-U30-UNI-XXXX | Indoor Luminaires | Linear Ambient | Direct Linear Ambient Luminaires | Standard | FALSE | [9 empty] | 4/6/2015 | Dimmable | Continuous (Can dim down to ≤ 10% (W)) | Not Yet Verified |  |  | 2243 | 86.8 | 25.86 | 5.35 | 0.997 | 3500 | 80
P12DBHMF | Mercury Lighting Products Co. Inc. | Mercury Lighting | LW3-2-2300-40K-HTA-U30-UNI-XXXX | Indoor Luminaires | Linear Ambient | Direct Linear Ambient Luminaires | Standard | FALSE | [9 empty] | 4/6/2015 | Dimmable | Continuous (Can dim down to ≤ 10% (W)) | Not Yet Verified |  |  | 2313 | 89.5 | 25.86 | 5.35 | 0.997 | 4000 | 80
P2WEQBED | Mercury Lighting Products Co. Inc. | Mercury Lighting | LW3-2-2300-50K-HTA-U30-UNI-XXXX | Indoor Luminaires | Linear Ambient | Direct Linear Ambient Luminaires | Standard | FALSE | [9 empty] | 4/6/2015 | Dimmable | Continuous (Can dim down to ≤ 10% (W)) | Not Yet Verified |  |  | 2384 | 92.2 | 25.86 | 5.35 | 0.997 | 5000 | 80
PPS4WQ2E | Mercury Lighting Products Co. Inc. | Mercury Lighting | LW3-4-2100-30K-HTA-U30-UNI-XXXX | Indoor Luminaires | Linear Ambient | Direct Linear Ambient Luminaires | Standard | FALSE | [9 empty] | 4/6/2015 | Dimmable | Continuous (Can dim down to ≤ 10% (W)) | Not Yet Verified |  |  | 2122 | 96.8 | 21.92 | 8.9 | 0.927 | 3000 | 80
PJHXD7C8 | Mercury Lighting Products Co. Inc. | Mercury Lighting | LW3-4-2100-35K-HTA-U30-UNI-XXXX | Indoor Luminaires | Linear Ambient | Direct Linear Ambient Luminaires | Standard | FALSE | [9 empty] | 4/6/2015 | Dimmable | Continuous (Can dim down to ≤ 10% (W)) | Not Yet Verified |  |  | 2156 | 98.4 | 21.92 | 8.9 | 0.927 | 3500 | 80
PTUH53K1 | Mercury Lighting Products Co. Inc. | Mercury Lighting | LW3-4-2100-40K-HTA-U30-UNI-XXXX | Indoor Luminaires | Linear Ambient | Direct Linear Ambient Luminaires | Standard | FALSE | [9 empty] | 4/6/2015 | Dimmable | Continuous (Can dim down to ≤ 10% (W)) | Not Yet Verified |  |  | 2223 | 101.5 | 21.92 | 8.9 | 0.927 | 4000 | 80
PRUZUU5R | Mercury Lighting Products Co. Inc. | Mercury Lighting | LW3-4-2100-50K-HTA-U30-UNI-XXXX | Indoor Luminaires | Linear Ambient | Direct Linear Ambient Luminaires | Standard | FALSE | [9 empty] | 4/6/2015 | Dimmable | Continuous (Can dim down to ≤ 10% (W)) | Not Yet Verified |  |  | 2291 | 104.5 | 21.92 | 8.9 | 0.927 | 5000 | 80
P7H35WZE | Mercury Lighting Products Co. Inc. | Mercury Lighting | LW3-4-3800-30K-HTA-U55-UNI-XXXX | Indoor Luminaires | Linear Ambient | Direct Linear Ambient Luminaires | Standard | FALSE | [9 empty] | 4/6/2015 | Dimmable | Continuous (Can dim down to ≤ 10% (W)) | Not Yet Verified |  |  | 3527 | 94.3 | 37.4 | 8.89 | 0.964 | 3000 | 80
PAQP1P9S | Mercury Lighting Products Co. Inc. | Mercury Lighting | LW3-4-3800-35K-HTA-U55-UNI-XXXX | Indoor Luminaires | Linear Ambient | Direct Linear Ambient Luminaires | Standard | FALSE | [9 empty] | 4/6/2015 | Dimmable | Continuous (Can dim down to ≤ 10% (W)) | Not Yet Verified |  |  | 3583 | 95.8 | 37.4 | 8.89 | 0.964 | 3500 | 80
PTS8KJGH | Mercury Lighting Products Co. Inc. | Mercury Lighting | LW3-4-3800-40K-HTA-U55-UNI-XXXX | Indoor Luminaires | Linear Ambient | Direct Linear Ambient Luminaires | Standard | FALSE | [9 empty] | 4/6/2015 | Dimmable | Continuous (Can dim down to ≤ 10% (W)) | Not Yet Verified |  |  | 3695 | 98.8 | 37.4 | 8.89 | 0.964 | 4000 | 80
PC6VJ5P7 | Mercury Lighting Products Co. Inc. | Mercury Lighting | LW3-4-4500-30K-HTA-U55-UNI-XXXX | Indoor Luminaires | Linear Ambient | Direct Linear Ambient Luminaires | Standard | FALSE | [9 empty] | 4/6/2015 | Dimmable | Continuous (Can dim down to ≤ 10% (W)) | Not Yet Verified |  |  | 4218 | 91.3 | 46.19 | 8.71 | 0.971 | 3000 | 80
P8EC66YN | Mercury Lighting Products Co. Inc. | Mercury Lighting | LW3-4-4500-35K-HTA-U55-UNI-XXXX | Indoor Luminaires | Linear Ambient | Direct Linear Ambient Luminaires | Standard | FALSE | [9 empty] | 4/6/2015 | Dimmable | Continuous (Can dim down to ≤ 10% (W)) | Not Yet Verified |  |  | 4285 | 92.8 | 46.19 | 8.71 | 0.971 | 3500 | 80
PA5HMN4S | Mercury Lighting Products Co. Inc. | Mercury Lighting | LW3-4-4500-40K-HTA-U55-UNI-XXXX | Indoor Luminaires | Linear Ambient | Direct Linear Ambient Luminaires | Standard | FALSE | [9 empty] | 4/6/2015 | Dimmable | Continuous (Can dim down to ≤ 10% (W)) | Not Yet Verified |  |  | 4419 | 95.7 | 46.19 | 8.71 | 0.971 | 4000 | 80
PD5DPKH8 | Mercury Lighting Products Co. Inc. | Mercury Lighting | LW3-4-4500-50K-HTA-U55-UNI-XXXX | Indoor Luminaires | Linear Ambient | Direct Linear Ambient Luminaires | Standard | FALSE | [9 empty] | 4/6/2015 | Dimmable | Continuous (Can dim down to ≤ 10% (W)) | Not Yet Verified |  |  | 4553 | 99.6 | 46.19 | 8.71 | 0.971 | 5000 | 80
PB2HJYG4 | Mercury Lighting Products Co. Inc. | Mercury Lighting | LW3-4-4800-35K-HTA-U55-UNI-XXXX | Indoor Luminaires | Linear Ambient | Direct Linear Ambient Luminaires | Standard | FALSE | [9 empty] | 4/6/2015 | Dimmable | Continuous (Can dim down to ≤ 10% (W)) | Not Yet Verified |  |  | 4524 | 91.8 | 49.29 | 8.65 | 0.973 | 3500 | 80
PMGW2MHC | Mercury Lighting Products Co. Inc. | Mercury Lighting | LW3-4-4800-40K-HTA-U55-UNI-XXXX | Indoor Luminaires | Linear Ambient | Direct Linear Ambient Luminaires | Standard | FALSE | [9 empty] | 4/6/2015 | Dimmable | Continuous (Can dim down to ≤ 10% (W)) | Not Yet Verified |  |  | 4665 | 94.6 | 49.29 | 8.65 | 0.973 | 4000 | 80
PKM5TKES | Mercury Lighting Products Co. Inc. | Mercury Lighting | LW3-4-4800-50K-HTA-U55-UNI-XXXX | Indoor Luminaires | Linear Ambient | Direct Linear Ambient Luminaires | Standard | FALSE | [9 empty] | 4/6/2015 | Dimmable | Continuous (Can dim down to ≤ 10% (W)) | Not Yet Verified |  |  | 4807 | 97.5 | 49.29 | 8.65 | 0.973 | 5000 | 80
PHGSNCAH | Mercury Lighting Products Co. Inc. | Mercury Lighting | LW3-4-2100-30K-HTA-U30-UNI-SR-XXXX | Indoor Luminaires | Linear Ambient | Direct Linear Ambient Luminaires | Standard | FALSE | [9 empty] | 9/30/2015 | Dimmable | Continuous (Can dim down to ≤ 10% (W)) | Yes |  |  | 2135.53 | 98.77 | 21.62 | 8.9 | 0.927 | 3000 | 80
PQU8ADWJ | Mercury Lighting Products Co. Inc. | Mercury Lighting | LW3-4-2100-35K-HTA-U30-UNI-SR-XXXX | Indoor Luminaires | Linear Ambient | Direct Linear Ambient Luminaires | Standard | FALSE | [9 empty] | 9/30/2015 | Dimmable | Continuous (Can dim down to ≤ 10% (W)) | Yes |  |  | 2169.75 | 100.35 | 21.62 | 8.9 | 0.927 | 3500 | 80
PUMNVRFW | Mercury Lighting Products Co. Inc. | Mercury Lighting | LW3-4-2100-40K-HTA-U30-UNI-SR-XXXX | Indoor Luminaires | Linear Ambient | Direct Linear Ambient Luminaires | Standard | FALSE | [9 empty] | 9/30/2015 | Dimmable | Continuous (Can dim down to ≤ 10% (W)) | Yes |  |  | 2237.18 | 103.47 | 21.62 | 8.9 | 0.927 | 4000 | 80
PHJ31UH3 | Mercury Lighting Products Co. Inc. | Mercury Lighting | LW3-4-2100-50K-HTA-U30-UNI-SR-XXXX | Indoor Luminaires | Linear Ambient | Direct Linear Ambient Luminaires | Standard | FALSE | [9 empty] | 9/30/2015 | Dimmable | Continuous (Can dim down to ≤ 10% (W)) | Yes |  |  | 2305.61 | 106.64 | 21.62 | 8.9 | 0.927 | 5000 | 80
P67MC2HD | Mercury Lighting Products Co. Inc. | Mercury Lighting | LW4-4-2100-30K-HTA-U30-UNI-XXXX | Indoor Luminaires | Linear Ambient | Direct Linear Ambient Luminaires | Standard | FALSE | [9 empty] | 9/30/2015 | Dimmable | Continuous (Can dim down to ≤ 10% (W)) | Yes |  |  | 2018 | 92.06 | 21.92 | 8.86 | 0.929 | 3000 | 80
PADJU62H | Mercury Lighting Products Co. Inc. | Mercury Lighting | LW14-4-2100-30K-HTA-U30-UNI-XXXX | Indoor Luminaires | Linear Ambient | Direct Linear Ambient Luminaires | Standard | FALSE | [9 empty] | 9/30/2015 | Dimmable | Continuous (Can dim down to ≤ 10% (W)) | Yes |  |  | 2018 | 92.06 | 21.92 | 8.86 | 0.929 | 3000 | 80
PSPQ9J5R | Mercury Lighting Products Co. Inc. | Mercury Lighting | LW4-4-2100-35K-HTA-U30-UNI-XXXX | Indoor Luminaires | Linear Ambient | Direct Linear Ambient Luminaires | Standard | FALSE | [9 empty] | 9/30/2015 | Dimmable | Continuous (Can dim down to ≤ 10% (W)) | Yes |  |  | 2052 | 93.61 | 21.92 | 8.86 | 0.929 | 3500 | 80
PR3JBEYA | Mercury Lighting Products Co. Inc. | Mercury Lighting | LW14-4-2100-35K-HTA-U30-UNI-XXXX | Indoor Luminaires | Linear Ambient | Direct Linear Ambient Luminaires | Standard | FALSE | [9 empty] | 9/30/2015 | Dimmable | Continuous (Can dim down to ≤ 10% (W)) | Yes |  |  | 2052 | 93.61 | 21.92 | 8.86 | 0.929 | 3500 | 80
P7ZWT3QT | Mercury Lighting Products Co. Inc. | Mercury Lighting | LW4-4-2100-40K-HTA-U30-UNI-XXXX | Indoor Luminaires | Linear Ambient | Direct Linear Ambient Luminaires | Standard | FALSE | [9 empty] | 9/30/2015 | Dimmable | Continuous (Can dim down to ≤ 10% (W)) | Yes |  |  | 2121 | 96.76 | 21.92 | 8.86 | 0.929 | 4000 | 80
PWX8NPEU | Mercury Lighting Products Co. Inc. | Mercury Lighting | LW14-4-2100-40K-HTA-U30-UNI-XXXX | Indoor Luminaires | Linear Ambient | Direct Linear Ambient Luminaires | Standard | FALSE | [9 empty] | 9/30/2015 | Dimmable | Continuous (Can dim down to ≤ 10% (W)) | Yes |  |  | 2121 | 96.76 | 21.92 | 8.86 | 0.929 | 4000 | 80
PGCAUPN1 | Mercury Lighting Products Co. Inc. | Mercury Lighting | LW4-4-2100-50K-HTA-U30-UNI-XXXX | Indoor Luminaires | Linear Ambient | Direct Linear Ambient Luminaires | Standard | FALSE | [9 empty] | 9/30/2015 | Dimmable | Continuous (Can dim down to ≤ 10% (W)) | Yes |  |  | 2189 | 99.86 | 21.92 | 8.86 | 0.929 | 5000 | 80
P6P2KNNR | Mercury Lighting Products Co. Inc. | Mercury Lighting | LW14-4-2100-50K-HTA-U30-UNI-XXXX | Indoor Luminaires | Linear Ambient | Direct Linear Ambient Luminaires | Standard | FALSE | [9 empty] | 9/30/2015 | Dimmable | Continuous (Can dim down to ≤ 10% (W)) | Yes |  |  | 2189 | 99.86 | 21.92 | 8.86 | 0.929 | 5000 | 80
PECAWUCD | Mercury Lighting Products Co. Inc. | Mercury Lighting | LW4-2-2100-30K-HTA-U30-UNI-XXXX | Indoor Luminaires | Linear Ambient | Direct Linear Ambient Luminaires | Standard | FALSE | [9 empty] | 9/30/2015 | Dimmable | Continuous (Can dim down to ≤ 10% (W)) | Yes |  |  | 2056 | 90.77 | 22.65 | 8.76 | 0.932 | 3000 | 80
PQYADN15 | Mercury Lighting Products Co. Inc. | Mercury Lighting | LW14-2-2100-30K-HTA-U30-UNI-XXXX | Indoor Luminaires | Linear Ambient | Direct Linear Ambient Luminaires | Standard | FALSE | [9 empty] | 9/30/2015 | Dimmable | Continuous (Can dim down to ≤ 10% (W)) | Yes |  |  | 2056 | 90.77 | 22.65 | 8.76 | 0.932 | 3000 | 80
P2RX5Z7H | Mercury Lighting Products Co. Inc. | Mercury Lighting | LW4-2-2100-35K-HTA-U30-UNI-XXXX | Indoor Luminaires | Linear Ambient | Direct Linear Ambient Luminaires | Standard | FALSE | [9 empty] | 9/30/2015 | Dimmable | Continuous (Can dim down to ≤ 10% (W)) | Yes |  |  | 2091 | 92.31 | 22.65 | 8.76 | 0.932 | 3500 | 80
PZHT2KJB | Mercury Lighting Products Co. Inc. | Mercury Lighting | LW14-2-2100-35K-HTA-U30-UNI-XXXX | Indoor Luminaires | Linear Ambient | Direct Linear Ambient Luminaires | Standard | FALSE | [9 empty] | 9/30/2015 | Dimmable | Continuous (Can dim down to ≤ 10% (W)) | Yes |  |  | 2091 | 92.31 | 22.65 | 8.76 | 0.932 | 3500 | 80
PK4GQBCS | Mercury Lighting Products Co. Inc. | Mercury Lighting | LW4-2-2100-40K-HTA-U30-UNI-XXXX | Indoor Luminaires | Linear Ambient | Direct Linear Ambient Luminaires | Standard | FALSE | [9 empty] | 9/30/2015 | Dimmable | Continuous (Can dim down to ≤ 10% (W)) | Yes |  |  | 2160 | 95.36 | 22.65 | 8.76 | 0.932 | 4000 | 80
PU824BR2 | Mercury Lighting Products Co. Inc. | Mercury Lighting | LW14-2-2100-40K-HTA-U30-UNI-XXXX | Indoor Luminaires | Linear Ambient | Direct Linear Ambient Luminaires | Standard | FALSE | [9 empty] | 9/30/2015 | Dimmable | Continuous (Can dim down to ≤ 10% (W)) | Yes |  |  | 2160 | 95.36 | 22.65 | 8.76 | 0.932 | 4000 | 80
PQ9RBX6D | Mercury Lighting Products Co. Inc. | Mercury Lighting | LW4-2-2100-50K-HTA-U30-UNI-XXXX | Indoor Luminaires | Linear Ambient | Direct Linear Ambient Luminaires | Standard | FALSE | [9 empty] | 9/30/2015 | Dimmable | Continuous (Can dim down to ≤ 10% (W)) | Yes |  |  | 2230 | 98.45 | 22.65 | 8.76 | 0.932 | 5000 | 80
P7DRXRGQ | Mercury Lighting Products Co. Inc. | Mercury Lighting | LW14-2-2100-50K-HTA-U30-UNI-XXXX | Indoor Luminaires | Linear Ambient | Direct Linear Ambient Luminaires | Standard | FALSE | [9 empty] | 9/30/2015 | Dimmable | Continuous (Can dim down to ≤ 10% (W)) | Yes |  |  | 2230 | 98.45 | 22.65 | 8.76 | 0.932 | 5000 | 80
P4T4H4CE | Mercury Lighting Products Co. Inc. | Mercury Lighting | LW3-2-2100-30K-HTA-U30-UNI-SR-XXXX | Indoor Luminaires | Linear Ambient | Direct Linear Ambient Luminaires | Standard | FALSE | [9 empty] | 9/30/2015 | Dimmable | Continuous (Can dim down to ≤ 10% (W)) | Yes |  |  | 2024.83 | 86.38 | 23.44 | 8.76 | 0.932 | 3000 | 80
P44ZKXPG | Mercury Lighting Products Co. Inc. | Mercury Lighting | LW3-2-2100-35K-HTA-U30-UNI-SR-XXXX | Indoor Luminaires | Linear Ambient | Direct Linear Ambient Luminaires | Standard | FALSE | [9 empty] | 9/30/2015 | Dimmable | Continuous (Can dim down to ≤ 10% (W)) | Yes |  |  | 2057.04 | 87.75 | 23.44 | 8.76 | 0.932 | 3500 | 80
PT5AYRSJ | Mercury Lighting Products Co. Inc. | Mercury Lighting | LW3-2-2100-40K-HTA-U30-UNI-SR-XXXX | Indoor Luminaires | Linear Ambient | Direct Linear Ambient Luminaires | Standard | FALSE | [9 empty] | 9/30/2015 | Dimmable | Continuous (Can dim down to ≤ 10% (W)) | Yes |  |  | 2120.44 | 90.46 | 23.44 | 8.76 | 0.932 | 4000 | 80
PHB1XP7P | Mercury Lighting Products Co. Inc. | Mercury Lighting | LW3-2-2100-50K-HTA-U30-UNI-SR-XXXX | Indoor Luminaires | Linear Ambient | Direct Linear Ambient Luminaires | Standard | FALSE | [9 empty] | 9/30/2015 | Dimmable | Continuous (Can dim down to ≤ 10% (W)) | Yes |  |  | 2184.85 | 93.21 | 23.44 | 8.76 | 0.932 | 5000 | 80
P122V6B1 | Mercury Lighting Products Co. Inc. | Mercury Lighting | LW4-2-2300-30K-HTA-U30-UNI-XXXX | Indoor Luminaires | Linear Ambient | Direct Linear Ambient Luminaires | Standard | FALSE | [9 empty] | 9/30/2015 | Dimmable | Continuous (Can dim down to ≤ 10% (W)) | Yes |  |  | 2234 | 90.59 | 24.66 | 8.52 | 0.94 | 3000 | 80
PQ7VHPXW | Mercury Lighting Products Co. Inc. | Mercury Lighting | LW14-2-2300-30K-HTA-U30-UNI-XXXX | Indoor Luminaires | Linear Ambient | Direct Linear Ambient Luminaires | Standard | FALSE | [9 empty] | 9/30/2015 | Dimmable | Continuous (Can dim down to ≤ 10% (W)) | Yes |  |  | 2234 | 90.59 | 24.66 | 8.52 | 0.94 | 3000 | 80
PF21AS7P | Mercury Lighting Products Co. Inc. | Mercury Lighting | LW4-2-2300-35K-HTA-U30-UNI-XXXX | Indoor Luminaires | Linear Ambient | Direct Linear Ambient Luminaires | Standard | FALSE | [9 empty] | 9/30/2015 | Dimmable | Continuous (Can dim down to ≤ 10% (W)) | Yes |  |  | 2271 | 92.09 | 24.66 | 8.52 | 0.94 | 3500 | 80
PJQ99ZEW | Mercury Lighting Products Co. Inc. | Mercury Lighting | LW14-2-2300-35K-HTA-U30-UNI-XXXX | Indoor Luminaires | Linear Ambient | Direct Linear Ambient Luminaires | Standard | FALSE | [9 empty] | 9/30/2015 | Dimmable | Continuous (Can dim down to ≤ 10% (W)) | Yes |  |  | 2271 | 92.09 | 24.66 | 8.52 | 0.94 | 3500 | 80
PRDWQE2D | Mercury Lighting Products Co. Inc. | Mercury Lighting | LW4-2-2300-40K-HTA-U30-UNI-XXXX | Indoor Luminaires | Linear Ambient | Direct Linear Ambient Luminaires | Standard | FALSE | [9 empty] | 9/30/2015 | Dimmable | Continuous (Can dim down to ≤ 10% (W)) | Yes |  |  | 2347 | 95.17 | 24.66 | 8.52 | 0.94 | 4000 | 80
PB7Z2MSD | Mercury Lighting Products Co. Inc. | Mercury Lighting | LW14-2-2300-40K-HTA-U30-UNI-XXXX | Indoor Luminaires | Linear Ambient | Direct Linear Ambient Luminaires | Standard | FALSE | [9 empty] | 9/30/2015 | Dimmable | Continuous (Can dim down to ≤ 10% (W)) | Yes |  |  | 2347 | 95.17 | 24.66 | 8.52 | 0.94 | 4000 | 80
P8RQC5YB | Mercury Lighting Products Co. Inc. | Mercury Lighting | LW4-2-2300-50K-HTA-U30-UNI-XXXX | Indoor Luminaires | Linear Ambient | Direct Linear Ambient Luminaires | Standard | FALSE | [9 empty] | 9/30/2015 | Dimmable | Continuous (Can dim down to ≤ 10% (W)) | Yes |  |  | 2423 | 98.25 | 24.66 | 8.52 | 0.94 | 5000 | 80
PKAX6A9R | Mercury Lighting Products Co. Inc. | Mercury Lighting | LW14-2-2300-50K-HTA-U30-UNI-XXXX | Indoor Luminaires | Linear Ambient | Direct Linear Ambient Luminaires | Standard | FALSE | [9 empty] | 9/30/2015 | Dimmable | Continuous (Can dim down to ≤ 10% (W)) | Yes |  |  | 2423 | 98.25 | 24.66 | 8.52 | 0.94 | 5000 | 80
PN2WF6D8 | Mercury Lighting Products Co. Inc. | Mercury Lighting | LW3-2-2300-35K-HTA-U30-UNI-SR-XXXX | Indoor Luminaires | Linear Ambient | Direct Linear Ambient Luminaires | Standard | FALSE | [9 empty] | 9/30/2015 | Dimmable | Continuous (Can dim down to ≤ 10% (W)) | Yes |  |  | 2257.31 | 87.28 | 25.86 | 8.52 | 0.94 | 3500 | 80
P494H5TE | Mercury Lighting Products Co. Inc. | Mercury Lighting | LW3-2-2300-40K-HTA-U30-UNI-SR-XXXX | Indoor Luminaires | Linear Ambient | Direct Linear Ambient Luminaires | Standard | FALSE | [9 empty] | 9/30/2015 | Dimmable | Continuous (Can dim down to ≤ 10% (W)) | Yes |  |  | 2327.75 | 90.01 | 25.86 | 8.52 | 0.94 | 4000 | 80
P4AHFQKM | Mercury Lighting Products Co. Inc. | Mercury Lighting | LW3-2-2300-50K-HTA-U30-UNI-SR-XXXX | Indoor Luminaires | Linear Ambient | Direct Linear Ambient Luminaires | Standard | FALSE | [9 empty] | 9/30/2015 | Dimmable | Continuous (Can dim down to ≤ 10% (W)) | Yes |  |  | 2399.2 | 92.77 | 25.86 | 8.52 | 0.94 | 5000 | 80
P9V65SUF | Mercury Lighting Products Co. Inc. | Mercury Lighting | LW4-2-2500-30K-HTA-U30-UNI-XXXX | Indoor Luminaires | Linear Ambient | Direct Linear Ambient Luminaires | Standard | FALSE | [9 empty] | 9/30/2015 | Dimmable | Continuous (Can dim down to ≤ 10% (W)) | Yes |  |  | 2429 | 89.99 | 26.99 | 8.28 | 0.947 | 3000 | 80
PD8TE2XZ | Mercury Lighting Products Co. Inc. | Mercury Lighting | LW14-2-2500-30K-HTA-U30-UNI-XXXX | Indoor Luminaires | Linear Ambient | Direct Linear Ambient Luminaires | Standard | FALSE | [9 empty] | 9/30/2015 | Dimmable | Continuous (Can dim down to ≤ 10% (W)) | Yes |  |  | 2429 | 89.99 | 26.99 | 8.28 | 0.947 | 3000 | 80
PEDWQNED | Mercury Lighting Products Co. Inc. | Mercury Lighting | LW4-2-2500-35K-HTA-U30-UNI-XXXX | Indoor Luminaires | Linear Ambient | Direct Linear Ambient Luminaires | Standard | FALSE | [9 empty] | 9/30/2015 | Dimmable | Continuous (Can dim down to ≤ 10% (W)) | Yes |  |  | 2470 | 91.51 | 26.99 | 8.28 | 0.947 | 3500 | 80
PRW59E7R | Mercury Lighting Products Co. Inc. | Mercury Lighting | LW14-2-2500-35K-HTA-U30-UNI-XXXX | Indoor Luminaires | Linear Ambient | Direct Linear Ambient Luminaires | Standard | FALSE | [9 empty] | 9/30/2015 | Dimmable | Continuous (Can dim down to ≤ 10% (W)) | Yes |  |  | 2470 | 91.51 | 26.99 | 8.28 | 0.947 | 3500 | 80
P9P1VZEP | Mercury Lighting Products Co. Inc. | Mercury Lighting | LW4-2-2500-40K-HTA-U30-UNI-XXXX | Indoor Luminaires | Linear Ambient | Direct Linear Ambient Luminaires | Standard | FALSE | [9 empty] | 9/30/2015 | Dimmable | Continuous (Can dim down to ≤ 10% (W)) | Yes |  |  | 2553 | 94.59 | 26.99 | 8.28 | 0.947 | 4000 | 80
PGZKQV31 | Mercury Lighting Products Co. Inc. | Mercury Lighting | LW14-2-2500-40K-HTA-U30-UNI-XXXX | Indoor Luminaires | Linear Ambient | Direct Linear Ambient Luminaires | Standard | FALSE | [9 empty] | 9/30/2015 | Dimmable | Continuous (Can dim down to ≤ 10% (W)) | Yes |  |  | 2553 | 94.59 | 26.99 | 8.28 | 0.947 | 4000 | 80
PAKDD6QY | Mercury Lighting Products Co. Inc. | Mercury Lighting | LW4-2-2500-50K-HTA-U30-UNI-XXXX | Indoor Luminaires | Linear Ambient | Direct Linear Ambient Luminaires | Standard | FALSE | [9 empty] | 9/30/2015 | Dimmable | Continuous (Can dim down to ≤ 10% (W)) | Yes |  |  | 2635 | 97.62 | 26.99 | 8.28 | 0.947 | 5000 | 80
P6X1BEGT | Mercury Lighting Products Co. Inc. | Mercury Lighting | LW14-2-2500-50K-HTA-U30-UNI-XXXX | Indoor Luminaires | Linear Ambient | Direct Linear Ambient Luminaires | Standard | FALSE | [9 empty] | 9/30/2015 | Dimmable | Continuous (Can dim down to ≤ 10% (W)) | Yes |  |  | 2635 | 97.62 | 26.99 | 8.28 | 0.947 | 5000 | 80
P8B5MWZD | Mercury Lighting Products Co. Inc. | Mercury Lighting | LW4-2-2700-30K-HTA-U30-UNI-XXXX | Indoor Luminaires | Linear Ambient | Direct Linear Ambient Luminaires | Standard | FALSE | [9 empty] | 9/30/2015 | Dimmable | Continuous (Can dim down to ≤ 10% (W)) | Yes |  |  | 2472 | 89.79 | 27.53 | 8.23 | 0.948 | 3000 | 80
PV3UCSK8 | Mercury Lighting Products Co. Inc. | Mercury Lighting | LW14-2-2700-30K-HTA-U30-UNI-XXXX | Indoor Luminaires | Linear Ambient | Direct Linear Ambient Luminaires | Standard | FALSE | [9 empty] | 9/30/2015 | Dimmable | Continuous (Can dim down to ≤ 10% (W)) | Yes |  |  | 2472 | 89.79 | 27.53 | 8.23 | 0.948 | 3000 | 80
PPKA3MPQ | Mercury Lighting Products Co. Inc. | Mercury Lighting | LW4-2-2700-35K-HTA-U30-UNI-XXXX | Indoor Luminaires | Linear Ambient | Direct Linear Ambient Luminaires | Standard | FALSE | [9 empty] | 9/30/2015 | Dimmable | Continuous (Can dim down to ≤ 10% (W)) | Yes |  |  | 2514 | 91.31 | 27.53 | 8.23 | 0.948 | 3500 | 80
PM26JS2D | Mercury Lighting Products Co. Inc. | Mercury Lighting | LW14-2-2700-35K-HTA-U30-UNI-XXXX | Indoor Luminaires | Linear Ambient | Direct Linear Ambient Luminaires | Standard | FALSE | [9 empty] | 9/30/2015 | Dimmable | Continuous (Can dim down to ≤ 10% (W)) | Yes |  |  | 2514 | 91.31 | 27.53 | 8.23 | 0.948 | 3500 | 80
P2ATU85H | Mercury Lighting Products Co. Inc. | Mercury Lighting | LW4-2-2700-40K-HTA-U30-UNI-XXXX | Indoor Luminaires | Linear Ambient | Direct Linear Ambient Luminaires | Standard | FALSE | [9 empty] | 9/30/2015 | Dimmable | Continuous (Can dim down to ≤ 10% (W)) | Yes |  |  | 2598 | 94.36 | 27.53 | 8.23 | 0.948 | 4000 | 80
PYQD8DXR | Mercury Lighting Products Co. Inc. | Mercury Lighting | LW14-2-2700-40K-HTA-U30-UNI-XXXX | Indoor Luminaires | Linear Ambient | Direct Linear Ambient Luminaires | Standard | FALSE | [9 empty] | 9/30/2015 | Dimmable | Continuous (Can dim down to ≤ 10% (W)) | Yes |  |  | 2598 | 94.36 | 27.53 | 8.23 | 0.948 | 4000 | 80
PSUAPD1S | Mercury Lighting Products Co. Inc. | Mercury Lighting | LW4-2-2700-50K-HTA-U30-UNI-XXXX | Indoor Luminaires | Linear Ambient | Direct Linear Ambient Luminaires | Standard | FALSE | [9 empty] | 9/30/2015 | Dimmable | Continuous (Can dim down to ≤ 10% (W)) | Yes |  |  | 2682 | 97.42 | 27.53 | 8.23 | 0.948 | 5000 | 80
PMZJ43CX | Mercury Lighting Products Co. Inc. | Mercury Lighting | LW14-2-2700-50K-HTA-U30-UNI-XXXX | Indoor Luminaires | Linear Ambient | Direct Linear Ambient Luminaires | Standard | FALSE | [9 empty] | 9/30/2015 | Dimmable | Continuous (Can dim down to ≤ 10% (W)) | Yes |  |  | 2682 | 97.42 | 27.53 | 8.23 | 0.948 | 5000 | 80
PJ9BE794 | Mercury Lighting Products Co. Inc. | Mercury Lighting | LW3-4-3800-30K-HTA-U55-UNI-SR-XXXX | Indoor Luminaires | Linear Ambient | Direct Linear Ambient Luminaires | Standard | FALSE | [9 empty] | 9/30/2015 | Dimmable | Continuous (Can dim down to ≤ 10% (W)) | Yes |  |  | 3549.5 | 95.26 | 37.26 | 8.89 | 0.964 | 3000 | 80
P2ATURZ1 | Mercury Lighting Products Co. Inc. | Mercury Lighting | LW3-4-3800-35K-HTA-U55-UNI-SR-XXXX | Indoor Luminaires | Linear Ambient | Direct Linear Ambient Luminaires | Standard | FALSE | [9 empty] | 9/30/2015 | Dimmable | Continuous (Can dim down to ≤ 10% (W)) | Yes |  |  | 3605.85 | 96.77 | 37.26 | 8.89 | 0.964 | 3500 | 80
P575H294 | Mercury Lighting Products Co. Inc. | Mercury Lighting | LW3-4-3800-40K-HTA-U55-UNI-SR-XXXX | Indoor Luminaires | Linear Ambient | Direct Linear Ambient Luminaires | Standard | FALSE | [9 empty] | 9/30/2015 | Dimmable | Continuous (Can dim down to ≤ 10% (W)) | Yes |  |  | 3718.57 | 99.8 | 37.26 | 8.89 | 0.964 | 4000 | 80
PH55NBWQ | Mercury Lighting Products Co. Inc. | Mercury Lighting | LW3-4-3800-50K-HTA-U55-UNI-SR-XXXX | Indoor Luminaires | Linear Ambient | Direct Linear Ambient Luminaires | Standard | FALSE | [9 empty] | 9/30/2015 | Dimmable | Continuous (Can dim down to ≤ 10% (W)) | Yes |  |  | 3831.28 | 102.82 | 37.26 | 8.89 | 0.964 | 5000 | 80
PKJ1E2WP | Mercury Lighting Products Co. Inc. | Mercury Lighting | LW4-4-4500-30K-HTA-U55-UNI-XXXX | Indoor Luminaires | Linear Ambient | Direct Linear Ambient Luminaires | Standard | FALSE | [9 empty] | 9/30/2015 | Dimmable | Continuous (Can dim down to ≤ 10% (W)) | Yes |  |  | 4320 | 96.92 | 44.57 | 8.74 | 0.97 | 3000 | 80
PRB4FXX1 | Mercury Lighting Products Co. Inc. | Mercury Lighting | LW14-4-4500-30K-HTA-U55-UNI-XXXX | Indoor Luminaires | Linear Ambient | Direct Linear Ambient Luminaires | Standard | FALSE | [9 empty] | 9/30/2015 | Dimmable | Continuous (Can dim down to ≤ 10% (W)) | Yes |  |  | 4320 | 96.92 | 44.57 | 8.74 | 0.97 | 3000 | 80
PTT5YB2S | Mercury Lighting Products Co. Inc. | Mercury Lighting | LW4-4-4500-35K-HTA-U55-UNI-XXXX | Indoor Luminaires | Linear Ambient | Direct Linear Ambient Luminaires | Standard | FALSE | [9 empty] | 9/30/2015 | Dimmable | Continuous (Can dim down to ≤ 10% (W)) | Yes |  |  | 4394 | 98.58 | 44.57 | 8.74 | 0.97 | 3500 | 80
P3PVBD4B | Mercury Lighting Products Co. Inc. | Mercury Lighting | LW14-4-4500-35K-HTA-U55-UNI-XXXX | Indoor Luminaires | Linear Ambient | Direct Linear Ambient Luminaires | Standard | FALSE | [9 empty] | 9/30/2015 | Dimmable | Continuous (Can dim down to ≤ 10% (W)) | Yes |  |  | 4394 | 98.58 | 44.57 | 8.74 | 0.97 | 3500 | 80
PDF26PPS | Mercury Lighting Products Co. Inc. | Mercury Lighting | LW4-4-4500-40K-HTA-U55-UNI-XXXX | Indoor Luminaires | Linear Ambient | Direct Linear Ambient Luminaires | Standard | FALSE | [9 empty] | 9/30/2015 | Dimmable | Continuous (Can dim down to ≤ 10% (W)) | Yes |  |  | 4540 | 101.86 | 44.57 | 8.74 | 0.97 | 4000 | 80
P13PYDMP | Mercury Lighting Products Co. Inc. | Mercury Lighting | LW14-4-4500-40K-HTA-U55-UNI-XXXX | Indoor Luminaires | Linear Ambient | Direct Linear Ambient Luminaires | Standard | FALSE | [9 empty] | 9/30/2015 | Dimmable | Continuous (Can dim down to ≤ 10% (W)) | Yes |  |  | 4540 | 101.86 | 44.57 | 8.74 | 0.97 | 4000 | 80
P5BCEMDZ | Mercury Lighting Products Co. Inc. | Mercury Lighting | LW4-4-4500-50K-HTA-U55-UNI-XXXX | Indoor Luminaires | Linear Ambient | Direct Linear Ambient Luminaires | Standard | FALSE | [9 empty] | 9/30/2015 | Dimmable | Continuous (Can dim down to ≤ 10% (W)) | Yes |  |  | 4686 | 105.13 | 44.57 | 8.74 | 0.97 | 5000 | 80
PNAZ947S | Mercury Lighting Products Co. Inc. | Mercury Lighting | LW14-4-4500-50K-HTA-U55-UNI-XXXX | Indoor Luminaires | Linear Ambient | Direct Linear Ambient Luminaires | Standard | FALSE | [9 empty] | 9/30/2015 | Dimmable | Continuous (Can dim down to ≤ 10% (W)) | Yes |  |  | 4686 | 105.13 | 44.57 | 8.74 | 0.97 | 5000 | 80
P6EDY2NM | Mercury Lighting Products Co. Inc. | Mercury Lighting | LW3-4-4500-30K-HTA-U55-UNI-SR-XXXX | Indoor Luminaires | Linear Ambient | Direct Linear Ambient Luminaires | Standard | FALSE | [9 empty] | 9/30/2015 | Dimmable | Continuous (Can dim down to ≤ 10% (W)) | Yes |  |  | 4244.91 | 91.9 | 46.19 | 8.71 | 0.971 | 3000 | 80
P5CKHHH2 | Mercury Lighting Products Co. Inc. | Mercury Lighting | LW3-4-4500-35K-HTA-U55-UNI-SR-XXXX | Indoor Luminaires | Linear Ambient | Direct Linear Ambient Luminaires | Standard | FALSE | [9 empty] | 9/30/2015 | Dimmable | Continuous (Can dim down to ≤ 10% (W)) | Yes |  |  | 4312.33 | 93.36 | 46.19 | 8.71 | 0.971 | 3500 | 80
PZRA8QC7 | Mercury Lighting Products Co. Inc. | Mercury Lighting | LW3-4-4500-40K-HTA-U55-UNI-SR-XXXX | Indoor Luminaires | Linear Ambient | Direct Linear Ambient Luminaires | Standard | FALSE | [9 empty] | 9/30/2015 | Dimmable | Continuous (Can dim down to ≤ 10% (W)) | Yes |  |  | 4447.19 | 96.28 | 46.19 | 8.71 | 0.971 | 4000 | 80
PMT631M2 | Mercury Lighting Products Co. Inc. | Mercury Lighting | LW3-4-4500-50K-HTA-U55-UNI-SR-XXXX | Indoor Luminaires | Linear Ambient | Direct Linear Ambient Luminaires | Standard | FALSE | [9 empty] | 9/30/2015 | Dimmable | Continuous (Can dim down to ≤ 10% (W)) | Yes |  |  | 4582.04 | 99.2 | 46.19 | 8.71 | 0.971 | 5000 | 80
PFB6US95 | Mercury Lighting Products Co. Inc. | Mercury Lighting | LW3-4-4600-30K-HTA-U55-UNI-SR-XXXX | Indoor Luminaires | Linear Ambient | Direct Linear Ambient Luminaires | Standard | FALSE | [9 empty] | 9/30/2015 | Dimmable | Continuous (Can dim down to ≤ 10% (W)) | Yes |  |  | 4481.41 | 90.91 | 49.29 | 8.65 | 0.973 | 3000 | 80
PXKAM9CA | Mercury Lighting Products Co. Inc. | Mercury Lighting | LW3-4-4800-35K-HTA-U55-UNI-SR-XXXX | Indoor Luminaires | Linear Ambient | Direct Linear Ambient Luminaires | Standard | FALSE | [9 empty] | 9/30/2015 | Dimmable | Continuous (Can dim down to ≤ 10% (W)) | Yes |  |  | 4552.86 | 92.36 | 49.29 | 8.65 | 0.973 | 3500 | 80
P927D58X | Mercury Lighting Products Co. Inc. | Mercury Lighting | LW3-4-4800-40K-HTA-U55-UNI-SR-XXXX | Indoor Luminaires | Linear Ambient | Direct Linear Ambient Luminaires | Standard | FALSE | [9 empty] | 9/30/2015 | Dimmable | Continuous (Can dim down to ≤ 10% (W)) | Yes |  |  | 4694.76 | 95.24 | 49.29 | 8.65 | 0.973 | 4000 | 80
PUZBQ5UU | Mercury Lighting Products Co. Inc. | Mercury Lighting | LW3-4-4800-50K-HTA-U55-UNI-SR-XXXX | Indoor Luminaires | Linear Ambient | Direct Linear Ambient Luminaires | Standard | FALSE | [9 empty] | 9/30/2015 | Dimmable | Continuous (Can dim down to ≤ 10% (W)) | Yes |  |  | 4837.66 | 98.14 | 49.29 | 8.65 | 0.973 | 5000 | 80
PXG5BAUZ | Mercury Lighting Products Co. Inc. | Mercury Lighting | LW4-4-4800-30K-HTA-U55-UNI-XXXX | Indoor Luminaires | Linear Ambient | Direct Linear Ambient Luminaires | Standard | FALSE | [9 empty] | 9/30/2015 | Dimmable | Continuous (Can dim down to ≤ 10% (W)) | Yes |  |  | 4772 | 95.38 | 50.03 | 8.64 | 0.973 | 3000 | 80
PAPY2H7C | Mercury Lighting Products Co. Inc. | Mercury Lighting | LW14-4-4800-30K-HTA-U55-UNI-XXXX | Indoor Luminaires | Linear Ambient | Direct Linear Ambient Luminaires | Standard | FALSE | [9 empty] | 9/30/2015 | Dimmable | Continuous (Can dim down to ≤ 10% (W)) | Yes |  |  | 4772 | 95.38 | 50.03 | 8.64 | 0.973 | 3000 | 80
PE9WQA7N | Mercury Lighting Products Co. Inc. | Mercury Lighting | LW4-4-5000-35K-HTA-U55-UNI-XXXX | Indoor Luminaires | Linear Ambient | Direct Linear Ambient Luminaires | Standard | FALSE | [9 empty] | 9/30/2015 | Dimmable | Continuous (Can dim down to ≤ 10% (W)) | Yes |  |  | 4852 | 96.98 | 50.03 | 8.64 | 0.973 | 3500 | 80
P19Z5PEW | Mercury Lighting Products Co. Inc. | Mercury Lighting | LW14-4-5000-35K-HTA-U55-UNI-XXXX | Indoor Luminaires | Linear Ambient | Direct Linear Ambient Luminaires | Standard | FALSE | [9 empty] | 9/30/2015 | Dimmable | Continuous (Can dim down to ≤ 10% (W)) | Yes |  |  | 4852 | 96.98 | 50.03 | 8.64 | 0.973 | 3500 | 80
PN4EWRK9 | Mercury Lighting Products Co. Inc. | Mercury Lighting | LW4-4-5000-40K-HTA-U55-UNI-XXXX | Indoor Luminaires | Linear Ambient | Direct Linear Ambient Luminaires | Standard | FALSE | [9 empty] | 9/30/2015 | Dimmable | Continuous (Can dim down to ≤ 10% (W)) | Yes |  |  | 5014 | 100.21 | 50.03 | 8.64 | 0.973 | 4000 | 80
PDEK9TM9 | Mercury Lighting Products Co. Inc. | Mercury Lighting | LW14-4-5000-40K-HTA-U55-UNI-XXXX | Indoor Luminaires | Linear Ambient | Direct Linear Ambient Luminaires | Standard | FALSE | [9 empty] | 9/30/2015 | Dimmable | Continuous (Can dim down to ≤ 10% (W)) | Yes |  |  | 5014 | 100.21 | 50.03 | 8.64 | 0.973 | 4000 | 80
PPHMXBUP | Mercury Lighting Products Co. Inc. | Mercury Lighting | LW4-4-5000-50K-HTA-U55-UNI-XXXX | Indoor Luminaires | Linear Ambient | Direct Linear Ambient Luminaires | Standard | FALSE | [9 empty] | 9/30/2015 | Dimmable | Continuous (Can dim down to ≤ 10% (W)) | Yes |  |  | 5176 | 103.45 | 50.03 | 8.64 | 0.973 | 5000 | 80
PZQ95XG7 | Mercury Lighting Products Co. Inc. | Mercury Lighting | LW14-4-5000-50K-HTA-U55-UNI-XXXX | Indoor Luminaires | Linear Ambient | Direct Linear Ambient Luminaires | Standard | FALSE | [9 empty] | 9/30/2015 | Dimmable | Continuous (Can dim down to ≤ 10% (W)) | Yes |  |  | 5176 | 103.45 | 50.03 | 8.64 | 0.973 | 5000 | 80
PGFFWQCX | Mercury Lighting Products Co. Inc. | Mercury Lighting | LW4-8-10000-30K-HTA-U55-2D-UNI-XXXX | Indoor Luminaires | Linear Ambient | Direct Linear Ambient Luminaires | Standard | FALSE | [9 empty] | 9/30/2015 | Dimmable | Continuous (Can dim down to ≤ 10% (W)) | Yes |  |  | 9889 | 95.38 | 103.68 | 8.59 | 0.975 | 3000 | 80
PUUE3WCB | Mercury Lighting Products Co. Inc. | Mercury Lighting | LW14-8-10000-30K-HTA-U55-UNI-XXXX | Indoor Luminaires | Linear Ambient | Direct Linear Ambient Luminaires | Standard | FALSE | [9 empty] | 9/30/2015 | Dimmable | Continuous (Can dim down to ≤ 10% (W)) | Yes |  |  | 9889 | 95.38 | 103.68 | 8.59 | 0.975 | 3000 | 80
P5MRSVPN | Mercury Lighting Products Co. Inc. | Mercury Lighting | LW4-8-10000-35K-HTA-U55-2D-UNI-XXXX | Indoor Luminaires | Linear Ambient | Direct Linear Ambient Luminaires | Standard | FALSE | [9 empty] | 9/30/2015 | Dimmable | Continuous (Can dim down to ≤ 10% (W)) | Yes |  |  | 10057 | 97 | 103.68 | 8.59 | 0.975 | 3500 | 80
P2NHNVGY | Mercury Lighting Products Co. Inc. | Mercury Lighting | LW14-8-10000-35K-HTA-U55-UNI-XXXX | Indoor Luminaires | Linear Ambient | Direct Linear Ambient Luminaires | Standard | FALSE | [9 empty] | 9/30/2015 | Dimmable | Continuous (Can dim down to ≤ 10% (W)) | Yes |  |  | 10057 | 97 | 103.68 | 8.59 | 0.975 | 3500 | 80
PQE23DC7 | Mercury Lighting Products Co. Inc. | Mercury Lighting | LW4-8-10000-40K-HTA-U55-2D-UNI-XXXX | Indoor Luminaires | Linear Ambient | Direct Linear Ambient Luminaires | Standard | FALSE | [9 empty] | 9/30/2015 | Dimmable | Continuous (Can dim down to ≤ 10% (W)) | Yes |  |  | 10392 | 100.23 | 103.68 | 8.59 | 0.975 | 4000 | 80
P8ENDJM4 | Mercury Lighting Products Co. Inc. | Mercury Lighting | LW14-8-10000-40K-HTA-U55-UNI-XXXX | Indoor Luminaires | Linear Ambient | Direct Linear Ambient Luminaires | Standard | FALSE | [9 empty] | 9/30/2015 | Dimmable | Continuous (Can dim down to ≤ 10% (W)) | Yes |  |  | 10392 | 100.23 | 103.68 | 8.59 | 0.975 | 4000 | 80
PZF4RSN4 | Mercury Lighting Products Co. Inc. | Mercury Lighting | LW4-8-10000-50K-HTA-U55-2D-UNI-XXXX | Indoor Luminaires | Linear Ambient | Direct Linear Ambient Luminaires | Standard | FALSE | [9 empty] | 9/30/2015 | Dimmable | Continuous (Can dim down to ≤ 10% (W)) | Yes |  |  | 10728 | 103.47 | 103.68 | 8.59 | 0.975 | 5000 | 80
PCTNB3UQ | Mercury Lighting Products Co. Inc. | Mercury Lighting | LW14-8-10000-50K-HTA-U55-UNI-XXXX | Indoor Luminaires | Linear Ambient | Direct Linear Ambient Luminaires | Standard | FALSE | [9 empty] | 9/30/2015 | Dimmable | Continuous (Can dim down to ≤ 10% (W)) | Yes |  |  | 10728 | 103.47 | 103.68 | 8.59 | 0.975 | 5000 | 80
P47J459E | Mercury Lighting Products Co. Inc. | Mercury Lighting | LW4-8-6000-30K-HTA-U55-2D-UNI-XXXX | Indoor Luminaires | Linear Ambient | Direct Linear Ambient Luminaires | Standard | FALSE | [9 empty] | 9/30/2015 | Dimmable | Continuous (Can dim down to ≤ 10% (W)) | Yes |  |  | 5651 | 94.79 | 59.61 | 8.53 | 0.977 | 3000 | 80
PPP9S9D6 | Mercury Lighting Products Co. Inc. | Mercury Lighting | LW14-8-6000-30K-HTA-U55-UNI-XXXX | Indoor Luminaires | Linear Ambient | Direct Linear Ambient Luminaires | Standard | FALSE | [9 empty] | 9/30/2015 | Dimmable | Continuous (Can dim down to ≤ 10% (W)) | Yes |  |  | 5651 | 94.79 | 59.61 | 8.53 | 0.977 | 3000 | 80
PGDNMCTC | Mercury Lighting Products Co. Inc. | Mercury Lighting | LW4-8-6000-35K-HTA-U55-2D-UNI-XXXX | Indoor Luminaires | Linear Ambient | Direct Linear Ambient Luminaires | Standard | FALSE | [9 empty] | 9/30/2015 | Dimmable | Continuous (Can dim down to ≤ 10% (W)) | Yes |  |  | 5747 | 96.4 | 59.61 | 8.53 | 0.977 | 3500 | 80
PGP7D44M | Mercury Lighting Products Co. Inc. | Mercury Lighting | LW14-8-6000-35K-HTA-U55-UNI-XXXX | Indoor Luminaires | Linear Ambient | Direct Linear Ambient Luminaires | Standard | FALSE | [9 empty] | 9/30/2015 | Dimmable | Continuous (Can dim down to ≤ 10% (W)) | Yes |  |  | 5747 | 96.4 | 59.61 | 8.53 | 0.977 | 3500 | 80
PXP2MTSE | Mercury Lighting Products Co. Inc. | Mercury Lighting | LW4-8-6000-40K-HTA-U55-2D-UNI-XXXX | Indoor Luminaires | Linear Ambient | Direct Linear Ambient Luminaires | Standard | FALSE | [9 empty] | 9/30/2015 | Dimmable | Continuous (Can dim down to ≤ 10% (W)) | Yes |  |  | 5938 | 99.61 | 59.61 | 8.53 | 0.977 | 4000 | 80
PGDJPNYK | Mercury Lighting Products Co. Inc. | Mercury Lighting | LW14-8-6000-40K-HTA-U55-UNI-XXXX | Indoor Luminaires | Linear Ambient | Direct Linear Ambient Luminaires | Standard | FALSE | [9 empty] | 9/30/2015 | Dimmable | Continuous (Can dim down to ≤ 10% (W)) | Yes |  |  | 5938 | 99.61 | 59.61 | 8.53 | 0.977 | 4000 | 80
P358SH86 | Mercury Lighting Products Co. Inc. | Mercury Lighting | LW4-8-6000-50K-HTA-U55-2D-UNI-XXXX | Indoor Luminaires | Linear Ambient | Direct Linear Ambient Luminaires | Standard | FALSE | [9 empty] | 9/30/2015 | Dimmable | Continuous (Can dim down to ≤ 10% (W)) | Yes |  |  | 6130 | 102.83 | 59.61 | 8.53 | 0.977 | 5000 | 80
PQ9Z1BNX | Mercury Lighting Products Co. Inc. | Mercury Lighting | LW14-8-6000-50K-HTA-U55-UNI-XXXX | Indoor Luminaires | Linear Ambient | Direct Linear Ambient Luminaires | Standard | FALSE | [9 empty] | 9/30/2015 | Dimmable | Continuous (Can dim down to ≤ 10% (W)) | Yes |  |  | 6130 | 102.83 | 59.61 | 8.53 | 0.977 | 5000 | 80
P4XR29EC | Mercury Lighting Products Co. Inc. | Mercury Lighting | L501-2-2500-30K-PIM-U30-UNI-XXXX | Indoor Luminaires | Linear Ambient | Direct Linear Ambient Luminaires | Standard | TRUE | 2520 | 91.9 | 27.43 | 9.54 | 0.948 | 3094 | 83.9 | 5 | 60000 | 10/8/2015 | Dimmable | Continuous (Can dim down to ≤ 10% (W)) | Yes |  | 3 | 2399 | 88.6 | 27.07 | 8.28 | 0.947 | 3000 | 80
PQNTRCC8 | Mercury Lighting Products Co. Inc. | Mercury Lighting | L501-4-6400-30K-PIM-U55D15-UNI-XXXX | Indoor Luminaires | Linear Ambient | Direct Linear Ambient Luminaires | Standard | TRUE | 5626 | 89.4 | 62.92 | 7.85 | 0.981 | 3095 | 83.6 | 5 | 60000 | 10/8/2015 | Dimmable | Continuous (Can dim down to ≤ 10% (W)) | Yes |  | 3 | 5912 | 93.1 | 63.53 | 8.57 | 0.979 | 3000 | 80
P3C97FX7 | Mercury Lighting Products Co. Inc. | Mercury Lighting | L501-2-3100-30K-PIM-U55-UNI-XXXX | Indoor Luminaires | Linear Ambient | Direct Linear Ambient Luminaires | Standard | TRUE | 3051 | 93.5 | 32.63 | 8.42 | 0.96 | 3108 | 84 | 5 | 60000 | 10/8/2015 | Dimmable | Continuous (Can dim down to ≤ 10% (W)) | Yes |  | 3 | 2970 | 89.8 | 33.09 | 8.98 | 0.957 | 3000 | 80
PWRK2QQ3 | Mercury Lighting Products Co. Inc. | Mercury Lighting | L501-8-9000-30K-HTA-U80TW-UNI-XXXX | Indoor Luminaires | Linear Ambient | Direct Linear Ambient Luminaires | Standard | TRUE | 8913 | 105 | 84.99 | 10.8 | 0.982 | 3087 | 83.6 | 5 | 60000 | 10/8/2015 | Dimmable | Continuous (Can dim down to ≤ 10% (W)) | Yes |  | 3 | 8497 | 100.9 | 84.19 | 9.65 | 0.984 | 3000 | 80
PVBV683P | Mercury Lighting Products Co. Inc. | Mercury Lighting | L501-8-9000-30K-AIM-U80TW-UNI-XXXX | Indoor Luminaires | Linear Ambient | Direct Linear Ambient Luminaires | Standard | FALSE | [9 empty] | 10/8/2015 | Dimmable | Continuous (Can dim down to ≤ 10% (W)) | Yes |  |  | 8592.95 | 102.06 | 84.19 | 9.65 | 0.984 | 3000 | 80
PZZQM84V | Mercury Lighting Products Co. Inc. | Mercury Lighting | L501-8-9000-35K-HTA-U80TW-UNI-XXXX | Indoor Luminaires | Linear Ambient | Direct Linear Ambient Luminaires | Standard | FALSE | [9 empty] | 10/8/2015 | Dimmable | Continuous (Can dim down to ≤ 10% (W)) | Yes |  |  | 8641.09 | 102.63 | 84.19 | 9.65 | 0.984 | 3500 | 80
PYBUMY86 | Mercury Lighting Products Co. Inc. | Mercury Lighting | L501-8-9000-35K-AIM-U80TW-UNI-XXXX | Indoor Luminaires | Linear Ambient | Direct Linear Ambient Luminaires | Standard | FALSE | [9 empty] | 10/8/2015 | Dimmable | Continuous (Can dim down to ≤ 10% (W)) | Yes |  |  | 8738.18 | 103.79 | 84.19 | 9.65 | 0.984 | 3500 | 80
P88BVB26 | Mercury Lighting Products Co. Inc. | Mercury Lighting | L501-8-9000-40K-HTA-U80TW-UNI-XXXX | Indoor Luminaires | Linear Ambient | Direct Linear Ambient Luminaires | Standard | FALSE | [9 empty] | 10/8/2015 | Dimmable | Continuous (Can dim down to ≤ 10% (W)) | Yes |  |  | 8929.32 | 106.06 | 84.19 | 9.65 | 0.984 | 4000 | 80
P2CFZ77K | Mercury Lighting Products Co. Inc. | Mercury Lighting | L501-8-9000-40K-AIM-U80TW-UNI-XXXX | Indoor Luminaires | Linear Ambient | Direct Linear Ambient Luminaires | Standard | FALSE | [9 empty] | 10/8/2015 | Dimmable | Continuous (Can dim down to ≤ 10% (W)) | Yes |  |  | 9029.65 | 107.25 | 84.19 | 9.65 | 0.984 | 4000 | 80
PQ8XXA1U | Mercury Lighting Products Co. Inc. | Mercury Lighting | L501-8-9000-50K-HTA-U80TW-UNI-XXXX | Indoor Luminaires | Linear Ambient | Direct Linear Ambient Luminaires | Standard | FALSE | [9 empty] | 10/8/2015 | Dimmable | Continuous (Can dim down to ≤ 10% (W)) | Yes |  |  | 9217.56 | 109.48 | 84.19 | 9.65 | 0.984 | 5000 | 80
P5BGJZD8 | Mercury Lighting Products Co. Inc. | Mercury Lighting | L501-8-9000-50K-AIM-U80TW-UNI-XXXX | Indoor Luminaires | Linear Ambient | Direct Linear Ambient Luminaires | Standard | FALSE | [9 empty] | 10/8/2015 | Dimmable | Continuous (Can dim down to ≤ 10% (W)) | Yes |  |  | 9321.13 | 110.71 | 84.19 | 9.65 | 0.984 | 5000 | 80
P7D3VV66 | Mercury Lighting Products Co. Inc. | Mercury Lighting | L501-2-3100-30K-HTA-U55-UNI-XXXX | Indoor Luminaires | Linear Ambient | Direct Linear Ambient Luminaires | Standard | FALSE | [9 empty] | 10/8/2015 | Dimmable | Continuous (Can dim down to ≤ 10% (W)) | Yes |  |  | 3003.75 | 90.77 | 33.09 | 8.98 | 0.957 | 3000 | 80
PE11GAGX | Mercury Lighting Products Co. Inc. | Mercury Lighting | L501-2-3100-30K-AIM-U55-UNI-XXXX | Indoor Luminaires | Linear Ambient | Direct Linear Ambient Luminaires | Standard | FALSE | [9 empty] | 10/8/2015 | Dimmable | Continuous (Can dim down to ≤ 10% (W)) | Yes |  |  | 3037.5 | 91.79 | 33.09 | 8.98 | 0.957 | 3000 | 80
PE6THENP | Mercury Lighting Products Co. Inc. | Mercury Lighting | L501-2-3100-35K-PIM-U55-UNI-XXXX | Indoor Luminaires | Linear Ambient | Direct Linear Ambient Luminaires | Standard | FALSE | [9 empty] | 10/8/2015 | Dimmable | Continuous (Can dim down to ≤ 10% (W)) | Yes |  |  | 3020 | 91.26 | 33.09 | 8.98 | 0.957 | 3500 | 80
PTSH3BRK | Mercury Lighting Products Co. Inc. | Mercury Lighting | L501-2-3100-35K-HTA-U55-UNI-XXXX | Indoor Luminaires | Linear Ambient | Direct Linear Ambient Luminaires | Standard | FALSE | [9 empty] | 10/8/2015 | Dimmable | Continuous (Can dim down to ≤ 10% (W)) | Yes |  |  | 3054.31 | 92.3 | 33.09 | 8.98 | 0.957 | 3500 | 80
PPD93B2F | Mercury Lighting Products Co. Inc. | Mercury Lighting | L501-2-3100-35K-AIM-U55-UNI-XXXX | Indoor Luminaires | Linear Ambient | Direct Linear Ambient Luminaires | Standard | FALSE | [9 empty] | 10/8/2015 | Dimmable | Continuous (Can dim down to ≤ 10% (W)) | Yes |  |  | 3088.63 | 93.34 | 33.09 | 8.98 | 0.957 | 3500 | 80
PSEYDZMZ | Mercury Lighting Products Co. Inc. | Mercury Lighting | L501-2-3100-40K-PIM-U55-UNI-XXXX | Indoor Luminaires | Linear Ambient | Direct Linear Ambient Luminaires | Standard | FALSE | [9 empty] | 10/8/2015 | Dimmable | Continuous (Can dim down to ≤ 10% (W)) | Yes |  |  | 3121 | 94.31 | 33.09 | 8.98 | 0.957 | 4000 | 80
P4VDKNEY | Mercury Lighting Products Co. Inc. | Mercury Lighting | L501-2-3100-40K-HTA-U55-UNI-XXXX | Indoor Luminaires | Linear Ambient | Direct Linear Ambient Luminaires | Standard | FALSE | [9 empty] | 10/8/2015 | Dimmable | Continuous (Can dim down to ≤ 10% (W)) | Yes |  |  | 3156.46 | 95.39 | 33.09 | 8.98 | 0.957 | 4000 | 80
PFRZAKTP | Mercury Lighting Products Co. Inc. | Mercury Lighting | L501-2-3100-40K-AIM-U55-UNI-XXXX | Indoor Luminaires | Linear Ambient | Direct Linear Ambient Luminaires | Standard | FALSE | [9 empty] | 10/8/2015 | Dimmable | Continuous (Can dim down to ≤ 10% (W)) | Yes |  |  | 3191.93 | 96.46 | 33.09 | 8.98 | 0.957 | 4000 | 80
PWV3TRW1 | Mercury Lighting Products Co. Inc. | Mercury Lighting | L501-2-3100-50K-PIM-U55-UNI-XXXX | Indoor Luminaires | Linear Ambient | Direct Linear Ambient Luminaires | Standard | FALSE | [9 empty] | 10/8/2015 | Dimmable | Continuous (Can dim down to ≤ 10% (W)) | Yes |  |  | 3221 | 97.34 | 33.09 | 8.98 | 0.957 | 5000 | 80
PX2Q9QRY | Mercury Lighting Products Co. Inc. | Mercury Lighting | L501-2-3100-50K-HTA-U55-UNI-XXXX | Indoor Luminaires | Linear Ambient | Direct Linear Ambient Luminaires | Standard | FALSE | [9 empty] | 10/8/2015 | Dimmable | Continuous (Can dim down to ≤ 10% (W)) | Yes |  |  | 3257.6 | 98.44 | 33.09 | 8.98 | 0.957 | 5000 | 80
P25ERBYZ | Mercury Lighting Products Co. Inc. | Mercury Lighting | L501-2-3100-50K-AIM-U55-UNI-XXXX | Indoor Luminaires | Linear Ambient | Direct Linear Ambient Luminaires | Standard | FALSE | [9 empty] | 10/8/2015 | Dimmable | Continuous (Can dim down to ≤ 10% (W)) | Yes |  |  | 3294.2 | 99.55 | 33.09 | 8.98 | 0.957 | 5000 | 80
P7DTZKXG | Mercury Lighting Products Co. Inc. | Mercury Lighting | L501-4-4200-30K-PIM-U55-UNI-XXXX | Indoor Luminaires | Linear Ambient | Direct Linear Ambient Luminaires | Standard | FALSE | [9 empty] | 10/8/2015 | Dimmable | Continuous (Can dim down to ≤ 10% (W)) | Yes |  |  | 3924 | 96.57 | 40.63 | 8.82 | 0.967 | 3000 | 80
PXJ32J25 | Mercury Lighting Products Co. Inc. | Mercury Lighting | L501-4-4200-30K-HTA-U55-UNI-XXXX | Indoor Luminaires | Linear Ambient | Direct Linear Ambient Luminaires | Standard | FALSE | [9 empty] | 10/8/2015 | Dimmable | Continuous (Can dim down to ≤ 10% (W)) | Yes |  |  | 3968.59 | 97.67 | 40.63 | 8.82 | 0.967 | 3000 | 80
PU6WH19G | Mercury Lighting Products Co. Inc. | Mercury Lighting | L501-4-4200-30K-AIM-U55-UNI-XXXX | Indoor Luminaires | Linear Ambient | Direct Linear Ambient Luminaires | Standard | FALSE | [9 empty] | 10/8/2015 | Dimmable | Continuous (Can dim down to ≤ 10% (W)) | Yes |  |  | 4013.18 | 98.77 | 40.63 | 8.82 | 0.967 | 3000 | 80
P4YK8Z9Q | Mercury Lighting Products Co. Inc. | Mercury Lighting | L501-4-4200-35K-PIM-U55-UNI-XXXX | Indoor Luminaires | Linear Ambient | Direct Linear Ambient Luminaires | Standard | FALSE | [9 empty] | 10/8/2015 | Dimmable | Continuous (Can dim down to ≤ 10% (W)) | Yes |  |  | 3894 | 95.84 | 40.63 | 8.82 | 0.967 | 3500 | 80
PWVUH5ZZ | Mercury Lighting Products Co. Inc. | Mercury Lighting | L501-4-4200-35K-HTA-U55-UNI-XXXX | Indoor Luminaires | Linear Ambient | Direct Linear Ambient Luminaires | Standard | FALSE | [9 empty] | 10/8/2015 | Dimmable | Continuous (Can dim down to ≤ 10% (W)) | Yes |  |  | 3938.25 | 96.92 | 40.63 | 8.82 | 0.967 | 3500 | 80
PRJ4E9T9 | Mercury Lighting Products Co. Inc. | Mercury Lighting | L501-4-4200-35K-AIM-U55-UNI-XXXX | Indoor Luminaires | Linear Ambient | Direct Linear Ambient Luminaires | Standard | FALSE | [9 empty] | 10/8/2015 | Dimmable | Continuous (Can dim down to ≤ 10% (W)) | Yes |  |  | 3982.5 | 98.01 | 40.63 | 8.82 | 0.967 | 3500 | 80
PSXHFY3G | Mercury Lighting Products Co. Inc. | Mercury Lighting | L501-4-4200-40K-PIM-U55-UNI-XXXX | Indoor Luminaires | Linear Ambient | Direct Linear Ambient Luminaires | Standard | FALSE | [9 empty] | 10/8/2015 | Dimmable | Continuous (Can dim down to ≤ 10% (W)) | Yes |  |  | 4124 | 101.5 | 40.63 | 8.82 | 0.967 | 4000 | 80
P8TGMZSD | Mercury Lighting Products Co. Inc. | Mercury Lighting | L501-4-4200-40K-HTA-U55-UNI-XXXX | Indoor Luminaires | Linear Ambient | Direct Linear Ambient Luminaires | Standard | FALSE | [9 empty] | 10/8/2015 | Dimmable | Continuous (Can dim down to ≤ 10% (W)) | Yes |  |  | 4170.86 | 102.65 | 40.63 | 8.82 | 0.967 | 4000 | 80
PQG1VX2A | Mercury Lighting Products Co. Inc. | Mercury Lighting | L501-4-4200-40K-AIM-U55-UNI-XXXX | Indoor Luminaires | Linear Ambient | Direct Linear Ambient Luminaires | Standard | FALSE | [9 empty] | 10/8/2015 | Dimmable | Continuous (Can dim down to ≤ 10% (W)) | Yes |  |  | 4217.72 | 103.8 | 40.63 | 8.82 | 0.967 | 4000 | 80
PZHTPCFC | Mercury Lighting Products Co. Inc. | Mercury Lighting | L501-4-4200-50K-PIM-U55-UNI-XXXX | Indoor Luminaires | Linear Ambient | Direct Linear Ambient Luminaires | Standard | FALSE | [9 empty] | 10/8/2015 | Dimmable | Continuous (Can dim down to ≤ 10% (W)) | Yes |  |  | 4257 | 104.77 | 40.63 | 8.82 | 0.967 | 5000 | 80
PW3D2RGM | Mercury Lighting Products Co. Inc. | Mercury Lighting | L501-4-4200-50K-HTA-U55-UNI-XXXX | Indoor Luminaires | Linear Ambient | Direct Linear Ambient Luminaires | Standard | FALSE | [9 empty] | 10/8/2015 | Dimmable | Continuous (Can dim down to ≤ 10% (W)) | Yes |  |  | 4305.37 | 105.96 | 40.63 | 8.82 | 0.967 | 5000 | 80
PBC3BGGY | Mercury Lighting Products Co. Inc. | Mercury Lighting | L501-4-4200-50K-AIM-U55-UNI-XXXX | Indoor Luminaires | Linear Ambient | Direct Linear Ambient Luminaires | Standard | FALSE | [9 empty] | 10/8/2015 | Dimmable | Continuous (Can dim down to ≤ 10% (W)) | Yes |  |  | 4353.75 | 107.15 | 40.63 | 8.82 | 0.967 | 5000 | 80
PBM7FGVA | Mercury Lighting Products Co. Inc. | Mercury Lighting | L501-4-5100-30K-PIM-U55-UNI-XXXX | Indoor Luminaires | Linear Ambient | Direct Linear Ambient Luminaires | Standard | FALSE | [9 empty] | 10/8/2015 | Dimmable | Continuous (Can dim down to ≤ 10% (W)) | Yes |  |  | 4798 | 94.72 | 50.65 | 8.63 | 0.974 | 3000 | 80
PCCVM282 | Mercury Lighting Products Co. Inc. | Mercury Lighting | L501-4-5100-30K-HTA-U55-UNI-XXXX | Indoor Luminaires | Linear Ambient | Direct Linear Ambient Luminaires | Standard | FALSE | [9 empty] | 10/8/2015 | Dimmable | Continuous (Can dim down to ≤ 10% (W)) | Yes |  |  | 4852.52 | 95.8 | 50.65 | 8.63 | 0.974 | 3000 | 80
PP12WXEM | Mercury Lighting Products Co. Inc. | Mercury Lighting | L501-4-5100-30K-AIM-U55-UNI-XXXX | Indoor Luminaires | Linear Ambient | Direct Linear Ambient Luminaires | Standard | FALSE | [9 empty] | 10/8/2015 | Dimmable | Continuous (Can dim down to ≤ 10% (W)) | Yes |  |  | 4907.04 | 96.88 | 50.65 | 8.63 | 0.974 | 3000 | 80
P1DUHK2P | Mercury Lighting Products Co. Inc. | Mercury Lighting | L501-4-5100-35K-PIM-U55-UNI-XXXX | Indoor Luminaires | Linear Ambient | Direct Linear Ambient Luminaires | Standard | FALSE | [9 empty] | 10/8/2015 | Dimmable | Continuous (Can dim down to ≤ 10% (W)) | Yes |  |  | 4880 | 96.34 | 50.65 | 8.63 | 0.974 | 3500 | 80
PD8URVNX | Mercury Lighting Products Co. Inc. | Mercury Lighting | L501-4-5100-35K-HTA-U55-UNI-XXXX | Indoor Luminaires | Linear Ambient | Direct Linear Ambient Luminaires | Standard | FALSE | [9 empty] | 10/8/2015 | Dimmable | Continuous (Can dim down to ≤ 10% (W)) | Yes |  |  | 4935.45 | 97.44 | 50.65 | 8.63 | 0.974 | 3500 | 80
P7VH5VBU | Mercury Lighting Products Co. Inc. | Mercury Lighting | L501-4-5100-35K-AIM-U55-UNI-XXXX | Indoor Luminaires | Linear Ambient | Direct Linear Ambient Luminaires | Standard | FALSE | [9 empty] | 10/8/2015 | Dimmable | Continuous (Can dim down to ≤ 10% (W)) | Yes |  |  | 4990.9 | 98.53 | 50.65 | 8.63 | 0.974 | 3500 | 80
PZTQZHVX | Mercury Lighting Products Co. Inc. | Mercury Lighting | L501-4-5100-40K-PIM-U55-UNI-XXXX | Indoor Luminaires | Linear Ambient | Direct Linear Ambient Luminaires | Standard | FALSE | [9 empty] | 10/8/2015 | Dimmable | Continuous (Can dim down to ≤ 10% (W)) | Yes |  |  | 5042 | 99.54 | 50.65 | 8.63 | 0.974 | 4000 | 80
PNARVCMK | Mercury Lighting Products Co. Inc. | Mercury Lighting | L501-4-5100-40K-HTA-U55-UNI-XXXX | Indoor Luminaires | Linear Ambient | Direct Linear Ambient Luminaires | Standard | FALSE | [9 empty] | 10/8/2015 | Dimmable | Continuous (Can dim down to ≤ 10% (W)) | Yes |  |  | 5099.29 | 100.67 | 50.65 | 8.63 | 0.974 | 4000 | 80
PGP774X8 | Mercury Lighting Products Co. Inc. | Mercury Lighting | L501-4-5100-40K-AIM-U55-UNI-XXXX | Indoor Luminaires | Linear Ambient | Direct Linear Ambient Luminaires | Standard | FALSE | [9 empty] | 10/8/2015 | Dimmable | Continuous (Can dim down to ≤ 10% (W)) | Yes |  |  | 5156.59 | 101.8 | 50.65 | 8.63 | 0.974 | 4000 | 80
PDA6FWES | Mercury Lighting Products Co. Inc. | Mercury Lighting | L501-4-5100-50K-PIM-U55-UNI-XXXX | Indoor Luminaires | Linear Ambient | Direct Linear Ambient Luminaires | Standard | FALSE | [9 empty] | 10/8/2015 | Dimmable | Continuous (Can dim down to ≤ 10% (W)) | Yes |  |  | 5205 | 102.76 | 50.65 | 8.63 | 0.974 | 5000 | 80
PET2BD2B | Mercury Lighting Products Co. Inc. | Mercury Lighting | L501-4-5100-50K-HTA-U55-UNI-XXXX | Indoor Luminaires | Linear Ambient | Direct Linear Ambient Luminaires | Standard | FALSE | [9 empty] | 10/8/2015 | Dimmable | Continuous (Can dim down to ≤ 10% (W)) | Yes |  |  | 5264.14 | 103.93 | 50.65 | 8.63 | 0.974 | 5000 | 80
PWEUBG22 | Mercury Lighting Products Co. Inc. | Mercury Lighting | L501-4-5100-50K-AIM-U55-UNI-XXXX | Indoor Luminaires | Linear Ambient | Direct Linear Ambient Luminaires | Standard | FALSE | [9 empty] | 10/8/2015 | Dimmable | Continuous (Can dim down to ≤ 10% (W)) | Yes |  |  | 5323.29 | 105.09 | 50.65 | 8.63 | 0.974 | 5000 | 80
P7D5SANZ | Mercury Lighting Products Co. Inc. | Mercury Lighting | L501-8-10300-30K-HTA-U55-2D-UNI-XXXX | Indoor Luminaires | Linear Ambient | Direct Linear Ambient Luminaires | Standard | FALSE | [9 empty] | 10/8/2015 | Dimmable | Continuous (Can dim down to ≤ 10% (W)) | Yes |  |  | 9706.05 | 95.81 | 101.3 | 8.63 | 0.974 | 3000 | 80
PGM72QWW | Mercury Lighting Products Co. Inc. | Mercury Lighting | L501-8-10300-30K-AIM-U55-2D-UNI-XXXX | Indoor Luminaires | Linear Ambient | Direct Linear Ambient Luminaires | Standard | FALSE | [9 empty] | 10/8/2015 | Dimmable | Continuous (Can dim down to ≤ 10% (W)) | Yes |  |  | 9815.11 | 96.89 | 101.3 | 8.63 | 0.974 | 3000 | 80
PSTTXREG | Mercury Lighting Products Co. Inc. | Mercury Lighting | L501-8-10300-35K-HTA-U55-2D-UNI-XXXX | Indoor Luminaires | Linear Ambient | Direct Linear Ambient Luminaires | Standard | FALSE | [9 empty] | 10/8/2015 | Dimmable | Continuous (Can dim down to ≤ 10% (W)) | Yes |  |  | 9870.9 | 97.44 | 101.3 | 8.63 | 0.974 | 3500 | 80
PTYT9UJW | Mercury Lighting Products Co. Inc. | Mercury Lighting | L501-8-10300-35K-AIM-U55-2D-UNI-XXXX | Indoor Luminaires | Linear Ambient | Direct Linear Ambient Luminaires | Standard | FALSE | [9 empty] | 10/8/2015 | Dimmable | Continuous (Can dim down to ≤ 10% (W)) | Yes |  |  | 9981.81 | 98.53 | 101.3 | 8.63 | 0.974 | 3500 | 80
PHN6X6GF | Mercury Lighting Products Co. Inc. | Mercury Lighting | L501-8-10300-40K-HTA-U55-2D-UNI-XXXX | Indoor Luminaires | Linear Ambient | Direct Linear Ambient Luminaires | Standard | FALSE | [9 empty] | 10/8/2015 | Dimmable | Continuous (Can dim down to ≤ 10% (W)) | Yes |  |  | 10199.6 | 100.68 | 101.3 | 8.63 | 0.974 | 4000 | 80
P7AYV238 | Mercury Lighting Products Co. Inc. | Mercury Lighting | L501-8-10300-40K-AIM-U55-2D-UNI-XXXX | Indoor Luminaires | Linear Ambient | Direct Linear Ambient Luminaires | Standard | FALSE | [9 empty] | 10/8/2015 | Dimmable | Continuous (Can dim down to ≤ 10% (W)) | Yes |  |  | 10314.2 | 101.81 | 101.3 | 8.63 | 0.974 | 4000 | 80
PF4KYFQD | Mercury Lighting Products Co. Inc. | Mercury Lighting | L501-8-10300-50K-HTA-U55-2D-UNI-XXXX | Indoor Luminaires | Linear Ambient | Direct Linear Ambient Luminaires | Standard | FALSE | [9 empty] | 10/8/2015 | Dimmable | Continuous (Can dim down to ≤ 10% (W)) | Yes |  |  | 10528.29 | 103.93 | 101.3 | 8.63 | 0.974 | 5000 | 80
PWBQ2WUQ | Mercury Lighting Products Co. Inc. | Mercury Lighting | L501-8-10300-50K-AIM-U55-2D-UNI-XXXX | Indoor Luminaires | Linear Ambient | Direct Linear Ambient Luminaires | Standard | FALSE | [9 empty] | 10/8/2015 | Dimmable | Continuous (Can dim down to ≤ 10% (W)) | Yes |  |  | 10646.59 | 105.09 | 101.3 | 8.63 | 0.974 | 5000 | 80
P9BETPQV | Mercury Lighting Products Co. Inc. | Mercury Lighting | L501-4-6400-30K-HTA-U55D15-UNI-XXXX | Indoor Luminaires | Linear Ambient | Direct Linear Ambient Luminaires | Standard | FALSE | [9 empty] | 10/8/2015 | Dimmable | Continuous (Can dim down to ≤ 10% (W)) | Yes |  |  | 5979.18 | 94.11 | 63.53 | 8.57 | 0.979 | 3000 | 80
PS4BYNHM | Mercury Lighting Products Co. Inc. | Mercury Lighting | L501-4-6400-30K-AIM-U55D15-UNI-XXXX | Indoor Luminaires | Linear Ambient | Direct Linear Ambient Luminaires | Standard | FALSE | [9 empty] | 10/8/2015 | Dimmable | Continuous (Can dim down to ≤ 10% (W)) | Yes |  |  | 6046.36 | 95.17 | 63.53 | 8.57 | 0.979 | 3000 | 80
P5GKP4TX | Mercury Lighting Products Co. Inc. | Mercury Lighting | L501-4-6400-35K-PIM-U55D15-UNI-XXXX | Indoor Luminaires | Linear Ambient | Direct Linear Ambient Luminaires | Standard | FALSE | [9 empty] | 10/8/2015 | Dimmable | Continuous (Can dim down to ≤ 10% (W)) | Yes |  |  | 6012 | 94.63 | 63.53 | 8.57 | 0.979 | 3500 | 80
PKS5JY2T | Mercury Lighting Products Co. Inc. | Mercury Lighting | L501-4-6400-35K-HTA-U55D15-UNI-XXXX | Indoor Luminaires | Linear Ambient | Direct Linear Ambient Luminaires | Standard | FALSE | [9 empty] | 10/8/2015 | Dimmable | Continuous (Can dim down to ≤ 10% (W)) | Yes |  |  | 6080.31 | 95.7 | 63.53 | 8.57 | 0.979 | 3500 | 80
PYFEZZAG | Mercury Lighting Products Co. Inc. | Mercury Lighting | L501-4-6400-35K-AIM-U55D15-UNI-XXXX | Indoor Luminaires | Linear Ambient | Direct Linear Ambient Luminaires | Standard | FALSE | [9 empty] | 10/8/2015 | Dimmable | Continuous (Can dim down to ≤ 10% (W)) | Yes |  |  | 6148.63 | 96.78 | 63.53 | 8.57 | 0.979 | 3500 | 80
P3FE3ATD | Mercury Lighting Products Co. Inc. | Mercury Lighting | L501-4-6400-40K-PIM-U55D15-UNI-XXXX | Indoor Luminaires | Linear Ambient | Direct Linear Ambient Luminaires | Standard | FALSE | [9 empty] | 10/8/2015 | Dimmable | Continuous (Can dim down to ≤ 10% (W)) | Yes |  |  | 6212 | 97.78 | 63.53 | 8.57 | 0.979 | 4000 | 80
PHNDHKCV | Mercury Lighting Products Co. Inc. | Mercury Lighting | L501-4-6400-40K-HTA-U55D15-UNI-XXXX | Indoor Luminaires | Linear Ambient | Direct Linear Ambient Luminaires | Standard | FALSE | [9 empty] | 10/8/2015 | Dimmable | Continuous (Can dim down to ≤ 10% (W)) | Yes |  |  | 6282.59 | 98.89 | 63.53 | 8.57 | 0.979 | 4000 | 80
PEHCHVMY | Mercury Lighting Products Co. Inc. | Mercury Lighting | L501-4-6400-40K-AIM-U55D15-UNI-XXXX | Indoor Luminaires | Linear Ambient | Direct Linear Ambient Luminaires | Standard | FALSE | [9 empty] | 10/8/2015 | Dimmable | Continuous (Can dim down to ≤ 10% (W)) | Yes |  |  | 6353.18 | 100 | 63.53 | 8.57 | 0.979 | 4000 | 80
PUJJ1XC4 | Mercury Lighting Products Co. Inc. | Mercury Lighting | L501-4-6400-50K-PIM-U55D15-UNI-XXXX | Indoor Luminaires | Linear Ambient | Direct Linear Ambient Luminaires | Standard | FALSE | [9 empty] | 10/8/2015 | Dimmable | Continuous (Can dim down to ≤ 10% (W)) | Yes |  |  | 6413 | 100.94 | 63.53 | 8.57 | 0.979 | 5000 | 80
PY78YHEB | Mercury Lighting Products Co. Inc. | Mercury Lighting | L501-4-6400-50K-HTA-U55D15-UNI-XXXX | Indoor Luminaires | Linear Ambient | Direct Linear Ambient Luminaires | Standard | FALSE | [9 empty] | 10/8/2015 | Dimmable | Continuous (Can dim down to ≤ 10% (W)) | Yes |  |  | 6485.87 | 102.09 | 63.53 | 8.57 | 0.979 | 5000 | 80
PBEV49TC | Mercury Lighting Products Co. Inc. | Mercury Lighting | L501-4-6400-50K-AIM-U55D15-UNI-XXXX | Indoor Luminaires | Linear Ambient | Direct Linear Ambient Luminaires | Standard | FALSE | [9 empty] | 10/8/2015 | Dimmable | Continuous (Can dim down to ≤ 10% (W)) | Yes |  |  | 6558.75 | 103.23 | 63.53 | 8.57 | 0.979 | 5000 | 80
PD2BNZ7T | Mercury Lighting Products Co. Inc. | Mercury Lighting | L501-8-12700-30K-HTA-U55D15-2D-UNI-XXXX | Indoor Luminaires | Linear Ambient | Direct Linear Ambient Luminaires | Standard | FALSE | [9 empty] | 10/8/2015 | Dimmable | Continuous (Can dim down to ≤ 10% (W)) | Yes |  |  | 11958.36 | 94.11 | 127.06 | 8.57 | 0.979 | 3000 | 80
P7BSEZUH | Mercury Lighting Products Co. Inc. | Mercury Lighting | L501-8-12700-30K-AIM-U55D15-2D-UNI-XXXX | Indoor Luminaires | Linear Ambient | Direct Linear Ambient Luminaires | Standard | FALSE | [9 empty] | 10/8/2015 | Dimmable | Continuous (Can dim down to ≤ 10% (W)) | Yes |  |  | 12092.72 | 95.17 | 127.06 | 8.57 | 0.979 | 3000 | 80
P66BNRJU | Mercury Lighting Products Co. Inc. | Mercury Lighting | L501-8-12700-35K-HTA-U55D15-2D-UNI-XXXX | Indoor Luminaires | Linear Ambient | Direct Linear Ambient Luminaires | Standard | FALSE | [9 empty] | 10/8/2015 | Dimmable | Continuous (Can dim down to ≤ 10% (W)) | Yes |  |  | 12160.63 | 95.7 | 127.06 | 8.57 | 0.979 | 3500 | 80
PREVC7TD | Mercury Lighting Products Co. Inc. | Mercury Lighting | L501-8-12700-35K-AIM-U55D15-2D-UNI-XXXX | Indoor Luminaires | Linear Ambient | Direct Linear Ambient Luminaires | Standard | FALSE | [9 empty] | 10/8/2015 | Dimmable | Continuous (Can dim down to ≤ 10% (W)) | Yes |  |  | 12297.27 | 96.78 | 127.06 | 8.57 | 0.979 | 3500 | 80
PDSQV3VR | Mercury Lighting Products Co. Inc. | Mercury Lighting | L501-8-12700-40K-HTA-U55D15-2D-UNI-XXXX | Indoor Luminaires | Linear Ambient | Direct Linear Ambient Luminaires | Standard | FALSE | [9 empty] | 10/8/2015 | Dimmable | Continuous (Can dim down to ≤ 10% (W)) | Yes |  |  | 12566.19 | 98.89 | 127.06 | 8.57 | 0.979 | 4000 | 80
PTGN8EM1 | Mercury Lighting Products Co. Inc. | Mercury Lighting | L501-8-12700-40K-AIM-U55D15-2D-UNI-XXXX | Indoor Luminaires | Linear Ambient | Direct Linear Ambient Luminaires | Standard | FALSE | [9 empty] | 10/8/2015 | Dimmable | Continuous (Can dim down to ≤ 10% (W)) | Yes |  |  | 12707.38 | 100.01 | 127.06 | 8.57 | 0.979 | 4000 | 80
P5STUW4E | Mercury Lighting Products Co. Inc. | Mercury Lighting | L501-8-12700-50K-HTA-U55D15-2D-UNI-XXXX | Indoor Luminaires | Linear Ambient | Direct Linear Ambient Luminaires | Standard | FALSE | [9 empty] | 10/8/2015 | Dimmable | Continuous (Can dim down to ≤ 10% (W)) | Yes |  |  | 12971.75 | 102.09 | 127.06 | 8.57 | 0.979 | 5000 | 80
PHURUHTY | Mercury Lighting Products Co. Inc. | Mercury Lighting | L501-8-12700-50K-AIM-U55D15-2D-UNI-XXXX | Indoor Luminaires | Linear Ambient | Direct Linear Ambient Luminaires | Standard | FALSE | [9 empty] | 10/8/2015 | Dimmable | Continuous (Can dim down to ≤ 10% (W)) | Yes |  |  | 13117.5 | 103.23 | 127.06 | 8.57 | 0.979 | 5000 | 80
P1WN5248 | Mercury Lighting Products Co. Inc. | Mercury Lighting | L501-2-2500-30K-HTA-U30-UNI-XXXX | Indoor Luminaires | Linear Ambient | Direct Linear Ambient Luminaires | Standard | FALSE | [9 empty] | 10/8/2015 | Dimmable | Continuous (Can dim down to ≤ 10% (W)) | Yes |  |  | 2426.26 | 89.62 | 27.07 | 8.28 | 0.947 | 3000 | 80
P4DSJ85Z | Mercury Lighting Products Co. Inc. | Mercury Lighting | L501-2-2500-30K-AIM-U30-UNI-XXXX | Indoor Luminaires | Linear Ambient | Direct Linear Ambient Luminaires | Standard | FALSE | [9 empty] | 10/8/2015 | Dimmable | Continuous (Can dim down to ≤ 10% (W)) | Yes |  |  | 2453.52 | 90.63 | 27.07 | 8.28 | 0.947 | 3000 | 80
PHQP8RAR | Mercury Lighting Products Co. Inc. | Mercury Lighting | L501-2-2500-35K-PIM-U30-UNI-XXXX | Indoor Luminaires | Linear Ambient | Direct Linear Ambient Luminaires | Standard | FALSE | [9 empty] | 10/8/2015 | Dimmable | Continuous (Can dim down to ≤ 10% (W)) | Yes |  |  | 2440 | 90.13 | 27.07 | 8.28 | 0.947 | 3500 | 80
PTT6246J | Mercury Lighting Products Co. Inc. | Mercury Lighting | L501-2-2500-35K-HTA-U30-UNI-XXXX | Indoor Luminaires | Linear Ambient | Direct Linear Ambient Luminaires | Standard | FALSE | [9 empty] | 10/8/2015 | Dimmable | Continuous (Can dim down to ≤ 10% (W)) | Yes |  |  | 2467.72 | 91.16 | 27.07 | 8.28 | 0.947 | 3500 | 80
PEA7MZGD | Mercury Lighting Products Co. Inc. | Mercury Lighting | L501-2-2500-35K-AIM-U30-UNI-XXXX | Indoor Luminaires | Linear Ambient | Direct Linear Ambient Luminaires | Standard | FALSE | [9 empty] | 10/8/2015 | Dimmable | Continuous (Can dim down to ≤ 10% (W)) | Yes |  |  | 2495.45 | 92.18 | 27.07 | 8.28 | 0.947 | 3500 | 80
PAV4XEZ6 | Mercury Lighting Products Co. Inc. | Mercury Lighting | L501-2-2500-40K-PIM-U30-UNI-XXXX | Indoor Luminaires | Linear Ambient | Direct Linear Ambient Luminaires | Standard | FALSE | [9 empty] | 10/8/2015 | Dimmable | Continuous (Can dim down to ≤ 10% (W)) | Yes |  |  | 2521 | 93.12 | 27.07 | 8.28 | 0.947 | 4000 | 80
P1Z4371W | Mercury Lighting Products Co. Inc. | Mercury Lighting | L501-2-2500-40K-HTA-U30-UNI-XXXX | Indoor Luminaires | Linear Ambient | Direct Linear Ambient Luminaires | Standard | FALSE | [9 empty] | 10/8/2015 | Dimmable | Continuous (Can dim down to ≤ 10% (W)) | Yes |  |  | 2549.64 | 94.18 | 27.07 | 8.28 | 0.947 | 4000 | 80
PHC3UDXH | Mercury Lighting Products Co. Inc. | Mercury Lighting | L501-2-2500-40K-AIM-U30-UNI-XXXX | Indoor Luminaires | Linear Ambient | Direct Linear Ambient Luminaires | Standard | FALSE | [9 empty] | 10/8/2015 | Dimmable | Continuous (Can dim down to ≤ 10% (W)) | Yes |  |  | 2578.29 | 95.24 | 27.07 | 8.28 | 0.947 | 4000 | 80
PDRC78ZY | Mercury Lighting Products Co. Inc. | Mercury Lighting | L501-2-2500-50K-PIM-U30-UNI-XXXX | Indoor Luminaires | Linear Ambient | Direct Linear Ambient Luminaires | Standard | FALSE | [9 empty] | 10/8/2015 | Dimmable | Continuous (Can dim down to ≤ 10% (W)) | Yes |  |  | 2603 | 96.15 | 27.07 | 8.28 | 0.947 | 5000 | 80
PDV7JYVH | Mercury Lighting Products Co. Inc. | Mercury Lighting | L501-2-2500-50K-HTA-U30-UNI-XXXX | Indoor Luminaires | Linear Ambient | Direct Linear Ambient Luminaires | Standard | FALSE | [9 empty] | 10/8/2015 | Dimmable | Continuous (Can dim down to ≤ 10% (W)) | Yes |  |  | 2632.57 | 97.25 | 27.07 | 8.28 | 0.947 | 5000 | 80
P4UKKKV2 | Mercury Lighting Products Co. Inc. | Mercury Lighting | L501-2-2500-50K-AIM-U30-UNI-XXXX | Indoor Luminaires | Linear Ambient | Direct Linear Ambient Luminaires | Standard | FALSE | [9 empty] | 10/8/2015 | Dimmable | Continuous (Can dim down to ≤ 10% (W)) | Yes |  |  | 2662.15 | 98.34 | 27.07 | 8.28 | 0.947 | 5000 | 80
PZABQUNC | Mercury Lighting Products Co. Inc. | LSV | LSV-4-4000-35K-HTP-SA50-UNI | Indoor Luminaires | Linear Ambient | Direct Linear Ambient Luminaires | Standard | TRUE | 4148 | 115 | 36.082 | 12.93 | 0.9824 | 3521 | 84.16 | 5 | 50000 | 12/21/2015 | Dimmable | Continuous (Can dim down to ≤ 10% (W)) | Yes |  | 3 | 4148 | 115 | 36.08 | 12.9 | 0.9 | 3500 | 84
PU2AY7SU | Mercury Lighting Products Co. Inc. | LSV | LSV-4-4000-40K-HTP-SA50-UNI | Indoor Luminaires | Linear Ambient | Direct Linear Ambient Luminaires | Standard | FALSE | [9 empty] | 12/21/2015 | Dimmable | Continuous (Can dim down to ≤ 10% (W)) | Yes |  |  | 4304 | 119 | 36.08 | 12.9 | 0.9 | 4000 | 84
PJST5QVN | Mercury Lighting Products Co. Inc. | MERCURY LIGHTING | LS1-4-2100-30K-A20-UNI-XXXX | Indoor Luminaires | Linear Ambient | Direct Linear Ambient Luminaires | Premium | TRUE | 2117 | 136.14 | 15.55 | 10.5 | 0.957 | 3059 | 83.5 | 5 | 60000 | 6/1/2016 | Dimmable | Continuous (Can dim down to ≤ 10% (W)) | No |  | 3.1 | 2049 | 134.6 | 15 | 8.42 | 0.996 | 3000 | 80
PG6M2NJ4 | Mercury Lighting Products Co. Inc. | MERCURY LIGHTING | LW4-2-2700-30K-HTA-A40-UNI-XXXX | Indoor Luminaires | Linear Ambient | Direct Linear Ambient Luminaires | Standard | TRUE | 2589 | 103.15 | 25.1 | 12.9 | 0.954 | 3099 | 82.7 | 5 | 60000 | 6/1/2016 | Dimmable | Continuous (Can dim down to ≤ 10% (W)) | No |  | 3.1 | 2681 | 108 | 25 | 7.88 | 0.995 | 3000 | 80
PQX7SSZZ | Mercury Lighting Products Co. Inc. | MERCURY LIGHTING | LW4-4-3800-50K-HTA-A40-UNI-XXXX | Indoor Luminaires | Linear Ambient | Direct Linear Ambient Luminaires | Premium | TRUE | 3991 | 128.62 | 31.03 | 12.9 | 0.971 | 5159 | 84 | 5 | 60000 | 6/1/2016 | Dimmable | Continuous (Can dim down to ≤ 10% (W)) | No |  | 3.1 | 3933 | 125.2 | 31 | 6.69 | 0.9966 | 5000 | 80
PXSJ32YR | Mercury Lighting Products Co. Inc. | MERCURY LIGHTING | LW4-4-3800-50K-HTA-A40-UNI-SR-XXXX | Indoor Luminaires | Linear Ambient | Direct Linear Ambient Luminaires | Premium | FALSE | [9 empty] | 6/1/2016 | Dimmable | Continuous (Can dim down to ≤ 10% (W)) | No |  |  | 3933 | 125.2 | 31 | 6.69 | 0.9966 | 5000 | 80
P478HY9M | Mercury Lighting Products Co. Inc. | MERCURY LIGHTING | LW5-4-3800-50K-HTA-A40-UNI-XXXX | Indoor Luminaires | Linear Ambient | Direct Linear Ambient Luminaires | Premium | FALSE | [9 empty] | 6/1/2016 | Dimmable | Continuous (Can dim down to ≤ 10% (W)) | No |  |  | 3933 | 125.2 | 31 | 6.69 | 0.9966 | 5000 | 80
P2751U8C | Mercury Lighting Products Co. Inc. | MERCURY LIGHTING | LW14-4-3800-50K-HTA-A40-UNI-XXXX | Indoor Luminaires | Linear Ambient | Direct Linear Ambient Luminaires | Premium | FALSE | [9 empty] | 6/1/2016 | Dimmable | Continuous (Can dim down to ≤ 10% (W)) | No |  |  | 3933 | 125.2 | 31 | 6.69 | 0.9966 | 5000 | 80
PBTDVA66 | Mercury Lighting Products Co. Inc. | MERCURY LIGHTING | LW14-4-3800-50K-HTA-A40-UNI-SR-XXXX | Indoor Luminaires | Linear Ambient | Direct Linear Ambient Luminaires | Premium | FALSE | [9 empty] | 6/1/2016 | Dimmable | Continuous (Can dim down to ≤ 10% (W)) | No |  |  | 3933 | 125.2 | 31 | 6.69 | 0.9966 | 5000 | 80
PX1AB6UK | Mercury Lighting Products Co. Inc. | MERCURY LIGHTING | LW15-4-3800-50K-HTA-A40-UNI-XXXX | Indoor Luminaires | Linear Ambient | Direct Linear Ambient Luminaires | Premium | FALSE | [9 empty] | 6/1/2016 | Dimmable | Continuous (Can dim down to ≤ 10% (W)) | No |  |  | 3933 | 125.2 | 31 | 6.69 | 0.9966 | 5000 | 80
P6Z9ZS74 | Mercury Lighting Products Co. Inc. | MERCURY LIGHTING | LS1-4-4200-30K-A40-UNI-XXXX | Indoor Luminaires | Linear Ambient | Direct Linear Ambient Luminaires | Premium | FALSE | [9 empty] | 6/1/2016 | Dimmable | Continuous (Can dim down to ≤ 10% (W)) | No |  |  | 4129 | 129.2 | 32 | 6.61 | 0.9967 | 3000 | 80
P9554THY | Mercury Lighting Products Co. Inc. | MERCURY LIGHTING | LS2-4-4200-30K-A20-UNI-XXXX | Indoor Luminaires | Linear Ambient | Direct Linear Ambient Luminaires | Premium | FALSE | [9 empty] | 6/1/2016 | Dimmable | Continuous (Can dim down to ≤ 10% (W)) | No |  |  | 4129 | 129.2 | 32 | 6.61 | 0.9967 | 3000 | 80
PZB272WV | Mercury Lighting Products Co. Inc. | MERCURY LIGHTING | LS1-4-4200-35K-A40-UNI-XXXX | Indoor Luminaires | Linear Ambient | Direct Linear Ambient Luminaires | Premium | FALSE | [9 empty] | 6/1/2016 | Dimmable | Continuous (Can dim down to ≤ 10% (W)) | No |  |  | 4129 | 129.2 | 32 | 6.61 | 0.9967 | 3500 | 80
P9FG23UG | Mercury Lighting Products Co. Inc. | MERCURY LIGHTING | LS2-4-4200-35K-A20-UNI-XXXX | Indoor Luminaires | Linear Ambient | Direct Linear Ambient Luminaires | Premium | FALSE | [9 empty] | 6/1/2016 | Dimmable | Continuous (Can dim down to ≤ 10% (W)) | No |  |  | 4129 | 129.2 | 32 | 6.61 | 0.9967 | 3500 | 80
PF8G2RA5 | Mercury Lighting Products Co. Inc. | MERCURY LIGHTING | LS1-4-4200-40K-A40-UNI-XXXX | Indoor Luminaires | Linear Ambient | Direct Linear Ambient Luminaires | Premium | FALSE | [9 empty] | 6/1/2016 | Dimmable | Continuous (Can dim down to ≤ 10% (W)) | No |  |  | 4288 | 134.2 | 32 | 6.61 | 0.9967 | 4000 | 80
PG6ABAJC | Mercury Lighting Products Co. Inc. | MERCURY LIGHTING | LS2-4-4200-40K-A20-UNI-XXXX | Indoor Luminaires | Linear Ambient | Direct Linear Ambient Luminaires | Premium | FALSE | [9 empty] | 6/1/2016 | Dimmable | Continuous (Can dim down to ≤ 10% (W)) | No |  |  | 4288 | 134.2 | 32 | 6.61 | 0.9967 | 4000 | 80
PXH2TXH7 | Mercury Lighting Products Co. Inc. | MERCURY LIGHTING | LS1-4-4200-50K-A40-UNI-XXXX | Indoor Luminaires | Linear Ambient | Direct Linear Ambient Luminaires | Premium | FALSE | [9 empty] | 6/1/2016 | Dimmable | Continuous (Can dim down to ≤ 10% (W)) | No |  |  | 3991 | 125 | 32 | 6.61 | 0.9967 | 5000 | 80
PZHDE717 | Mercury Lighting Products Co. Inc. | MERCURY LIGHTING | LS2-4-4200-50K-A40-UNI-XXXX | Indoor Luminaires | Linear Ambient | Direct Linear Ambient Luminaires | Premium | FALSE | [9 empty] | 6/1/2016 | Dimmable | Continuous (Can dim down to ≤ 10% (W)) | No |  |  | 3991 | 125 | 32 | 6.61 | 0.9967 | 5000 | 80
PU38ZNX3 | Mercury Lighting Products Co. Inc. | MERCURY LIGHTING | LW4-4-4500-30K-HTA-A40-UNI-XXXX | Indoor Luminaires | Linear Ambient | Direct Linear Ambient Luminaires | Standard | FALSE | [9 empty] | 6/1/2016 | Dimmable | Continuous (Can dim down to ≤ 10% (W)) | No |  |  | 4306 | 108.6 | 40 | 5.71 | 0.998 | 3000 | 80
P7YBCH3T | Mercury Lighting Products Co. Inc. | MERCURY LIGHTING | LW4-4-4500-30K-HTA-A40-UNI-SR-XXXX | Indoor Luminaires | Linear Ambient | Direct Linear Ambient Luminaires | Standard | FALSE | [9 empty] | 6/1/2016 | Dimmable | Continuous (Can dim down to ≤ 10% (W)) | No |  |  | 4306 | 108.6 | 40 | 5.71 | 0.9976 | 3000 | 80
PF161MSM | Mercury Lighting Products Co. Inc. | MERCURY LIGHTING | LW5-4-4500-30K-HTA-A40-UNI-XXXX | Indoor Luminaires | Linear Ambient | Direct Linear Ambient Luminaires | Standard | FALSE | [9 empty] | 6/1/2016 | Dimmable | Continuous (Can dim down to ≤ 10% (W)) | No |  |  | 4306 | 108.6 | 40 | 5.71 | 0.9976 | 3000 | 80
P7RHEMJS | Mercury Lighting Products Co. Inc. | MERCURY LIGHTING | LW14-4-4500-30K-HTA-A40-UNI-XXXX | Indoor Luminaires | Linear Ambient | Direct Linear Ambient Luminaires | Standard | FALSE | [9 empty] | 6/1/2016 | Dimmable | Continuous (Can dim down to ≤ 10% (W)) | No |  |  | 4306 | 108.6 | 40 | 5.71 | 0.9976 | 3000 | 80
PZDXTK8Y | Mercury Lighting Products Co. Inc. | MERCURY LIGHTING | LW14-4-4500-30K-HTA-A40-UNI-SR-XXXX | Indoor Luminaires | Linear Ambient | Direct Linear Ambient Luminaires | Standard | FALSE | [9 empty] | 6/1/2016 | Dimmable | Continuous (Can dim down to ≤ 10% (W)) | No |  |  | 4306 | 108.6 | 40 | 5.71 | 0.9976 | 3000 | 80
PDCNYXK1 | Mercury Lighting Products Co. Inc. | MERCURY LIGHTING | LW15-4-4500-30K-HTA-A40-UNI-XXXX | Indoor Luminaires | Linear Ambient | Direct Linear Ambient Luminaires | Standard | FALSE | [9 empty] | 6/1/2016 | Dimmable | Continuous (Can dim down to ≤ 10% (W)) | No |  |  | 4306 | 108.6 | 40 | 5.71 | 0.9976 | 3000 | 80
PVZRQRQT | Mercury Lighting Products Co. Inc. | MERCURY LIGHTING | LW4-4-4500-35K-HTA-A40-UNI-XXXX | Indoor Luminaires | Linear Ambient | Direct Linear Ambient Luminaires | Standard | FALSE | [9 empty] | 6/1/2016 | Dimmable | Continuous (Can dim down to ≤ 10% (W)) | No |  |  | 4566 | 115.2 | 40 | 5.71 | 0.9976 | 3500 | 80
PSGQVHVW | Mercury Lighting Products Co. Inc. | MERCURY LIGHTING | LW4-4-4500-35K-HTA-A40-UNI-SR-XXXX | Indoor Luminaires | Linear Ambient | Direct Linear Ambient Luminaires | Standard | FALSE | [9 empty] | 6/1/2016 | Dimmable | Continuous (Can dim down to ≤ 10% (W)) | No |  |  | 4566 | 115.2 | 40 | 5.71 | 0.9976 | 3500 | 80
PMZUANMG | Mercury Lighting Products Co. Inc. | MERCURY LIGHTING | LW5-4-4500-35K-HTA-A40-UNI-XXXX | Indoor Luminaires | Linear Ambient | Direct Linear Ambient Luminaires | Standard | FALSE | [9 empty] | 6/1/2016 | Dimmable | Continuous (Can dim down to ≤ 10% (W)) | No |  |  | 4566 | 115.2 | 40 | 5.71 | 0.9976 | 3500 | 80
PVPU845C | Mercury Lighting Products Co. Inc. | MERCURY LIGHTING | LW14-4-4500-35K-HTA-A40-UNI-XXXX | Indoor Luminaires | Linear Ambient | Direct Linear Ambient Luminaires | Standard | FALSE | [9 empty] | 6/1/2016 | Dimmable | Continuous (Can dim down to ≤ 10% (W)) | No |  |  | 4566 | 115.2 | 40 | 5.71 | 0.9976 | 3500 | 80
PYUBZFWN | Mercury Lighting Products Co. Inc. | MERCURY LIGHTING | LW14-4-4500-35K-HTA-A40-UNI-SR-XXXX | Indoor Luminaires | Linear Ambient | Direct Linear Ambient Luminaires | Standard | FALSE | [9 empty] | 6/1/2016 | Dimmable | Continuous (Can dim down to ≤ 10% (W)) | No |  |  | 4566 | 115.2 | 40 | 5.71 | 0.9976 | 3500 | 80
P231658G | Mercury Lighting Products Co. Inc. | MERCURY LIGHTING | LW15-4-4500-35K-HTA-A40-UNI-XXXX | Indoor Luminaires | Linear Ambient | Direct Linear Ambient Luminaires | Standard | FALSE | [9 empty] | 6/1/2016 | Dimmable | Continuous (Can dim down to ≤ 10% (W)) | No |  |  | 4566 | 115.2 | 40 | 5.71 | 0.9976 | 3500 | 80
P6H7BPB2 | Mercury Lighting Products Co. Inc. | MERCURY LIGHTING | LW4-4-4500-40K-HTA-A40-UNI-XXXX | Indoor Luminaires | Linear Ambient | Direct Linear Ambient Luminaires | Standard | FALSE | [9 empty] | 6/1/2016 | Dimmable | Continuous (Can dim down to ≤ 10% (W)) | No |  |  | 4742 | 119.6 | 40 | 5.71 | 0.9976 | 4000 | 80
PP3XJ9TA | Mercury Lighting Products Co. Inc. | MERCURY LIGHTING | LW4-4-4500-40K-HTA-A40-UNI-SR-XXXX | Indoor Luminaires | Linear Ambient | Direct Linear Ambient Luminaires | Standard | FALSE | [9 empty] | 6/1/2016 | Dimmable | Continuous (Can dim down to ≤ 10% (W)) | No |  |  | 4742 | 119.6 | 40 | 5.71 | 0.9976 | 4000 | 80
PK6SXUR4 | Mercury Lighting Products Co. Inc. | MERCURY LIGHTING | LW5-4-4500-40K-HTA-A40-UNI-XXXX | Indoor Luminaires | Linear Ambient | Direct Linear Ambient Luminaires | Standard | FALSE | [9 empty] | 6/1/2016 | Dimmable | Continuous (Can dim down to ≤ 10% (W)) | No |  |  | 4742 | 119.6 | 40 | 5.71 | 0.9976 | 4000 | 80
PYN6C9JV | Mercury Lighting Products Co. Inc. | MERCURY LIGHTING | LW14-4-4500-40K-HTA-A40-UNI-XXXX | Indoor Luminaires | Linear Ambient | Direct Linear Ambient Luminaires | Standard | FALSE | [9 empty] | 6/1/2016 | Dimmable | Continuous (Can dim down to ≤ 10% (W)) | No |  |  | 4742 | 119.6 | 40 | 5.71 | 0.9976 | 4000 | 80
P64ESPAY | Mercury Lighting Products Co. Inc. | MERCURY LIGHTING | LW14-4-4500-40K-HTA-A40-UNI-SR-XXXX | Indoor Luminaires | Linear Ambient | Direct Linear Ambient Luminaires | Standard | FALSE | [9 empty] | 6/1/2016 | Dimmable | Continuous (Can dim down to ≤ 10% (W)) | No |  |  | 4742 | 119.6 | 40 | 5.71 | 0.9976 | 4000 | 80
PFX7Q3KK | Mercury Lighting Products Co. Inc. | MERCURY LIGHTING | LW15-4-4500-40K-HTA-A40-UNI-XXXX | Indoor Luminaires | Linear Ambient | Direct Linear Ambient Luminaires | Standard | FALSE | [9 empty] | 6/1/2016 | Dimmable | Continuous (Can dim down to ≤ 10% (W)) | No |  |  | 4742 | 119.6 | 40 | 5.71 | 0.9976 | 4000 | 80
P1QRGCMR | Mercury Lighting Products Co. Inc. | MERCURY LIGHTING | LW4-4-4500-50K-HTA-A40-UNI-XXXX | Indoor Luminaires | Linear Ambient | Direct Linear Ambient Luminaires | Standard | FALSE | [9 empty] | 6/1/2016 | Dimmable | Continuous (Can dim down to ≤ 10% (W)) | No |  |  | 4815 | 121.5 | 40 | 5.71 | 0.9976 | 5000 | 80
P7JHKSNG | Mercury Lighting Products Co. Inc. | MERCURY LIGHTING | LW4-4-4500-50K-HTA-A40-UNI-SR-XXXX | Indoor Luminaires | Linear Ambient | Direct Linear Ambient Luminaires | Standard | FALSE | [9 empty] | 6/1/2016 | Dimmable | Continuous (Can dim down to ≤ 10% (W)) | No |  |  | 4815 | 121.5 | 40 | 5.71 | 0.9976 | 5000 | 80
P5B9Q3GS | Mercury Lighting Products Co. Inc. | MERCURY LIGHTING | LW5-4-4500-50K-HTA-A40-UNI-XXXX | Indoor Luminaires | Linear Ambient | Direct Linear Ambient Luminaires | Standard | FALSE | [9 empty] | 6/1/2016 | Dimmable | Continuous (Can dim down to ≤ 10% (W)) | No |  |  | 4815 | 121.5 | 40 | 5.71 | 0.9976 | 5000 | 80
P8S2VSME | Mercury Lighting Products Co. Inc. | MERCURY LIGHTING | LW14-4-4500-50K-HTA-A40-UNI-XXXX | Indoor Luminaires | Linear Ambient | Direct Linear Ambient Luminaires | Standard | FALSE | [9 empty] | 6/1/2016 | Dimmable | Continuous (Can dim down to ≤ 10% (W)) | No |  |  | 4815 | 121.5 | 40 | 5.71 | 0.9976 | 5000 | 80
PHVG2EU8 | Mercury Lighting Products Co. Inc. | MERCURY LIGHTING | LW14-4-4500-50K-HTA-A40-UNI-SR-XXXX | Indoor Luminaires | Linear Ambient | Direct Linear Ambient Luminaires | Standard | FALSE | [9 empty] | 6/1/2016 | Dimmable | Continuous (Can dim down to ≤ 10% (W)) | No |  |  | 4815 | 121.5 | 40 | 5.71 | 0.9976 | 5000 | 80
P8Q567D9 | Mercury Lighting Products Co. Inc. | MERCURY LIGHTING | LW15-4-4500-50K-HTA-A40-UNI-XXXX | Indoor Luminaires | Linear Ambient | Direct Linear Ambient Luminaires | Standard | FALSE | [9 empty] | 6/1/2016 | Dimmable | Continuous (Can dim down to ≤ 10% (W)) | No |  |  | 4815 | 121.5 | 40 | 5.71 | 0.9976 | 5000 | 80
PV7F6XSM | Mercury Lighting Products Co. Inc. | MERCURY LIGHTING | LW4-4-5000-30K-HTA-A40-UNI-XXXX | Indoor Luminaires | Linear Ambient | Direct Linear Ambient Luminaires | Standard | FALSE | [9 empty] | 6/1/2016 | Dimmable | Continuous (Can dim down to ≤ 10% (W)) | No |  |  | 4830 | 113.7 | 42 | 5.54 | 0.9975 | 3000 | 80
PW8AAC32 | Mercury Lighting Products Co. Inc. | MERCURY LIGHTING | LW4-4-5000-30K-HTA-A40-UNI-SR-XXXX | Indoor Luminaires | Linear Ambient | Direct Linear Ambient Luminaires | Standard | FALSE | [9 empty] | 6/1/2016 | Dimmable | Continuous (Can dim down to ≤ 10% (W)) | No |  |  | 4830 | 113.7 | 42 | 5.54 | 0.9975 | 3000 | 80
P7YWWAMY | Mercury Lighting Products Co. Inc. | MERCURY LIGHTING | LW5-4-5000-30K-HTA-A40-UNI-XXXX | Indoor Luminaires | Linear Ambient | Direct Linear Ambient Luminaires | Standard | FALSE | [9 empty] | 6/1/2016 | Dimmable | Continuous (Can dim down to ≤ 10% (W)) | No |  |  | 4830 | 113.7 | 42 | 5.54 | 0.9975 | 3000 | 80
PZBUN4H6 | Mercury Lighting Products Co. Inc. | MERCURY LIGHTING | LW14-4-5000-30K-HTA-A40-UNI-XXXX | Indoor Luminaires | Linear Ambient | Direct Linear Ambient Luminaires | Standard | FALSE | [9 empty] | 6/1/2016 | Dimmable | Continuous (Can dim down to ≤ 10% (W)) | No |  |  | 4830 | 113.7 | 42 | 5.54 | 0.9975 | 3000 | 80
PWDT5DTP | Mercury Lighting Products Co. Inc. | MERCURY LIGHTING | LW14-4-5000-30K-HTA-A40-UNI-SR-XXXX | Indoor Luminaires | Linear Ambient | Direct Linear Ambient Luminaires | Standard | FALSE | [9 empty] | 6/1/2016 | Dimmable | Continuous (Can dim down to ≤ 10% (W)) | No |  |  | 4830 | 113.7 | 42 | 5.54 | 0.9975 | 3000 | 80
PVVZ543X | Mercury Lighting Products Co. Inc. | MERCURY LIGHTING | LW15-4-5000-30K-HTA-A40-UNI-XXXX | Indoor Luminaires | Linear Ambient | Direct Linear Ambient Luminaires | Standard | FALSE | [9 empty] | 6/1/2016 | Dimmable | Continuous (Can dim down to ≤ 10% (W)) | No |  |  | 4830 | 113.7 | 42 | 5.54 | 0.9975 | 3000 | 80
PXF2B2FB | Mercury Lighting Products Co. Inc. | MERCURY LIGHTING | LW4-4-5000-35K-HTA-A40-UNI-XXXX | Indoor Luminaires | Linear Ambient | Direct Linear Ambient Luminaires | Standard | FALSE | [9 empty] | 6/1/2016 | Dimmable | Continuous (Can dim down to ≤ 10% (W)) | No |  |  | 4830 | 113.7 | 42 | 5.54 | 0.9975 | 3500 | 80
P2HK63K6 | Mercury Lighting Products Co. Inc. | MERCURY LIGHTING | LW4-4-5000-35K-HTA-A40-UNI-SR-XXXX | Indoor Luminaires | Linear Ambient | Direct Linear Ambient Luminaires | Standard | FALSE | [9 empty] | 6/1/2016 | Dimmable | Continuous (Can dim down to ≤ 10% (W)) | No |  |  | 4830 | 113.7 | 42 | 5.54 | 0.9975 | 3500 | 80
P5XU4HQA | Mercury Lighting Products Co. Inc. | MERCURY LIGHTING | LW5-4-5000-35K-HTA-A40-UNI-XXXX | Indoor Luminaires | Linear Ambient | Direct Linear Ambient Luminaires | Standard | FALSE | [9 empty] | 6/1/2016 | Dimmable | Continuous (Can dim down to ≤ 10% (W)) | No |  |  | 4830 | 113.7 | 42 | 5.54 | 0.9975 | 3500 | 80
P4SE9JNM | Mercury Lighting Products Co. Inc. | MERCURY LIGHTING | LW14-4-5000-35K-HTA-A40-UNI-XXXX | Indoor Luminaires | Linear Ambient | Direct Linear Ambient Luminaires | Standard | FALSE | [9 empty] | 6/1/2016 | Dimmable | Continuous (Can dim down to ≤ 10% (W)) | No |  |  | 4830 | 113.7 | 42 | 5.54 | 0.9975 | 3500 | 80
PC71FTBC | Mercury Lighting Products Co. Inc. | MERCURY LIGHTING | LW14-4-5000-35K-HTA-A40-UNI-SR-XXXX | Indoor Luminaires | Linear Ambient | Direct Linear Ambient Luminaires | Standard | FALSE | [9 empty] | 6/1/2016 | Dimmable | Continuous (Can dim down to ≤ 10% (W)) | No |  |  | 4830 | 113.7 | 42 | 5.54 | 0.9975 | 3500 | 80
P52KCB54 | Mercury Lighting Products Co. Inc. | MERCURY LIGHTING | LW15-4-5000-35K-HTA-A40-UNI-XXXX | Indoor Luminaires | Linear Ambient | Direct Linear Ambient Luminaires | Standard | FALSE | [9 empty] | 6/1/2016 | Dimmable | Continuous (Can dim down to ≤ 10% (W)) | No |  |  | 4830 | 113.7 | 42 | 5.54 | 0.9975 | 3500 | 80
P6H9KHT1 | Mercury Lighting Products Co. Inc. | MERCURY LIGHTING | LW4-4-5000-40K-HTA-A40-UNI-XXXX | Indoor Luminaires | Linear Ambient | Direct Linear Ambient Luminaires | Standard | FALSE | [9 empty] | 6/1/2016 | Dimmable | Continuous (Can dim down to ≤ 10% (W)) | No |  |  | 5016 | 118 | 42 | 5.54 | 0.9975 | 4000 | 80
P8FBVPX3 | Mercury Lighting Products Co. Inc. | MERCURY LIGHTING | LW4-4-5000-40K-HTA-A40-UNI-SR-XXXX | Indoor Luminaires | Linear Ambient | Direct Linear Ambient Luminaires | Standard | FALSE | [9 empty] | 6/1/2016 | Dimmable | Continuous (Can dim down to ≤ 10% (W)) | No |  |  | 5016 | 118 | 42 | 5.54 | 0.9975 | 4000 | 80
PZXBS4ZZ | Mercury Lighting Products Co. Inc. | MERCURY LIGHTING | LW5-4-5000-40K-HTA-A40-UNI-XXXX | Indoor Luminaires | Linear Ambient | Direct Linear Ambient Luminaires | Standard | FALSE | [9 empty] | 6/1/2016 | Dimmable | Continuous (Can dim down to ≤ 10% (W)) | No |  |  | 5016 | 118 | 42 | 5.54 | 0.9975 | 4000 | 80
PKUZJJ49 | Mercury Lighting Products Co. Inc. | MERCURY LIGHTING | LW14-4-5000-40K-HTA-A40-UNI-XXXX | Indoor Luminaires | Linear Ambient | Direct Linear Ambient Luminaires | Standard | FALSE | [9 empty] | 6/1/2016 | Dimmable | Continuous (Can dim down to ≤ 10% (W)) | No |  |  | 5016 | 118 | 42 | 5.54 | 0.9975 | 4000 | 80
P6H2GUF7 | Mercury Lighting Products Co. Inc. | MERCURY LIGHTING | LW14-4-5000-40K-HTA-A40-UNI-SR-XXXX | Indoor Luminaires | Linear Ambient | Direct Linear Ambient Luminaires | Standard | FALSE | [9 empty] | 6/1/2016 | Dimmable | Continuous (Can dim down to ≤ 10% (W)) | No |  |  | 5016 | 118 | 42 | 5.54 | 0.9975 | 4000 | 80
PJFZB5WE | Mercury Lighting Products Co. Inc. | MERCURY LIGHTING | LW15-4-5000-40K-HTA-A40-UNI-XXXX | Indoor Luminaires | Linear Ambient | Direct Linear Ambient Luminaires | Standard | FALSE | [9 empty] | 6/1/2016 | Dimmable | Continuous (Can dim down to ≤ 10% (W)) | No |  |  | 5016 | 118 | 42 | 5.54 | 0.9975 | 4000 | 80
P2ZWDQJF | Mercury Lighting Products Co. Inc. | MERCURY LIGHTING | LW4-4-5000-50K-HTA-A40-UNI-XXXX | Indoor Luminaires | Linear Ambient | Direct Linear Ambient Luminaires | Standard | FALSE | [9 empty] | 6/1/2016 | Dimmable | Continuous (Can dim down to ≤ 10% (W)) | No |  |  | 5094 | 119.9 | 42 | 5.54 | 0.9975 | 5000 | 80
PEHVHFEV | Mercury Lighting Products Co. Inc. | MERCURY LIGHTING | LW4-4-5000-50K-HTA-A40-UNI-SR-XXXX | Indoor Luminaires | Linear Ambient | Direct Linear Ambient Luminaires | Standard | FALSE | [9 empty] | 6/1/2016 | Dimmable | Continuous (Can dim down to ≤ 10% (W)) | No |  |  | 5094 | 119.9 | 42 | 5.54 | 0.9975 | 5000 | 80
PZJA8Z1B | Mercury Lighting Products Co. Inc. | MERCURY LIGHTING | LW5-4-5000-50K-HTA-A40-UNI-XXXX | Indoor Luminaires | Linear Ambient | Direct Linear Ambient Luminaires | Standard | FALSE | [9 empty] | 6/1/2016 | Dimmable | Continuous (Can dim down to ≤ 10% (W)) | No |  |  | 5094 | 119.9 | 42 | 5.54 | 0.9975 | 5000 | 80
P7KP5R6R | Mercury Lighting Products Co. Inc. | MERCURY LIGHTING | LW14-4-5000-50K-HTA-A40-UNI-XXXX | Indoor Luminaires | Linear Ambient | Direct Linear Ambient Luminaires | Standard | FALSE | [9 empty] | 6/1/2016 | Dimmable | Continuous (Can dim down to ≤ 10% (W)) | No |  |  | 5094 | 119.9 | 42 | 5.54 | 0.9975 | 5000 | 80
PSNQ8DVU | Mercury Lighting Products Co. Inc. | MERCURY LIGHTING | LW14-4-5000-50K-HTA-A40-UNI-SR-XXXX | Indoor Luminaires | Linear Ambient | Direct Linear Ambient Luminaires | Standard | FALSE | [9 empty] | 6/1/2016 | Dimmable | Continuous (Can dim down to ≤ 10% (W)) | No |  |  | 5094 | 119.9 | 42 | 5.54 | 0.9975 | 5000 | 80
P5DF5V42 | Mercury Lighting Products Co. Inc. | MERCURY LIGHTING | LW15-4-5000-50K-HTA-A40-UNI-XXXX | Indoor Luminaires | Linear Ambient | Direct Linear Ambient Luminaires | Standard | FALSE | [9 empty] | 6/1/2016 | Dimmable | Continuous (Can dim down to ≤ 10% (W)) | No |  |  | 5094 | 119.9 | 42 | 5.54 | 0.9975 | 5000 | 80
PAF8PBMV | Mercury Lighting Products Co. Inc. | MERCURY LIGHTING | LS1-4-5400-30K-A40-UNI-XXXX | Indoor Luminaires | Linear Ambient | Direct Linear Ambient Luminaires | Standard | FALSE | [9 empty] | 6/1/2016 | Dimmable | Continuous (Can dim down to ≤ 10% (W)) | No |  |  | 5269 | 124 | 42 | 5.54 | 0.9975 | 3000 | 80
P6YCF6C4 | Mercury Lighting Products Co. Inc. | MERCURY LIGHTING | LS2-4-5400-30K-A40-UNI-XXXX | Indoor Luminaires | Linear Ambient | Direct Linear Ambient Luminaires | Standard | FALSE | [9 empty] | 6/1/2016 | Dimmable | Continuous (Can dim down to ≤ 10% (W)) | No |  |  | 5269 | 124 | 42 | 5.54 | 0.9975 | 3000 | 80
PQGJ8N1X | Mercury Lighting Products Co. Inc. | MERCURY LIGHTING | LS1-4-5400-35K-A40-UNI-XXXX | Indoor Luminaires | Linear Ambient | Direct Linear Ambient Luminaires | Standard | FALSE | [9 empty] | 6/1/2016 | Dimmable | Continuous (Can dim down to ≤ 10% (W)) | No |  |  | 5269 | 124 | 42 | 5.54 | 0.9975 | 3500 | 80
P6EKCVB4 | Mercury Lighting Products Co. Inc. | MERCURY LIGHTING | LS2-4-5400-35K-A40-UNI-XXXX | Indoor Luminaires | Linear Ambient | Direct Linear Ambient Luminaires | Standard | FALSE | [9 empty] | 6/1/2016 | Dimmable | Continuous (Can dim down to ≤ 10% (W)) | No |  |  | 5269 | 124 | 42 | 5.54 | 0.9975 | 3500 | 80
PE5DE6K7 | Mercury Lighting Products Co. Inc. | MERCURY LIGHTING | LS1-4-5400-40K-A40-UNI-XXXX | Indoor Luminaires | Linear Ambient | Direct Linear Ambient Luminaires | Standard | FALSE | [9 empty] | 6/1/2016 | Dimmable | Continuous (Can dim down to ≤ 10% (W)) | No |  |  | 5472 | 128.8 | 42 | 5.54 | 0.9975 | 4000 | 80
PDRSQU6V | Mercury Lighting Products Co. Inc. | MERCURY LIGHTING | LS2-4-5400-40K-A40-UNI-XXXX | Indoor Luminaires | Linear Ambient | Direct Linear Ambient Luminaires | Standard | FALSE | [9 empty] | 6/1/2016 | Dimmable | Continuous (Can dim down to ≤ 10% (W)) | No |  |  | 5472 | 128.8 | 42 | 5.54 | 0.9975 | 4000 | 80
PYN2GS1Q | Mercury Lighting Products Co. Inc. | MERCURY LIGHTING | LS1-4-5400-50K-A40-UNI-XXXX | Indoor Luminaires | Linear Ambient | Direct Linear Ambient Luminaires | Standard | FALSE | [9 empty] | 6/1/2016 | Dimmable | Continuous (Can dim down to ≤ 10% (W)) | No |  |  | 5557 | 130.8 | 42 | 5.54 | 0.9975 | 5000 | 80
P766GDDE | Mercury Lighting Products Co. Inc. | MERCURY LIGHTING | LS2-4-5400-50K-A40-UNI-XXXX | Indoor Luminaires | Linear Ambient | Direct Linear Ambient Luminaires | Standard | FALSE | [9 empty] | 6/1/2016 | Dimmable | Continuous (Can dim down to ≤ 10% (W)) | No |  |  | 5557 | 130.8 | 42 | 5.54 | 0.9975 | 5000 | 80
P58VYZA8 | Mercury Lighting Products Co. Inc. | MERCURY LIGHTING | LW4-2-2700-30K-HTA-A40-UNI-SR-XXXX | Indoor Luminaires | Linear Ambient | Direct Linear Ambient Luminaires | Standard | FALSE | [9 empty] | 6/1/2016 | Dimmable | Continuous (Can dim down to ≤ 10% (W)) | No |  |  | 2681 | 108 | 25 | 7.88 | 0.9953 | 3000 | 80
P7DR87MM | Mercury Lighting Products Co. Inc. | MERCURY LIGHTING | LW5-2-2700-30K-HTA-A40-UNI-XXXX | Indoor Luminaires | Linear Ambient | Direct Linear Ambient Luminaires | Standard | FALSE | [9 empty] | 6/1/2016 | Dimmable | Continuous (Can dim down to ≤ 10% (W)) | No |  |  | 2681 | 108 | 25 | 7.88 | 0.9953 | 3000 | 80
PPSR7PMR | Mercury Lighting Products Co. Inc. | MERCURY LIGHTING | LW14-2-2700-30K-HTA-A40-UNI-XXXX | Indoor Luminaires | Linear Ambient | Direct Linear Ambient Luminaires | Standard | FALSE | [9 empty] | 6/1/2016 | Dimmable | Continuous (Can dim down to ≤ 10% (W)) | No |  |  | 2681 | 108 | 25 | 7.88 | 0.9953 | 3000 | 80
PX2R9QNJ | Mercury Lighting Products Co. Inc. | MERCURY LIGHTING | LW14-2-2700-30K-HTA-A40-UNI-SR-XXXX | Indoor Luminaires | Linear Ambient | Direct Linear Ambient Luminaires | Standard | FALSE | [9 empty] | 6/1/2016 | Dimmable | Continuous (Can dim down to ≤ 10% (W)) | No |  |  | 2681 | 108 | 25 | 7.88 | 0.9953 | 3000 | 80
PD1Q9SRG | Mercury Lighting Products Co. Inc. | MERCURY LIGHTING | LW15-2-2700-30K-HTA-A40-UNI-XXXX | Indoor Luminaires | Linear Ambient | Direct Linear Ambient Luminaires | Standard | FALSE | [9 empty] | 6/1/2016 | Dimmable | Continuous (Can dim down to ≤ 10% (W)) | No |  |  | 2681 | 108 | 25 | 7.88 | 0.9953 | 3000 | 80
PCSG2AXK | Mercury Lighting Products Co. Inc. | MERCURY LIGHTING | LW4-2-2700-35K-HTA-A40-UNI-XXXX | Indoor Luminaires | Linear Ambient | Direct Linear Ambient Luminaires | Standard | FALSE | [9 empty] | 6/1/2016 | Dimmable | Continuous (Can dim down to ≤ 10% (W)) | No |  |  | 2681 | 108 | 25 | 7.88 | 0.9953 | 3500 | 80
PD5XDQ84 | Mercury Lighting Products Co. Inc. | MERCURY LIGHTING | LW4-2-2700-35K-HTA-A40-UNI-SR-XXXX | Indoor Luminaires | Linear Ambient | Direct Linear Ambient Luminaires | Standard | FALSE | [9 empty] | 6/1/2016 | Dimmable | Continuous (Can dim down to ≤ 10% (W)) | No |  |  | 2681 | 108 | 25 | 7.88 | 0.9953 | 3500 | 80
PP6598PH | Mercury Lighting Products Co. Inc. | MERCURY LIGHTING | LW5-2-2700-35K-HTA-A40-UNI-XXXX | Indoor Luminaires | Linear Ambient | Direct Linear Ambient Luminaires | Standard | FALSE | [9 empty] | 6/1/2016 | Dimmable | Continuous (Can dim down to ≤ 10% (W)) | No |  |  | 2681 | 108 | 25 | 7.88 | 0.9953 | 3500 | 80
PGDZJXY4 | Mercury Lighting Products Co. Inc. | MERCURY LIGHTING | LW14-2-2700-35K-HTA-A40-UNI-XXXX | Indoor Luminaires | Linear Ambient | Direct Linear Ambient Luminaires | Standard | FALSE | [9 empty] | 6/1/2016 | Dimmable | Continuous (Can dim down to ≤ 10% (W)) | No |  |  | 2681 | 108 | 25 | 7.88 | 0.9953 | 3500 | 80
PNA8Q5DK | Mercury Lighting Products Co. Inc. | MERCURY LIGHTING | LW14-2-2700-35K-HTA-A40-UNI-SR-XXXX | Indoor Luminaires | Linear Ambient | Direct Linear Ambient Luminaires | Standard | FALSE | [9 empty] | 6/1/2016 | Dimmable | Continuous (Can dim down to ≤ 10% (W)) | No |  |  | 2681 | 108 | 25 | 7.88 | 0.9953 | 3500 | 80
PAJFPZFT | Mercury Lighting Products Co. Inc. | MERCURY LIGHTING | LW15-2-2700-35K-HTA-A40-UNI-XXXX | Indoor Luminaires | Linear Ambient | Direct Linear Ambient Luminaires | Standard | FALSE | [9 empty] | 6/1/2016 | Dimmable | Continuous (Can dim down to ≤ 10% (W)) | No |  |  | 2681 | 108 | 25 | 7.88 | 0.9953 | 3500 | 80
P645AQRZ | Mercury Lighting Products Co. Inc. | MERCURY LIGHTING | LW4-2-2700-40K-HTA-A40-UNI-XXXX | Indoor Luminaires | Linear Ambient | Direct Linear Ambient Luminaires | Standard | FALSE | [9 empty] | 6/1/2016 | Dimmable | Continuous (Can dim down to ≤ 10% (W)) | No |  |  | 2784 | 112.2 | 25 | 7.88 | 0.9953 | 4000 | 80
P5VAUC96 | Mercury Lighting Products Co. Inc. | MERCURY LIGHTING | LW4-2-2700-40K-HTA-A40-UNI-SR-XXXX | Indoor Luminaires | Linear Ambient | Direct Linear Ambient Luminaires | Standard | FALSE | [9 empty] | 6/1/2016 | Dimmable | Continuous (Can dim down to ≤ 10% (W)) | No |  |  | 2784 | 112.2 | 25 | 7.88 | 0.9953 | 4000 | 80
PNSSN8S2 | Mercury Lighting Products Co. Inc. | MERCURY LIGHTING | LW5-2-2700-40K-HTA-A40-UNI-XXXX | Indoor Luminaires | Linear Ambient | Direct Linear Ambient Luminaires | Standard | FALSE | [9 empty] | 6/1/2016 | Dimmable | Continuous (Can dim down to ≤ 10% (W)) | No |  |  | 2784 | 112.2 | 25 | 7.88 | 0.9953 | 4000 | 80
P4YYV4TP | Mercury Lighting Products Co. Inc. | MERCURY LIGHTING | LW14-2-2700-40K-HTA-A40-UNI-XXXX | Indoor Luminaires | Linear Ambient | Direct Linear Ambient Luminaires | Standard | FALSE | [9 empty] | 6/1/2016 | Dimmable | Continuous (Can dim down to ≤ 10% (W)) | No |  |  | 2784 | 112.2 | 25 | 7.88 | 0.9953 | 4000 | 80
PWZVJHZM | Mercury Lighting Products Co. Inc. | MERCURY LIGHTING | LW14-2-2700-40K-HTA-A40-UNI-SR-XXXX | Indoor Luminaires | Linear Ambient | Direct Linear Ambient Luminaires | Standard | FALSE | [9 empty] | 6/1/2016 | Dimmable | Continuous (Can dim down to ≤ 10% (W)) | No |  |  | 2784 | 112.2 | 25 | 7.88 | 0.9953 | 4000 | 80
PK4HHHDS | Mercury Lighting Products Co. Inc. | MERCURY LIGHTING | LW15-2-2700-40K-HTA-A40-UNI-XXXX | Indoor Luminaires | Linear Ambient | Direct Linear Ambient Luminaires | Standard | FALSE | [9 empty] | 6/1/2016 | Dimmable | Continuous (Can dim down to ≤ 10% (W)) | No |  |  | 2784 | 112.2 | 25 | 7.88 | 0.9953 | 4000 | 80
PR852EQX | Mercury Lighting Products Co. Inc. | MERCURY LIGHTING | LW4-2-2700-50K-HTA-A40-UNI-XXXX | Indoor Luminaires | Linear Ambient | Direct Linear Ambient Luminaires | Standard | FALSE | [9 empty] | 6/1/2016 | Dimmable | Continuous (Can dim down to ≤ 10% (W)) | No |  |  | 2827 | 113.9 | 25 | 7.88 | 0.9953 | 5000 | 80
P3YA1Z2B | Mercury Lighting Products Co. Inc. | MERCURY LIGHTING | LW4-2-2700-50K-HTA-A40-UNI-SR-XXXX | Indoor Luminaires | Linear Ambient | Direct Linear Ambient Luminaires | Standard | FALSE | [9 empty] | 6/1/2016 | Dimmable | Continuous (Can dim down to ≤ 10% (W)) | No |  |  | 2827 | 113.9 | 25 | 7.88 | 0.9953 | 5000 | 80
PEGRV7MH | Mercury Lighting Products Co. Inc. | MERCURY LIGHTING | LW5-2-2700-50K-HTA-A40-UNI-XXXX | Indoor Luminaires | Linear Ambient | Direct Linear Ambient Luminaires | Standard | FALSE | [9 empty] | 6/1/2016 | Dimmable | Continuous (Can dim down to ≤ 10% (W)) | No |  |  | 2827 | 113.9 | 25 | 7.88 | 0.9953 | 5000 | 80
P5QK5JUC | Mercury Lighting Products Co. Inc. | MERCURY LIGHTING | LW14-2-2700-50K-HTA-A40-UNI-XXXX | Indoor Luminaires | Linear Ambient | Direct Linear Ambient Luminaires | Standard | FALSE | [9 empty] | 6/1/2016 | Dimmable | Continuous (Can dim down to ≤ 10% (W)) | No |  |  | 2827 | 113.9 | 25 | 7.88 | 0.9953 | 5000 | 80
PXHE1NJP | Mercury Lighting Products Co. Inc. | MERCURY LIGHTING | LW14-2-2700-50K-HTA-A40-UNI-SR-XXXX | Indoor Luminaires | Linear Ambient | Direct Linear Ambient Luminaires | Standard | FALSE | [9 empty] | 6/1/2016 | Dimmable | Continuous (Can dim down to ≤ 10% (W)) | No |  |  | 2827 | 113.9 | 25 | 7.88 | 0.9953 | 5000 | 80
PZ43YD14 | Mercury Lighting Products Co. Inc. | MERCURY LIGHTING | LW15-2-2700-50K-HTA-A40-UNI-XXXX | Indoor Luminaires | Linear Ambient | Direct Linear Ambient Luminaires | Standard | FALSE | [9 empty] | 6/1/2016 | Dimmable | Continuous (Can dim down to ≤ 10% (W)) | No |  |  | 2827 | 113.9 | 25 | 7.88 | 0.9953 | 5000 | 80
PAUTT7JE | Mercury Lighting Products Co. Inc. | MERCURY LIGHTING | LW4-4-3800-30K-HTA-A40-UNI-XXXX | Indoor Luminaires | Linear Ambient | Direct Linear Ambient Luminaires | Premium | FALSE | [9 empty] | 6/1/2016 | Dimmable | Continuous (Can dim down to ≤ 10% (W)) | No |  |  | 3729 | 118.7 | 31 | 6.69 | 0.9966 | 3000 | 80
PX3XK3HV | Mercury Lighting Products Co. Inc. | MERCURY LIGHTING | LW4-4-3800-30K-HTA-A40-UNI-SR-XXXX | Indoor Luminaires | Linear Ambient | Direct Linear Ambient Luminaires | Premium | FALSE | [9 empty] | 6/1/2016 | Dimmable | Continuous (Can dim down to ≤ 10% (W)) | No |  |  | 3729 | 118.7 | 31 | 6.69 | 0.9966 | 3000 | 80
PUV665VE | Mercury Lighting Products Co. Inc. | MERCURY LIGHTING | LW5-4-3800-30K-HTA-A40-UNI-XXXX | Indoor Luminaires | Linear Ambient | Direct Linear Ambient Luminaires | Premium | FALSE | [9 empty] | 6/1/2016 | Dimmable | Continuous (Can dim down to ≤ 10% (W)) | No |  |  | 3729 | 118.7 | 31 | 6.69 | 0.9966 | 3000 | 80
PR6AMSXQ | Mercury Lighting Products Co. Inc. | MERCURY LIGHTING | LW14-4-3800-30K-HTA-A40-UNI-XXXX | Indoor Luminaires | Linear Ambient | Direct Linear Ambient Luminaires | Premium | FALSE | [9 empty] | 6/1/2016 | Dimmable | Continuous (Can dim down to ≤ 10% (W)) | No |  |  | 3729 | 118.7 | 31 | 6.69 | 0.9966 | 3000 | 80
PNY64VQ4 | Mercury Lighting Products Co. Inc. | MERCURY LIGHTING | LW14-4-3800-30K-HTA-A40-UNI-SR-XXXX | Indoor Luminaires | Linear Ambient | Direct Linear Ambient Luminaires | Premium | FALSE | [9 empty] | 6/1/2016 | Dimmable | Continuous (Can dim down to ≤ 10% (W)) | No |  |  | 3729 | 118.7 | 31 | 6.69 | 0.9966 | 3000 | 80
P52MMK79 | Mercury Lighting Products Co. Inc. | MERCURY LIGHTING | LW15-4-3800-30K-HTA-A40-UNI-XXXX | Indoor Luminaires | Linear Ambient | Direct Linear Ambient Luminaires | Premium | FALSE | [9 empty] | 6/1/2016 | Dimmable | Continuous (Can dim down to ≤ 10% (W)) | No |  |  | 3729 | 118.7 | 31 | 6.69 | 0.9966 | 3000 | 80
PRSQUA3F | Mercury Lighting Products Co. Inc. | MERCURY LIGHTING | LW4-4-3800-35K-HTA-A40-UNI-XXXX | Indoor Luminaires | Linear Ambient | Direct Linear Ambient Luminaires | Premium | FALSE | [9 empty] | 6/1/2016 | Dimmable | Continuous (Can dim down to ≤ 10% (W)) | No |  |  | 3729 | 118.7 | 31 | 6.69 | 0.9966 | 3500 | 80
PH63HEYV | Mercury Lighting Products Co. Inc. | MERCURY LIGHTING | LW4-4-3800-35K-HTA-A40-UNI-SR-XXXX | Indoor Luminaires | Linear Ambient | Direct Linear Ambient Luminaires | Premium | FALSE | [9 empty] | 6/1/2016 | Dimmable | Continuous (Can dim down to ≤ 10% (W)) | No |  |  | 3729 | 118.7 | 31 | 6.69 | 0.9966 | 3500 | 80
PXTFRX1K | Mercury Lighting Products Co. Inc. | MERCURY LIGHTING | LW5-4-3800-35K-HTA-A40-UNI-XXXX | Indoor Luminaires | Linear Ambient | Direct Linear Ambient Luminaires | Premium | FALSE | [9 empty] | 6/1/2016 | Dimmable | Continuous (Can dim down to ≤ 10% (W)) | No |  |  | 3729 | 118.7 | 31 | 6.69 | 0.9966 | 3500 | 80
PE1SH41Y | Mercury Lighting Products Co. Inc. | MERCURY LIGHTING | LW14-4-3800-35K-HTA-A40-UNI-XXXX | Indoor Luminaires | Linear Ambient | Direct Linear Ambient Luminaires | Premium | FALSE | [9 empty] | 6/1/2016 | Dimmable | Continuous (Can dim down to ≤ 10% (W)) | No |  |  | 3729 | 118.7 | 31 | 6.69 | 0.9966 | 3500 | 80
P3VUVYF9 | Mercury Lighting Products Co. Inc. | MERCURY LIGHTING | LW14-4-3800-35K-HTA-A40-UNI-SR-XXXX | Indoor Luminaires | Linear Ambient | Direct Linear Ambient Luminaires | Premium | FALSE | [9 empty] | 6/1/2016 | Dimmable | Continuous (Can dim down to ≤ 10% (W)) | No |  |  | 3729 | 118.7 | 31 | 6.69 | 0.9966 | 3500 | 80
PQV3R5JD | Mercury Lighting Products Co. Inc. | MERCURY LIGHTING | LW15-4-3800-35K-HTA-A40-UNI-XXXX | Indoor Luminaires | Linear Ambient | Direct Linear Ambient Luminaires | Premium | FALSE | [9 empty] | 6/1/2016 | Dimmable | Continuous (Can dim down to ≤ 10% (W)) | No |  |  | 3729 | 118.7 | 31 | 6.69 | 0.9966 | 3500 | 80
P2DVQ1JG | Mercury Lighting Products Co. Inc. | MERCURY LIGHTING | LW4-4-3800-40K-HTA-A40-UNI-XXXX | Indoor Luminaires | Linear Ambient | Direct Linear Ambient Luminaires | Premium | FALSE | [9 empty] | 6/1/2016 | Dimmable | Continuous (Can dim down to ≤ 10% (W)) | No |  |  | 3873 | 123.3 | 31 | 6.69 | 0.9966 | 4000 | 80
PHE6XGZK | Mercury Lighting Products Co. Inc. | MERCURY LIGHTING | LW4-4-3800-40K-HTA-A40-UNI-SR-XXXX | Indoor Luminaires | Linear Ambient | Direct Linear Ambient Luminaires | Premium | FALSE | [9 empty] | 6/1/2016 | Dimmable | Continuous (Can dim down to ≤ 10% (W)) | No |  |  | 3873 | 123.3 | 31 | 6.69 | 0.9966 | 4000 | 80
P18KGBSR | Mercury Lighting Products Co. Inc. | MERCURY LIGHTING | LW5-4-3800-40K-HTA-A40-UNI-XXXX | Indoor Luminaires | Linear Ambient | Direct Linear Ambient Luminaires | Premium | FALSE | [9 empty] | 6/1/2016 | Dimmable | Continuous (Can dim down to ≤ 10% (W)) | No |  |  | 3873 | 123.3 | 31 | 6.69 | 0.9966 | 4000 | 80
PMJYSTVH | Mercury Lighting Products Co. Inc. | MERCURY LIGHTING | LW14-4-3800-40K-HTA-A40-UNI-XXXX | Indoor Luminaires | Linear Ambient | Direct Linear Ambient Luminaires | Premium | FALSE | [9 empty] | 6/1/2016 | Dimmable | Continuous (Can dim down to ≤ 10% (W)) | No |  |  | 3873 | 123.3 | 31 | 6.69 | 0.9966 | 4000 | 80
P7P93RFN | Mercury Lighting Products Co. Inc. | MERCURY LIGHTING | LW14-4-3800-40K-HTA-A40-UNI-SR-XXXX | Indoor Luminaires | Linear Ambient | Direct Linear Ambient Luminaires | Premium | FALSE | [9 empty] | 6/1/2016 | Dimmable | Continuous (Can dim down to ≤ 10% (W)) | No |  |  | 3873 | 123.3 | 31 | 6.69 | 0.9966 | 4000 | 80
PX63DSSU | Mercury Lighting Products Co. Inc. | MERCURY LIGHTING | LW15-4-3800-40K-HTA-A40-UNI-XXXX | Indoor Luminaires | Linear Ambient | Direct Linear Ambient Luminaires | Premium | FALSE | [9 empty] | 6/1/2016 | Dimmable | Continuous (Can dim down to ≤ 10% (W)) | No |  |  | 3873 | 123.3 | 31 | 6.69 | 0.9966 | 4000 | 80
PHSSHSKB | Mercury Lighting Products Co. Inc. | MERCURY LIGHTING | LS2-4-2100-30K-A20-UNI-XXXX | Indoor Luminaires | Linear Ambient | Direct Linear Ambient Luminaires | Premium | FALSE | [9 empty] | 6/1/2016 | Dimmable | Continuous (Can dim down to ≤ 10% (W)) | No |  |  | 2049 | 134.6 | 15 | 8.42 | 0.996 | 3000 | 80
PCQT6JKD | Mercury Lighting Products Co. Inc. | MERCURY LIGHTING | LS1-4-2100-35K-A40-UNI-XXXX | Indoor Luminaires | Linear Ambient | Direct Linear Ambient Luminaires | Premium | FALSE | [9 empty] | 6/1/2016 | Dimmable | Continuous (Can dim down to ≤ 10% (W)) | No |  |  | 2049 | 134.6 | 15 | 8.42 | 0.996 | 3500 | 80
PKBTS4WZ | Mercury Lighting Products Co. Inc. | MERCURY LIGHTING | LS2-4-2100-35K-A20-UNI-XXXX | Indoor Luminaires | Linear Ambient | Direct Linear Ambient Luminaires | Premium | FALSE | [9 empty] | 6/1/2016 | Dimmable | Continuous (Can dim down to ≤ 10% (W)) | No |  |  | 2049 | 134.6 | 15 | 8.42 | 0.996 | 3500 | 80
PPXD9JS7 | Mercury Lighting Products Co. Inc. | MERCURY LIGHTING | LS1-4-2100-40K-A40-UNI-XXXX | Indoor Luminaires | Linear Ambient | Direct Linear Ambient Luminaires | Premium | FALSE | [9 empty] | 6/1/2016 | Dimmable | Continuous (Can dim down to ≤ 10% (W)) | No |  |  | 2128 | 139.8 | 15 | 8.42 | 0.996 | 4000 | 80
P1GWNJUC | Mercury Lighting Products Co. Inc. | MERCURY LIGHTING | LS2-4-2100-40K-A20-UNI-XXXX | Indoor Luminaires | Linear Ambient | Direct Linear Ambient Luminaires | Premium | FALSE | [9 empty] | 6/1/2016 | Dimmable | Continuous (Can dim down to ≤ 10% (W)) | No |  |  | 2128 | 139.8 | 15 | 8.42 | 0.996 | 4000 | 80
PF7EHHGK | Mercury Lighting Products Co. Inc. | MERCURY LIGHTING | LS1-4-2100-50K-A40-UNI-XXXX | Indoor Luminaires | Linear Ambient | Direct Linear Ambient Luminaires | Premium | FALSE | [9 empty] | 6/1/2016 | Dimmable | Continuous (Can dim down to ≤ 10% (W)) | No |  |  | 2161 | 142 | 15 | 8.42 | 0.996 | 5000 | 80
P8M7SJY9 | Mercury Lighting Products Co. Inc. | MERCURY LIGHTING | LS2-4-2100-50K-A20-UNI-XXXX | Indoor Luminaires | Linear Ambient | Direct Linear Ambient Luminaires | Premium | FALSE | [9 empty] | 6/1/2016 | Dimmable | Continuous (Can dim down to ≤ 10% (W)) | No |  |  | 2161 | 142 | 15 | 8.42 | 0.996 | 5000 | 80
PQ9PV9X4 | Mercury Lighting Products Co. Inc. | MERCURY LIGHTING | LW4-4-2100-30K-HTA-A20-UNI-XXXX | Indoor Luminaires | Linear Ambient | Direct Linear Ambient Luminaires | Premium | FALSE | [9 empty] | 6/1/2016 | Dimmable | Continuous (Can dim down to ≤ 10% (W)) | No |  |  | 2052 | 123.4 | 17 | 7.68 | 0.997 | 3000 | 80
P4PHG3EM | Mercury Lighting Products Co. Inc. | MERCURY LIGHTING | LW4-4-2100-30K-HTA-A20-UNI-SR-XXXX | Indoor Luminaires | Linear Ambient | Direct Linear Ambient Luminaires | Premium | FALSE | [9 empty] | 6/1/2016 | Dimmable | Continuous (Can dim down to ≤ 10% (W)) | No |  |  | 2052 | 123.4 | 17 | 7.68 | 0.9965 | 3000 | 80
PH7U91AD | Mercury Lighting Products Co. Inc. | MERCURY LIGHTING | LW5-4-2100-30K-HTA-A20-UNI-XXXX | Indoor Luminaires | Linear Ambient | Direct Linear Ambient Luminaires | Premium | FALSE | [9 empty] | 6/1/2016 | Dimmable | Continuous (Can dim down to ≤ 10% (W)) | No |  |  | 2052 | 123.4 | 17 | 7.68 | 0.9965 | 3000 | 80
PENHWPQQ | Mercury Lighting Products Co. Inc. | MERCURY LIGHTING | LW14-4-2100-30K-HTA-A20-UNI-XXXX | Indoor Luminaires | Linear Ambient | Direct Linear Ambient Luminaires | Premium | FALSE | [9 empty] | 6/1/2016 | Dimmable | Continuous (Can dim down to ≤ 10% (W)) | No |  |  | 2052 | 123.4 | 17 | 7.68 | 0.9965 | 3000 | 80
PMFT948M | Mercury Lighting Products Co. Inc. | MERCURY LIGHTING | LW14-4-2100-30K-HTA-A20-UNI-SR-XXXX | Indoor Luminaires | Linear Ambient | Direct Linear Ambient Luminaires | Premium | FALSE | [9 empty] | 6/1/2016 | Dimmable | Continuous (Can dim down to ≤ 10% (W)) | No |  |  | 2052 | 123.4 | 17 | 7.68 | 0.9965 | 3000 | 80
PGH2K7JN | Mercury Lighting Products Co. Inc. | MERCURY LIGHTING | LW15-4-2100-30K-HTA-A20-UNI-XXXX | Indoor Luminaires | Linear Ambient | Direct Linear Ambient Luminaires | Premium | FALSE | [9 empty] | 6/1/2016 | Dimmable | Continuous (Can dim down to ≤ 10% (W)) | No |  |  | 2052 | 123.4 | 17 | 7.68 | 0.9965 | 3000 | 80
PU7AQC81 | Mercury Lighting Products Co. Inc. | MERCURY LIGHTING | LW4-4-2100-35K-HTA-A20-UNI-XXXX | Indoor Luminaires | Linear Ambient | Direct Linear Ambient Luminaires | Premium | FALSE | [9 empty] | 6/1/2016 | Dimmable | Continuous (Can dim down to ≤ 10% (W)) | No |  |  | 2052 | 123.4 | 17 | 7.68 | 0.9965 | 3500 | 80
PPPSTX5K | Mercury Lighting Products Co. Inc. | MERCURY LIGHTING | LW4-4-2100-35K-HTA-A20-UNI-SR-XXXX | Indoor Luminaires | Linear Ambient | Direct Linear Ambient Luminaires | Premium | FALSE | [9 empty] | 6/1/2016 | Dimmable | Continuous (Can dim down to ≤ 10% (W)) | No |  |  | 2052 | 123.4 | 17 | 7.68 | 0.9965 | 3500 | 80
PXE8WHPS | Mercury Lighting Products Co. Inc. | MERCURY LIGHTING | LW5-4-2100-35K-HTA-A20-UNI-XXXX | Indoor Luminaires | Linear Ambient | Direct Linear Ambient Luminaires | Premium | FALSE | [9 empty] | 6/1/2016 | Dimmable | Continuous (Can dim down to ≤ 10% (W)) | No |  |  | 2052 | 123.4 | 17 | 7.68 | 0.9965 | 3500 | 80
PHZH9FAA | Mercury Lighting Products Co. Inc. | MERCURY LIGHTING | LW14-4-2100-35K-HTA-A20-UNI-XXXX | Indoor Luminaires | Linear Ambient | Direct Linear Ambient Luminaires | Premium | FALSE | [9 empty] | 6/1/2016 | Dimmable | Continuous (Can dim down to ≤ 10% (W)) | No |  |  | 2052 | 123.4 | 17 | 7.68 | 0.9965 | 3500 | 80
PZ2Z412W | Mercury Lighting Products Co. Inc. | MERCURY LIGHTING | LW14-4-2100-35K-HTA-A20-UNI-SR-XXXX | Indoor Luminaires | Linear Ambient | Direct Linear Ambient Luminaires | Premium | FALSE | [9 empty] | 6/1/2016 | Dimmable | Continuous (Can dim down to ≤ 10% (W)) | No |  |  | 2052 | 123.4 | 17 | 7.68 | 0.9965 | 3500 | 80
PQGGKRZ7 | Mercury Lighting Products Co. Inc. | MERCURY LIGHTING | LW15-4-2100-35K-HTA-A20-UNI-XXXX | Indoor Luminaires | Linear Ambient | Direct Linear Ambient Luminaires | Premium | FALSE | [9 empty] | 6/1/2016 | Dimmable | Continuous (Can dim down to ≤ 10% (W)) | No |  |  | 2052 | 123.4 | 17 | 7.68 | 0.9965 | 3500 | 80
P2ASFDBV | Mercury Lighting Products Co. Inc. | MERCURY LIGHTING | LW4-4-2100-40K-HTA-A20-UNI-XXXX | Indoor Luminaires | Linear Ambient | Direct Linear Ambient Luminaires | Premium | FALSE | [9 empty] | 6/1/2016 | Dimmable | Continuous (Can dim down to ≤ 10% (W)) | No |  |  | 2131 | 128.1 | 17 | 7.68 | 0.9965 | 4000 | 80
PC3YY56K | Mercury Lighting Products Co. Inc. | MERCURY LIGHTING | LW4-4-2100-40K-HTA-A20-UNI-SR-XXXX | Indoor Luminaires | Linear Ambient | Direct Linear Ambient Luminaires | Premium | FALSE | [9 empty] | 6/1/2016 | Dimmable | Continuous (Can dim down to ≤ 10% (W)) | No |  |  | 2131 | 128.1 | 17 | 7.68 | 0.9965 | 4000 | 80
PH3Q78ZZ | Mercury Lighting Products Co. Inc. | MERCURY LIGHTING | LW5-4-2100-40K-HTA-A20-UNI-XXXX | Indoor Luminaires | Linear Ambient | Direct Linear Ambient Luminaires | Premium | FALSE | [9 empty] | 6/1/2016 | Dimmable | Continuous (Can dim down to ≤ 10% (W)) | No |  |  | 2131 | 128.1 | 17 | 7.68 | 0.9965 | 4000 | 80
PX3Y6DYG | Mercury Lighting Products Co. Inc. | MERCURY LIGHTING | LW14-4-2100-40K-HTA-A20-UNI-XXXX | Indoor Luminaires | Linear Ambient | Direct Linear Ambient Luminaires | Premium | FALSE | [9 empty] | 6/1/2016 | Dimmable | Continuous (Can dim down to ≤ 10% (W)) | No |  |  | 2131 | 128.1 | 17 | 7.68 | 0.9965 | 4000 | 80
P72K2YUR | Mercury Lighting Products Co. Inc. | MERCURY LIGHTING | LW14-4-2100-40K-HTA-A20-UNI-SR-XXXX | Indoor Luminaires | Linear Ambient | Direct Linear Ambient Luminaires | Premium | FALSE | [9 empty] | 6/1/2016 | Dimmable | Continuous (Can dim down to ≤ 10% (W)) | No |  |  | 2131 | 128.1 | 17 | 7.68 | 0.9965 | 4000 | 80
PY14C8QW | Mercury Lighting Products Co. Inc. | MERCURY LIGHTING | LW15-4-2100-40K-HTA-A20-UNI-XXXX | Indoor Luminaires | Linear Ambient | Direct Linear Ambient Luminaires | Premium | FALSE | [9 empty] | 6/1/2016 | Dimmable | Continuous (Can dim down to ≤ 10% (W)) | No |  |  | 2131 | 128.1 | 17 | 7.68 | 0.9965 | 4000 | 80
P8AE66KG | Mercury Lighting Products Co. Inc. | MERCURY LIGHTING | LW4-4-2100-50K-HTA-A20-UNI-XXXX | Indoor Luminaires | Linear Ambient | Direct Linear Ambient Luminaires | Premium | FALSE | [9 empty] | 6/1/2016 | Dimmable | Continuous (Can dim down to ≤ 10% (W)) | No |  |  | 2164 | 130.1 | 17 | 7.68 | 0.9965 | 5000 | 80
PQ2PT9HE | Mercury Lighting Products Co. Inc. | MERCURY LIGHTING | LW4-4-2100-50K-HTA-A20-UNI-SR-XXXX | Indoor Luminaires | Linear Ambient | Direct Linear Ambient Luminaires | Premium | FALSE | [9 empty] | 6/1/2016 | Dimmable | Continuous (Can dim down to ≤ 10% (W)) | No |  |  | 2164 | 130.1 | 17 | 7.68 | 0.9965 | 5000 | 80
PH3JANPE | Mercury Lighting Products Co. Inc. | MERCURY LIGHTING | LW5-4-2100-50K-HTA-A20-UNI-XXXX | Indoor Luminaires | Linear Ambient | Direct Linear Ambient Luminaires | Premium | FALSE | [9 empty] | 6/1/2016 | Dimmable | Continuous (Can dim down to ≤ 10% (W)) | No |  |  | 2164 | 130.1 | 17 | 7.68 | 0.9965 | 5000 | 80
PBP7GM5U | Mercury Lighting Products Co. Inc. | MERCURY LIGHTING | LW14-4-2100-50K-HTA-A20-UNI-XXXX | Indoor Luminaires | Linear Ambient | Direct Linear Ambient Luminaires | Premium | FALSE | [9 empty] | 6/1/2016 | Dimmable | Continuous (Can dim down to ≤ 10% (W)) | No |  |  | 2164 | 130.1 | 17 | 7.68 | 0.9965 | 5000 | 80
PBW49KCZ | Mercury Lighting Products Co. Inc. | MERCURY LIGHTING | LW14-4-2100-50K-HTA-A20-UNI-SR-XXXX | Indoor Luminaires | Linear Ambient | Direct Linear Ambient Luminaires | Premium | FALSE | [9 empty] | 6/1/2016 | Dimmable | Continuous (Can dim down to ≤ 10% (W)) | No |  |  | 2164 | 130.1 | 17 | 7.68 | 0.9965 | 5000 | 80
P2TAGP9T | Mercury Lighting Products Co. Inc. | MERCURY LIGHTING | LW15-4-2100-50K-HTA-A20-UNI-XXXX | Indoor Luminaires | Linear Ambient | Direct Linear Ambient Luminaires | Premium | FALSE | [9 empty] | 6/1/2016 | Dimmable | Continuous (Can dim down to ≤ 10% (W)) | No |  |  | 2164 | 130.1 | 17 | 7.68 | 0.9965 | 5000 | 80
PA7JZMMR | Mercury Lighting Products Co. Inc. | MERCURY LIGHTING | LS1-2-2100-30K-A20-UNI-XXXX | Indoor Luminaires | Linear Ambient | Direct Linear Ambient Luminaires | Premium | FALSE | [9 empty] | 6/1/2016 | Dimmable | Continuous (Can dim down to ≤ 10% (W)) | No |  |  | 2083 | 123.6 | 17 | 7.57 | 0.9966 | 3000 | 80
P8UCWBS7 | Mercury Lighting Products Co. Inc. | MERCURY LIGHTING | LS2-2-2100-30K-A20-UNI-XXXX | Indoor Luminaires | Linear Ambient | Direct Linear Ambient Luminaires | Premium | FALSE | [9 empty] | 6/1/2016 | Dimmable | Continuous (Can dim down to ≤ 10% (W)) | No |  |  | 2083 | 123.6 | 17 | 7.57 | 0.9966 | 3000 | 80
PXHYUQYN | Mercury Lighting Products Co. Inc. | MERCURY LIGHTING | LS1-2-2100-35K-A20-UNI-XXXX | Indoor Luminaires | Linear Ambient | Direct Linear Ambient Luminaires | Premium | FALSE | [9 empty] | 6/1/2016 | Dimmable | Continuous (Can dim down to ≤ 10% (W)) | No |  |  | 2083 | 123.6 | 17 | 7.57 | 0.9966 | 3500 | 80
PEUUZFRS | Mercury Lighting Products Co. Inc. | MERCURY LIGHTING | LS2-2-2100-35K-A20-UNI-XXXX | Indoor Luminaires | Linear Ambient | Direct Linear Ambient Luminaires | Premium | FALSE | [9 empty] | 6/1/2016 | Dimmable | Continuous (Can dim down to ≤ 10% (W)) | No |  |  | 2083 | 123.6 | 17 | 7.57 | 0.9966 | 3500 | 80
PJJ38PXA | Mercury Lighting Products Co. Inc. | MERCURY LIGHTING | LS1-2-2100-40K-A20-UNI-XXXX | Indoor Luminaires | Linear Ambient | Direct Linear Ambient Luminaires | Premium | FALSE | [9 empty] | 6/1/2016 | Dimmable | Continuous (Can dim down to ≤ 10% (W)) | No |  |  | 2163 | 128.3 | 17 | 7.57 | 0.9966 | 4000 | 80
PRYSAUDD | Mercury Lighting Products Co. Inc. | MERCURY LIGHTING | LS2-2-2100-40K-A20-UNI-XXXX | Indoor Luminaires | Linear Ambient | Direct Linear Ambient Luminaires | Premium | FALSE | [9 empty] | 6/1/2016 | Dimmable | Continuous (Can dim down to ≤ 10% (W)) | No |  |  | 2163 | 128.3 | 17 | 7.57 | 0.9966 | 4000 | 80
PC2NJW2D | Mercury Lighting Products Co. Inc. | MERCURY LIGHTING | LS1-2-2100-50K-A20-UNI-XXXX | Indoor Luminaires | Linear Ambient | Direct Linear Ambient Luminaires | Premium | FALSE | [9 empty] | 6/1/2016 | Dimmable | Continuous (Can dim down to ≤ 10% (W)) | No |  |  | 2197 | 130.3 | 17 | 7.57 | 0.9966 | 5000 | 80
PKMY9MF5 | Mercury Lighting Products Co. Inc. | MERCURY LIGHTING | LS2-2-2100-50K-A20-UNI-XXXX | Indoor Luminaires | Linear Ambient | Direct Linear Ambient Luminaires | Premium | FALSE | [9 empty] | 6/1/2016 | Dimmable | Continuous (Can dim down to ≤ 10% (W)) | No |  |  | 2197 | 130.3 | 17 | 7.57 | 0.9966 | 5000 | 80
PNZ9E68Y | Mercury Lighting Products Co. Inc. | MERCURY LIGHTING | LW4-2-2100-30K-HTA-A20-UNI-XXXX | Indoor Luminaires | Linear Ambient | Direct Linear Ambient Luminaires | Standard | FALSE | [9 empty] | 6/1/2016 | Dimmable | Continuous (Can dim down to ≤ 10% (W)) | No |  |  | 2095 | 112.2 | 19 | 6.71 | 0.9971 | 3000 | 80
PKJXX56G | Mercury Lighting Products Co. Inc. | MERCURY LIGHTING | LW4-2-2100-30K-HTA-A20-UNI-SR-XXXX | Indoor Luminaires | Linear Ambient | Direct Linear Ambient Luminaires | Standard | FALSE | [9 empty] | 6/1/2016 | Dimmable | Continuous (Can dim down to ≤ 10% (W)) | No |  |  | 2095 | 112.2 | 19 | 6.71 | 0.9971 | 3000 | 80
PVGU6UHC | Mercury Lighting Products Co. Inc. | MERCURY LIGHTING | LW5-2-2100-30K-HTA-A20-UNI-XXXX | Indoor Luminaires | Linear Ambient | Direct Linear Ambient Luminaires | Standard | FALSE | [9 empty] | 6/1/2016 | Dimmable | Continuous (Can dim down to ≤ 10% (W)) | No |  |  | 2095 | 112.2 | 19 | 6.71 | 0.9971 | 3000 | 80
P3FRVYN9 | Mercury Lighting Products Co. Inc. | MERCURY LIGHTING | LW14-2-2100-30K-HTA-A20-UNI-XXXX | Indoor Luminaires | Linear Ambient | Direct Linear Ambient Luminaires | Standard | FALSE | [9 empty] | 6/1/2016 | Dimmable | Continuous (Can dim down to ≤ 10% (W)) | No |  |  | 2095 | 112.2 | 19 | 6.71 | 0.9971 | 3000 | 80
P7E9BRFC | Mercury Lighting Products Co. Inc. | MERCURY LIGHTING | LW14-2-2100-30K-HTA-A20-UNI-SR-XXXX | Indoor Luminaires | Linear Ambient | Direct Linear Ambient Luminaires | Standard | FALSE | [9 empty] | 6/1/2016 | Dimmable | Continuous (Can dim down to ≤ 10% (W)) | No |  |  | 2095 | 112.2 | 19 | 6.71 | 0.9971 | 3000 | 80
P8S5XER3 | Mercury Lighting Products Co. Inc. | MERCURY LIGHTING | LW15-2-2100-30K-HTA-A20-UNI-XXXX | Indoor Luminaires | Linear Ambient | Direct Linear Ambient Luminaires | Standard | FALSE | [9 empty] | 6/1/2016 | Dimmable | Continuous (Can dim down to ≤ 10% (W)) | No |  |  | 2095 | 112.2 | 19 | 6.71 | 0.9971 | 3000 | 80
PS1W2671 | Mercury Lighting Products Co. Inc. | MERCURY LIGHTING | LW4-2-2100-35K-HTA-A20-UNI-XXXX | Indoor Luminaires | Linear Ambient | Direct Linear Ambient Luminaires | Standard | FALSE | [9 empty] | 6/1/2016 | Dimmable | Continuous (Can dim down to ≤ 10% (W)) | No |  |  | 2095 | 112.2 | 19 | 6.71 | 0.9971 | 3500 | 80
PEDC372V | Mercury Lighting Products Co. Inc. | MERCURY LIGHTING | LW4-2-2100-35K-HTA-A20-UNI-SR-XXXX | Indoor Luminaires | Linear Ambient | Direct Linear Ambient Luminaires | Standard | FALSE | [9 empty] | 6/1/2016 | Dimmable | Continuous (Can dim down to ≤ 10% (W)) | No |  |  | 2095 | 112.2 | 19 | 6.71 | 0.9971 | 3500 | 80
PUUVGWYN | Mercury Lighting Products Co. Inc. | MERCURY LIGHTING | LW5-2-2100-35K-HTA-A20-UNI-XXXX | Indoor Luminaires | Linear Ambient | Direct Linear Ambient Luminaires | Standard | FALSE | [9 empty] | 6/1/2016 | Dimmable | Continuous (Can dim down to ≤ 10% (W)) | No |  |  | 2095 | 112.2 | 19 | 6.71 | 0.9971 | 3500 | 80
PEXVPZDW | Mercury Lighting Products Co. Inc. | MERCURY LIGHTING | LW14-2-2100-35K-HTA-A20-UNI-XXXX | Indoor Luminaires | Linear Ambient | Direct Linear Ambient Luminaires | Standard | FALSE | [9 empty] | 6/1/2016 | Dimmable | Continuous (Can dim down to ≤ 10% (W)) | No |  |  | 2095 | 112.2 | 19 | 6.71 | 0.9971 | 3500 | 80
PZZHQ3KK | Mercury Lighting Products Co. Inc. | MERCURY LIGHTING | LW14-2-2100-35K-HTA-A20-UNI-SR-XXXX | Indoor Luminaires | Linear Ambient | Direct Linear Ambient Luminaires | Standard | FALSE | [9 empty] | 6/1/2016 | Dimmable | Continuous (Can dim down to ≤ 10% (W)) | No |  |  | 2095 | 112.2 | 19 | 6.71 | 0.9971 | 3500 | 80
PQ443QJ2 | Mercury Lighting Products Co. Inc. | MERCURY LIGHTING | LW15-2-2100-35K-HTA-A20-UNI-XXXX | Indoor Luminaires | Linear Ambient | Direct Linear Ambient Luminaires | Standard | FALSE | [9 empty] | 6/1/2016 | Dimmable | Continuous (Can dim down to ≤ 10% (W)) | No |  |  | 2095 | 112.2 | 19 | 6.71 | 0.9971 | 3500 | 80
PB7JUQSQ | Mercury Lighting Products Co. Inc. | MERCURY LIGHTING | LW4-2-2100-40K-HTA-A20-UNI-XXXX | Indoor Luminaires | Linear Ambient | Direct Linear Ambient Luminaires | Standard | FALSE | [9 empty] | 6/1/2016 | Dimmable | Continuous (Can dim down to ≤ 10% (W)) | No |  |  | 2176 | 116.5 | 19 | 6.71 | 0.9971 | 4000 | 80
P8JRT2QN | Mercury Lighting Products Co. Inc. | MERCURY LIGHTING | LW4-2-2100-40K-HTA-A20-UNI-SR-XXXX | Indoor Luminaires | Linear Ambient | Direct Linear Ambient Luminaires | Standard | FALSE | [9 empty] | 6/1/2016 | Dimmable | Continuous (Can dim down to ≤ 10% (W)) | No |  |  | 2176 | 116.5 | 19 | 6.71 | 0.9971 | 4000 | 80
PDBNF3DR | Mercury Lighting Products Co. Inc. | MERCURY LIGHTING | LW5-2-2100-40K-HTA-A20-UNI-XXXX | Indoor Luminaires | Linear Ambient | Direct Linear Ambient Luminaires | Standard | FALSE | [9 empty] | 6/1/2016 | Dimmable | Continuous (Can dim down to ≤ 10% (W)) | No |  |  | 2176 | 116.5 | 19 | 6.71 | 0.9971 | 4000 | 80
PP5NERKD | Mercury Lighting Products Co. Inc. | MERCURY LIGHTING | LW14-2-2100-40K-HTA-A20-UNI-XXXX | Indoor Luminaires | Linear Ambient | Direct Linear Ambient Luminaires | Standard | FALSE | [9 empty] | 6/1/2016 | Dimmable | Continuous (Can dim down to ≤ 10% (W)) | No |  |  | 2176 | 116.5 | 19 | 6.71 | 0.9971 | 4000 | 80
P12QFQVD | Mercury Lighting Products Co. Inc. | MERCURY LIGHTING | LW14-2-2100-40K-HTA-A20-UNI-SR-XXXX | Indoor Luminaires | Linear Ambient | Direct Linear Ambient Luminaires | Standard | FALSE | [9 empty] | 6/1/2016 | Dimmable | Continuous (Can dim down to ≤ 10% (W)) | No |  |  | 2176 | 116.5 | 19 | 6.71 | 0.9971 | 4000 | 80
P1K4KWG2 | Mercury Lighting Products Co. Inc. | MERCURY LIGHTING | LW15-2-2100-40K-HTA-A20-UNI-XXXX | Indoor Luminaires | Linear Ambient | Direct Linear Ambient Luminaires | Standard | FALSE | [9 empty] | 6/1/2016 | Dimmable | Continuous (Can dim down to ≤ 10% (W)) | No |  |  | 2176 | 116.5 | 19 | 6.71 | 0.9971 | 4000 | 80
PR36A68M | Mercury Lighting Products Co. Inc. | MERCURY LIGHTING | LW4-2-2100-50K-HTA-A20-UNI-XXXX | Indoor Luminaires | Linear Ambient | Direct Linear Ambient Luminaires | Standard | FALSE | [9 empty] | 6/1/2016 | Dimmable | Continuous (Can dim down to ≤ 10% (W)) | No |  |  | 2209 | 118.3 | 19 | 6.71 | 0.9971 | 5000 | 80
P3RWXEMX | Mercury Lighting Products Co. Inc. | MERCURY LIGHTING | LW4-2-2100-50K-HTA-A20-UNI-SR-XXXX | Indoor Luminaires | Linear Ambient | Direct Linear Ambient Luminaires | Standard | FALSE | [9 empty] | 6/1/2016 | Dimmable | Continuous (Can dim down to ≤ 10% (W)) | No |  |  | 2209 | 118.3 | 19 | 6.71 | 0.9971 | 5000 | 80
PC7P8GKG | Mercury Lighting Products Co. Inc. | MERCURY LIGHTING | LW5-2-2100-50K-HTA-A20-UNI-XXXX | Indoor Luminaires | Linear Ambient | Direct Linear Ambient Luminaires | Standard | FALSE | [9 empty] | 6/1/2016 | Dimmable | Continuous (Can dim down to ≤ 10% (W)) | No |  |  | 2209 | 118.3 | 19 | 6.71 | 0.9971 | 5000 | 80
PTAMN4HP | Mercury Lighting Products Co. Inc. | MERCURY LIGHTING | LW14-2-2100-50K-HTA-A20-UNI-XXXX | Indoor Luminaires | Linear Ambient | Direct Linear Ambient Luminaires | Standard | FALSE | [9 empty] | 6/1/2016 | Dimmable | Continuous (Can dim down to ≤ 10% (W)) | No |  |  | 2209 | 118.3 | 19 | 6.71 | 0.9971 | 5000 | 80
P1T6F7Z8 | Mercury Lighting Products Co. Inc. | MERCURY LIGHTING | LW14-2-2100-50K-HTA-A20-UNI-SR-XXXX | Indoor Luminaires | Linear Ambient | Direct Linear Ambient Luminaires | Standard | FALSE | [9 empty] | 6/1/2016 | Dimmable | Continuous (Can dim down to ≤ 10% (W)) | No |  |  | 2209 | 118.3 | 19 | 6.71 | 0.9971 | 5000 | 80
PBRDVM38 | Mercury Lighting Products Co. Inc. | MERCURY LIGHTING | LW15-2-2100-50K-HTA-A20-UNI-XXXX | Indoor Luminaires | Linear Ambient | Direct Linear Ambient Luminaires | Standard | FALSE | [9 empty] | 6/1/2016 | Dimmable | Continuous (Can dim down to ≤ 10% (W)) | No |  |  | 2209 | 118.3 | 19 | 6.71 | 0.9971 | 5000 | 80
PK3UJJRX | Mercury Lighting Products Co. Inc. | MERCURY LIGHTING | LW4-2-2300-30K-HTA-A20-UNI-XXXX | Indoor Luminaires | Linear Ambient | Direct Linear Ambient Luminaires | Standard | FALSE | [9 empty] | 6/1/2016 | Dimmable | Continuous (Can dim down to ≤ 10% (W)) | No |  |  | 2297 | 113.3 | 20 | 5.92 | 0.9977 | 3000 | 80
PPRNQ7U7 | Mercury Lighting Products Co. Inc. | MERCURY LIGHTING | LW4-2-2300-30K-HTA-A20-UNI-SR-XXXX | Indoor Luminaires | Linear Ambient | Direct Linear Ambient Luminaires | Standard | FALSE | [9 empty] | 6/1/2016 | Dimmable | Continuous (Can dim down to ≤ 10% (W)) | No |  |  | 2297 | 113.3 | 20 | 5.92 | 0.9977 | 3000 | 80
P2UYCZ8B | Mercury Lighting Products Co. Inc. | MERCURY LIGHTING | LW5-2-2300-30K-HTA-A20-UNI-XXXX | Indoor Luminaires | Linear Ambient | Direct Linear Ambient Luminaires | Standard | FALSE | [9 empty] | 6/1/2016 | Dimmable | Continuous (Can dim down to ≤ 10% (W)) | No |  |  | 2297 | 113.3 | 20 | 5.92 | 0.9977 | 3000 | 80
P71RHXYA | Mercury Lighting Products Co. Inc. | MERCURY LIGHTING | LW14-2-2300-30K-HTA-A20-UNI-XXXX | Indoor Luminaires | Linear Ambient | Direct Linear Ambient Luminaires | Standard | FALSE | [9 empty] | 6/1/2016 | Dimmable | Continuous (Can dim down to ≤ 10% (W)) | No |  |  | 2297 | 113.3 | 20 | 5.92 | 0.9977 | 3000 | 80
PRKN5TJG | Mercury Lighting Products Co. Inc. | MERCURY LIGHTING | LW14-2-2300-30K-HTA-A20-UNI-SR-XXXX | Indoor Luminaires | Linear Ambient | Direct Linear Ambient Luminaires | Standard | FALSE | [9 empty] | 6/1/2016 | Dimmable | Continuous (Can dim down to ≤ 10% (W)) | No |  |  | 2297 | 113.3 | 20 | 5.92 | 0.9977 | 3000 | 80
PG3CV21M | Mercury Lighting Products Co. Inc. | MERCURY LIGHTING | LW15-2-2300-30K-HTA-A20-UNI-XXXX | Indoor Luminaires | Linear Ambient | Direct Linear Ambient Luminaires | Standard | FALSE | [9 empty] | 6/1/2016 | Dimmable | Continuous (Can dim down to ≤ 10% (W)) | No |  |  | 2297 | 113.3 | 20 | 5.92 | 0.9977 | 3000 | 80
PCT29EAK | Mercury Lighting Products Co. Inc. | MERCURY LIGHTING | LW4-2-2300-35K-HTA-A20-UNI-XXXX | Indoor Luminaires | Linear Ambient | Direct Linear Ambient Luminaires | Standard | FALSE | [9 empty] | 6/1/2016 | Dimmable | Continuous (Can dim down to ≤ 10% (W)) | No |  |  | 2297 | 113.3 | 20 | 5.92 | 0.9977 | 3500 | 80
P6RTX46P | Mercury Lighting Products Co. Inc. | MERCURY LIGHTING | LW4-2-2300-35K-HTA-A20-UNI-SR-XXXX | Indoor Luminaires | Linear Ambient | Direct Linear Ambient Luminaires | Standard | FALSE | [9 empty] | 6/1/2016 | Dimmable | Continuous (Can dim down to ≤ 10% (W)) | No |  |  | 2297 | 113.3 | 20 | 5.92 | 0.9977 | 3500 | 80
PCDBW2X8 | Mercury Lighting Products Co. Inc. | MERCURY LIGHTING | LW5-2-2300-35K-HTA-A20-UNI-XXXX | Indoor Luminaires | Linear Ambient | Direct Linear Ambient Luminaires | Standard | FALSE | [9 empty] | 6/1/2016 | Dimmable | Continuous (Can dim down to ≤ 10% (W)) | No |  |  | 2297 | 113.3 | 20 | 5.92 | 0.9977 | 3500 | 80
PE9UQK1U | Mercury Lighting Products Co. Inc. | MERCURY LIGHTING | LW14-2-2300-35K-HTA-A20-UNI-XXXX | Indoor Luminaires | Linear Ambient | Direct Linear Ambient Luminaires | Standard | FALSE | [9 empty] | 6/1/2016 | Dimmable | Continuous (Can dim down to ≤ 10% (W)) | No |  |  | 2297 | 113.3 | 20 | 5.92 | 0.9977 | 3500 | 80
P2WT8H14 | Mercury Lighting Products Co. Inc. | MERCURY LIGHTING | LW14-2-2300-35K-HTA-A20-UNI-SR-XXXX | Indoor Luminaires | Linear Ambient | Direct Linear Ambient Luminaires | Standard | FALSE | [9 empty] | 6/1/2016 | Dimmable | Continuous (Can dim down to ≤ 10% (W)) | No |  |  | 2297 | 113.3 | 20 | 5.92 | 0.9977 | 3500 | 80
PGYHSY1U | Mercury Lighting Products Co. Inc. | MERCURY LIGHTING | LW15-2-2300-35K-HTA-A20-UNI-XXXX | Indoor Luminaires | Linear Ambient | Direct Linear Ambient Luminaires | Standard | FALSE | [9 empty] | 6/1/2016 | Dimmable | Continuous (Can dim down to ≤ 10% (W)) | No |  |  | 2297 | 113.3 | 20 | 5.92 | 0.9977 | 3500 | 80
P45HYN4E | Mercury Lighting Products Co. Inc. | MERCURY LIGHTING | LW4-2-2300-40K-HTA-A20-UNI-XXXX | Indoor Luminaires | Linear Ambient | Direct Linear Ambient Luminaires | Standard | FALSE | [9 empty] | 6/1/2016 | Dimmable | Continuous (Can dim down to ≤ 10% (W)) | No |  |  | 2386 | 117.7 | 20 | 5.92 | 0.9977 | 4000 | 80
PYA89DP7 | Mercury Lighting Products Co. Inc. | MERCURY LIGHTING | LW4-2-2300-40K-HTA-A20-UNI-SR-XXXX | Indoor Luminaires | Linear Ambient | Direct Linear Ambient Luminaires | Standard | FALSE | [9 empty] | 6/1/2016 | Dimmable | Continuous (Can dim down to ≤ 10% (W)) | No |  |  | 2386 | 117.7 | 20 | 5.92 | 0.9977 | 4000 | 80
PUGV5K1E | Mercury Lighting Products Co. Inc. | MERCURY LIGHTING | LW5-2-2300-40K-HTA-A20-UNI-XXXX | Indoor Luminaires | Linear Ambient | Direct Linear Ambient Luminaires | Standard | FALSE | [9 empty] | 6/1/2016 | Dimmable | Continuous (Can dim down to ≤ 10% (W)) | No |  |  | 2386 | 117.7 | 20 | 5.92 | 0.9977 | 4000 | 80
P4AYWFU5 | Mercury Lighting Products Co. Inc. | MERCURY LIGHTING | LW14-2-2300-40K-HTA-A20-UNI-XXXX | Indoor Luminaires | Linear Ambient | Direct Linear Ambient Luminaires | Standard | FALSE | [9 empty] | 6/1/2016 | Dimmable | Continuous (Can dim down to ≤ 10% (W)) | No |  |  | 2386 | 117.7 | 20 | 5.92 | 0.9977 | 4000 | 80
PQ4DD6PK | Mercury Lighting Products Co. Inc. | MERCURY LIGHTING | LW14-2-2300-40K-HTA-A20-UNI-SR-XXXX | Indoor Luminaires | Linear Ambient | Direct Linear Ambient Luminaires | Standard | FALSE | [9 empty] | 6/1/2016 | Dimmable | Continuous (Can dim down to ≤ 10% (W)) | No |  |  | 2386 | 117.7 | 20 | 5.92 | 0.9977 | 4000 | 80
PDM176QC | Mercury Lighting Products Co. Inc. | MERCURY LIGHTING | LW15-2-2300-40K-HTA-A20-UNI-XXXX | Indoor Luminaires | Linear Ambient | Direct Linear Ambient Luminaires | Standard | FALSE | [9 empty] | 6/1/2016 | Dimmable | Continuous (Can dim down to ≤ 10% (W)) | No |  |  | 2386 | 117.7 | 20 | 5.92 | 0.9977 | 4000 | 80
PVU8DM6X | Mercury Lighting Products Co. Inc. | MERCURY LIGHTING | LW4-2-2300-50K-HTA-A20-UNI-XXXX | Indoor Luminaires | Linear Ambient | Direct Linear Ambient Luminaires | Standard | FALSE | [9 empty] | 6/1/2016 | Dimmable | Continuous (Can dim down to ≤ 10% (W)) | No |  |  | 2423 | 119.5 | 20 | 5.92 | 0.9977 | 5000 | 80
PSXXNAQA | Mercury Lighting Products Co. Inc. | MERCURY LIGHTING | LW4-2-2300-50K-HTA-A20-UNI-SR-XXXX | Indoor Luminaires | Linear Ambient | Direct Linear Ambient Luminaires | Standard | FALSE | [9 empty] | 6/1/2016 | Dimmable | Continuous (Can dim down to ≤ 10% (W)) | No |  |  | 2423 | 119.5 | 20 | 5.92 | 0.9977 | 5000 | 80
P5UBGJJH | Mercury Lighting Products Co. Inc. | MERCURY LIGHTING | LW5-2-2300-50K-HTA-A20-UNI-XXXX | Indoor Luminaires | Linear Ambient | Direct Linear Ambient Luminaires | Standard | FALSE | [9 empty] | 6/1/2016 | Dimmable | Continuous (Can dim down to ≤ 10% (W)) | No |  |  | 2423 | 119.5 | 20 | 5.92 | 0.9977 | 5000 | 80
PG45G9WR | Mercury Lighting Products Co. Inc. | MERCURY LIGHTING | LW14-2-2300-50K-HTA-A20-UNI-XXXX | Indoor Luminaires | Linear Ambient | Direct Linear Ambient Luminaires | Standard | FALSE | [9 empty] | 6/1/2016 | Dimmable | Continuous (Can dim down to ≤ 10% (W)) | No |  |  | 2423 | 119.5 | 20 | 5.92 | 0.9977 | 5000 | 80
P648PKBJ | Mercury Lighting Products Co. Inc. | MERCURY LIGHTING | LW14-2-2300-50K-HTA-A20-UNI-SR-XXXX | Indoor Luminaires | Linear Ambient | Direct Linear Ambient Luminaires | Standard | FALSE | [9 empty] | 6/1/2016 | Dimmable | Continuous (Can dim down to ≤ 10% (W)) | No |  |  | 2423 | 119.5 | 20 | 5.92 | 0.9977 | 5000 | 80
PR1T4XG8 | Mercury Lighting Products Co. Inc. | MERCURY LIGHTING | LW15-2-2300-50K-HTA-A20-UNI-XXXX | Indoor Luminaires | Linear Ambient | Direct Linear Ambient Luminaires | Standard | FALSE | [9 empty] | 6/1/2016 | Dimmable | Continuous (Can dim down to ≤ 10% (W)) | No |  |  | 2423 | 119.5 | 20 | 5.92 | 0.9977 | 5000 | 80
PFS269KJ | Mercury Lighting Products Co. Inc. | MERCURY LIGHTING | LW4-2-2500-30K-HTA-A20-UNI-XXXX | Indoor Luminaires | Linear Ambient | Direct Linear Ambient Luminaires | Standard | FALSE | [9 empty] | 6/1/2016 | Dimmable | Continuous (Can dim down to ≤ 10% (W)) | No |  |  | 2495 | 111.6 | 22 | 5.44 | 0.998 | 3000 | 80
P2Z1WE4P | Mercury Lighting Products Co. Inc. | MERCURY LIGHTING | LW4-2-2500-30K-HTA-A20-UNI-SR-XXXX | Indoor Luminaires | Linear Ambient | Direct Linear Ambient Luminaires | Standard | FALSE | [9 empty] | 6/1/2016 | Dimmable | Continuous (Can dim down to ≤ 10% (W)) | No |  |  | 2495 | 111.6 | 22 | 5.44 | 0.9981 | 3000 | 80
P1C6NJGV | Mercury Lighting Products Co. Inc. | MERCURY LIGHTING | LW5-2-2500-30K-HTA-A20-UNI-XXXX | Indoor Luminaires | Linear Ambient | Direct Linear Ambient Luminaires | Standard | FALSE | [9 empty] | 6/1/2016 | Dimmable | Continuous (Can dim down to ≤ 10% (W)) | No |  |  | 2495 | 111.6 | 22 | 5.44 | 0.9981 | 3000 | 80
P3Y8ZP2Q | Mercury Lighting Products Co. Inc. | MERCURY LIGHTING | LW14-2-2500-30K-HTA-A20-UNI-XXXX | Indoor Luminaires | Linear Ambient | Direct Linear Ambient Luminaires | Standard | FALSE | [9 empty] | 6/1/2016 | Dimmable | Continuous (Can dim down to ≤ 10% (W)) | No |  |  | 2495 | 111.6 | 22 | 5.44 | 0.9981 | 3000 | 80
P3UNXBKB | Mercury Lighting Products Co. Inc. | MERCURY LIGHTING | LW14-2-2500-30K-HTA-A20-UNI-SR-XXXX | Indoor Luminaires | Linear Ambient | Direct Linear Ambient Luminaires | Standard | FALSE | [9 empty] | 6/1/2016 | Dimmable | Continuous (Can dim down to ≤ 10% (W)) | No |  |  | 2495 | 111.6 | 22 | 5.44 | 0.9981 | 3000 | 80
PMDMAMGD | Mercury Lighting Products Co. Inc. | MERCURY LIGHTING | LW15-2-2500-30K-HTA-A20-UNI-XXXX | Indoor Luminaires | Linear Ambient | Direct Linear Ambient Luminaires | Standard | FALSE | [9 empty] | 6/1/2016 | Dimmable | Continuous (Can dim down to ≤ 10% (W)) | No |  |  | 2495 | 111.6 | 22 | 5.44 | 0.9981 | 3000 | 80
PEH3FG61 | Mercury Lighting Products Co. Inc. | MERCURY LIGHTING | LW4-2-2500-35K-HTA-A20-UNI-XXXX | Indoor Luminaires | Linear Ambient | Direct Linear Ambient Luminaires | Standard | FALSE | [9 empty] | 6/1/2016 | Dimmable | Continuous (Can dim down to ≤ 10% (W)) | No |  |  | 2495 | 111.6 | 22 | 5.44 | 0.9981 | 3500 | 80
PYWSNANN | Mercury Lighting Products Co. Inc. | MERCURY LIGHTING | LW4-2-2500-35K-HTA-A20-UNI-SR-XXXX | Indoor Luminaires | Linear Ambient | Direct Linear Ambient Luminaires | Standard | FALSE | [9 empty] | 6/1/2016 | Dimmable | Continuous (Can dim down to ≤ 10% (W)) | No |  |  | 2495 | 111.6 | 22 | 5.44 | 0.9981 | 3500 | 80
P44GWU48 | Mercury Lighting Products Co. Inc. | MERCURY LIGHTING | LW5-2-2500-35K-HTA-A20-UNI-XXXX | Indoor Luminaires | Linear Ambient | Direct Linear Ambient Luminaires | Standard | FALSE | [9 empty] | 6/1/2016 | Dimmable | Continuous (Can dim down to ≤ 10% (W)) | No |  |  | 2495 | 111.6 | 22 | 5.44 | 0.9981 | 3500 | 80
PEP9CUMP | Mercury Lighting Products Co. Inc. | MERCURY LIGHTING | LW14-2-2500-35K-HTA-A20-UNI-XXXX | Indoor Luminaires | Linear Ambient | Direct Linear Ambient Luminaires | Standard | FALSE | [9 empty] | 6/1/2016 | Dimmable | Continuous (Can dim down to ≤ 10% (W)) | No |  |  | 2495 | 111.6 | 22 | 5.44 | 0.9981 | 3500 | 80
P8VM8ASY | Mercury Lighting Products Co. Inc. | MERCURY LIGHTING | LW14-2-2500-35K-HTA-A20-UNI-SR-XXXX | Indoor Luminaires | Linear Ambient | Direct Linear Ambient Luminaires | Standard | FALSE | [9 empty] | 6/1/2016 | Dimmable | Continuous (Can dim down to ≤ 10% (W)) | No |  |  | 2495 | 111.6 | 22 | 5.44 | 0.9981 | 3500 | 80
PRFTF5ZE | Mercury Lighting Products Co. Inc. | MERCURY LIGHTING | LW15-2-2500-35K-HTA-A20-UNI-XXXX | Indoor Luminaires | Linear Ambient | Direct Linear Ambient Luminaires | Standard | FALSE | [9 empty] | 6/1/2016 | Dimmable | Continuous (Can dim down to ≤ 10% (W)) | No |  |  | 2495 | 111.6 | 22 | 5.44 | 0.9981 | 3500 | 80
P85JB7YT | Mercury Lighting Products Co. Inc. | MERCURY LIGHTING | LW4-2-2500-40K-HTA-A20-UNI-XXXX | Indoor Luminaires | Linear Ambient | Direct Linear Ambient Luminaires | Standard | FALSE | [9 empty] | 6/1/2016 | Dimmable | Continuous (Can dim down to ≤ 10% (W)) | No |  |  | 2591 | 115.9 | 22 | 5.44 | 0.9981 | 4000 | 80
PKEQ2NF9 | Mercury Lighting Products Co. Inc. | MERCURY LIGHTING | LW4-2-2500-40K-HTA-A20-UNI-SR-XXXX | Indoor Luminaires | Linear Ambient | Direct Linear Ambient Luminaires | Standard | FALSE | [9 empty] | 6/1/2016 | Dimmable | Continuous (Can dim down to ≤ 10% (W)) | No |  |  | 2591 | 115.9 | 22 | 5.44 | 0.9981 | 4000 | 80
P43CXUMZ | Mercury Lighting Products Co. Inc. | MERCURY LIGHTING | LW5-2-2500-40K-HTA-A20-UNI-XXXX | Indoor Luminaires | Linear Ambient | Direct Linear Ambient Luminaires | Standard | FALSE | [9 empty] | 6/1/2016 | Dimmable | Continuous (Can dim down to ≤ 10% (W)) | No |  |  | 2591 | 115.9 | 22 | 5.44 | 0.9981 | 4000 | 80
PAFQ96ZN | Mercury Lighting Products Co. Inc. | MERCURY LIGHTING | LW14-2-2500-40K-HTA-A20-UNI-XXXX | Indoor Luminaires | Linear Ambient | Direct Linear Ambient Luminaires | Standard | FALSE | [9 empty] | 6/1/2016 | Dimmable | Continuous (Can dim down to ≤ 10% (W)) | No |  |  | 2591 | 115.9 | 22 | 5.44 | 0.9981 | 4000 | 80
PXYQYE3G | Mercury Lighting Products Co. Inc. | MERCURY LIGHTING | LW14-2-2500-40K-HTA-A20-UNI-SR-XXXX | Indoor Luminaires | Linear Ambient | Direct Linear Ambient Luminaires | Standard | FALSE | [9 empty] | 6/1/2016 | Dimmable | Continuous (Can dim down to ≤ 10% (W)) | No |  |  | 2591 | 115.9 | 22 | 5.44 | 0.9981 | 4000 | 80
PU1AWY5Y | Mercury Lighting Products Co. Inc. | MERCURY LIGHTING | LW15-2-2500-40K-HTA-A20-UNI-XXXX | Indoor Luminaires | Linear Ambient | Direct Linear Ambient Luminaires | Standard | FALSE | [9 empty] | 6/1/2016 | Dimmable | Continuous (Can dim down to ≤ 10% (W)) | No |  |  | 2591 | 115.9 | 22 | 5.44 | 0.9981 | 4000 | 80
PQ7GYKYW | Mercury Lighting Products Co. Inc. | MERCURY LIGHTING | LW4-2-2500-50K-HTA-A20-UNI-XXXX | Indoor Luminaires | Linear Ambient | Direct Linear Ambient Luminaires | Standard | FALSE | [9 empty] | 6/1/2016 | Dimmable | Continuous (Can dim down to ≤ 10% (W)) | No |  |  | 2631 | 117.7 | 22 | 5.44 | 0.9981 | 5000 | 80
PPRTMNQ7 | Mercury Lighting Products Co. Inc. | MERCURY LIGHTING | LW4-2-2500-50K-HTA-A20-UNI-SR-XXXX | Indoor Luminaires | Linear Ambient | Direct Linear Ambient Luminaires | Standard | FALSE | [9 empty] | 6/1/2016 | Dimmable | Continuous (Can dim down to ≤ 10% (W)) | No |  |  | 2631 | 117.7 | 22 | 5.44 | 0.9981 | 5000 | 80
PZ5CB9FX | Mercury Lighting Products Co. Inc. | MERCURY LIGHTING | LW5-2-2500-50K-HTA-A20-UNI-XXXX | Indoor Luminaires | Linear Ambient | Direct Linear Ambient Luminaires | Standard | FALSE | [9 empty] | 6/1/2016 | Dimmable | Continuous (Can dim down to ≤ 10% (W)) | No |  |  | 2631 | 117.7 | 22 | 5.44 | 0.9981 | 5000 | 80
PS9CGN2K | Mercury Lighting Products Co. Inc. | MERCURY LIGHTING | LW14-2-2500-50K-HTA-A20-UNI-XXXX | Indoor Luminaires | Linear Ambient | Direct Linear Ambient Luminaires | Standard | FALSE | [9 empty] | 6/1/2016 | Dimmable | Continuous (Can dim down to ≤ 10% (W)) | No |  |  | 2631 | 117.7 | 22 | 5.44 | 0.9981 | 5000 | 80
PCBB6RBV | Mercury Lighting Products Co. Inc. | MERCURY LIGHTING | LW14-2-2500-50K-HTA-A20-UNI-SR-XXXX | Indoor Luminaires | Linear Ambient | Direct Linear Ambient Luminaires | Standard | FALSE | [9 empty] | 6/1/2016 | Dimmable | Continuous (Can dim down to ≤ 10% (W)) | No |  |  | 2631 | 117.7 | 22 | 5.44 | 0.9981 | 5000 | 80
PHGMVA1J | Mercury Lighting Products Co. Inc. | MERCURY LIGHTING | LW15-2-2500-50K-HTA-A20-UNI-XXXX | Indoor Luminaires | Linear Ambient | Direct Linear Ambient Luminaires | Standard | FALSE | [9 empty] | 6/1/2016 | Dimmable | Continuous (Can dim down to ≤ 10% (W)) | No |  |  | 2631 | 117.7 | 22 | 5.44 | 0.9981 | 5000 | 80
PQP9FVA7 | Mester LED Limited | MESTER | VT30W27V2D40KYY | Indoor Luminaires | Linear Ambient | Direct Linear Ambient Luminaires | Standard | TRUE | 4014.811 | 134.185 | 29.92 | 17.19 | 0.9295 | 3945 | 83.2 | 5 | 50000 | 11/24/2015 | Not Dimmable | Not Dimmable | Not Yet Verified |  | 3 | 4014.811 | 134.185 | 29.92 | 17.19 | 0.9295 | 3945 | 83.2
PNR527QP | Mester LED Limited | MESTER | VT30W27V2D50KYY | Indoor Luminaires | Linear Ambient | Direct Linear Ambient Luminaires | Standard | FALSE | 4203.247 | 140.91 | 29.83 | 17.19 | 0.9295 | 4984 | 81.3 |  |  | 11/24/2015 | Not Dimmable | Not Dimmable | Not Yet Verified |  |  | 4203.247 | 140.91 | 29.83 | 17.19 | 0.9295 | 4984 | 81.3
P28T75PT | Mester LED Limited | MESTER | VT40W27V4D40KYY | Indoor Luminaires | Linear Ambient | Direct Linear Ambient Luminaires | Standard | TRUE | 5262.5 | 132.124 | 39.83 | 15.59 | 0.9356 | 3959 | 83.4 | 5 | 50000 | 11/24/2015 | Not Dimmable | Not Dimmable | Not Yet Verified |  | 3 | 5262.5 | 132.124 | 39.83 | 15.59 | 0.9356 | 3959 | 83.4
PDWKZU12 | Mester LED Limited | MESTER | VT40W27V4D50KYY | Indoor Luminaires | Linear Ambient | Direct Linear Ambient Luminaires | Standard | FALSE | 5379.145 | 134.647 | 39.95 | 15.59 | 0.9356 | 5010 | 81.7 |  |  | 11/24/2015 | Not Dimmable | Not Dimmable | Not Yet Verified |  |  | 5379.145 | 134.647 | 39.95 | 15.59 | 0.9356 | 5010 | 81.7
PRERC3MZ | Mester LED Limited | MESTER | VT55W27V4D40KYY | Indoor Luminaires | Linear Ambient | Direct Linear Ambient Luminaires | Standard | TRUE | 6855.784 | 124.47 | 55.08 | 23.44 | 0.9513 | 3955 | 83.2 | 5 | 50000 | 11/24/2015 | Not Dimmable | Not Dimmable | Not Yet Verified |  | 3 | 6855.784 | 124.47 | 55.08 | 23.44 | 0.9513 | 3955 | 83.2
PSRGJWGT | Mester LED Limited | MESTER | VT55W27V4D50KYY | Indoor Luminaires | Linear Ambient | Direct Linear Ambient Luminaires | Standard | FALSE | 7111.735 | 127.863 | 55.62 | 23.44 | 0.9513 | 4994 | 81.3 |  |  | 11/24/2015 | Not Dimmable | Not Dimmable | Not Yet Verified |  |  | 7111.735 | 127.863 | 55.62 | 23.44 | 0.9513 | 4994 | 81.3
P9VA1BQX | Metalumen Manufacturing, Inc. | Metalumen | RML-1L35K-4-M-xx-L1X-X-XX-4-X | Indoor Luminaires | Linear Ambient | Direct Linear Ambient Luminaires | Standard | TRUE | 1404 | 86.2 | 16.28 | 9.41 | 0.9858 | 3483 | 84.94 | 5 | 50000 | 8/30/2016 | Dimmable | Continuous (Can dim down to ≤ 10% (W)) | Yes | RML-1L35K-X-M-xx-L1X-X-XX-4-X qualified, where first "X" indicates length combinations up to 48 feet | 3.1 | 1404 | 86.2 | 16.28 | 9.41 | 0.99 | 3483 | 84.94
P9KRD8ME | Metalumen Manufacturing, Inc. | Metalumen | RM2D-1L35K-4-M-XX-L3X-X-XX-[3,4]-X | Indoor Luminaires | Linear Ambient | Direct Linear Ambient Luminaires | Standard | TRUE | 2206 | 84.1 | 26.24 | 15.71 | 0.9362 | 3531 | 84.31 | 5 | 50000 | 8/30/2016 | Dimmable | Continuous (Can dim down to ≤ 10% (W)) | Yes | RM2D-1L35K-X-M-XX-L3X-X-XX-[3,4]-X qualified, where first "X" indicates length combinations up to 48 feet | 3.1 | 2206 | 84.1 | 26.24 | 15.71 | 0.94 | 3531 | 84.33
PYA7H8AU | Metalumen Manufacturing, Inc. | Metalumen | RM2D-1L40K-4-M-XX-L3X-X-XX-[3,4]-X | Indoor Luminaires | Linear Ambient | Direct Linear Ambient Luminaires | Standard | FALSE | [9 empty] | 8/30/2016 | Dimmable | Continuous (Can dim down to ≤ 10% (W)) | Yes | RM2D-1L40K-X-M-XX-L3X-X-XX-[3,4]-X qualified, where first "X" indicates length combinations up to 48 feet |  | 1994.32 | 87.24 | 22.86 | 17.21 | 0.94 | 3997.87 | 84.83
PR8U4KE8 | Metalumen Manufacturing, Inc. | Metalumen | RM2D-1L35K-8-M-XX-L1X-X-XX-[3,4]-X | Indoor Luminaires | Linear Ambient | Direct Linear Ambient Luminaires | Standard | FALSE | [9 empty] | 8/30/2016 | Dimmable | Continuous (Can dim down to ≤ 10% (W)) | Yes | RM2D-1L35K-X-M-XX-L1X-X-XX-[3,4]-X qualified, where first "X" indicates length combinations up to 48 feet |  | 2828.58 | 93.38 | 30.29 | 7.44 | 0.98 | 3528.97 | 84.86
PH7W8QET | Metalumen Manufacturing, Inc. | Metalumen | RM2D-1L35K-8-M-XX-L2X-X-XX-[3,4]-X | Indoor Luminaires | Linear Ambient | Direct Linear Ambient Luminaires | Standard | FALSE | [9 empty] | 8/30/2016 | Dimmable | Continuous (Can dim down to ≤ 10% (W)) | Yes | RM2D-1L35K-X-M-XX-L2X-X-XX-[3,4]-X qualified, where first "X" indicates length combinations up to 48 feet |  | 3567.46 | 92.16 | 38.71 | 5.55 | 0.99 | 3529.99 | 84.59
PTBZHKDM | Metalumen Manufacturing, Inc. | Metalumen | RM2D-1L40K-8-M-XX-L2X-X-XX-[3,4]-X | Indoor Luminaires | Linear Ambient | Direct Linear Ambient Luminaires | Standard | FALSE | [9 empty] | 8/30/2016 | Dimmable | Continuous (Can dim down to ≤ 10% (W)) | Yes | RM2D-1L40K-X-M-XX-L2X-X-XX-[3,4]-X qualified, where first "X" indicates length combinations up to 48 feet |  | 3389.18 | 98.14 | 34.54 | 5.43 | 0.99 | 4003.25 | 84.57
PAUJ3CBF | Metalumen Manufacturing, Inc. | Metalumen | RM2D-1L35K-8-M-XX-L3X-X-XX-[3,4]-X | Indoor Luminaires | Linear Ambient | Direct Linear Ambient Luminaires | Standard | FALSE | [9 empty] | 8/30/2016 | Dimmable | Continuous (Can dim down to ≤ 10% (W)) | Yes | RM2D-1L35K-X-M-XX-L3X-X-XX-[3,4]-X qualified, where first "X" indicates length combinations up to 48 feet |  | 4306.34 | 91.38 | 47.12 | 3.65 | 0.99 | 3531 | 84.33
PFUKTFMR | Metalumen Manufacturing, Inc. | Metalumen | RM2D-1L40K-8-M-XX-L3X-X-XX-[3,4]-X | Indoor Luminaires | Linear Ambient | Direct Linear Ambient Luminaires | Standard | FALSE | [9 empty] | 8/30/2016 | Dimmable | Continuous (Can dim down to ≤ 10% (W)) | Yes | RM2D-1L40K-X-M-XX-L3X-X-XX-[3,4]-X qualified, where first "X" indicates length combinations up to 48 feet |  | 4091.14 | 97.31 | 42.04 | 7.24 | 0.99 | 4003.28 | 84.99
PH4SWRD2 | Metalumen Manufacturing, Inc. | Metalumen | RM4D-1L35K-4-M-XX-L1X-X-XX-[3,4]-X | Indoor Luminaires | Linear Ambient | Direct Linear Ambient Luminaires | Standard | FALSE | [9 empty] | 8/30/2016 | Dimmable | Continuous (Can dim down to ≤ 10% (W)) | Yes | RM4D-1L35K-X-M-XX-L1X-X-XX-[3,4]-X qualified, where first "X" indicates length combinations up to 48 feet |  | 1674.3 | 98.69 | 16.97 | 6.94 | 0.93 | 3523.89 | 84.87
PP4ETFWE | Metalumen Manufacturing, Inc. | Metalumen | RM4D-1L40K-4-M-XX-L1X-X-XX-[3,4]-X | Indoor Luminaires | Linear Ambient | Direct Linear Ambient Luminaires | Standard | FALSE | [9 empty] | 8/30/2016 | Dimmable | Continuous (Can dim down to ≤ 10% (W)) | Yes | RM4D-1L40K-X-M-XX-L1X-X-XX-[3,4]-X qualified, where first "X" indicates length combinations up to 48 feet |  | 1513.64 | 102.32 | 14.79 | 6.12 | 0.93 | 3994.76 | 84.38
P9H9X7HQ | Metalumen Manufacturing, Inc. | Metalumen | RM4D-1L35K-4-M-XX-L2X-X-XX-[3,4]-X | Indoor Luminaires | Linear Ambient | Direct Linear Ambient Luminaires | Standard | FALSE | [9 empty] | 8/30/2016 | Dimmable | Continuous (Can dim down to ≤ 10% (W)) | Yes | RM4D-1L35K-X-M-XX-L2X-X-XX-[3,4]-X qualified, where first "X" indicates length combinations up to 48 feet |  | 2111.66 | 97.41 | 21.68 | 9.26 | 0.93 | 3525.91 | 84.79
PPJAHD2B | Metalumen Manufacturing, Inc. | Metalumen | RM4D-1L40K-4-M-XX-L2X-X-XX-[3,4]-X | Indoor Luminaires | Linear Ambient | Direct Linear Ambient Luminaires | Standard | FALSE | [9 empty] | 8/30/2016 | Dimmable | Continuous (Can dim down to ≤ 10% (W)) | Yes | RM4D-1L40K-X-M-XX-L2X-X-XX-[3,4]-X qualified, where first "X" indicates length combinations up to 48 feet |  | 1909.03 | 100.99 | 18.9 | 8.16 | 0.93 | 3997.05 | 84.3
PPMRJ4CK | Metalumen Manufacturing, Inc. | Metalumen | RM4D-1L35K-4-M-XX-L3X-X-XX-[3,4]-X | Indoor Luminaires | Linear Ambient | Direct Linear Ambient Luminaires | Standard | FALSE | [9 empty] | 8/30/2016 | Dimmable | Continuous (Can dim down to ≤ 10% (W)) | Yes | RM4D-1L35K-X-M-XX-L3X-X-XX-[3,4]-X qualified, where first "X" indicates length combinations up to 48 feet |  | 2756.61 | 90.62 | 30.42 | 10.55 | 0.93 | 3526.59 | 84.77
PGHX5AVX | Metalumen Manufacturing, Inc. | Metalumen | RM4D-1L40K-4-M-XX-L3X-X-XX-[3,4]-X | Indoor Luminaires | Linear Ambient | Direct Linear Ambient Luminaires | Standard | FALSE | [9 empty] | 8/30/2016 | Dimmable | Continuous (Can dim down to ≤ 10% (W)) | Yes | RM4D-1L40K-X-M-XX-L3X-X-XX-[3,4]-X qualified, where first "X" indicates length combinations up to 48 feet |  | 2492.1 | 93.95 | 26.53 | 9.3 | 0.93 | 3997.82 | 84.27
P1EJ6QAG | Metalumen Manufacturing, Inc. | Metalumen | RM4D-1L35K-8-M-XX-L1X-X-XX-[3,4]-X | Indoor Luminaires | Linear Ambient | Direct Linear Ambient Luminaires | Standard | FALSE | [9 empty] | 8/30/2016 | Dimmable | Continuous (Can dim down to ≤ 10% (W)) | Yes | RM4D-1L35K-X-M-XX-L1X-X-XX-[3,4]-X qualified, where first "X" indicates length combinations up to 48 feet |  | 3277.32 | 106.87 | 30.67 | 6.12 | 0.98 | 3525.91 | 85.25
PKM5JDA5 | Metalumen Manufacturing, Inc. | Metalumen | RM4D-1L40K-8-M-XX-L1X-X-XX-[3,4]-X | Indoor Luminaires | Linear Ambient | Direct Linear Ambient Luminaires | Standard | FALSE | [9 empty] | 8/30/2016 | Dimmable | Continuous (Can dim down to ≤ 10% (W)) | Yes | RM4D-1L40K-X-M-XX-L1X-X-XX-[3,4]-X qualified, where first "X" indicates length combinations up to 48 feet |  | 3116.66 | 109.37 | 28.5 | 5.3 | 0.98 | 3996.78 | 84.83
PVRNNMZ9 | Metalumen Manufacturing, Inc. | Metalumen | RM4D-1L35K-8-M-XX-L2X-X-XX-[3,4]-X | Indoor Luminaires | Linear Ambient | Direct Linear Ambient Luminaires | Standard | FALSE | [9 empty] | 8/30/2016 | Dimmable | Continuous (Can dim down to ≤ 10% (W)) | Yes | RM4D-1L35K-X-M-XX-L2X-X-XX-[3,4]-X qualified, where first "X" indicates length combinations up to 48 feet |  | 4133.41 | 105.48 | 39.19 | 8.16 | 0.99 | 3527.94 | 85.17
PTZHMU52 | Metalumen Manufacturing, Inc. | Metalumen | RM4D-1L40K-8-M-XX-L2X-X-XX-[3,4]-X | Indoor Luminaires | Linear Ambient | Direct Linear Ambient Luminaires | Standard | FALSE | [9 empty] | 8/30/2016 | Dimmable | Continuous (Can dim down to ≤ 10% (W)) | Yes | RM4D-1L40K-X-M-XX-L2X-X-XX-[3,4]-X qualified, where first "X" indicates length combinations up to 48 feet |  | 3930.79 | 107.95 | 36.41 | 7.07 | 0.99 | 3999.08 | 84.67
P9M37X3Y | Metalumen Manufacturing, Inc. | Metalumen | RM4D-1L35K-8-M-XX-L3X-X-XX-[3,4]-X | Indoor Luminaires | Linear Ambient | Direct Linear Ambient Luminaires | Standard | FALSE | [9 empty] | 8/30/2016 | Dimmable | Continuous (Can dim down to ≤ 10% (W)) | Yes | RM4D-1L35K-X-M-XX-L3X-X-XX-[3,4]-X qualified, where first "X" indicates length combinations up to 48 feet |  | 5395.87 | 98.13 | 54.99 | 9.3 | 0.99 | 3528.61 | 85.14
PD2MZ24C | Metalumen Manufacturing, Inc. | Metalumen | RM4D-1L40K-8-M-XX-L3X-X-XX-[3,4]-X | Indoor Luminaires | Linear Ambient | Direct Linear Ambient Luminaires | Standard | FALSE | [9 empty] | 8/30/2016 | Dimmable | Continuous (Can dim down to ≤ 10% (W)) | Yes | RM4D-1L40K-X-M-XX-L3X-X-XX-[3,4]-X qualified, where first "X" indicates length combinations up to 48 feet |  | 5338.95 | 96.86 | 55.12 | 7.03 | 0.99 | 3998.49 | 84.7
P2KSY5XG | Metalumen Manufacturing, Inc. | Metalumen | RML-1L35K-4-M-XX-L2X-X-XX-4-X | Indoor Luminaires | Linear Ambient | Direct Linear Ambient Luminaires | Standard | FALSE | [9 empty] | 8/30/2016 | Dimmable | Continuous (Can dim down to ≤ 10% (W)) | Yes | RML-1L35K-X-M-XX-L2X-X-XX-4-X qualified, where first "X" indicates length combinations up to 48 feet |  | 1776.5 | 85.74 | 20.72 | 9.01 | 0.99 | 3485 | 84.86
PRAU5ERM | Metalumen Manufacturing, Inc. | Metalumen | RML-1L40K-4-M-XX-L2X-X-XX-4-X | Indoor Luminaires | Linear Ambient | Direct Linear Ambient Luminaires | Standard | FALSE | [9 empty] | 8/30/2016 | Dimmable | Continuous (Can dim down to ≤ 10% (W)) | Yes | RML-1L40K-X-M-XX-L2X-X-XX-4-X qualified, where first "X" indicates length combinations up to 48 feet |  | 1606.95 | 89.1 | 18.03 | 8.28 | 0.99 | 3950.27 | 84.36
P9CMRHFR | Metalumen Manufacturing, Inc. | Metalumen | RML-1L35K-4-M-XX-L3X-X-XX-4-X | Indoor Luminaires | Linear Ambient | Direct Linear Ambient Luminaires | Standard | FALSE | [9 empty] | 8/30/2016 | Dimmable | Continuous (Can dim down to ≤ 10% (W)) | Yes | RML-1L35K-X-M-XX-L3X-X-XX-4-X qualified, where first "X" indicates length combinations up to 48 feet |  | 2149 | 85.4 | 25.16 | 8.6 | 0.99 | 3487 | 84.78
PZAXU67T | Metalumen Manufacturing, Inc. | Metalumen | RML-1L40K-4-M-XX-L3X-X-XX-4-X | Indoor Luminaires | Linear Ambient | Direct Linear Ambient Luminaires | Standard | FALSE | [9 empty] | 8/30/2016 | Dimmable | Continuous (Can dim down to ≤ 10% (W)) | Yes | RML-1L40K-X-M-XX-L3X-X-XX-4-X qualified, where first "X" indicates length combinations up to 48 feet |  | 1943.9 | 88.77 | 21.9 | 7.91 | 0.99 | 3952.53 | 84.28
PDHWTREG | Metalumen Manufacturing, Inc. | Metalumen | RML-1L35K-8-M-XX-L2X-X-XX-4-X | Indoor Luminaires | Linear Ambient | Direct Linear Ambient Luminaires | Standard | FALSE | [9 empty] | 8/30/2016 | Dimmable | Continuous (Can dim down to ≤ 10% (W)) | Yes | RML-1L35K-X-M-XX-L2X-X-XX-4-X qualified, where first "X" indicates length combinations up to 48 feet |  | 3458.76 | 91.74 | 37.7 | 8.69 | 0.99 | 3485 | 84.94
PBKH3ERY | Metalumen Manufacturing, Inc. | Metalumen | RML-1L40K-8-M-XX-L2X-X-XX-4-X | Indoor Luminaires | Linear Ambient | Direct Linear Ambient Luminaires | Standard | FALSE | [9 empty] | 8/30/2016 | Dimmable | Continuous (Can dim down to ≤ 10% (W)) | Yes | RML-1L40K-X-M-XX-L2X-X-XX-4-X qualified, where first "X" indicates length combinations up to 48 feet |  | 3289.21 | 93.94 | 35.02 | 7.96 | 0.99 | 3950.27 | 84.44
P125WN29 | Metalumen Manufacturing, Inc. | Metalumen | RML-1L35K-8-M-XX-L3X-X-XX-4-X | Indoor Luminaires | Linear Ambient | Direct Linear Ambient Luminaires | Standard | FALSE | [9 empty] | 8/30/2016 | Dimmable | Continuous (Can dim down to ≤ 10% (W)) | Yes | RML-1L35K-X-M-XX-L3X-X-XX-4-X qualified, where first "X" indicates length combinations up to 48 feet |  | 4184 | 91.4 | 45.78 | 8.3 | 0.99 | 3485 | 84.86
PSYJ3HFC | Metalumen Manufacturing, Inc. | Metalumen | RML-1L40K-8-M-XX-L3X-X-XX-4-X | Indoor Luminaires | Linear Ambient | Direct Linear Ambient Luminaires | Standard | FALSE | [9 empty] | 8/30/2016 | Dimmable | Continuous (Can dim down to ≤ 10% (W)) | Yes | RML-1L40K-X-M-XX-L3X-X-XX-4-X qualified, where first "X" indicates length combinations up to 48 feet |  | 3978.9 | 93.58 | 42.52 | 7.63 | 0.99 | 3950.27 | 84.36
PKMAP1PF | Metalumen Manufacturing, Inc. | Metalumen | RM2D-1L35K-4-M-XX-L1X-X-XX-[3,4]-X | Indoor Luminaires | Linear Ambient | Direct Linear Ambient Luminaires | Standard | FALSE | [9 empty] | 8/30/2016 | Dimmable | Continuous (Can dim down to ≤ 10% (W)) | Yes | RM2D-1L35K-X-M-XX-L1X-X-XX-[3,4]-X qualified, where first "X" indicates length combinations up to 48 feet |  | 1448.99 | 85.9 | 16.87 | 9.41 | 0.93 | 3526.95 | 84.49
P5GSURF5 | Metalumen Manufacturing, Inc. | Metalumen | RM2D-1L35K-4-M-XX-L2X-X-XX-[3,4]-X | Indoor Luminaires | Linear Ambient | Direct Linear Ambient Luminaires | Standard | FALSE | [9 empty] | 8/30/2016 | Dimmable | Continuous (Can dim down to ≤ 10% (W)) | Yes | RM2D-1L35K-X-M-XX-L2X-X-XX-[3,4]-X qualified, where first "X" indicates length combinations up to 48 feet |  | 1827.5 | 84.79 | 21.55 | 12.56 | 0.93 | 3528.97 | 84.41
P7GPK6WB | Metalumen Manufacturing, Inc. | Metalumen | RM2D-1L40K-4-M-XX-L2X-X-XX-[3,4]-X | Indoor Luminaires | Linear Ambient | Direct Linear Ambient Luminaires | Standard | FALSE | [9 empty] | 8/30/2016 | Dimmable | Continuous (Can dim down to ≤ 10% (W)) | Yes | RM2D-1L40K-X-M-XX-L2X-X-XX-[3,4]-X qualified, where first "X" indicates length combinations up to 48 feet |  | 1652.14 | 87.98 | 18.78 | 12.9 | 0.93 | 3995.58 | 84.91
P3JN7WHM | Metalumen Manufacturing, Inc. | Metalumen Manufacturing Inc. | RMEP8-2L35K-4-25CM-X-L4X-X-4-X | Indoor Luminaires | Linear Ambient | Direct Linear Ambient Luminaires | Standard | TRUE | 9183 | 90.5 | 101.43 | 19.07 | 0.9121 | 3598 | 85.04 | 5 | 60000 | 11/19/2015 | Dimmable | Continuous (Can dim down to ≤ 10% (W)) | Yes |  | 3 | 9183 | 90.5 | 101.43 | 19.07 | 0.9121 | 3598 | 85.04
P8GEES3G | Metalumen Manufacturing, Inc. | Metalumen Manufacturing Inc. | RMEP8-2L35K-4-25CM-X-L1X-X-4-X | Indoor Luminaires | Linear Ambient | Direct Linear Ambient Luminaires | Standard | TRUE | 2903 | 103.1 | 28.14 | 19.07 | 0.9121 | 3598 | 85.04 | 5 | 60000 | 11/19/2015 | Dimmable | Continuous (Can dim down to ≤ 10% (W)) | Yes |  | 3 | 2903 | 103.1 | 28.14 | 19.07 | 0.9121 | 3598 | 85.04
PVBCWNRX | Metalumen Manufacturing, Inc. | Metalumen Manufacturing Inc. | RMEP8-2L35K-4-25CM-X-L2X-X-4-X | Indoor Luminaires | Linear Ambient | Direct Linear Ambient Luminaires | Standard | FALSE | [9 empty] | 11/19/2015 | Dimmable | Continuous (Can dim down to ≤ 10% (W)) | Yes |  |  | 4260 | 103.7 | 41.08 | 8.23 | 0.9531 | 3598 | 85.04
PGQ7GZ67 | Metalumen Manufacturing, Inc. | Metalumen Manufacturing Inc. | RMEP8-2L35K-4-25CM-X-L3X-X-4-X | Indoor Luminaires | Linear Ambient | Direct Linear Ambient Luminaires | Standard | FALSE | [9 empty] | 11/19/2015 | Dimmable | Continuous (Can dim down to ≤ 10% (W)) | Yes |  |  | 5617 | 103.98 | 54.02 | 8.23 | 0.994 | 3598 | 85.04
PRXC8JRV | Metro LED | Metro LED | ML-Fix-4ft-22W | Indoor Luminaires | Linear Ambient | Direct Linear Ambient Luminaires | Standard | TRUE | 2710.63 | 128.973 | 21.017 | 17.38 | 0.9382 | 5086 | 83 | 5 | 50000 | 1/26/2016 | Not Dimmable | Not Dimmable | Not Yet Verified |  | 2.1 | 2710.63 | 128.973 | 21.017 | 17.38 | 0.9382 | 5086 | 83
P426KEYQ | Metro LED | Metro LED | ML-Fix-8ft-44W | Indoor Luminaires | Linear Ambient | Direct Linear Ambient Luminaires | Standard | TRUE | 5304.321 | 123.333 | 43.008 | 17.76 | 0.9415 | 4981 | 82.2 | 5 | 50000 | 1/26/2016 | Not Dimmable | Not Dimmable | Not Yet Verified |  | 2.1 | 5304.321 | 123.333 | 43.008 | 17.76 | 0.9415 | 4981 | 82.2
PQE4FHVZ | Metro LED | Metro LED | ML-Fix-8ft-60W | Indoor Luminaires | Linear Ambient | Direct Linear Ambient Luminaires | Standard | TRUE | 7370.168 | 122.53 | 60.15 | 20.65 | 0.9852 | 5102 | 82.7 | 5 | 50000 | 1/26/2016 | Not Dimmable | Not Dimmable | Not Yet Verified |  | 2.1 | 7370.168 | 122.53 | 60.15 | 20.65 | 0.9852 | 5102 | 82.7
PNB6VGNT | MHT Lighting | MHT LIGHTING | MHTL-STRP-4FT-40E-4K-U | Indoor Luminaires | Linear Ambient | Direct Linear Ambient Luminaires | Standard | TRUE | 4154.75 | 106.48 | 39.02 | 8.36 | 0.9821 | 3935 | 81.8 | 5 | 50000 | 6/28/2016 | Dimmable | Continuous (Can dim down to ≤ 10% (W)) | Yes |  | 4 | 4154.75 | 106.48 | 39.02 | 8.36 | 0.9821 | 3935 | 81.8
PU3BZVY3 | MHT Lighting | MHT LIGHTING | MHTL-WRP-4FT-40E-4K-U | Indoor Luminaires | Linear Ambient | Direct Linear Ambient Luminaires | Standard | TRUE | 4138.27 | 112.82 | 36.68 | 8.71 | 0.966 | 3921 | 82.9 | 5 | 50000 | 6/28/2016 | Dimmable | Continuous (Can dim down to ≤ 10% (W)) | Yes |  | 4 | 4138.27 | 112.82 | 36.68 | 8.71 | 0.966 | 3921 | 82.9
PA7AAWA6 | MHT Lighting | MHT LIGHTING | MHTL-WRP-2FT-25E-4K-U | Indoor Luminaires | Linear Ambient | Direct Linear Ambient Luminaires | Standard | TRUE | 2516.37 | 108.32 | 23.23 | 8.12 | 0.956 | 3925 | 82.8 | 5 | 50000 | 6/30/2016 | Dimmable | Continuous (Can dim down to ≤ 10% (W)) | Yes |  | 4 | 2516.37 | 108.32 | 23.23 | 8.12 | 0.956 | 3925 | 82.8
PZPTUTBD | MHT Lighting | MHT LIGHTING | MHTL-STRP-2FT-25E-4K-U | Indoor Luminaires | Linear Ambient | Direct Linear Ambient Luminaires | Standard | TRUE | 2525.87 | 104.33 | 24.21 | 6.96 | 0.9611 | 3927 | 82.1 | 5 | 50000 | 7/6/2016 | Dimmable | Continuous (Can dim down to ≤ 10% (W)) | Yes |  | 4 | 2525.87 | 104.33 | 24.21 | 6.96 | 0.9611 | 3927 | 82.1
P00001ESY | MHT Lighting | MHT Lighting | MHTL-CUBE-35E-4K-U-[All Options] | Indoor Luminaires | Linear Ambient | Direct Linear Ambient Luminaires | Standard | TRUE | 3569 | 102.8 | 34.71 | 9.03 | 0.95 | 3933 | 83.8 | 5 | 50000 | 2/11/2014 | Not Yet Verified | Not Yet Verified | Not Yet Verified |  | 2.1 | 3637 | 105 | 34.65 | 9.03 | 0.952 | 3933 | 83.8
P2WT1KQ7 | Mills, LLC | Mills | LED-PROOF-2FT-30W-4000K-F | Indoor Luminaires | Linear Ambient | Direct Linear Ambient Luminaires | Standard | TRUE | 2940.35 | 100.77 | 29.18 | 17.38 | 0.898 | 4204 | 85.5 | 5 | 50000 | 2/18/2015 | Not Yet Verified | Not Yet Verified | Not Yet Verified |  | 2.1 | 2900 | 100 | 30 | 20 | 0.9 | 4000 | 80
PHSTVNNX | Mills, LLC | Mills | LED-PROOF-2FT-30W-5000K-F | Indoor Luminaires | Linear Ambient | Direct Linear Ambient Luminaires | Standard | FALSE | [9 empty] | 2/18/2015 | Not Yet Verified | Not Yet Verified | Not Yet Verified |  |  | 2900 | 100 | 30 | 20 | 0.9 | 5000 | 80
PRJ8SWAA | Mills, LLC | Mills | LED-PROOF-4FT-40W-4000K-F | Indoor Luminaires | Linear Ambient | Direct Linear Ambient Luminaires | Standard | TRUE | 4131.7 | 104.36 | 39.59 | 19.51 | 0.926 | 4193 | 85.3 | 5 | 50000 | 2/18/2015 | Not Yet Verified | Not Yet Verified | Not Yet Verified |  | 2.1 | 4100 | 100 | 40 | 20 | 0.9 | 4000 | 80
PG8Z7QDC | Mills, LLC | Mills | LED-PROOF-4FT-40W-5000K-F | Indoor Luminaires | Linear Ambient | Direct Linear Ambient Luminaires | Standard | FALSE | [9 empty] | 2/18/2015 | Not Yet Verified | Not Yet Verified | Not Yet Verified |  |  | 4100 | 100 | 40 | 20 | 0.9 | 5000 | 80
P4Z8FWHR | Mills, LLC | Mills | LED-PROOF-4FT-50W-4000K-F | Indoor Luminaires | Linear Ambient | Direct Linear Ambient Luminaires | Standard | TRUE | 5175.87 | 99.77 | 52.06 | 21.62 | 0.902 | 4245 | 85.7 | 5 | 50000 | 2/18/2015 | Not Yet Verified | Not Yet Verified | Not Yet Verified |  | 2.1 | 5100 | 100 | 50 | 20 | 0.9 | 4000 | 80
P2BV9994 | Mills, LLC | Mills | LED-PROOF-4FT-50W-5000K-F | Indoor Luminaires | Linear Ambient | Direct Linear Ambient Luminaires | Standard | FALSE | [9 empty] | 2/18/2015 | Not Yet Verified | Not Yet Verified | Not Yet Verified |  |  | 5100 | 100 | 50 | 20 | 0.9 | 5000 | 80
PNW8CCPA | Mission LED Lighting Company Ltd. | Mission LED | MS-HBS-004-YT | Indoor Luminaires | Linear Ambient | Direct Linear Ambient Luminaires | Standard | TRUE | 15246 | 102.66 | 148.55 | 14.29 | 0.9086 | 4190 | 86.9 | 5 | 50000 | 7/19/2015 | Not Dimmable | Not Dimmable | Not Yet Verified | 277V Only Qualified | 2.1 | 13500 | 90 | 150 | 20 | 0.9 | 4000 | 80
P00001FOX | Mission LED Lighting Company Ltd. | Mission LED | MS-TF-022-BD | Indoor Luminaires | Linear Ambient | Direct Linear Ambient Luminaires | Standard | TRUE | 5907.64 | 95.48 | 63.4 | 15.7 | 0.93 | 4398 | 86 | 5 | 50000 | 7/7/2014 | Not Yet Verified | Not Yet Verified | Not Yet Verified |  | 2.1 | 5907 | 95.48 | 63.4 |  |  | 4500 | 86
P95GSHAR | MLEDTECH LLC | MLED | MLY-DL-30W (2700K) | Indoor Luminaires | Linear Ambient | Direct Linear Ambient Luminaires | Standard | TRUE | 3155.91 | 95.26 | 33.13 | 20.9 | 0.935 | 2758 | 83 | 5 | 50000 | 4/14/2016 | Not Yet Verified | Not Yet Verified | Not Yet Verified |  | 2.1 | 3156 | 95.26 | 33.13 | 14.2 | 0.986 | 2758 | 83
PCBVBXX4 | MLEDTECH LLC | MLED | MLY-DL-30W (3000K) | Indoor Luminaires | Linear Ambient | Direct Linear Ambient Luminaires | Standard | FALSE | [9 empty] | 4/14/2016 | Not Yet Verified | Not Yet Verified | Not Yet Verified |  |  | 3156 | 95.26 | 30 | 14.2 | 0.986 | 3000 | 83
PFY7WRC3 | MLEDTECH LLC | MLED | MLY-DL-30W (3500K) | Indoor Luminaires | Linear Ambient | Direct Linear Ambient Luminaires | Standard | FALSE | [9 empty] | 4/14/2016 | Not Yet Verified | Not Yet Verified | Not Yet Verified |  |  | 3156 | 95.26 | 30 | 14.2 | 0.986 | 3500 | 83
PHCKA6PN | MLEDTECH LLC | MLED | MLY-DL-30W (4000K) | Indoor Luminaires | Linear Ambient | Direct Linear Ambient Luminaires | Standard | FALSE | [9 empty] | 4/14/2016 | Not Yet Verified | Not Yet Verified | Not Yet Verified |  |  | 3156 | 95.26 | 30 | 14.2 | 0.986 | 4000 | 83
PN5GSYVC | MLEDTECH LLC | MLED | MLY-DL-30W (4500K) | Indoor Luminaires | Linear Ambient | Direct Linear Ambient Luminaires | Standard | FALSE | [9 empty] | 4/14/2016 | Not Yet Verified | Not Yet Verified | Not Yet Verified |  |  | 3156 | 95.26 | 30 | 14.2 | 0.986 | 4500 | 83
PAGZ1P65 | MLEDTECH LLC | MLED | MLY-DL-30W (5000K) | Indoor Luminaires | Linear Ambient | Direct Linear Ambient Luminaires | Standard | FALSE | [9 empty] | 4/14/2016 | Not Yet Verified | Not Yet Verified | Not Yet Verified |  |  | 3156 | 95.26 | 30 | 14.2 | 0.986 | 5000 | 83
PK4FH49M | MLEDTECH LLC | MLED | MLY-DL-22W (3000K) | Indoor Luminaires | Linear Ambient | Direct Linear Ambient Luminaires | Standard | TRUE | 2385.13 | 115 | 20.98 | 16.64 | 0.895 | 2899 | 82.8 | 5 | 50000 | 4/14/2016 | Not Dimmable | Not Dimmable | No |  | 3 | 2540 | 115.45 | 22 | 20 | 0.9 | 3000 | 83
P6GWA1F1 | MLEDTECH LLC | MLED | MLY-DL-22W (3500K) | Indoor Luminaires | Linear Ambient | Direct Linear Ambient Luminaires | Standard | FALSE | [9 empty] | 4/14/2016 | Not Dimmable | Not Dimmable | No |  |  | 2540 | 115.45 | 22 | 20 | 0.9 | 3500 | 83
P37RMXD1 | MLEDTECH LLC | MLED | MLY-DL-22W (4000K) | Indoor Luminaires | Linear Ambient | Direct Linear Ambient Luminaires | Standard | FALSE | [9 empty] | 4/14/2016 | Not Dimmable | Not Dimmable | No |  |  | 2540 | 115.45 | 22 | 20 | 0.9 | 4000 | 83
PGNV8C1E | MLEDTECH LLC | MLED | MLY-DL-22W (4500K) | Indoor Luminaires | Linear Ambient | Direct Linear Ambient Luminaires | Standard | FALSE | [9 empty] | 4/14/2016 | Not Dimmable | Not Dimmable | No |  |  | 2540 | 115.45 | 22 | 20 | 0.9 | 4500 | 83
PRG6BF87 | MLEDTECH LLC | MLED | MLY-DL-22W (5000K) | Indoor Luminaires | Linear Ambient | Direct Linear Ambient Luminaires | Standard | FALSE | [9 empty] | 4/14/2016 | Not Dimmable | Not Dimmable | No |  |  | 2540 | 115.45 | 22 | 20 | 0.9 | 5000 | 83
PPAKCMU4 | MLEDTECH LLC | MLED | MLEDOG-LED220-YPC 4000K | Indoor Luminaires | Linear Ambient | Direct Linear Ambient Luminaires | Standard | TRUE | 3636.9 | 95 | 38.4 | 12.53 | 0.891 | 4090 | 81.8 | 5 | 50000 | 6/3/2015 | Not Dimmable | Not Dimmable | Not Yet Verified |  | 2.1 | 3636.9 | 95 | 38.4 | 7.09 |  | 4090 | 82
PHEQJ6NE | MLEDTECH LLC | MLED | MLEDOG-LED220-YPC 5000K | Indoor Luminaires | Linear Ambient | Direct Linear Ambient Luminaires | Standard | FALSE | [9 empty] | 6/3/2015 | Not Dimmable | Not Dimmable | Not Yet Verified |  |  | 3600 | 90 | 40 | 7.09 |  | 5000 | 82
PAV7TKR3 | MLEDTECH LLC | MLED | MLEDOG-LED220-YPC 4500K | Indoor Luminaires | Linear Ambient | Direct Linear Ambient Luminaires | Standard | FALSE | [9 empty] | 6/3/2015 | Not Dimmable | Not Dimmable | Not Yet Verified |  |  | 3600 | 90 | 40 | 7.09 |  | 4500 | 82
PT12HHS6 | MLEDTECH LLC | MLED | MLEDOG-LED210-YPC 4000K | Indoor Luminaires | Linear Ambient | Direct Linear Ambient Luminaires | Standard | TRUE | 1858.29 | 91.09 | 20.4 | 13.99 | 0.875 | 4103 | 82.6 | 5 | 50000 | 6/16/2015 | Not Dimmable | Not Dimmable | Not Yet Verified |  | 2.1 | 1858.29 | 91.09 | 20.4 | 7.59 | 0.991 | 4103 | 83
PJU74BQC | MLEDTECH LLC | MLED | MLEDOG-LED210-YPC 4500K | Indoor Luminaires | Linear Ambient | Direct Linear Ambient Luminaires | Standard | FALSE | [9 empty] | 6/16/2015 | Not Dimmable | Not Dimmable | Not Yet Verified |  |  | 2000 | 100 | 20 | 7.59 | 0.991 | 4500 | 83
PX4N4WY4 | MLEDTECH LLC | MLED | MLEDOG-LED210-YPC 5000K | Indoor Luminaires | Linear Ambient | Direct Linear Ambient Luminaires | Standard | FALSE | [9 empty] | 6/16/2015 | Not Dimmable | Not Dimmable | Not Yet Verified |  |  | 2100 | 105 | 20 | 7.59 | 0.991 | 5000 | 83
PR1DVQBF4 | MLS Co., LTD | MLS | MT5S02 (Frosted) | Indoor Luminaires | Linear Ambient | Direct Linear Ambient Luminaires | Standard | TRUE | 1699.3 | 93.1 | 19.17 | 18.64 | 0.8797 | 2955 | 82.3 | 5 | 50000 | 12/22/2014 | Not Dimmable | Not Dimmable | Not Yet Verified |  | 2.1 | 1735 | 93.1 | 19 |  | 0.9 | 3000 | 80
P1X37BW6C | MLS Co., LTD | MLS | MT5N02 (Frosted) | Indoor Luminaires | Linear Ambient | Direct Linear Ambient Luminaires | Standard | FALSE | [9 empty] | 12/22/2014 | Not Dimmable | Not Dimmable | Not Yet Verified |  |  | 1800 | 100 | 19 |  | 0.9 | 4000 | 80
PG7GTNV79 | MLS Co., LTD | MLS | MT5Z02 (Frosted) | Indoor Luminaires | Linear Ambient | Direct Linear Ambient Luminaires | Standard | FALSE | [9 empty] | 12/22/2014 | Not Dimmable | Not Dimmable | Not Yet Verified |  |  | 1800 | 100 | 19 |  | 0.9 | 5000 | 80
P1KW86PY6 | MLS Co., LTD | MLS | MT5S02-6 (Frosted) | Indoor Luminaires | Linear Ambient | Direct Linear Ambient Luminaires | Standard | TRUE | 1135 | 89.8 | 12.91 | 13.93 | 0.8837 | 2932 | 82.1 | 5 | 50000 | 12/22/2014 | Not Dimmable | Not Dimmable | Not Yet Verified |  | 2.1 | 1100 | 90 | 12 |  | 0.87 | 3000 | 80
PT153TZG7 | MLS Co., LTD | MLS | MT5S02-6-35 (Frosted) | Indoor Luminaires | Linear Ambient | Direct Linear Ambient Luminaires | Standard | FALSE | [9 empty] | 12/22/2014 | Not Dimmable | Not Dimmable | Not Yet Verified |  |  | 1100 | 90 | 12 |  | 0.87 | 3500 | 80
P2S95WECA | MLS Co., LTD | MLS | MT5N02-6 (Frosted) | Indoor Luminaires | Linear Ambient | Direct Linear Ambient Luminaires | Standard | FALSE | [9 empty] | 12/22/2014 | Not Dimmable | Not Dimmable | Not Yet Verified |  |  | 1100 | 100 | 12 |  | 0.87 | 4000 | 80
PZ3QET18V | MLS Co., LTD | MLS | MT5Z02-6 (Frosted) | Indoor Luminaires | Linear Ambient | Direct Linear Ambient Luminaires | Standard | FALSE | [9 empty] | 12/22/2014 | Not Dimmable | Not Dimmable | Not Yet Verified |  |  | 1100 | 100 | 12 |  | 0.87 | 5000 | 80
PEZ4S31WG | MLS Co., LTD | MLS | MT5S02-9 (Frosted Lens) | Indoor Luminaires | Linear Ambient | Direct Linear Ambient Luminaires | Standard | TRUE | 1308 | 90.1 | 14.6 | 14.6 | 0.8726 | 2940 | 82.4 | 5 | 50000 | 12/22/2014 | Not Dimmable | Not Dimmable | Not Yet Verified |  | 2.1 | 1300 | 99 | 14 |  | 0.87 | 3000 | 80
PB3SP4HW5 | MLS Co., LTD | MLS | MT5S02-9-35 (Frosted Lens) | Indoor Luminaires | Linear Ambient | Direct Linear Ambient Luminaires | Standard | FALSE | [9 empty] | 12/22/2014 | Not Dimmable | Not Dimmable | Not Yet Verified |  |  | 1300 | 100 | 14 |  | 0.87 | 3500 | 80
PPYX1PPBC | MLS Co., LTD | MLS | MT5N02-9 (Frosted Lens) | Indoor Luminaires | Linear Ambient | Direct Linear Ambient Luminaires | Standard | FALSE | [9 empty] | 12/22/2014 | Not Dimmable | Not Dimmable | Not Yet Verified |  |  | 1400 | 100 | 14 |  | 0.87 | 4000 | 80
PMNTFVDFK | MLS Co., LTD | MLS | MT5Z02-9 (Frosted Lens) | Indoor Luminaires | Linear Ambient | Direct Linear Ambient Luminaires | Standard | FALSE | [9 empty] | 12/22/2014 | Not Dimmable | Not Dimmable | Not Yet Verified |  |  | 1400 | 100 | 14 |  | 0.87 | 5000 | 80
PPQ2MDVY7 | MLS Co., LTD | MLS | MT8S20-6A | Indoor Luminaires | Linear Ambient | Direct Linear Ambient Luminaires | Standard | TRUE | 1262.2 | 102.7 | 12.29 | 12.29 | 0.9097 | 3022 | 83.2 | 5 | 50000 | 1/9/2015 | Not Dimmable | Not Dimmable | Not Yet Verified | Updated on 9/14/16. Former model number: MT8S20-6A (Frosted Lens) | 2.1 | 1231 | 103.1 | 11.94 | 12.29 | 0.9097 | 3000 | 80
PNRF2CR8G | MLS Co., LTD | MLS | MT8L20-6A | Indoor Luminaires | Linear Ambient | Direct Linear Ambient Luminaires | Standard | FALSE | [9 empty] | 1/9/2015 | Not Dimmable | Not Dimmable | Not Yet Verified | Updated on 9/14/16. Former model number: MT8S20-6A-35 |  | 1231 | 103.1 | 11.94 | 12.29 | 0.9097 | 3500 | 80
P1KA37EUD | MLS Co., LTD | MLS | MT8N20-6A | Indoor Luminaires | Linear Ambient | Direct Linear Ambient Luminaires | Standard | FALSE | [9 empty] | 1/9/2015 | Not Dimmable | Not Dimmable | Not Yet Verified | Updated on 9/14/16. |  | 1231 | 103.1 | 11.94 | 12.29 | 0.9097 | 4000 | 80
PMA436ZAG | MLS Co., LTD | MLS | MT8Z20-6A | Indoor Luminaires | Linear Ambient | Direct Linear Ambient Luminaires | Standard | FALSE | [9 empty] | 1/9/2015 | Not Dimmable | Not Dimmable | Not Yet Verified | Updated on 9/14/16. |  | 1231 | 103.1 | 11.94 | 12.29 | 0.9097 | 5000 | 80
P6HJ3TF2C | MLS Co., LTD | MLS | MT8S20-A | Indoor Luminaires | Linear Ambient | Direct Linear Ambient Luminaires | Standard | TRUE | 1950.6 | 103.7 | 18.81 | 17.64 | 0.9122 | 3030 | 81.4 | 5 | 50000 | 12/1/2014 | Not Dimmable | Not Dimmable | Not Yet Verified | Updated on 9/1/2016 | 2.1 | 1966 | 103.7 | 18.81 | 17.64 | 0.9122 | 3000 | 80
PVP6FA7BC | MLS Co., LTD | MLS | MT8L20-A | Indoor Luminaires | Linear Ambient | Direct Linear Ambient Luminaires | Standard | FALSE | [9 empty] | 12/1/2014 | Not Dimmable | Not Dimmable | Not Yet Verified | Updated on 9/1/2016 |  | 1966 | 103.7 | 18.81 | 17.64 | 0.9122 | 3500 | 80
P6FPS2MDA | MLS Co., LTD | MLS | MT8N20-A | Indoor Luminaires | Linear Ambient | Direct Linear Ambient Luminaires | Standard | FALSE | [9 empty] | 12/1/2014 | Not Dimmable | Not Dimmable | Not Yet Verified | Updated on 9/1/2016 |  | 1966 | 103.7 | 18.81 | 17.64 | 0.9122 | 4000 | 80
PCT2X58H3 | MLS Co., LTD | MLS | MT8Z20-A | Indoor Luminaires | Linear Ambient | Direct Linear Ambient Luminaires | Standard | FALSE | [9 empty] | 12/1/2014 | Not Dimmable | Not Dimmable | Not Yet Verified | Updated on 9/1/2016 |  | 1966 | 103.7 | 18.81 | 17.64 | 0.9122 | 5000 | 80
PYYYHMRQ | Mobern Lighting Co | Mobern Lighting | VW4-LED57DMVSSF30xx | Indoor Luminaires | Linear Ambient | Direct Linear Ambient Luminaires | Standard | TRUE | 6366.3 | 110.2 | 57.77 | 8.7 | 0.924 | 3136 | 84 | 5 | 50000 | 6/15/2016 | Dimmable | Continuous (Can dim down to ≤ 10% (W)) | Yes |  |  | 6366 | 110 | 57.77 | 4.8 | 0.998 | 3000 | 84
PWX8WMWD | Mobern Lighting Co | Mobern Lighting | VW4-LED23DMVSSF30xx | Indoor Luminaires | Linear Ambient | Direct Linear Ambient Luminaires | Standard | TRUE | 3007.4 | 126.7 | 23.73 | 8.7 | 0.924 | 3110 | 84 | 5 | 50000 | 6/15/2016 | Dimmable | Continuous (Can dim down to ≤ 10% (W)) | Yes |  |  | 3007 | 127 | 23.7 | 8.3 | 0.991 | 3000 | 84
P87HCBAG | Mobern Lighting Co | Mobern Lighting | VW4-LED23DMVSSF35xx | Indoor Luminaires | Linear Ambient | Direct Linear Ambient Luminaires | Standard | FALSE | [9 empty] | 6/15/2016 | Dimmable | Continuous (Can dim down to ≤ 10% (W)) | Yes |  |  | 3100 | 131 | 23.7 | 8.3 | 0.991 | 3500 | 84
PSUC82NG | Mobern Lighting Co | Mobern Lighting | VW4-LED23DMVSSF40xx | Indoor Luminaires | Linear Ambient | Direct Linear Ambient Luminaires | Standard | FALSE | [9 empty] | 6/15/2016 | Dimmable | Continuous (Can dim down to ≤ 10% (W)) | Yes |  |  | 3206 | 135 | 23.7 | 8.3 | 0.991 | 4000 | 84
PH9JMUVY | Mobern Lighting Co | Mobern Lighting | VW4-LED23DMVSSF50xx | Indoor Luminaires | Linear Ambient | Direct Linear Ambient Luminaires | Standard | FALSE | [9 empty] | 6/15/2016 | Dimmable | Continuous (Can dim down to ≤ 10% (W)) | Yes |  |  | 3337 | 141 | 23.7 | 8.3 | 0.991 | 5000 | 84
P4Y96DU3 | Mobern Lighting Co | Mobern Lighting | VW4-LED35DMVSSF30xx | Indoor Luminaires | Linear Ambient | Direct Linear Ambient Luminaires | Standard | FALSE | [9 empty] | 6/15/2016 | Dimmable | Continuous (Can dim down to ≤ 10% (W)) | Yes |  |  | 3972 | 113 | 35.1 | 6.8 | 0.994 | 3000 | 84
PBNNHH5M | Mobern Lighting Co | Mobern Lighting | VW4-LED35DMVSSF35xx | Indoor Luminaires | Linear Ambient | Direct Linear Ambient Luminaires | Standard | FALSE | [9 empty] | 6/15/2016 | Dimmable | Continuous (Can dim down to ≤ 10% (W)) | Yes |  |  | 4095 | 117 | 35.1 | 6.8 | 0.994 | 3500 | 84
PUDZ2N5Z | Mobern Lighting Co | Mobern Lighting | VW4-LED35DMVSSF40xx | Indoor Luminaires | Linear Ambient | Direct Linear Ambient Luminaires | Standard | FALSE | [9 empty] | 6/15/2016 | Dimmable | Continuous (Can dim down to ≤ 10% (W)) | Yes |  |  | 4235 | 121 | 35.1 | 6.8 | 0.994 | 4000 | 84
PX9MH5HN | Mobern Lighting Co | Mobern Lighting | VW4-LED35DMVSSF50xx | Indoor Luminaires | Linear Ambient | Direct Linear Ambient Luminaires | Standard | FALSE | [9 empty] | 6/15/2016 | Dimmable | Continuous (Can dim down to ≤ 10% (W)) | Yes |  |  | 4409 | 126 | 35.1 | 6.8 | 0.994 | 5000 | 84
PXYJ2BQE | Mobern Lighting Co | Mobern Lighting | VW4-LED48DMVSSF30xx | Indoor Luminaires | Linear Ambient | Direct Linear Ambient Luminaires | Standard | FALSE | [9 empty] | 6/15/2016 | Dimmable | Continuous (Can dim down to ≤ 10% (W)) | Yes |  |  | 5229 | 110 | 47.6 | 5.6 | 0.997 | 3000 | 84
PHJF8RQR | Mobern Lighting Co | Mobern Lighting | VW4-LED48DMVSSF35xx | Indoor Luminaires | Linear Ambient | Direct Linear Ambient Luminaires | Standard | FALSE | [9 empty] | 6/15/2016 | Dimmable | Continuous (Can dim down to ≤ 10% (W)) | Yes |  |  | 5391 | 113 | 47.6 | 5.6 | 0.997 | 3500 | 84
PFZZUT6Z | Mobern Lighting Co | Mobern Lighting | VW4-LED48DMVSSF40xx | Indoor Luminaires | Linear Ambient | Direct Linear Ambient Luminaires | Standard | FALSE | [9 empty] | 6/15/2016 | Dimmable | Continuous (Can dim down to ≤ 10% (W)) | Yes |  |  | 5575 | 117 | 47.6 | 5.6 | 0.997 | 4000 | 84
P6UVG19F | Mobern Lighting Co | Mobern Lighting | VW4-LED48DMVSSF50xx | Indoor Luminaires | Linear Ambient | Direct Linear Ambient Luminaires | Standard | FALSE | [9 empty] | 6/15/2016 | Dimmable | Continuous (Can dim down to ≤ 10% (W)) | Yes |  |  | 5804 | 122 | 47.6 | 5.6 | 0.997 | 5000 | 84
PYDSFQGK | Mobern Lighting Co | Mobern Lighting | VW4-LED57DMVSSF35xx | Indoor Luminaires | Linear Ambient | Direct Linear Ambient Luminaires | Standard | FALSE | [9 empty] | 6/15/2016 | Dimmable | Continuous (Can dim down to ≤ 10% (W)) | Yes |  |  | 6563 | 114 | 57.77 | 4.8 | 0.998 | 3500 | 84
P5U46RJS | Mobern Lighting Co | Mobern Lighting | VW4-LED57DMVSSF40xx | Indoor Luminaires | Linear Ambient | Direct Linear Ambient Luminaires | Standard | FALSE | [9 empty] | 6/15/2016 | Dimmable | Continuous (Can dim down to ≤ 10% (W)) | Yes |  |  | 6787 | 117 | 57.77 | 4.8 | 0.998 | 4000 | 84
PJWZMMX2 | Mobern Lighting Co | Mobern Lighting | VW4-LED57DMVSSF50xx | Indoor Luminaires | Linear Ambient | Direct Linear Ambient Luminaires | Standard | FALSE | [9 empty] | 6/15/2016 | Dimmable | Continuous (Can dim down to ≤ 10% (W)) | Yes |  |  | 7065 | 122 | 57.77 | 4.8 | 0.998 | 5000 | 84
PRHQQN7Q | Mobern Lighting Co | Mobern Lighting Company | 44-48LED28DMV30 | Indoor Luminaires | Linear Ambient | Direct Linear Ambient Luminaires | Standard | TRUE | 3332 | 124.8 | 26.7 | 6.5 | 0.95 | 3100 | 84 | 5 | 50000 | 2/8/2016 | Dimmable | Continuous (Can dim down to ≤ 10% (W)) | Not Yet Verified |  | 3.1 | 3332 | 125 | 27 | 5.65 | 0.996 | 3000 | 84
PECWC58M | Mobern Lighting Co | Mobern Lighting Company | 44-48LED32DMV30 | Indoor Luminaires | Linear Ambient | Direct Linear Ambient Luminaires | Standard | FALSE | [9 empty] | 2/8/2016 | Dimmable | Continuous (Can dim down to ≤ 10% (W)) | Not Yet Verified |  |  | 4050 | 126 | 32 | 5.65 | 0.996 | 3000 | 84
PM9JB9W1 | Mobern Lighting Co | Mobern Lighting Company | 44-48LED32DMV35 | Indoor Luminaires | Linear Ambient | Direct Linear Ambient Luminaires | Standard | FALSE | [9 empty] | 2/8/2016 | Dimmable | Continuous (Can dim down to ≤ 10% (W)) | Not Yet Verified |  |  | 4050 | 126 | 32 | 5.65 | 0.996 | 3500 | 83
PZBV8MBH | Mobern Lighting Co | Mobern Lighting Company | 44-48LED32DMV40 | Indoor Luminaires | Linear Ambient | Direct Linear Ambient Luminaires | Standard | FALSE | [9 empty] | 2/8/2016 | Dimmable | Continuous (Can dim down to ≤ 10% (W)) | Not Yet Verified |  |  | 4050 | 126 | 32 | 5.65 | 0.996 | 4000 | 83
PNN66PJG | Mobern Lighting Co | Mobern Lighting Company | 44-48LED32DMV50 | Indoor Luminaires | Linear Ambient | Direct Linear Ambient Luminaires | Standard | FALSE | [9 empty] | 2/8/2016 | Dimmable | Continuous (Can dim down to ≤ 10% (W)) | Not Yet Verified |  |  | 4050 | 126 | 32 | 5.65 | 0.996 | 5000 | 83
PQPY7VQC | Mobern Lighting Co | Mobern Lighting Company | 44-48LED48DMV30 | Indoor Luminaires | Linear Ambient | Direct Linear Ambient Luminaires | Standard | FALSE | [9 empty] | 2/8/2016 | Dimmable | Continuous (Can dim down to ≤ 10% (W)) | Not Yet Verified |  |  | 5650 | 118 | 48 | 5.65 | 0.996 | 3000 | 84
PBU9NK43 | Mobern Lighting Co | Mobern Lighting Company | 44-48LED48DMV35 | Indoor Luminaires | Linear Ambient | Direct Linear Ambient Luminaires | Standard | FALSE | [9 empty] | 2/8/2016 | Dimmable | Continuous (Can dim down to ≤ 10% (W)) | Not Yet Verified |  |  | 5650 | 118 | 48 | 5.65 | 0.996 | 3500 | 83
PCWC9RU1 | Mobern Lighting Co | Mobern Lighting Company | 44-48LED48DMV40 | Indoor Luminaires | Linear Ambient | Direct Linear Ambient Luminaires | Standard | FALSE | [9 empty] | 2/8/2016 | Dimmable | Continuous (Can dim down to ≤ 10% (W)) | Not Yet Verified |  |  | 5650 | 118 | 48 | 5.65 | 0.996 | 4000 | 83
PF4RB5G3 | Mobern Lighting Co | Mobern Lighting Company | 44-48LED48DMV50 | Indoor Luminaires | Linear Ambient | Direct Linear Ambient Luminaires | Standard | FALSE | [9 empty] | 2/8/2016 | Dimmable | Continuous (Can dim down to ≤ 10% (W)) | Not Yet Verified |  |  | 5650 | 118 | 48 | 5.65 | 0.996 | 5000 | 83
PZ1GSYD6 | Mobern Lighting Co | Mobern Lighting Company | 44-48LED57DMV30 | Indoor Luminaires | Linear Ambient | Direct Linear Ambient Luminaires | Standard | FALSE | [9 empty] | 2/8/2016 | Dimmable | Continuous (Can dim down to ≤ 10% (W)) | Not Yet Verified |  |  | 6400 | 112 | 57 | 5.65 | 0.996 | 3000 | 84
PVVEQFYY | Mobern Lighting Co | Mobern Lighting Company | 44-48LED57DMV35 | Indoor Luminaires | Linear Ambient | Direct Linear Ambient Luminaires | Standard | FALSE | [9 empty] | 2/8/2016 | Dimmable | Continuous (Can dim down to ≤ 10% (W)) | Not Yet Verified |  |  | 6400 | 112 | 57 | 5.65 | 0.996 | 3500 | 83
PSWVAGQK | Mobern Lighting Co | Mobern Lighting Company | 44-48LED57DMV40 | Indoor Luminaires | Linear Ambient | Direct Linear Ambient Luminaires | Standard | FALSE | [9 empty] | 2/8/2016 | Dimmable | Continuous (Can dim down to ≤ 10% (W)) | Not Yet Verified |  |  | 6400 | 112 | 57 | 5.65 | 0.996 | 4000 | 83
P23781RH | Mobern Lighting Co | Mobern Lighting Company | 44-48LED57DMV50 | Indoor Luminaires | Linear Ambient | Direct Linear Ambient Luminaires | Standard | FALSE | [9 empty] | 2/8/2016 | Dimmable | Continuous (Can dim down to ≤ 10% (W)) | Not Yet Verified |  |  | 6400 | 112 | 57 | 5.65 | 0.996 | 5000 | 83
PUG5ZHKN | Mobern Lighting Co | Mobern Lighting Company | 44-48LED61DMV30 | Indoor Luminaires | Linear Ambient | Direct Linear Ambient Luminaires | Standard | FALSE | [9 empty] | 2/8/2016 | Dimmable | Continuous (Can dim down to ≤ 10% (W)) | Not Yet Verified |  |  | 7000 | 115 | 61 | 5.65 | 0.996 | 3000 | 83
PJ55CANN | Monmouth Lighting Corp | Monmouth Lighting | LED-W775-2-025L-35K | Indoor Luminaires | Linear Ambient | Direct Linear Ambient Luminaires | Standard | TRUE | 2539.2 | 87.5 | 29.02 | 18.28 | 0.9257 | 3609 | 83.6 | 5 | 50000 | 3/3/2016 | Dimmable | Continuous (Can dim down to ≤ 10% (W)) | Not Yet Verified |  | 2.1 | 2541.6 | 88.9 | 29 | 6.21 | 0.9944 | 3609 | 83.6
P8DUN9DG | Monmouth Lighting Corp | Monmouth Lighting | LED-W775-2-025L-40K | Indoor Luminaires | Linear Ambient | Direct Linear Ambient Luminaires | Standard | FALSE | [9 empty] | 3/3/2016 | Dimmable | Continuous (Can dim down to ≤ 10% (W)) | Not Yet Verified |  |  | 2583.6 | 90.4 | 29 | 6.21 | 0.9944 | 4169 | 83.9
PNCYSD5C | Monmouth Lighting Corp | Monmouth Lighting | LED-W775-2-025L-50K | Indoor Luminaires | Linear Ambient | Direct Linear Ambient Luminaires | Standard | FALSE | [9 empty] | 3/3/2016 | Dimmable | Continuous (Can dim down to ≤ 10% (W)) | Not Yet Verified |  |  | 2667.6 | 93.4 | 29 | 6.21 | 0.9944 | 5290 | 84.4
PE1SVHDN | Monmouth Lighting Corp | Monmouth Lighting | LED-W775-4-045L-35K | Indoor Luminaires | Linear Ambient | Direct Linear Ambient Luminaires | Standard | TRUE | 4416.4 | 92.3 | 47.89 | 12.15 | 0.9476 | 3593 | 83.7 | 5 | 50000 | 3/3/2016 | Dimmable | Continuous (Can dim down to ≤ 10% (W)) | Not Yet Verified |  | 2.1 | 4420.7 | 92.3 | 47.89 | 6.82 | 0.9956 | 3593 | 83.7
P8BFG44J | Monmouth Lighting Corp | Monmouth Lighting | LED-W775-4-045L-40K | Indoor Luminaires | Linear Ambient | Direct Linear Ambient Luminaires | Standard | FALSE | [9 empty] | 3/3/2016 | Dimmable | Continuous (Can dim down to ≤ 10% (W)) | Not Yet Verified |  |  | 4493.6603 | 93.8852 | 47.8634 | 6.77 | 0.9956 | 4152.107 | 83.9997
PTE9P1AW | Monmouth Lighting Corp | Monmouth Lighting | LED-W775-4-045L-50K | Indoor Luminaires | Linear Ambient | Direct Linear Ambient Luminaires | Standard | FALSE | [9 empty] | 3/3/2016 | Dimmable | Continuous (Can dim down to ≤ 10% (W)) | Not Yet Verified |  |  | 4639.8 | 97 | 47.81 | 6.77 | 0.9956 | 5272 | 84.6
P4T2E644 | National Energy&Light | NEL | GLF-4-42-HU-01-00 | Indoor Luminaires | Linear Ambient | Direct Linear Ambient Luminaires | Standard | TRUE | 3459.636 | 82.549 | 41.91 | 13.96 | 0.8905 | 3520 | 96.3 | 5 | 156000 | 3/25/2016 | Dimmable | Continuous (Can dim down to ≤ 10% (W)) | No |  | 3 | 3570 | 85 | 42 | 15 | 0.9 | 3500 | 95
PTVZVJXY | National Energy&Light | NEL | GLF-8-84-HU-01-00 | Indoor Luminaires | Linear Ambient | Direct Linear Ambient Luminaires | Standard | FALSE | [9 empty] | 4/18/2016 | Dimmable | Continuous (Can dim down to ≤ 10% (W)) | Yes |  |  | 8000 | 97 | 82 | 15 | 0.9 | 4000 | 83
P7SZ61FW | National Lighting Company | NICHE LED | 4NR-LED-40W-4'-UNV-DIMM | Indoor Luminaires | Linear Ambient | Direct Linear Ambient Luminaires | Standard | TRUE | 4051 | 95.59 | 42.38 | 12.03 | 0.976 | 4049 | 82.7 | 5 | 50000 | 10/8/2015 | Dimmable | Continuous (Can dim down to ≤ 10% (W)) | No |  | 3 | 4099 | 96.9 | 42.31 | 5.49 | 0.976 | 4049 | 82.7
PPQEWZZV | National Lighting Conduit | Omnibrite | OBVP-4-UNV-40 | Indoor Luminaires | Linear Ambient | Direct Linear Ambient Luminaires | Premium | TRUE | 4955.84 | 110.62 | 44.8 | 10.8 | 0.959 | 4133 | 82.1 | 5 | 50000 | 4/27/2016 | Not Dimmable | Not Dimmable | No |  | 3.1 | 4955.84 | 111 | 44.8 | 10.8 | 0.992 | 4000 | 82.1
PR59YS87 | National Lighting Conduit | Omnibrite | OBVP-4-UNV-50 | Indoor Luminaires | Linear Ambient | Direct Linear Ambient Luminaires | Premium | FALSE | [9 empty] | 4/27/2016 | Not Dimmable | Not Dimmable | No |  |  | 4955.84 | 112 | 44.9 | 10.8 | 0.992 | 5000 | 83.8
P7GZ8X3P | National Lighting Conduit | Omnibrite | OBVP-2-UNV-40 | Indoor Luminaires | Linear Ambient | Direct Linear Ambient Luminaires | Premium | TRUE | 2517.71 | 112.19 | 22.6 | 8.4 | 0.93 | 4079 | 81.6 | 5 | 50000 | 4/27/2016 | Not Dimmable | Not Dimmable | No |  | 3.1 | 2569 | 111 | 22.6 | 9.2 | 0.993 | 4000 | 81.6
PH278UW5 | National Lighting Conduit | Omnibrite | OBVP-2-UNV-50 | Indoor Luminaires | Linear Ambient | Direct Linear Ambient Luminaires | Premium | FALSE | [9 empty] | 4/27/2016 | Not Dimmable | Not Dimmable | No |  |  | 2569 | 112 | 22.9 | 9.2 | 0.993 | 5000 | 83.2
PQMU6HBR | NEUTEX ADVANCED ENERGY GROUP | NEUTEX LED Lighting | GU20EVC2VF | Indoor Luminaires | Linear Ambient | Direct Linear Ambient Luminaires | Standard | TRUE | 1766.55 | 94.82 | 18.63 | 13.3 | 0.912 | 2952 | 83.8 | 5 |  | 12/11/2015 | Not Yet Verified | Not Yet Verified | Not Yet Verified |  | 2.1 | 1766.55 | 94.82 | 18.63 | 13.3 | 0.987 | 2952 | 84
P7Y6M1XF | NEUTEX ADVANCED ENERGY GROUP | NEUTEX LED Lighting | GU20EVC2TF | Indoor Luminaires | Linear Ambient | Direct Linear Ambient Luminaires | Standard | FALSE | [9 empty] | 12/11/2015 | Not Yet Verified | Not Yet Verified | Not Yet Verified |  |  | 1900 | 95 | 20 | 13.3 | 0.987 | 4000 | 80
PHHVVYV9 | NEUTEX ADVANCED ENERGY GROUP | NEUTEX LED Lighting | GU20EVC2SF | Indoor Luminaires | Linear Ambient | Direct Linear Ambient Luminaires | Standard | FALSE | [9 empty] | 12/11/2015 | Not Yet Verified | Not Yet Verified | Not Yet Verified |  |  | 1900 | 95 | 20 | 13.3 | 0.987 | 5000 | 80
PAM7AJ5B | NEUTEX ADVANCED ENERGY GROUP | NEUTEX LED Lighting | GU30EVC3VF | Indoor Luminaires | Linear Ambient | Direct Linear Ambient Luminaires | Standard | TRUE | 2733.18 | 95.97 | 28.5 | 10.7 | 0.937 | 2950 | 83.8 | 5 |  | 12/11/2015 | Not Yet Verified | Not Yet Verified | Not Yet Verified |  | 2.1 | 2733.18 | 95.97 | 28.48 | 10.7 | 0.992 | 2950 | 84
P33WUK1B | NEUTEX ADVANCED ENERGY GROUP | NEUTEX LED Lighting | GU30EVC3TF | Indoor Luminaires | Linear Ambient | Direct Linear Ambient Luminaires | Standard | FALSE | [9 empty] | 12/11/2015 | Not Yet Verified | Not Yet Verified | Not Yet Verified |  |  | 2850 | 95 | 30 | 10.7 | 0.992 | 4000 | 80
P92CU1W6 | NEUTEX ADVANCED ENERGY GROUP | NEUTEX LED Lighting | GU30EVC3SF | Indoor Luminaires | Linear Ambient | Direct Linear Ambient Luminaires | Standard | FALSE | [9 empty] | 12/11/2015 | Not Yet Verified | Not Yet Verified | Not Yet Verified |  |  | 2850 | 95 | 30 | 10.7 | 0.992 | 5000 | 80
P6NFTAJ7 | NEUTEX ADVANCED ENERGY GROUP | NEUTEX LED Lighting | GU40EVC4VF | Indoor Luminaires | Linear Ambient | Direct Linear Ambient Luminaires | Standard | TRUE | 3684.2 | 96.77 | 37.74 | 11.3 | 0.88 | 2958 | 83.8 | 5 | 50000 | 12/11/2015 | Not Yet Verified | Not Yet Verified | Not Yet Verified |  | 2.1 | 3800 | 95 | 40 | 20 | 0.93 | 3000 | 80
PYTF6KZQ | NEUTEX ADVANCED ENERGY GROUP | NEUTEX LED Lighting | GU40EVC4TF | Indoor Luminaires | Linear Ambient | Direct Linear Ambient Luminaires | Standard | FALSE | [9 empty] | 12/11/2015 | Not Yet Verified | Not Yet Verified | Not Yet Verified |  |  | 3800 | 95 | 40 | 20 | 0.93 | 4000 | 80
P9X69GPE | NEUTEX ADVANCED ENERGY GROUP | NEUTEX LED Lighting | GU40EVC4SF | Indoor Luminaires | Linear Ambient | Direct Linear Ambient Luminaires | Standard | FALSE | [9 empty] | 12/11/2015 | Not Yet Verified | Not Yet Verified | Not Yet Verified |  |  | 3800 | 95 | 40 | 20 | 0.93 | 5000 | 80
P5K3Q6DH | NEUTEX ADVANCED ENERGY GROUP | NEUTEX LED Lighting | GU50EVC5VF | Indoor Luminaires | Linear Ambient | Direct Linear Ambient Luminaires | Standard | TRUE | 4591.59 | 97.38 | 46.73 | 15.5 | 0.91 | 2969 | 84 | 5 | 50000 | 12/11/2015 | Not Yet Verified | Not Yet Verified | Not Yet Verified |  | 2.1 | 4750 | 95 | 50 | 20 | 0.93 | 3000 | 80
PSSA78DD | NEUTEX ADVANCED ENERGY GROUP | NEUTEX LED Lighting | GU50EVC5TF | Indoor Luminaires | Linear Ambient | Direct Linear Ambient Luminaires | Standard | FALSE | [9 empty] | 12/11/2015 | Not Yet Verified | Not Yet Verified | Not Yet Verified |  |  | 4750 | 95 | 50 | 20 | 0.93 | 4000 | 80
P91SHWED | NEUTEX ADVANCED ENERGY GROUP | NEUTEX LED Lighting | GU50EVC5SF | Indoor Luminaires | Linear Ambient | Direct Linear Ambient Luminaires | Standard | FALSE | [9 empty] | 12/11/2015 | Not Yet Verified | Not Yet Verified | Not Yet Verified |  |  | 4750 | 95 | 50 | 20 | 0.93 | 5000 | 80
PJQXAAX9 | NEUTEX ADVANCED ENERGY GROUP | NEUTEX LED Lighting | GU65EVC5VF | Indoor Luminaires | Linear Ambient | Direct Linear Ambient Luminaires | Standard | TRUE | 5852.28 | 97.8 | 59.7 | 15.4 | 0.94 | 2958 | 83.8 | 5 | 50000 | 12/11/2015 | Not Yet Verified | Not Yet Verified | Not Yet Verified |  | 2.1 | 6175 | 95 | 65 | 20 | 0.93 | 3000 | 80
PEGUUG1A | NEUTEX ADVANCED ENERGY GROUP | NEUTEX LED Lighting | GU65EVC5TF | Indoor Luminaires | Linear Ambient | Direct Linear Ambient Luminaires | Standard | FALSE | [9 empty] | 12/11/2015 | Not Yet Verified | Not Yet Verified | Not Yet Verified |  |  | 6175 | 95 | 65 | 20 | 0.93 | 4000 | 80
PBPDEFYG | NEUTEX ADVANCED ENERGY GROUP | NEUTEX LED Lighting | GU65EVC5SF | Indoor Luminaires | Linear Ambient | Direct Linear Ambient Luminaires | Standard | FALSE | [9 empty] | 12/11/2015 | Not Yet Verified | Not Yet Verified | Not Yet Verified |  |  | 6175 | 95 | 65 | 20 | 0.93 | 5000 | 80
PBE9MWK9 | NEUTEX ADVANCED ENERGY GROUP | NEUTEX LED Lighting | GU20EVC2VC | Indoor Luminaires | Linear Ambient | Direct Linear Ambient Luminaires | Standard | TRUE | 2034.52 | 108.51 | 18.75 | 14.5 | 0.907 | 2932 | 83 | 5 |  | 12/11/2015 | Not Yet Verified | Not Yet Verified | Not Yet Verified |  | 2.1 | 2034.52 | 108.51 | 18.75 | 14.5 | 0.982 | 2932 | 83
P6P1WJBW | NEUTEX ADVANCED ENERGY GROUP | NEUTEX LED Lighting | GU20EVC2TC | Indoor Luminaires | Linear Ambient | Direct Linear Ambient Luminaires | Standard | FALSE | [9 empty] | 12/11/2015 | Not Yet Verified | Not Yet Verified | Not Yet Verified |  |  | 2100 | 105 | 20 | 14.5 | 0.982 | 4000 | 80
P5EQ6SJM | NEUTEX ADVANCED ENERGY GROUP | NEUTEX LED Lighting | GU20EVC2SC | Indoor Luminaires | Linear Ambient | Direct Linear Ambient Luminaires | Standard | FALSE | [9 empty] | 12/11/2015 | Not Yet Verified | Not Yet Verified | Not Yet Verified |  |  | 2100 | 105 | 20 | 14.5 | 0.982 | 5000 | 80
PKRP2NC7 | NEUTEX ADVANCED ENERGY GROUP | NEUTEX LED Lighting | GU30EVC3VC | Indoor Luminaires | Linear Ambient | Direct Linear Ambient Luminaires | Standard | TRUE | 3040.79 | 107.75 | 28.22 | 9.6 | 0.935 | 2937 | 83 | 5 |  | 12/11/2015 | Not Yet Verified | Not Yet Verified | Not Yet Verified |  | 2.1 | 3070.79 | 107.75 | 28.22 | 9.6 | 0.993 | 2937 | 83
PMPDQR6G | NEUTEX ADVANCED ENERGY GROUP | NEUTEX LED Lighting | GU30EVC3TC | Indoor Luminaires | Linear Ambient | Direct Linear Ambient Luminaires | Standard | FALSE | [9 empty] | 12/11/2015 | Not Yet Verified | Not Yet Verified | Not Yet Verified |  |  | 3150 | 105 | 30 | 9.6 | 0.993 | 4000 | 80
PKYYPM9J | NEUTEX ADVANCED ENERGY GROUP | NEUTEX LED Lighting | GU30EVC3SC | Indoor Luminaires | Linear Ambient | Direct Linear Ambient Luminaires | Standard | FALSE | [9 empty] | 12/11/2015 | Not Yet Verified | Not Yet Verified | Not Yet Verified |  |  | 3150 | 105 | 30 | 9.6 | 0.993 | 5000 | 80
P4488ZPG | NEUTEX ADVANCED ENERGY GROUP | NEUTEX LED Lighting | GU40EVC4VC | Indoor Luminaires | Linear Ambient | Direct Linear Ambient Luminaires | Standard | TRUE | 4242.76 | 109.94 | 36.67 | 8.3 | 0.88 | 2939 | 83 | 5 | 50000 | 12/11/2015 | Not Yet Verified | Not Yet Verified | Not Yet Verified |  | 2.1 | 4200 | 105 | 40 | 20 | 0.93 | 3000 | 80
PJZHYQ62 | NEUTEX ADVANCED ENERGY GROUP | NEUTEX LED Lighting | GU40EVC4TC | Indoor Luminaires | Linear Ambient | Direct Linear Ambient Luminaires | Standard | FALSE | [9 empty] | 12/11/2015 | Not Yet Verified | Not Yet Verified | Not Yet Verified |  |  | 4200 | 105 | 40 | 20 | 0.93 | 4000 | 80
PYVVJGCU | NEUTEX ADVANCED ENERGY GROUP | NEUTEX LED Lighting | GU40EVC4SC | Indoor Luminaires | Linear Ambient | Direct Linear Ambient Luminaires | Standard | FALSE | [9 empty] | 12/11/2015 | Not Yet Verified | Not Yet Verified | Not Yet Verified |  |  | 4200 | 105 | 40 | 20 | 0.93 | 5000 | 80
P9XF4EQU | NEUTEX ADVANCED ENERGY GROUP | NEUTEX LED Lighting | GU50EVC5VC | Indoor Luminaires | Linear Ambient | Direct Linear Ambient Luminaires | Standard | TRUE | 5146.05 | 109.65 | 46.97 | 12.9 | 0.92 | 2956 | 83 | 5 | 50000 | 12/11/2015 | Not Yet Verified | Not Yet Verified | Not Yet Verified |  | 2.1 | 5250 | 105 | 50 | 20 | 0.93 | 3000 | 80
PS1SEJBR | NEUTEX ADVANCED ENERGY GROUP | NEUTEX LED Lighting | GU50EVC5TC | Indoor Luminaires | Linear Ambient | Direct Linear Ambient Luminaires | Standard | FALSE | [9 empty] | 12/11/2015 | Not Yet Verified | Not Yet Verified | Not Yet Verified |  |  | 5250 | 105 | 50 | 20 | 0.93 | 4000 | 80
PXR4YZZC | NEUTEX ADVANCED ENERGY GROUP | NEUTEX LED Lighting | GU50EVC5SC | Indoor Luminaires | Linear Ambient | Direct Linear Ambient Luminaires | Standard | FALSE | [9 empty] | 12/11/2015 | Not Yet Verified | Not Yet Verified | Not Yet Verified |  |  | 5250 | 105 | 50 | 20 | 0.93 | 5000 | 80
PZ52AARW | NEUTEX ADVANCED ENERGY GROUP | NEUTEX LED Lighting | GU65EVC5VC | Indoor Luminaires | Linear Ambient | Direct Linear Ambient Luminaires | Standard | TRUE | 6529.66 | 109.63 | 59.8 | 16.2 | 0.93 | 2926 | 82.9 | 5 | 50000 | 12/11/2015 | Not Yet Verified | Not Yet Verified | Not Yet Verified |  | 2.1 | 6825 | 105 | 65 | 20 | 0.93 | 3000 | 80
PCDED7Z4 | NEUTEX ADVANCED ENERGY GROUP | NEUTEX LED Lighting | GU65EVC5TC | Indoor Luminaires | Linear Ambient | Direct Linear Ambient Luminaires | Standard | FALSE | [9 empty] | 12/11/2015 | Not Yet Verified | Not Yet Verified | Not Yet Verified |  |  | 6825 | 105 | 65 | 20 | 0.93 | 4000 | 80
PF2DV9X3 | NEUTEX ADVANCED ENERGY GROUP | NEUTEX LED Lighting | GU65EVC5SC | Indoor Luminaires | Linear Ambient | Direct Linear Ambient Luminaires | Standard | FALSE | [9 empty] | 12/11/2015 | Not Yet Verified | Not Yet Verified | Not Yet Verified |  |  | 6825 | 105 | 65 | 20 | 0.93 | 5000 | 80
P00001IMK | New Star Lighting | New Star Lighting | VIC4W-L4401-RC-UN-WH | Indoor Luminaires | Linear Ambient | Direct Linear Ambient Luminaires | Standard | TRUE | 2714.5 | 102.1 | 106.3 | 15.12 | 0.963 | 4126 | 85.6 | 5 | 36000 | 4/29/2014 | Not Yet Verified | Not Yet Verified | Not Yet Verified |  | 2.1 |  |  | 100 |  |  | 4000
P00001IML | New Star Lighting | New Star Lighting | VIC4N-L3401-RC-UN-WH | Indoor Luminaires | Linear Ambient | Direct Linear Ambient Luminaires | Standard | TRUE | 2041 | 102.4 | 79.75 | 16.16 | 0.946 | 4118 | 85.1 | 5 | 36000 | 4/29/2014 | Not Yet Verified | Not Yet Verified | Not Yet Verified |  | 2.1 |  |  | 75 |  |  | 4000
P00001IMM | New Star Lighting | New Star Lighting | VIC2N-L3401-RC-UN-WH | Indoor Luminaires | Linear Ambient | Direct Linear Ambient Luminaires | Standard | TRUE | 3583 | 92.66 | 38.67 | 18.83 | 0.938 | 4305 | 86.2 | 5 |  | 5/6/2014 | Not Yet Verified | Not Yet Verified | Not Yet Verified |  | 2.1 |  |  | 37.5 |  |  | 4000
P00001IMN | New Star Lighting | New Star Lighting | VIC4N-L3401-RW-UN-WH | Indoor Luminaires | Linear Ambient | Direct Linear Ambient Luminaires | Standard | TRUE | 7226 | 90.47 | 79.87 | 16.16 | 0.946 | 4126 | 85.6 | 5 |  | 5/15/2014 | Not Yet Verified | Not Yet Verified | Not Yet Verified |  | 2.1 |  |  | 75 |  |  | 4000
PRFYMUQB | NEXUS ELECTRICAL (JIAXING)LTD | Luceco | LWRSXSSWP22MG140D-XX | Indoor Luminaires | Linear Ambient | Direct Linear Ambient Luminaires | Standard | TRUE | 2526.7 | 110.4 | 22.88 | 13.74 | 0.9535 | 4075 | 84.4 | 5 | 50000 | 9/29/2016 | Dimmable | Continuous (Can dim down to ≤ 10% (W)) | No |  | 4 | 2526.7 | 110.4 | 22.9 | 7.28 | 0.98 | 4075 | 84.4
PT3RFP6N | NEXUS ELECTRICAL (JIAXING)LTD | Luceco | LWRSXSSWP22MG140DE-XX | Indoor Luminaires | Linear Ambient | Direct Linear Ambient Luminaires | Standard | FALSE | [9 empty] | 9/29/2016 | Dimmable | Continuous (Can dim down to ≤ 10% (W)) | No |  |  | 2526.7 | 110.4 | 22.9 | 7.28 | 0.98 | 4075 | 84.4
PK3D99SA | NEXUS ELECTRICAL (JIAXING)LTD | Luceco | LWRSXSSWP22MG140DMS-XX | Indoor Luminaires | Linear Ambient | Direct Linear Ambient Luminaires | Standard | FALSE | [9 empty] | 9/29/2016 | Dimmable | Continuous (Can dim down to ≤ 10% (W)) | Yes |  |  | 2526.7 | 110.4 | 22.9 | 7.28 | 0.98 | 4075 | 84.4
PCH7WVSM | NEXUS ELECTRICAL (JIAXING)LTD | Luceco | LWRSSSWP44MG140N-XX | Indoor Luminaires | Linear Ambient | Direct Linear Ambient Luminaires | Standard | FALSE | [9 empty] | 9/29/2016 | Not Dimmable | Not Dimmable | No |  |  | 4403.2 | 117.7 | 37.4 | 12.22 | 0.99 | 4003 | 82.4
P577GED4 | NEXUS ELECTRICAL (JIAXING)LTD | Luceco | LWRSXSSWP44MG140D-XX | Indoor Luminaires | Linear Ambient | Direct Linear Ambient Luminaires | Standard | FALSE | [9 empty] | 9/29/2016 | Dimmable | Continuous (Can dim down to ≤ 10% (W)) | No |  |  | 4746.7 | 114.7 | 41.2 | 14.21 | 0.99 | 4073 | 84.3
PNJWQVBP | NEXUS ELECTRICAL (JIAXING)LTD | Luceco | LWRSXSSWP44MG140DE-XX | Indoor Luminaires | Linear Ambient | Direct Linear Ambient Luminaires | Standard | FALSE | [9 empty] | 9/29/2016 | Dimmable | Continuous (Can dim down to ≤ 10% (W)) | No |  |  | 4746.7 | 114.7 | 41.2 | 14.21 | 0.99 | 4073 | 84.3
P3A1EKQC | NEXUS ELECTRICAL (JIAXING)LTD | Luceco | LWRSXSSWP44MG140DMS-XX | Indoor Luminaires | Linear Ambient | Direct Linear Ambient Luminaires | Standard | FALSE | [9 empty] | 9/29/2016 | Dimmable | Continuous (Can dim down to ≤ 10% (W)) | Yes |  |  | 4746.7 | 114.7 | 41.2 | 14.21 | 0.99 | 4073 | 84.3
PNK37ZS4 | NEXUS ELECTRICAL (JIAXING)LTD | Luceco | LWRSSSWP22MG140N-XX | Indoor Luminaires | Linear Ambient | Direct Linear Ambient Luminaires | Standard | FALSE | [9 empty] | 9/29/2016 | Not Dimmable | Not Dimmable | No |  |  | 2580.6 | 117.1 | 22 | 12.78 | 0.98 | 4062 | 84.3
PCCMJ2WW | NEXUS ELECTRICAL (JIAXING)LTD | Luceco | LSTLXSSXX25MG140D-XX | Indoor Luminaires | Linear Ambient | Direct Linear Ambient Luminaires | Standard | TRUE | 2692.3 | 115.3 | 23.35 | 13.59 | 0.9552 | 3905 | 83.9 | 5 | 50000 | 10/4/2016 | Dimmable | Continuous (Can dim down to ≤ 10% (W)) | No |  | 4 | 2700 | 117 | 23 | 13.59 | 0.96 | 4000 | 80
PDFDX647 | NEXUS ELECTRICAL (JIAXING)LTD | Luceco | LSTLXSSXX25MG140DE-XX | Indoor Luminaires | Linear Ambient | Direct Linear Ambient Luminaires | Standard | FALSE | [9 empty] | 10/4/2016 | Dimmable | Continuous (Can dim down to ≤ 10% (W)) | No |  |  | 2700 | 117 | 23 | 13.59 | 0.96 | 4000 | 80
PMPB43NC | NEXUS ELECTRICAL (JIAXING)LTD | Luceco | LSTLXSSXX25MG140DMS-XX | Indoor Luminaires | Linear Ambient | Direct Linear Ambient Luminaires | Standard | FALSE | [9 empty] | 10/4/2016 | Dimmable | Continuous (Can dim down to ≤ 10% (W)) | Yes |  |  | 2700 | 117 | 23 | 13.59 | 0.96 | 4000 | 80
PM1EGF9M | NEXUS ELECTRICAL (JIAXING)LTD | Luceco | LSTLSSXX48MG140N-XX | Indoor Luminaires | Linear Ambient | Direct Linear Ambient Luminaires | Standard | FALSE | [9 empty] | 10/4/2016 | Not Dimmable | Not Dimmable | No |  |  | 5000 | 114 | 44 | 18.48 | 0.92 | 4000 | 80
PBG8VKMR | NEXUS ELECTRICAL (JIAXING)LTD | Luceco | LSTLXSSXX48MG140D-XX | Indoor Luminaires | Linear Ambient | Direct Linear Ambient Luminaires | Standard | FALSE | [9 empty] | 10/4/2016 | Dimmable | Continuous (Can dim down to ≤ 10% (W)) | No |  |  | 5000 | 112 | 45 | 18.48 | 0.92 | 4000 | 80
PW4CKPNY | NEXUS ELECTRICAL (JIAXING)LTD | Luceco | LSTLXSSXX48MG140DE-XX | Indoor Luminaires | Linear Ambient | Direct Linear Ambient Luminaires | Standard | FALSE | [9 empty] | 10/4/2016 | Dimmable | Continuous (Can dim down to ≤ 10% (W)) | No |  |  | 5000 | 112 | 45 | 18.48 | 0.92 | 4000 | 80
P6ZM24VE | NEXUS ELECTRICAL (JIAXING)LTD | Luceco | LSTLXSSXX48MG140DMS-XX | Indoor Luminaires | Linear Ambient | Direct Linear Ambient Luminaires | Standard | FALSE | [9 empty] | 10/4/2016 | Dimmable | Continuous (Can dim down to ≤ 10% (W)) | Yes |  |  | 5000 | 112 | 45 | 18.48 | 0.92 | 4000 | 80
PSSGAW5U | NEXUS ELECTRICAL (JIAXING)LTD | Luceco | LSTLSSXX25MG140N-XX | Indoor Luminaires | Linear Ambient | Direct Linear Ambient Luminaires | Standard | FALSE | [9 empty] | 10/4/2016 | Not Dimmable | Not Dimmable | No |  |  | 2700 | 117 | 23 | 13.59 | 0.96 | 4000 | 80
PE3PTQ4ZY | Nicor Inc. | Nicor LED | LS1-10S-UNV-40 | Indoor Luminaires | Linear Ambient | Direct Linear Ambient Luminaires | Standard | TRUE | 2948 | 115 | 25.55 | 13 | 0.942 | 3932 | 84 | 5 | 50000 | 2/17/2016 | Dimmable | Continuous (Can dim down to ≤ 10% (W)) | No |  | 3.1 | 2949 | 115 | 25.55 | 9.95 | 0.993 | 3932 | 84
PKTR3CQUV | Nicor Inc. | Nicor LED | LS1-10H-UNV-40 | Indoor Luminaires | Linear Ambient | Direct Linear Ambient Luminaires | Standard | TRUE | 5251 | 112.5 | 46.58 | 9.38 | 0.965 | 3997 | 86.4 | 5 | 50000 | 2/17/2016 | Dimmable | Continuous (Can dim down to ≤ 10% (W)) | No |  | 3.1 | 5393 | 115 | 47.01 | 9.38 | 0.965 | 3997 | 86
PHYWP9GX | Nicor Inc. | NICOR LED | VT2-10-2-UNV-40 | Indoor Luminaires | Linear Ambient | Direct Linear Ambient Luminaires | Standard | TRUE | 2105 | 99.7 | 21.63 | 17.3 | 0.877 | 4211 | 83.5 | 5 | 50000 | 7/16/2015 | Not Dimmable | Not Dimmable | Not Yet Verified |  | 2.1 | 2201 | 105 | 20.99 | 20 | 0.9 | 4000 | 83
PSWQEU4D | Nicor Inc. | NICOR LED | VT2-10-2-UNV-50 | Indoor Luminaires | Linear Ambient | Direct Linear Ambient Luminaires | Standard | FALSE | [9 empty] | 7/16/2015 | Not Dimmable | Not Dimmable | Not Yet Verified |  |  | 2201 | 105 | 20.99 | 20 | 0.9 | 5000 | 83
PCK4W896 | Nicor Inc. | NICOR LED | VT2-10-4-UNV-40 | Indoor Luminaires | Linear Ambient | Direct Linear Ambient Luminaires | Standard | TRUE | 4667 | 98.3 | 47.68 | 22.8 | 0.885 | 4217 | 83.5 | 5 | 50000 | 7/16/2015 | Not Dimmable | Not Dimmable | Not Yet Verified |  | 2.1 | 4903 | 103 | 47.8 | 20 | 0.9 | 4000 | 83
PVQWWND6 | Nicor Inc. | NICOR LED | VT2-10-4-UNV-50 | Indoor Luminaires | Linear Ambient | Direct Linear Ambient Luminaires | Standard | FALSE | [9 empty] | 7/16/2015 | Not Dimmable | Not Dimmable | Not Yet Verified |  |  | 4903 | 103 | 47.8 | 20 | 0.9 | 5000 | 83
PCQBR588 | Nicor Inc. | NICOR LED | LS1-8-10S-UNV-40 | Indoor Luminaires | Linear Ambient | Direct Linear Ambient Luminaires | Standard | TRUE | 8247 | 116.4 | 70.88 | 9.99 | 0.968 | 4276 | 85.4 | 5 | 76000 | 8/12/2016 | Dimmable | Continuous (Can dim down to ≤ 10% (W)) | Yes |  | 4 | 8247 | 116 | 70.8 | 7.13 | 1 | 4276 | 85.4
PKZJJ3GC | Nicor Inc. | NICOR LED | LS1-8-10S-UNV-50 | Indoor Luminaires | Linear Ambient | Direct Linear Ambient Luminaires | Standard | FALSE | [9 empty] | 9/8/2016 | Dimmable | Continuous (Can dim down to ≤ 10% (W)) | Yes |  |  | 7613 | 110.8 | 68.71 | 7.29 | 1 | 5291 | 86.3
P75KT3EF | NINGBO TOP OPTOELECTRONIC TECHNOLOGY CO.,LTD | DP | TOPA224-LED-U-4000K-1 | Indoor Luminaires | Linear Ambient | Direct Linear Ambient Luminaires | Standard | TRUE | 4946.7 | 101.74 | 48.62 | 8.7 | 0.972 | 4143 | 84.6 | 5 | 50000 | 6/8/2016 | Dimmable | Continuous (Can dim down to ≤ 10% (W)) | No |  | 3.1 | 4400 | 90 | 50 | 7 | 0.95 | 4000 | 80
PD9NQK2J | NINGBO TOP OPTOELECTRONIC TECHNOLOGY CO.,LTD | DP | TOPA224-LED-U-5000K-1 | Indoor Luminaires | Linear Ambient | Direct Linear Ambient Luminaires | Standard | FALSE | [9 empty] | 6/8/2016 | Dimmable | Continuous (Can dim down to ≤ 10% (W)) | No |  |  | 4400 | 90 | 50 | 7 | 0.95 | 5000 | 80
PE9HPGBS | NINGBO TOP OPTOELECTRONIC TECHNOLOGY CO.,LTD | DP | TOPA224-LED-U-5000K-Sensor | Indoor Luminaires | Linear Ambient | Direct Linear Ambient Luminaires | Standard | TRUE | 4682.4 | 94.09 | 49.77 | 7.1 | 0.94 | 5080 | 84.6 | 5 | 50000 | 7/13/2016 | Dimmable | Continuous (Can dim down to ≤ 10% (W)) | No |  | 3.1 | 5000 | 100 | 50 | 20 | 0.9 | 5000 | 80
PYTPV5RD | NINGBO TOP OPTOELECTRONIC TECHNOLOGY CO.,LTD | DP | TOPA224-LED-U-4000K-Sensor | Indoor Luminaires | Linear Ambient | Direct Linear Ambient Luminaires | Standard | FALSE | [9 empty] | 7/13/2016 | Dimmable | Continuous (Can dim down to ≤ 10% (W)) | No |  |  | 5000 | 100 | 50 | 20 | 0.9 | 4000 | 80
PE1Z82M69 | NINGBO TOP OPTOELECTRONIC TECHNOLOGY CO.,LTD | DP | TOPA124-LED-U-4000K | Indoor Luminaires | Linear Ambient | Direct Linear Ambient Luminaires | Standard | TRUE | 2394.7 | 96.8 | 24.734 | 11.75 | 0.9029 | 4035 | 83.3 | 5 | 50000 | 1/11/2016 | Dimmable | Continuous (Cannot dim down to ≤ 10% (W) | No |  | 3.1 | 2300 | 89 | 26 | 12 | 0.9 | 4000 | 80
PYQG28749 | NINGBO TOP OPTOELECTRONIC TECHNOLOGY CO.,LTD | DP | TOPA124-LED-U-5000K | Indoor Luminaires | Linear Ambient | Direct Linear Ambient Luminaires | Standard | FALSE | [9 empty] | 1/11/2016 | Dimmable | Continuous (Cannot dim down to ≤ 10% (W) | No |  |  | 2300 | 89 | 26 | 12 | 0.9 | 5000 | 80
PTKTMF6J5 | NINGBO TOP OPTOELECTRONIC TECHNOLOGY CO.,LTD | DP | TOPA224-LED-U-4000K | Indoor Luminaires | Linear Ambient | Direct Linear Ambient Luminaires | Standard | TRUE | 4491.473 | 92.9 | 48.328 | 7.05 | 0.968 | 4078 | 84.1 | 5 | 50000 | 1/11/2016 | Dimmable | Continuous (Cannot dim down to ≤ 10% (W) | No |  | 3.1 | 4400 | 90 | 49 | 7 | 0.95 | 4000 | 80
P82ZV6XGR | NINGBO TOP OPTOELECTRONIC TECHNOLOGY CO.,LTD | DP | TOPA224-LED-U-5000K | Indoor Luminaires | Linear Ambient | Direct Linear Ambient Luminaires | Standard | FALSE | [9 empty] | 1/11/2016 | Dimmable | Continuous (Cannot dim down to ≤ 10% (W) | No |  |  | 4400 | 90 | 49 | 7 | 0.95 | 5000 | 80
P6XBQHFJ | NINGBO TOP OPTOELECTRONIC TECHNOLOGY CO.,LTD | DP | TOP8132-LED-U-4000K | Indoor Luminaires | Linear Ambient | Direct Linear Ambient Luminaires | Standard | TRUE | 2350.86 | 94 | 25.03 | 12.29 | 0.9021 | 4070 | 83.9 | 5 | 50000 | 3/24/2016 | Dimmable | Continuous (Can dim down to ≤ 10% (W)) | No |  | 3.1 | 2300 | 95 | 26 | 20 | 0.9 | 4000 | 80
PDQ1C8PA | NINGBO TOP OPTOELECTRONIC TECHNOLOGY CO.,LTD | DP | TOP8132-LED-U-5000K | Indoor Luminaires | Linear Ambient | Direct Linear Ambient Luminaires | Standard | FALSE | [9 empty] | 3/24/2016 | Dimmable | Continuous (Can dim down to ≤ 10% (W)) | No |  |  | 2300 | 95 | 26 | 20 | 0.9 | 5000 | 80
PYWG277G | NINGBO TOP OPTOELECTRONIC TECHNOLOGY CO.,LTD | DP | TOP8332-LED-U-4000K | Indoor Luminaires | Linear Ambient | Direct Linear Ambient Luminaires | Standard | TRUE | 6860.86 | 96.46 | 71.12 | 8.31 | 0.9764 | 4051 | 84 | 5 | 50000 | 3/24/2016 | Dimmable | Continuous (Can dim down to ≤ 10% (W)) | No |  | 3.1 | 6840 | 95 | 72 | 20 | 0.9 | 4000 | 80
PDZEWPN2 | NINGBO TOP OPTOELECTRONIC TECHNOLOGY CO.,LTD | DP | TOP8332-LED-U-5000K | Indoor Luminaires | Linear Ambient | Direct Linear Ambient Luminaires | Standard | FALSE | [9 empty] | 3/24/2016 | Dimmable | Continuous (Can dim down to ≤ 10% (W)) | No |  |  | 6840 | 95 | 72 | 20 | 0.9 | 5000 | 80
P6VHAP1Q | NINGBO TOP OPTOELECTRONIC TECHNOLOGY CO.,LTD | DP | TOP2600-LED-U-5000K | Indoor Luminaires | Linear Ambient | Direct Linear Ambient Luminaires | Standard | TRUE | 9810.7 | 95.967 | 102.23 | 10.26 | 0.9756 | 5182 | 84.4 | 5 | 50000 | 6/9/2016 | Dimmable | Continuous (Can dim down to ≤ 10% (W)) | No |  | 3.1 | 9000 | 95 | 103 | 20 | 0.9 | 5000 | 80
PK7JY1UV | NINGBO TOP OPTOELECTRONIC TECHNOLOGY CO.,LTD | DP | TOP8232-LED-U-4000K | Indoor Luminaires | Linear Ambient | Direct Linear Ambient Luminaires | Standard | TRUE | 4985.73 | 99.3 | 50.16 | 8.39 | 0.9743 | 4078 | 83.4 | 5 | 50000 | 6/9/2016 | Dimmable | Continuous (Can dim down to ≤ 10% (W)) | No |  | 3.1 | 4560 | 95 | 51 | 20 | 0.9 | 4000 | 80
PHRZ8WTJ | NINGBO TOP OPTOELECTRONIC TECHNOLOGY CO.,LTD | DP | TOP8232-LED-U-5000K | Indoor Luminaires | Linear Ambient | Direct Linear Ambient Luminaires | Standard | FALSE | [9 empty] | 6/9/2016 | Dimmable | Continuous (Can dim down to ≤ 10% (W)) | No |  |  | 4560 | 95 | 51 | 20 | 0.9 | 5000 | 80
PXWMFR63 | NINGBO TOP OPTOELECTRONIC TECHNOLOGY CO.,LTD | DP | TOP2600-LED-U-4000K | Indoor Luminaires | Linear Ambient | Direct Linear Ambient Luminaires | Standard | FALSE | [9 empty] | 6/9/2016 | Dimmable | Continuous (Can dim down to ≤ 10% (W)) | No |  |  | 9000 | 95 | 103 | 20 | 0.9 | 4000 | 80
P555TBDP | NINGBO TOP OPTOELECTRONIC TECHNOLOGY CO.,LTD | DP | TOP8232-LED-U-5000K-EM | Indoor Luminaires | Linear Ambient | Direct Linear Ambient Luminaires | Standard | TRUE | 4981.8 | 98.34 | 50.66 | 7.5 | 0.96 | 5027 | 84.3 | 5 | 50000 | 7/29/2016 | Dimmable | Continuous (Can dim down to ≤ 10% (W)) | Yes |  | 3.1 | 5000 | 100 | 50 | 20 | 0.9 | 5000 | 80
PHJKKCQH | NINGBO TOP OPTOELECTRONIC TECHNOLOGY CO.,LTD | DP | TOP8232-LED-U-4000K-EM | Indoor Luminaires | Linear Ambient | Direct Linear Ambient Luminaires | Standard | FALSE | [9 empty] | 7/29/2016 | Dimmable | Continuous (Can dim down to ≤ 10% (W)) | Yes |  |  | 5000 | 100 | 50 | 20 | 0.9 | 4000 | 80
PG4CJ1JM | NINGBO TOP OPTOELECTRONIC TECHNOLOGY CO.,LTD | DP | TOPA224-LED-U-5000K-EM | Indoor Luminaires | Linear Ambient | Direct Linear Ambient Luminaires | Standard | TRUE | 4774.2 | 92.44 | 51.65 | 7.8 | 0.926 | 5055 | 84.7 | 5 | 50000 | 7/29/2016 | Dimmable | Continuous (Can dim down to ≤ 10% (W)) | No |  | 3.1 | 5000 | 100 | 50 | 20 | 0.9 | 5000 | 80
PA2QVFN1 | NINGBO TOP OPTOELECTRONIC TECHNOLOGY CO.,LTD | DP | TOPA224-LED-U-4000K-EM | Indoor Luminaires | Linear Ambient | Direct Linear Ambient Luminaires | Standard | FALSE | [9 empty] | 7/29/2016 | Dimmable | Continuous (Can dim down to ≤ 10% (W)) | No |  |  | 5000 | 100 | 50 | 20 | 0.9 | 4000 | 80
PP6RS7V1 | NINGBO TOP OPTOELECTRONIC TECHNOLOGY CO.,LTD | DP | TOP8232-LED-U-5000K-Sensor-EM | Indoor Luminaires | Linear Ambient | Direct Linear Ambient Luminaires | Standard | TRUE | 4879.4 | 89.64 | 54.43 | 12.3 | 0.927 | 5041 | 84.2 | 5 | 50000 | 7/29/2016 | Dimmable | Continuous (Can dim down to ≤ 10% (W)) | Yes |  | 3.1 | 5000 | 100 | 50 | 20 | 0.9 | 5000 | 80
PCYXFU7J | NINGBO TOP OPTOELECTRONIC TECHNOLOGY CO.,LTD | DP | TOP8232-LED-U-4000K-Sensor-EM | Indoor Luminaires | Linear Ambient | Direct Linear Ambient Luminaires | Standard | FALSE | [9 empty] | 7/29/2016 | Dimmable | Continuous (Can dim down to ≤ 10% (W)) | Yes |  |  | 5000 | 100 | 50 | 20 | 0.9 | 4000 | 80
PRVUH5UC | NINGBO TOP OPTOELECTRONIC TECHNOLOGY CO.,LTD | DP | TOPA224-LED-U-5000K-Sensor-EM | Indoor Luminaires | Linear Ambient | Direct Linear Ambient Luminaires | Standard | TRUE | 4751.1 | 88.87 | 53.46 | 12.4 | 0.926 | 5078 | 84.7 | 5 | 50000 | 7/29/2016 | Dimmable | Continuous (Can dim down to ≤ 10% (W)) | Yes |  | 3.1 | 5000 | 100 | 50 | 20 | 0.9 | 5000 | 80
P4HFSD54 | NINGBO TOP OPTOELECTRONIC TECHNOLOGY CO.,LTD | DP | TOPA224-LED-U-4000K-Sensor-EM | Indoor Luminaires | Linear Ambient | Direct Linear Ambient Luminaires | Standard | FALSE | [9 empty] | 7/29/2016 | Dimmable | Continuous (Can dim down to ≤ 10% (W)) | Yes |  |  | 5000 | 100 | 50 | 20 | 0.9 | 4000 | 80
P4P85WAW | NINGBO TOP OPTOELECTRONIC TECHNOLOGY CO.,LTD | DP | TOP8232-LED-U-5000K-Sensor | Indoor Luminaires | Linear Ambient | Direct Linear Ambient Luminaires | Standard | TRUE | 4879.4 | 97.28 | 50.16 | 7.7 | 0.94 | 5066 | 84.4 | 5 | 50000 | 7/29/2016 | Dimmable | Continuous (Can dim down to ≤ 10% (W)) | Yes |  | 3.1 | 5000 | 100 | 50 | 20 | 0.9 | 5000 | 80
PS9FTVT3 | NINGBO TOP OPTOELECTRONIC TECHNOLOGY CO.,LTD | DP | TOP8232-LED-U-4000K-Sensor | Indoor Luminaires | Linear Ambient | Direct Linear Ambient Luminaires | Standard | FALSE | [9 empty] | 7/29/2016 | Dimmable | Continuous (Can dim down to ≤ 10% (W)) | Yes |  |  | 5000 | 100 | 50 | 20 | 0.9 | 4000 | 80
PZA584BP | Nulite Lighting | Nulite Lighting Regolo | RP2-4D-05L35-UNV-SD-1C-FRF-XX-YY-ZZ-4 | Indoor Luminaires | Linear Ambient | Direct Linear Ambient Luminaires | Standard | TRUE | 2079 | 83.2 | 25 | 16.5 | 0.886 | 3617 | 83 | 5 | 50000 | 12/5/2014 | Dimmable | Stepped | Not Yet Verified |  | 2.1 | 2078.9 | 83.15 | 25 | 16.5 | 0.886 | 3500 | 83
PXDFHZYN | Nulite Lighting | Nulite Lighting Regolo | RM2-05L35-UNV-SD-1C-FRF-XX-4 | Indoor Luminaires | Linear Ambient | Direct Linear Ambient Luminaires | Standard | FALSE | [9 empty] | 12/5/2014 | Dimmable | Stepped | Not Yet Verified |  |  | 2078.9 | 83.15 | 25 | 16.5 | 0.886 | 3500 | 83
P2BMWN37 | Nulite Lighting | Nulite Lighting Regolo | RF2-05L35-UNV-SD-1C-FRF-XX-4 | Indoor Luminaires | Linear Ambient | Direct Linear Ambient Luminaires | Standard | FALSE | [9 empty] | 12/5/2014 | Dimmable | Stepped | Not Yet Verified |  |  | 2078.9 | 83.15 | 25 | 16.5 | 0.886 | 3500 | 83
PFJUVXCH | Nulite Lighting | Nulite Lighting Regolo | RG2-05L35-UNV-SD-1C-FRF-4 | Indoor Luminaires | Linear Ambient | Direct Linear Ambient Luminaires | Standard | FALSE | [9 empty] | 12/5/2014 | Dimmable | Stepped | Not Yet Verified |  |  | 2078.9 | 83.15 | 25 | 16.5 | 0.886 | 3500 | 83
P48XX22N | Nulite Lighting | Nulite Lighting Regolo | RP2-4D-05L35-UNV-DIM-1C-FRF-XX-YY-ZZ-4 | Indoor Luminaires | Linear Ambient | Direct Linear Ambient Luminaires | Standard | FALSE | [9 empty] | 12/5/2014 | Dimmable | Continuous (Can dim down to ≤ 10% (W)) | Not Yet Verified |  |  | 2078.9 | 83.15 | 25 | 16.5 | 0.886 | 3500 | 83
P6D3KZTN | Nulite Lighting | Nulite Lighting Regolo | RM2-05L35-UNV-DIM-1C-FRF-XX-4 | Indoor Luminaires | Linear Ambient | Direct Linear Ambient Luminaires | Standard | FALSE | [9 empty] | 12/5/2014 | Dimmable | Continuous (Can dim down to ≤ 10% (W)) | Not Yet Verified |  |  | 2078.9 | 83.15 | 25 | 16.5 | 0.886 | 3500 | 83
P6HNAVBS | Nulite Lighting | Nulite Lighting Regolo | RF2-05L35-UNV-DIM-1C-FRF-XX-4 | Indoor Luminaires | Linear Ambient | Direct Linear Ambient Luminaires | Standard | FALSE | [9 empty] | 12/5/2014 | Dimmable | Continuous (Can dim down to ≤ 10% (W)) | Not Yet Verified |  |  | 2078.9 | 83.15 | 25 | 16.5 | 0.886 | 3500 | 83
PF3CY8CU | Nulite Lighting | Nulite Lighting Regolo | RG2-05L35-UNV-DIM-1C-FRF-4 | Indoor Luminaires | Linear Ambient | Direct Linear Ambient Luminaires | Standard | FALSE | [9 empty] | 12/5/2014 | Dimmable | Continuous (Can dim down to ≤ 10% (W)) | Not Yet Verified |  |  | 2078.9 | 83.15 | 25 | 16.5 | 0.886 | 3500 | 83
P2MPG9F4 | Nulite Lighting | Nulite Lighting Regolo | RP2-4D-05L35-UNV-DIM-1C-FRF-XX-YY-ZZ-6 | Indoor Luminaires | Linear Ambient | Direct Linear Ambient Luminaires | Standard | FALSE | [9 empty] | 12/5/2014 | Dimmable | Continuous (Can dim down to ≤ 10% (W)) | Not Yet Verified |  |  | 3118.3 | 83.15 | 37.5 | 16.5 | 0.886 | 3500 | 83
PFUW86A6 | Nulite Lighting | Nulite Lighting Regolo | RM2-05L35-UNV-DIM-1C-FRF-XX-6 | Indoor Luminaires | Linear Ambient | Direct Linear Ambient Luminaires | Standard | FALSE | [9 empty] | 12/5/2014 | Dimmable | Continuous (Can dim down to ≤ 10% (W)) | Not Yet Verified |  |  | 3118.3 | 83.15 | 37.5 | 16.5 | 0.886 | 3500 | 83
P8UKXJUJ | Nulite Lighting | Nulite Lighting Regolo | RF2-05L35-UNV-DIM-1C-FRF-XX-6 | Indoor Luminaires | Linear Ambient | Direct Linear Ambient Luminaires | Standard | FALSE | [9 empty] | 12/5/2014 | Dimmable | Continuous (Can dim down to ≤ 10% (W)) | Not Yet Verified |  |  | 3118.3 | 83.15 | 37.5 | 16.5 | 0.886 | 3500 | 83
PAGVBA1X | Nulite Lighting | Nulite Lighting Regolo | RG2-05L35-UNV-DIM-1C-FRF-6 | Indoor Luminaires | Linear Ambient | Direct Linear Ambient Luminaires | Standard | FALSE | [9 empty] | 12/5/2014 | Dimmable | Continuous (Can dim down to ≤ 10% (W)) | Not Yet Verified |  |  | 3118.3 | 83.15 | 37.5 | 16.5 | 0.886 | 3500 | 83
PEV83Z4D | Nulite Lighting | Nulite Lighting Regolo | RP2-4D-05L35-UNV-SD-1C-FRF-XX-YY-ZZ-6 | Indoor Luminaires | Linear Ambient | Direct Linear Ambient Luminaires | Standard | FALSE | [9 empty] | 12/5/2014 | Dimmable | Stepped | Not Yet Verified |  |  | 3118.3 | 83.15 | 37.5 | 16.5 | 0.886 | 3500 | 83
P3QDZMU1 | Nulite Lighting | Nulite Lighting Regolo | RM2-05L35-UNV-SD-1C-FRF-XX-6 | Indoor Luminaires | Linear Ambient | Direct Linear Ambient Luminaires | Standard | FALSE | [9 empty] | 12/5/2014 | Dimmable | Stepped | Not Yet Verified |  |  | 3118.3 | 83.15 | 37.5 | 16.5 | 0.886 | 3500 | 83
PZ2CYBWH | Nulite Lighting | Nulite Lighting Regolo | RF2-05L35-UNV-SD-1C-FRF-XX-6 | Indoor Luminaires | Linear Ambient | Direct Linear Ambient Luminaires | Standard | FALSE | [9 empty] | 12/5/2014 | Dimmable | Stepped | Not Yet Verified |  |  | 3118.3 | 83.15 | 37.5 | 16.5 | 0.886 | 3500 | 83
PJ2AYTK1 | Nulite Lighting | Nulite Lighting Regolo | RG2-05L35-UNV-SD-1C-FRF-6 | Indoor Luminaires | Linear Ambient | Direct Linear Ambient Luminaires | Standard | FALSE | [9 empty] | 12/5/2014 | Dimmable | Stepped | Not Yet Verified |  |  | 3118.3 | 83.15 | 37.5 | 16.5 | 0.886 | 3500 | 83
PD4E8QFB | Nulite Lighting | Nulite Lighting Regolo | RP2-4D-05L35-UNV-DIM-1C-FRF-XX-YY-ZZ-8 | Indoor Luminaires | Linear Ambient | Direct Linear Ambient Luminaires | Standard | FALSE | [9 empty] | 12/5/2014 | Dimmable | Continuous (Can dim down to ≤ 10% (W)) | Not Yet Verified |  |  | 4157.7 | 83.15 | 50 | 16.5 | 0.886 | 3500 | 83
P8XEGF2E | Nulite Lighting | Nulite Lighting Regolo | RM2-05L35-UNV-DIM-1C-FRF-XX-8 | Indoor Luminaires | Linear Ambient | Direct Linear Ambient Luminaires | Standard | FALSE | [9 empty] | 12/5/2014 | Dimmable | Continuous (Can dim down to ≤ 10% (W)) | Not Yet Verified |  |  | 4157.7 | 83.15 | 50 | 16.5 | 0.886 | 3500 | 83
PDG88ATM | Nulite Lighting | Nulite Lighting Regolo | RF2-05L35-UNV-DIM-1C-FRF-XX-8 | Indoor Luminaires | Linear Ambient | Direct Linear Ambient Luminaires | Standard | FALSE | [9 empty] | 12/5/2014 | Dimmable | Continuous (Can dim down to ≤ 10% (W)) | Not Yet Verified |  |  | 4157.7 | 83.15 | 50 | 16.5 | 0.886 | 3500 | 83
PRSP8DQ5 | Nulite Lighting | Nulite Lighting Regolo | RG2-05L35-UNV-DIM-1C-FRF-8 | Indoor Luminaires | Linear Ambient | Direct Linear Ambient Luminaires | Standard | FALSE | [9 empty] | 12/5/2014 | Dimmable | Continuous (Can dim down to ≤ 10% (W)) | Not Yet Verified |  |  | 4157.7 | 83.15 | 50 | 16.5 | 0.886 | 3500 | 83
P38EGTPY | Nulite Lighting | Nulite Lighting Regolo | RP2-4D-05L35-UNV-SD-1C-FRF-XX-YY-ZZ-8 | Indoor Luminaires | Linear Ambient | Direct Linear Ambient Luminaires | Standard | FALSE | [9 empty] | 12/5/2014 | Dimmable | Stepped | Not Yet Verified |  |  | 4157.7 | 83.15 | 50 | 16.5 | 0.886 | 3500 | 83
PW816PY1 | Nulite Lighting | Nulite Lighting Regolo | RM2-05L35-UNV-SD-1C-FRF-XX-8 | Indoor Luminaires | Linear Ambient | Direct Linear Ambient Luminaires | Standard | FALSE | [9 empty] | 12/5/2014 | Dimmable | Stepped | Not Yet Verified |  |  | 4157.7 | 83.15 | 50 | 16.5 | 0.886 | 3500 | 83
PE7S65CE | Nulite Lighting | Nulite Lighting Regolo | RF2-05L35-UNV-SD-1C-FRF-XX-8 | Indoor Luminaires | Linear Ambient | Direct Linear Ambient Luminaires | Standard | FALSE | [9 empty] | 12/5/2014 | Dimmable | Stepped | Not Yet Verified |  |  | 4157.7 | 83.15 | 50 | 16.5 | 0.886 | 3500 | 83
PVC1T2QY | Nulite Lighting | Nulite Lighting Regolo | RG2-05L35-UNV-SD-1C-FRF-8 | Indoor Luminaires | Linear Ambient | Direct Linear Ambient Luminaires | Standard | FALSE | [9 empty] | 12/5/2014 | Dimmable | Stepped | Not Yet Verified |  |  | 4157.7 | 83.15 | 50 | 16.5 | 0.886 | 3500 | 83
P6D9STZ7 | Nulite Lighting | Nulite Lighting Regolo | RP4-4D-05L35-UNV-SD-1C-FRF-XX-YY-ZZ-4 | Indoor Luminaires | Linear Ambient | Direct Linear Ambient Luminaires | Standard | TRUE | 2320 | 92.4 | 25.1 | 16.7 | 0.889 | 3607 | 83 | 5 | 50000 | 12/5/2014 | Dimmable | Stepped | Not Yet Verified |  | 2.1 | 2320.17 | 92.43 | 25.1 | 16.7 | 0.889 | 3500 | 83
P5RVN2MZ | Nulite Lighting | Nulite Lighting Regolo | RM4-05L35-UNV-SD-1C-FRF-XX-4 | Indoor Luminaires | Linear Ambient | Direct Linear Ambient Luminaires | Standard | FALSE | [9 empty] | 12/5/2014 | Dimmable | Stepped | Not Yet Verified |  |  | 2320.17 | 92.43 | 25.1 | 16.7 | 0.889 | 3500 | 83
PQZ21UJ6 | Nulite Lighting | Nulite Lighting Regolo | RG4-05L35-UNV-SD-1C-FRF-6 | Indoor Luminaires | Linear Ambient | Direct Linear Ambient Luminaires | Standard | FALSE | [9 empty] | 12/5/2014 | Dimmable | Stepped | Not Yet Verified |  |  | 3480.26 | 92.43 | 37.65 | 16.7 | 0.889 | 3500 | 83
P2VXVWYX | Nulite Lighting | Nulite Lighting Regolo | RP4-4D-05L35-UNV-DIM-1C-FRF-XXYY-ZZ-6 | Indoor Luminaires | Linear Ambient | Direct Linear Ambient Luminaires | Standard | FALSE | [9 empty] | 12/5/2014 | Dimmable | Continuous (Can dim down to ≤ 10% (W)) | Not Yet Verified |  |  | 3480.26 | 92.43 | 37.65 | 16.7 | 0.889 | 3500 | 83
PWZUMA7R | Nulite Lighting | Nulite Lighting Regolo | RM4-05L35-UNV-DIM-1C-FRF-XX-6 | Indoor Luminaires | Linear Ambient | Direct Linear Ambient Luminaires | Standard | FALSE | [9 empty] | 12/5/2014 | Dimmable | Continuous (Can dim down to ≤ 10% (W)) | Not Yet Verified |  |  | 3480.26 | 92.43 | 37.65 | 16.7 | 0.889 | 3500 | 83
PZCBMYXS | Nulite Lighting | Nulite Lighting Regolo | RF4-05L35-UNV-DIM-1C-FRF-XX-6 | Indoor Luminaires | Linear Ambient | Direct Linear Ambient Luminaires | Standard | FALSE | [9 empty] | 12/5/2014 | Dimmable | Continuous (Can dim down to ≤ 10% (W)) | Not Yet Verified |  |  | 3480.26 | 92.43 | 37.65 | 16.7 | 0.889 | 3500 | 83
PNH69KA5 | Nulite Lighting | Nulite Lighting Regolo | RG4-05L35-UNV-DIM-1C-FRF-6 | Indoor Luminaires | Linear Ambient | Direct Linear Ambient Luminaires | Standard | FALSE | [9 empty] | 12/5/2014 | Dimmable | Continuous (Can dim down to ≤ 10% (W)) | Not Yet Verified |  |  | 3480.26 | 92.43 | 37.65 | 16.7 | 0.889 | 3500 | 83
PP5RWHRF | Nulite Lighting | Nulite Lighting Regolo | RP4-4D-05L35-UNV-SD-1C-FRF-XX-YY-ZZ-8 | Indoor Luminaires | Linear Ambient | Direct Linear Ambient Luminaires | Standard | FALSE | [9 empty] | 12/5/2014 | Dimmable | Stepped | Not Yet Verified |  |  | 4640.34 | 92.43 | 50.2 | 16.7 | 0.889 | 3500 | 83
PFRSYW5U | Nulite Lighting | Nulite Lighting Regolo | RM4-05L35-UNV-SD-1C-FRF-XX-8 | Indoor Luminaires | Linear Ambient | Direct Linear Ambient Luminaires | Standard | FALSE | [9 empty] | 12/5/2014 | Dimmable | Stepped | Not Yet Verified |  |  | 4640.34 | 92.43 | 50.2 | 16.7 | 0.889 | 3500 | 83
PZSQEGJZ | Nulite Lighting | Nulite Lighting Regolo | RF4-05L35-UNV-SD-1C-FRF-XX-8 | Indoor Luminaires | Linear Ambient | Direct Linear Ambient Luminaires | Standard | FALSE | [9 empty] | 12/5/2014 | Dimmable | Stepped | Not Yet Verified |  |  | 4640.34 | 92.43 | 50.2 | 16.7 | 0.889 | 3500 | 83
PXZQ5XPQ | Nulite Lighting | Nulite Lighting Regolo | RG4-05L35-UNV-SD-1C-FRF-8 | Indoor Luminaires | Linear Ambient | Direct Linear Ambient Luminaires | Standard | FALSE | [9 empty] | 12/5/2014 | Dimmable | Stepped | Not Yet Verified |  |  | 4640.34 | 92.43 | 50.2 | 16.7 | 0.889 | 3500 | 83
PN2VKY2G | Nulite Lighting | Nulite Lighting Regolo | RP4-4D-05L35-UNV-DIM-1C-FRF-XX-YY-ZZ-8 | Indoor Luminaires | Linear Ambient | Direct Linear Ambient Luminaires | Standard | FALSE | [9 empty] | 12/5/2014 | Dimmable | Continuous (Can dim down to ≤ 10% (W)) | Not Yet Verified |  |  | 4640.34 | 92.43 | 50.2 | 16.7 | 0.889 | 3500 | 83
P5CZ2SKU | Nulite Lighting | Nulite Lighting Regolo | RM4-05L35-UNV-DIM-1C-FRF-XX-8 | Indoor Luminaires | Linear Ambient | Direct Linear Ambient Luminaires | Standard | FALSE | [9 empty] | 12/5/2014 | Dimmable | Continuous (Can dim down to ≤ 10% (W)) | Not Yet Verified |  |  | 4640.34 | 92.43 | 50.2 | 16.7 | 0.889 | 3500 | 83
PWVXC37X | Nulite Lighting | Nulite Lighting Regolo | RF4-05L35-UNV-DIM-1C-FRF-XX-8 | Indoor Luminaires | Linear Ambient | Direct Linear Ambient Luminaires | Standard | FALSE | [9 empty] | 12/5/2014 | Dimmable | Continuous (Can dim down to ≤ 10% (W)) | Not Yet Verified |  |  | 4640.34 | 92.43 | 50.2 | 16.7 | 0.889 | 3500 | 83
P1R5D1E2 | Nulite Lighting | Nulite Lighting Regolo | RG4-05L35-UNV-DIM-1C-FRF-8 | Indoor Luminaires | Linear Ambient | Direct Linear Ambient Luminaires | Standard | FALSE | [9 empty] | 12/5/2014 | Dimmable | Continuous (Can dim down to ≤ 10% (W)) | Not Yet Verified |  |  | 4640.34 | 92.43 | 50.2 | 16.7 | 0.889 | 3500 | 83
PN513JZP | Nulite Lighting | Nulite Lighting Regolo | RF4-05L35-UNV-SD-1C-FRF-XX-4 | Indoor Luminaires | Linear Ambient | Direct Linear Ambient Luminaires | Standard | FALSE | [9 empty] | 12/5/2014 | Dimmable | Stepped | Not Yet Verified |  |  | 2320.17 | 92.43 | 25.1 | 16.7 | 0.889 | 3500 | 83
PE555MUP | Nulite Lighting | Nulite Lighting Regolo | RG4-05L35-UNV-SD-1C-FRF-4 | Indoor Luminaires | Linear Ambient | Direct Linear Ambient Luminaires | Standard | FALSE | [9 empty] | 12/5/2014 | Dimmable | Stepped | Not Yet Verified |  |  | 2320.17 | 92.43 | 25.1 | 16.7 | 0.889 | 3500 | 83
PTT5JZBQ | Nulite Lighting | Nulite Lighting Regolo | RP4-4D-05L35-UNV-DIM-1C-FRF-XXYY-ZZ-4 | Indoor Luminaires | Linear Ambient | Direct Linear Ambient Luminaires | Standard | FALSE | [9 empty] | 12/5/2014 | Dimmable | Continuous (Can dim down to ≤ 10% (W)) | Not Yet Verified |  |  | 2320.17 | 92.43 | 25.1 | 16.7 | 0.889 | 3500 | 83
P6ZM1TUJ | Nulite Lighting | Nulite Lighting Regolo | RM4-05L35-UNV-DIM-1C-FRF-XX-4 | Indoor Luminaires | Linear Ambient | Direct Linear Ambient Luminaires | Standard | FALSE | [9 empty] | 12/5/2014 | Dimmable | Continuous (Can dim down to ≤ 10% (W)) | Not Yet Verified |  |  | 2320.17 | 92.43 | 25.1 | 16.7 | 0.889 | 3500 | 83
PQRFDW9D | Nulite Lighting | Nulite Lighting Regolo | RF4-05L35-UNV-DIM-1C-FRF-XX-4 | Indoor Luminaires | Linear Ambient | Direct Linear Ambient Luminaires | Standard | FALSE | [9 empty] | 12/5/2014 | Dimmable | Continuous (Can dim down to ≤ 10% (W)) | Not Yet Verified |  |  | 2320.17 | 92.43 | 25.1 | 16.7 | 0.889 | 3500 | 83
PX2JXEQ1 | Nulite Lighting | Nulite Lighting Regolo | RG4-05L35-UNV-DIM-1C-FRF-4 | Indoor Luminaires | Linear Ambient | Direct Linear Ambient Luminaires | Standard | FALSE | [9 empty] | 12/5/2014 | Dimmable | Continuous (Can dim down to ≤ 10% (W)) | Not Yet Verified |  |  | 2320.17 | 92.43 | 25.1 | 16.7 | 0.889 | 3500 | 83
PJDWGFTM | Nulite Lighting | Nulite Lighting Regolo | RP4-4D-05L35-UNV-SD-1C-FRF-XX-YY-ZZ-6 | Indoor Luminaires | Linear Ambient | Direct Linear Ambient Luminaires | Standard | FALSE | [9 empty] | 12/5/2014 | Dimmable | Stepped | Not Yet Verified |  |  | 3480.26 | 92.43 | 37.65 | 16.7 | 0.889 | 3500 | 83
P81CBKKS | Nulite Lighting | Nulite Lighting Regolo | RM4-05L35-UNV-SD-1C-FRF-XX-6 | Indoor Luminaires | Linear Ambient | Direct Linear Ambient Luminaires | Standard | FALSE | [9 empty] | 12/5/2014 | Dimmable | Stepped | Not Yet Verified |  |  | 3480.26 | 92.43 | 37.65 | 16.7 | 0.889 | 3500 | 83
PEQB2FD1 | Nulite Lighting | Nulite Lighting Regolo | RF4-05L35-UNV-SD-1C-FRF-XX-6 | Indoor Luminaires | Linear Ambient | Direct Linear Ambient Luminaires | Standard | FALSE | [9 empty] | 12/5/2014 | Dimmable | Stepped | Not Yet Verified |  |  | 3480.26 | 92.43 | 37.65 | 16.7 | 0.889 | 3500 | 83
PAHKV7UR | Nulite Lighting | Nulite Lighting Regolo | RP4-4U-05L35-UNV-DIM-1C-FRF-XX-YY-ZZ-4 | Indoor Luminaires | Linear Ambient | Direct Linear Ambient Luminaires | Standard | TRUE | 2142 | 85.3 | 25.1 | 16.6 | 0.886 | 3613 | 83 | 5 |  | 12/5/2014 | Dimmable | Continuous (Can dim down to ≤ 10% (W)) | Not Yet Verified |  | 2.1 | 2142.07 | 85.34 | 25.1 | 16.6 | 0.886 | 3500 | 83
PRPRHDWV | Nulite Lighting | Nulite Lighting Regolo | RP4-4U-05L35-UNV-SD-1C-FRF-XX-YY-ZZ-4 | Indoor Luminaires | Linear Ambient | Direct Linear Ambient Luminaires | Standard | FALSE | [9 empty] | 12/5/2014 | Dimmable | Stepped | Not Yet Verified |  |  | 2142.07 | 85.34 | 25.1 | 16.6 | 0.886 | 3500 | 83
PMWC71ES | Nulite Lighting | Nulite Lighting Regolo | RP4-4U-05L35-UNV-DIM-1C-FRF-XX-YY-ZZ-6 | Indoor Luminaires | Linear Ambient | Direct Linear Ambient Luminaires | Standard | FALSE | [9 empty] | 12/5/2014 | Dimmable | Continuous (Can dim down to ≤ 10% (W)) | Not Yet Verified |  |  | 3213.105 | 85.34 | 37.65 | 16.6 | 0.886 | 3500 | 83
P8QF9ES6 | Nulite Lighting | Nulite Lighting Regolo | RP4-4U-05L35-UNV-SD-1C-FRF-XX-YY-ZZ-6 | Indoor Luminaires | Linear Ambient | Direct Linear Ambient Luminaires | Standard | FALSE | [9 empty] | 12/5/2014 | Dimmable | Stepped | Not Yet Verified |  |  | 3213.105 | 85.34 | 37.65 | 16.6 | 0.886 | 3500 | 83
P1TMEFJM | Nulite Lighting | Nulite Lighting Regolo | RP4-4U-05L35-UNV-DIM-1C-FRF-XX-YY-ZZ-8 | Indoor Luminaires | Linear Ambient | Direct Linear Ambient Luminaires | Standard | FALSE | [9 empty] | 12/5/2014 | Dimmable | Continuous (Can dim down to ≤ 10% (W)) | Not Yet Verified |  |  | 4284.14 | 85.34 | 50.2 | 16.6 | 0.886 | 3500 | 83
PENSTT46 | Nulite Lighting | Nulite Lighting Regolo | RP4-4U-05L35-UNV-SD-1C-FRF-XX-YY-ZZ-8 | Indoor Luminaires | Linear Ambient | Direct Linear Ambient Luminaires | Standard | FALSE | [9 empty] | 12/5/2014 | Dimmable | Stepped | Not Yet Verified |  |  | 4284.14 | 85.34 | 50.2 | 16.6 | 0.886 | 3500 | 83
P6VKMV1R | Nulite Lighting | Nulite Lighting Regolo | RP4-4D-09L35-UNV-DIM-1C-FRF-XX-YY-ZZ-4 | Indoor Luminaires | Linear Ambient | Direct Linear Ambient Luminaires | Standard | TRUE | 3582 | 82.5 | 43.4 | 16.6 | 0.943 | 3636 | 83 | 5 |  | 12/5/2014 | Dimmable | Continuous (Can dim down to ≤ 10% (W)) | Not Yet Verified |  | 2.1 | 3581.96 | 82.53 | 43.4 | 16.6 | 0.943 | 3500 | 83
PWBGEX3B | Nulite Lighting | Nulite Lighting Regolo | RG4-09L35-UNV-DIM-1C-FRF-4 | Indoor Luminaires | Linear Ambient | Direct Linear Ambient Luminaires | Standard | FALSE | [9 empty] | 12/5/2014 | Dimmable | Continuous (Can dim down to ≤ 10% (W)) | Not Yet Verified |  |  | 3581.96 | 82.53 | 43.4 | 16.6 | 0.943 | 3500 | 83
P3EV2BUZ | Nulite Lighting | Nulite Lighting Regolo | RF4-09L35-UNV-DIM-1C-FRF-XX-4 | Indoor Luminaires | Linear Ambient | Direct Linear Ambient Luminaires | Standard | FALSE | [9 empty] | 12/5/2014 | Dimmable | Continuous (Can dim down to ≤ 10% (W)) | Not Yet Verified |  |  | 3581.96 | 82.53 | 43.4 | 16.6 | 0.943 | 3500 | 83
P6ED8NJF | Nulite Lighting | Nulite Lighting Regolo | RM4-09L35-UNV-DIM-1C-FRF-XX-4 | Indoor Luminaires | Linear Ambient | Direct Linear Ambient Luminaires | Standard | FALSE | [9 empty] | 12/5/2014 | Dimmable | Continuous (Can dim down to ≤ 10% (W)) | Not Yet Verified |  |  | 3581.96 | 82.53 | 43.4 | 16.6 | 0.943 | 3500 | 83
PJVPHMWC | Nulite Lighting | Nulite Lighting Regolo | RP4-4D-09L35-UNV-SD-1C-FRF-XX-YY-ZZ-4 | Indoor Luminaires | Linear Ambient | Direct Linear Ambient Luminaires | Standard | FALSE | [9 empty] | 12/5/2014 | Dimmable | Stepped | Not Yet Verified |  |  | 3581.96 | 82.53 | 43.4 | 16.6 | 0.943 | 3500 | 83
P46XU2QE | Nulite Lighting | Nulite Lighting Regolo | RG4-09L35-UNV-SD-1C-FRF-4 | Indoor Luminaires | Linear Ambient | Direct Linear Ambient Luminaires | Standard | FALSE | [9 empty] | 12/5/2014 | Dimmable | Stepped | Not Yet Verified |  |  | 3581.96 | 82.53 | 43.4 | 16.6 | 0.943 | 3500 | 83
PRE9USJM | Nulite Lighting | Nulite Lighting Regolo | RF4-09L35-UNV-SD-1C-FRF-XX-4 | Indoor Luminaires | Linear Ambient | Direct Linear Ambient Luminaires | Standard | FALSE | [9 empty] | 12/5/2014 | Dimmable | Stepped | Not Yet Verified |  |  | 3581.96 | 82.53 | 43.4 | 16.6 | 0.943 | 3500 | 83
PH61RJFA | Nulite Lighting | Nulite Lighting Regolo | RM4-09L35-UNV-SD-1C-FRF-XX-4 | Indoor Luminaires | Linear Ambient | Direct Linear Ambient Luminaires | Standard | FALSE | [9 empty] | 12/5/2014 | Dimmable | Stepped | Not Yet Verified |  |  | 3581.96 | 82.53 | 43.4 | 16.6 | 0.943 | 3500 | 83
PRFPHRJN | Nulite Lighting | Nulite Lighting Regolo | RP4-4D-09L35-UNV-DIM-1C-FRF-XX-YY-ZZ-6 | Indoor Luminaires | Linear Ambient | Direct Linear Ambient Luminaires | Standard | FALSE | [9 empty] | 12/5/2014 | Dimmable | Continuous (Can dim down to ≤ 10% (W)) | Not Yet Verified |  |  | 5372.94 | 82.53 | 65.1 | 16.6 | 0.943 | 3500 | 83
PR36MG99 | Nulite Lighting | Nulite Lighting Regolo | RG4-09L35-UNV-DIM-1C-FRF-6 | Indoor Luminaires | Linear Ambient | Direct Linear Ambient Luminaires | Standard | FALSE | [9 empty] | 12/5/2014 | Dimmable | Continuous (Can dim down to ≤ 10% (W)) | Not Yet Verified |  |  | 5372.94 | 82.53 | 65.1 | 16.6 | 0.943 | 3500 | 83
PH8HJEVQ | Nulite Lighting | Nulite Lighting Regolo | RF4-09L35-UNV-DIM-1C-FRF-XX-6 | Indoor Luminaires | Linear Ambient | Direct Linear Ambient Luminaires | Standard | FALSE | [9 empty] | 12/5/2014 | Dimmable | Continuous (Can dim down to ≤ 10% (W)) | Not Yet Verified |  |  | 5372.94 | 82.53 | 65.1 | 16.6 | 0.943 | 3500 | 83
P9EQ5A5A | Nulite Lighting | Nulite Lighting Regolo | RM4-09L35-UNV-DIM-1C-FRF-XX-6 | Indoor Luminaires | Linear Ambient | Direct Linear Ambient Luminaires | Standard | FALSE | [9 empty] | 12/5/2014 | Dimmable | Continuous (Can dim down to ≤ 10% (W)) | Not Yet Verified |  |  | 5372.94 | 82.53 | 65.1 | 16.6 | 0.943 | 3500 | 83
PZY3BQCN | Nulite Lighting | Nulite Lighting Regolo | RP4-4D-09L35-UNV-SD-1C-FRF-XX-YY-ZZ-6 | Indoor Luminaires | Linear Ambient | Direct Linear Ambient Luminaires | Standard | FALSE | [9 empty] | 12/5/2014 | Dimmable | Stepped | Not Yet Verified |  |  | 5372.94 | 82.53 | 65.1 | 16.6 | 0.943 | 3500 | 83
PZJKME3A | Nulite Lighting | Nulite Lighting Regolo | RG4-09L35-UNV-SD-1C-FRF-6 | Indoor Luminaires | Linear Ambient | Direct Linear Ambient Luminaires | Standard | FALSE | [9 empty] | 12/5/2014 | Dimmable | Stepped | Not Yet Verified |  |  | 5372.94 | 82.53 | 65.1 | 16.6 | 0.943 | 3500 | 83
PNCGKKM9 | Nulite Lighting | Nulite Lighting Regolo | RF4-09L35-UNV-SD-1C-FRF-XX-6 | Indoor Luminaires | Linear Ambient | Direct Linear Ambient Luminaires | Standard | FALSE | [9 empty] | 12/5/2014 | Dimmable | Stepped | Not Yet Verified |  |  | 5372.94 | 82.53 | 65.1 | 16.6 | 0.943 | 3500 | 83
P8TFEWWR | Nulite Lighting | Nulite Lighting Regolo | RM4-09L35-UNV-SD-1C-FRF-XX-6 | Indoor Luminaires | Linear Ambient | Direct Linear Ambient Luminaires | Standard | FALSE | [9 empty] | 12/5/2014 | Dimmable | Stepped | Not Yet Verified |  |  | 5372.94 | 82.53 | 65.1 | 16.6 | 0.943 | 3500 | 83
PB8PRPM2 | Nulite Lighting | Nulite Lighting Regolo | RP4-4D-09L35-UNV-DIM-1C-FRF-XX-YY-ZZ-8 | Indoor Luminaires | Linear Ambient | Direct Linear Ambient Luminaires | Standard | FALSE | [9 empty] | 12/5/2014 | Dimmable | Continuous (Can dim down to ≤ 10% (W)) | Not Yet Verified |  |  | 7163.92 | 82.53 | 86.8 | 16.6 | 0.943 | 3500 | 83
PDDJ27WU | Nulite Lighting | Nulite Lighting Regolo | RG4-09L35-UNV-DIM-1C-FRF-8 | Indoor Luminaires | Linear Ambient | Direct Linear Ambient Luminaires | Standard | FALSE | [9 empty] | 12/5/2014 | Dimmable | Continuous (Can dim down to ≤ 10% (W)) | Not Yet Verified |  |  | 7163.92 | 82.53 | 86.8 | 16.6 | 0.943 | 3500 | 83
PY7892PX | Nulite Lighting | Nulite Lighting Regolo | RF4-09L35-UNV-DIM-1C-FRF-XX-8 | Indoor Luminaires | Linear Ambient | Direct Linear Ambient Luminaires | Standard | FALSE | [9 empty] | 12/5/2014 | Dimmable | Continuous (Can dim down to ≤ 10% (W)) | Not Yet Verified |  |  | 7163.92 | 82.53 | 86.8 | 16.6 | 0.943 | 3500 | 83
PBGVZUA2 | Nulite Lighting | Nulite Lighting Regolo | RM4-09L35-UNV-DIM-1C-FRF-XX-8 | Indoor Luminaires | Linear Ambient | Direct Linear Ambient Luminaires | Standard | FALSE | [9 empty] | 12/5/2014 | Dimmable | Continuous (Can dim down to ≤ 10% (W)) | Not Yet Verified |  |  | 7163.92 | 82.53 | 86.8 | 16.6 | 0.943 | 3500 | 83
PFW63S6X | Nulite Lighting | Nulite Lighting Regolo | RP4-4D-09L35-UNV-SD-1C-FRF-XX-YY-ZZ-8 | Indoor Luminaires | Linear Ambient | Direct Linear Ambient Luminaires | Standard | FALSE | [9 empty] | 12/5/2014 | Dimmable | Stepped | Not Yet Verified |  |  | 7163.92 | 82.53 | 86.8 | 16.6 | 0.943 | 3500 | 83
PK751RJH | Nulite Lighting | Nulite Lighting Regolo | RG4-09L35-UNV-SD-1C-FRF-8 | Indoor Luminaires | Linear Ambient | Direct Linear Ambient Luminaires | Standard | FALSE | [9 empty] | 12/5/2014 | Dimmable | Stepped | Not Yet Verified |  |  | 7163.92 | 82.53 | 86.8 | 16.6 | 0.943 | 3500 | 83
P87TP1RJ | Nulite Lighting | Nulite Lighting Regolo | RF4-09L35-UNV-SD-1C-FRF-XX-8 | Indoor Luminaires | Linear Ambient | Direct Linear Ambient Luminaires | Standard | FALSE | [9 empty] | 12/5/2014 | Dimmable | Stepped | Not Yet Verified |  |  | 7163.92 | 82.53 | 86.8 | 16.6 | 0.943 | 3500 | 83
PVGF5G4A | Nulite Lighting | Nulite Lighting Regolo | RM4-09L35-UNV-SD-1C-FRF-XX-8 | Indoor Luminaires | Linear Ambient | Direct Linear Ambient Luminaires | Standard | FALSE | [9 empty] | 12/5/2014 | Dimmable | Stepped | Not Yet Verified |  |  | 7163.92 | 82.53 | 86.8 | 16.6 | 0.943 | 3500 | 83
PUT8AU6V | Nulite Lighting | Nulite Lighting Regolo | RP6-6U-05L35-UNV-DIM-1C-FRF-XX-YY-ZZ-4 | Indoor Luminaires | Linear Ambient | Direct Linear Ambient Luminaires | Standard | TRUE | 2280 | 91.2 | 25 | 17.1 | 0.887 | 3615 | 83 | 5 |  | 12/5/2014 | Dimmable | Continuous (Can dim down to ≤ 10% (W)) | Not Yet Verified |  | 2.1 | 2280.01 | 91.2 | 25 | 17.1 | 0.887 | 3500 | 83
PE7UBQ7S | Nulite Lighting | Nulite Lighting Regolo | RP6-6U-05L35-UNV-SD-1C-FRF-XX-YY-ZZ-4 | Indoor Luminaires | Linear Ambient | Direct Linear Ambient Luminaires | Standard | FALSE | [9 empty] | 12/5/2014 | Dimmable | Stepped | Not Yet Verified |  |  | 2280.01 | 91.2 | 25 | 17.1 | 0.887 | 3500 | 83
P2PB2TPE | Nulite Lighting | Nulite Lighting Regolo | RP6-6U-05L35-UNV-DIM-1C-FRF-XX-YY-ZZ-6 | Indoor Luminaires | Linear Ambient | Direct Linear Ambient Luminaires | Standard | FALSE | [9 empty] | 12/5/2014 | Dimmable | Continuous (Can dim down to ≤ 10% (W)) | Not Yet Verified |  |  | 3420.015 | 91.2 | 37.5 | 17.1 | 0.887 | 3500 | 83
PYBEXJ46 | Nulite Lighting | Nulite Lighting Regolo | RP6-6U-05L35-UNV-SD-1C-FRF-XX-YY-ZZ-6 | Indoor Luminaires | Linear Ambient | Direct Linear Ambient Luminaires | Standard | FALSE | [9 empty] | 12/5/2014 | Dimmable | Stepped | Not Yet Verified |  |  | 3420.015 | 91.2 | 37.5 | 17.1 | 0.887 | 3500 | 83
P8NG6EX1 | Nulite Lighting | Nulite Lighting Regolo | RP6-6U-05L35-UNV-DIM-1C-FRF-XX-YY-ZZ-8 | Indoor Luminaires | Linear Ambient | Direct Linear Ambient Luminaires | Standard | FALSE | [9 empty] | 12/5/2014 | Dimmable | Continuous (Can dim down to ≤ 10% (W)) | Not Yet Verified |  |  | 4560.02 | 91.2 | 50 | 17.1 | 0.887 | 3500 | 83
PTP3AV9J | Nulite Lighting | Nulite Lighting Regolo | RP6-6U-05L35-UNV-SD-1C-FRF-XX-YY-ZZ-8 | Indoor Luminaires | Linear Ambient | Direct Linear Ambient Luminaires | Standard | FALSE | [9 empty] | 12/5/2014 | Dimmable | Stepped | Not Yet Verified |  |  | 4560.02 | 91.2 | 50 | 17.1 | 0.887 | 3500 | 83
P3PHX1BN | Nulite Lighting | Nulite Lighting Regolo | RP6-6D-05L35-UNV-DIM-1C-FRF-XX-YY-ZZ-4 | Indoor Luminaires | Linear Ambient | Direct Linear Ambient Luminaires | Standard | TRUE | 2125 | 85.3 | 24.9 | 17.1 | 0.887 | 3610 | 83 | 5 |  | 12/5/2014 | Dimmable | Continuous (Can dim down to ≤ 10% (W)) | Not Yet Verified |  | 2.1 | 2125.06 | 85.34 | 24.9 | 17.1 | 0.887 | 3500 | 83
P14N16K6 | Nulite Lighting | Nulite Lighting Regolo | RG6-05L35-UNV-DIM-1C-FRF-4 | Indoor Luminaires | Linear Ambient | Direct Linear Ambient Luminaires | Standard | FALSE | [9 empty] | 12/5/2014 | Dimmable | Continuous (Can dim down to ≤ 10% (W)) | Not Yet Verified |  |  | 2125.06 | 85.34 | 24.9 | 17.1 | 0.887 | 3500 | 83
PS3NJBZF | Nulite Lighting | Nulite Lighting Regolo | RF6-05L35-UNV-DIM-1C-FRF-XX-4 | Indoor Luminaires | Linear Ambient | Direct Linear Ambient Luminaires | Standard | FALSE | [9 empty] | 12/5/2014 | Dimmable | Continuous (Can dim down to ≤ 10% (W)) | Not Yet Verified |  |  | 2125.06 | 85.34 | 24.9 | 17.1 | 0.887 | 3500 | 83
PVMFKJ1H | Nulite Lighting | Nulite Lighting Regolo | RM6-05L35-UNV-DIM-1C-FRF-XX-4 | Indoor Luminaires | Linear Ambient | Direct Linear Ambient Luminaires | Standard | FALSE | [9 empty] | 12/5/2014 | Dimmable | Continuous (Can dim down to ≤ 10% (W)) | Not Yet Verified |  |  | 2125.06 | 85.34 | 24.9 | 17.1 | 0.887 | 3500 | 83
PAH17P55 | Nulite Lighting | Nulite Lighting Regolo | RP6-6D-05L35-UNV-SD-1C-FRF-XX-YY-ZZ-4 | Indoor Luminaires | Linear Ambient | Direct Linear Ambient Luminaires | Standard | FALSE | [9 empty] | 12/5/2014 | Dimmable | Stepped | Not Yet Verified |  |  | 2125.06 | 85.34 | 24.9 | 17.1 | 0.887 | 3500 | 83
PX79U2UG | Nulite Lighting | Nulite Lighting Regolo | RG6-05L35-UNV-SD-1C-FRF-4 | Indoor Luminaires | Linear Ambient | Direct Linear Ambient Luminaires | Standard | FALSE | [9 empty] | 12/5/2014 | Dimmable | Stepped | Not Yet Verified |  |  | 2125.06 | 85.34 | 24.9 | 17.1 | 0.887 | 3500 | 83
PU4EHN5B | Nulite Lighting | Nulite Lighting Regolo | RF6-05L35-UNV-SD-1C-FRF-XX-4 | Indoor Luminaires | Linear Ambient | Direct Linear Ambient Luminaires | Standard | FALSE | [9 empty] | 12/5/2014 | Dimmable | Stepped | Not Yet Verified |  |  | 2125.06 | 85.34 | 24.9 | 17.1 | 0.887 | 3500 | 83
PWR2TKCG | Nulite Lighting | Nulite Lighting Regolo | RM6-05L35-UNV-SD-1C-FRF-XX-4 | Indoor Luminaires | Linear Ambient | Direct Linear Ambient Luminaires | Standard | FALSE | [9 empty] | 12/5/2014 | Dimmable | Stepped | Not Yet Verified |  |  | 2125.06 | 85.34 | 24.9 | 17.1 | 0.887 | 3500 | 83
PBCNSKD1 | Nulite Lighting | Nulite Lighting Regolo | RP6-6D-05L35-UNV-DIM-1C-FRF-XX-YY-ZZ-6 | Indoor Luminaires | Linear Ambient | Direct Linear Ambient Luminaires | Standard | FALSE | [9 empty] | 12/5/2014 | Dimmable | Continuous (Can dim down to ≤ 10% (W)) | Not Yet Verified |  |  | 3187.59 | 85.34 | 37.35 | 17.1 | 0.887 | 3500 | 83
P6PZKE8B | Nulite Lighting | Nulite Lighting Regolo | RF6-05L35-UNV-DIM-1C-FRF-XX-6 | Indoor Luminaires | Linear Ambient | Direct Linear Ambient Luminaires | Standard | FALSE | [9 empty] | 12/5/2014 | Dimmable | Continuous (Can dim down to ≤ 10% (W)) | Not Yet Verified |  |  | 3187.59 | 85.34 | 37.35 | 17.1 | 0.887 | 3500 | 83
PGM175GZ | Nulite Lighting | Nulite Lighting Regolo | RF6-05L35-UNV-SD-1C-FRF-XX-6 | Indoor Luminaires | Linear Ambient | Direct Linear Ambient Luminaires | Standard | FALSE | [9 empty] | 12/5/2014 | Dimmable | Stepped | Not Yet Verified |  |  | 3187.59 | 85.34 | 37.35 | 17.1 | 0.887 | 3500 | 83
PCBHEDFU | Nulite Lighting | Nulite Lighting Regolo | RM6-05L35-UNV-SD-1C-FRF-XX-6 | Indoor Luminaires | Linear Ambient | Direct Linear Ambient Luminaires | Standard | FALSE | [9 empty] | 12/5/2014 | Dimmable | Stepped | Not Yet Verified |  |  | 3187.59 | 85.34 | 37.35 | 17.1 | 0.887 | 3500 | 83
PBMVQ8M3 | Nulite Lighting | Nulite Lighting Regolo | RP6-6D-05L35-UNV-DIM-1C-FRF-XX-YY-ZZ-8 | Indoor Luminaires | Linear Ambient | Direct Linear Ambient Luminaires | Standard | FALSE | [9 empty] | 12/5/2014 | Dimmable | Continuous (Can dim down to ≤ 10% (W)) | Not Yet Verified |  |  | 4250.12 | 85.34 | 49.8 | 17.1 | 0.887 | 3500 | 83
PYQQXNHB | Nulite Lighting | Nulite Lighting Regolo | RG6-05L35-UNV-DIM-1C-FRF-8 | Indoor Luminaires | Linear Ambient | Direct Linear Ambient Luminaires | Standard | FALSE | [9 empty] | 12/5/2014 | Dimmable | Continuous (Can dim down to ≤ 10% (W)) | Not Yet Verified |  |  | 4250.12 | 85.34 | 49.8 | 17.1 | 0.887 | 3500 | 83
P2X31SCM | Nulite Lighting | Nulite Lighting Regolo | RF6-05L35-UNV-DIM-1C-FRF-XX-8 | Indoor Luminaires | Linear Ambient | Direct Linear Ambient Luminaires | Standard | FALSE | [9 empty] | 12/5/2014 | Dimmable | Continuous (Can dim down to ≤ 10% (W)) | Not Yet Verified |  |  | 4250.12 | 85.34 | 49.8 | 17.1 | 0.887 | 3500 | 83
PYKAB8Z1 | Nulite Lighting | Nulite Lighting Regolo | RM6-05L35-UNV-DIM-1C-FRF-XX-8 | Indoor Luminaires | Linear Ambient | Direct Linear Ambient Luminaires | Standard | FALSE | [9 empty] | 12/5/2014 | Dimmable | Continuous (Can dim down to ≤ 10% (W)) | Not Yet Verified |  |  | 4250.12 | 85.34 | 49.8 | 17.1 | 0.887 | 3500 | 83
P7E7YSB3 | Nulite Lighting | Nulite Lighting Regolo | RP6-6D-05L35-UNV-SD-1C-FRF-XX-YY-ZZ-8 | Indoor Luminaires | Linear Ambient | Direct Linear Ambient Luminaires | Standard | FALSE | [9 empty] | 12/5/2014 | Dimmable | Stepped | Not Yet Verified |  |  | 4250.12 | 85.34 | 49.8 | 17.1 | 0.887 | 3500 | 83
PKTCSEFT | Nulite Lighting | Nulite Lighting Regolo | RG6-05L35-UNV-SD-1C-FRF-8 | Indoor Luminaires | Linear Ambient | Direct Linear Ambient Luminaires | Standard | FALSE | [9 empty] | 12/5/2014 | Dimmable | Stepped | Not Yet Verified |  |  | 4250.12 | 85.34 | 49.8 | 17.1 | 0.887 | 3500 | 83
P7MJT9YK | Nulite Lighting | Nulite Lighting Regolo | RF6-05L35-UNV-SD-1C-FRF-XX-8 | Indoor Luminaires | Linear Ambient | Direct Linear Ambient Luminaires | Standard | FALSE | [9 empty] | 12/5/2014 | Dimmable | Stepped | Not Yet Verified |  |  | 4250.12 | 85.34 | 49.8 | 17.1 | 0.887 | 3500 | 83
PQRQXCHN | Nulite Lighting | Nulite Lighting Regolo | RM6-05L35-UNV-SD-1C-FRF-XX-8 | Indoor Luminaires | Linear Ambient | Direct Linear Ambient Luminaires | Standard | FALSE | [9 empty] | 12/5/2014 | Dimmable | Stepped | Not Yet Verified |  |  | 4250.12 | 85.34 | 49.8 | 17.1 | 0.887 | 3500 | 83
P4WCSQS8 | Nulite Lighting | Nulite Lighting Regolo | RG6-05L35-UNV-SD-1C-FRF-6 | Indoor Luminaires | Linear Ambient | Direct Linear Ambient Luminaires | Standard | FALSE | [9 empty] | 12/5/2014 | Dimmable | Stepped | Not Yet Verified |  |  | 3187.59 | 85.34 | 37.35 | 17.1 | 0.887 | 3500 | 83
P38PC3YV | Nulite Lighting | Nulite Lighting Regolo | RP6-6D-05L35-UNV-SD-1C-FRF-XX-YY-ZZ-6 | Indoor Luminaires | Linear Ambient | Direct Linear Ambient Luminaires | Standard | FALSE | [9 empty] | 12/5/2014 | Dimmable | Stepped | Not Yet Verified |  |  | 3187.59 | 85.34 | 37.35 | 17.1 | 0.887 | 3500 | 83
PTAB76FQ | Nulite Lighting | Nulite Lighting Regolo | RM6-05L35-UNV-DIM-1C-FRF-XX-6 | Indoor Luminaires | Linear Ambient | Direct Linear Ambient Luminaires | Standard | FALSE | [9 empty] | 12/5/2014 | Dimmable | Continuous (Can dim down to ≤ 10% (W)) | Not Yet Verified |  |  | 3187.59 | 85.34 | 37.35 | 17.1 | 0.887 | 3500 | 83
PVX4TRA4 | Nulite Lighting | Nulite Lighting Regolo | RG6-05L35-UNV-DIM-1C-FRF-6 | Indoor Luminaires | Linear Ambient | Direct Linear Ambient Luminaires | Standard | FALSE | [9 empty] | 12/5/2014 | Dimmable | Continuous (Can dim down to ≤ 10% (W)) | Not Yet Verified |  |  | 3187.59 | 85.34 | 37.35 | 17.1 | 0.887 | 3500 | 83
PPY4CK2U | Ohyama Lights LLC | Ohyama Lights | OLLN4-30N-UNV | Indoor Luminaires | Linear Ambient | Direct Linear Ambient Luminaires | Standard | TRUE | 3223.128 | 118.979 | 27.09 | 8.14 | 0.926 | 3970 | 84.5 | 5 | 50000 | 7/19/2015 | Dimmable | Stepped | Yes |  | 3 | 3000 | 115 | 26 | 8 | 0.9 | 4000 | 80
P5AQ2KPQ | Ohyama Lights LLC | Ohyama Lights | OLLN4-30C-UNV | Indoor Luminaires | Linear Ambient | Direct Linear Ambient Luminaires | Standard | FALSE | [9 empty] | 7/19/2015 | Dimmable | Stepped | Yes |  |  | 3000 | 115 | 26 | 8 | 0.9 | 5000 | 80
PXYFHN7W | Ohyama Lights LLC | Ohyama Lights | OLLXS4-25N-UNV | Indoor Luminaires | Linear Ambient | Direct Linear Ambient Luminaires | Standard | TRUE | 2738 | 129.6 | 21.13 | 18.31 | 0.888 | 4069 | 83.3 | 5 | 50000 | 6/6/2016 | Dimmable | Continuous (Can dim down to ≤ 10% (W)) | No |  | 3.1 | 2810 | 133 | 22 | 10.09 | 0.989 | 4000 | 83.3
PNWMDK5D | Ohyama Lights LLC | Ohyama Lights | OLLXN4-40C-UNV | Indoor Luminaires | Linear Ambient | Direct Linear Ambient Luminaires | Standard | TRUE | 4323 | 130.6 | 33.1 | 16.36 | 0.933 | 5129 | 84.9 | 5 | 50000 | 6/6/2016 | Dimmable | Continuous (Can dim down to ≤ 10% (W)) | No |  | 3.1 | 4517 | 136 | 33 | 10.73 | 0.991 | 5000 | 84.9
PJW9FVKP | Ohyama Lights LLC | Ohyama Lights | OLLXS4-25C-UNV | Indoor Luminaires | Linear Ambient | Direct Linear Ambient Luminaires | Standard | TRUE | 2716 | 127.9 | 21.23 | 18.36 | 0.892 | 5117 | 84.6 | 5 | 50000 | 6/6/2016 | Dimmable | Continuous (Can dim down to ≤ 10% (W)) | No |  | 3.1 | 2845 | 134 | 21 | 10.07 | 0.989 | 5000 | 84.6
PTFAFWT9 | Ohyama Lights LLC | Ohyama Lights | OLLXN4-25C-UNV | Indoor Luminaires | Linear Ambient | Direct Linear Ambient Luminaires | Standard | TRUE | 2728 | 128.4 | 21.25 | 18.43 | 0.892 | 5137 | 84.7 | 5 | 50000 | 6/6/2016 | Dimmable | Continuous (Can dim down to ≤ 10% (W)) | No |  | 3.1 | 2855 | 134 | 21 | 10.03 | 0.989 | 5000 | 84.7
PTYNXFCC | Ohyama Lights LLC | Ohyama Lights | OLLXS4-40N-UNV | Indoor Luminaires | Linear Ambient | Direct Linear Ambient Luminaires | Standard | FALSE | [9 empty] | 6/6/2016 | Dimmable | Continuous (Can dim down to ≤ 10% (W)) | No |  |  | 4622 | 138 | 33 | 10.73 | 0.991 | 4000 | 82.6
PSTVTE4J | Ohyama Lights LLC | Ohyama Lights | OLLXN4-40N-UNV | Indoor Luminaires | Linear Ambient | Direct Linear Ambient Luminaires | Standard | FALSE | [9 empty] | 6/6/2016 | Dimmable | Continuous (Can dim down to ≤ 10% (W)) | No |  |  | 4656 | 139 | 33 | 10.81 | 0.991 | 4000 | 82.7
PUEDDSNF | Ohyama Lights LLC | Ohyama Lights | OLLXS4-40C-UNV | Indoor Luminaires | Linear Ambient | Direct Linear Ambient Luminaires | Standard | FALSE | [9 empty] | 6/6/2016 | Dimmable | Continuous (Can dim down to ≤ 10% (W)) | No |  |  | 4484 | 135 | 33 | 10.65 | 0.991 | 5000 | 84.8
P8KQWE9Q | Ohyama Lights LLC | Ohyama Lights | OLLXN4-25N-UNV | Indoor Luminaires | Linear Ambient | Direct Linear Ambient Luminaires | Standard | FALSE | [9 empty] | 6/6/2016 | Dimmable | Continuous (Can dim down to ≤ 10% (W)) | No |  |  | 2810 | 133 | 22 | 10.09 | 0.989 | 4000 | 83.3
PF3AF24X | On Time Lighting | On Time Lighting | OC425W-4-36 | Indoor Luminaires | Linear Ambient | Direct Linear Ambient Luminaires | Premium | TRUE | 4755 | 134.3 | 35.4 | 16.1 | 0.944 | 5135 | 84.5 | 5 | 50000 | 10/14/2015 | Not Dimmable | Not Dimmable | No |  | 3 | 4755 | 134.3 | 35.4 | 8.9 | 0.994 | 5135 | 84.5
PH2EWSKX | On Time Lighting | On Time Lighting | OC425W-4-71 | Indoor Luminaires | Linear Ambient | Direct Linear Ambient Luminaires | Premium | TRUE | 8912 | 129.4 | 68.88 | 9.43 | 0.981 | 5212 | 84.9 | 5 | 50000 | 10/14/2015 | Not Dimmable | Not Dimmable | No |  | 3 | 8912 | 129.4 | 68.88 | 5.13 | 0.998 | 5212 | 84.9
P3Z3HXKA | On Time Lighting | On Time Lighting | OC425W-8-72 | Indoor Luminaires | Linear Ambient | Direct Linear Ambient Luminaires | Premium | FALSE | [9 empty] | 10/14/2015 | Not Dimmable | Not Dimmable | No |  |  | 9669.6 | 134.3 | 72 | 5.13 | 0.998 | 5212 | 84.9
PM827CST | On Time Lighting | On Time Lighting | OC425W-8-142 | Indoor Luminaires | Linear Ambient | Direct Linear Ambient Luminaires | Premium | FALSE | [9 empty] | 10/14/2015 | Not Dimmable | Not Dimmable | No |  |  | 18374.8 | 129.4 | 142 | 5.13 | 0.998 | 5212 | 84.9
PATWWQ29P | On Time Lighting | On Time Lighting | OTLDVPEL-4-42W-850 | Indoor Luminaires | Linear Ambient | Direct Linear Ambient Luminaires | Premium | TRUE | 4624.68 | 112 | 41.19 | 16 | 0.95 | 5076 | 84 | 5 | 50000 | 2/12/2016 | Not Dimmable | Not Dimmable | No |  | 3.1 | 4624.68 | 112 | 41.19 | 7 | 1 | 5076 | 84
PGZNTJ967 | On Time Lighting | On Time Lighting | OTLDVPEL-8-84W-850 | Indoor Luminaires | Linear Ambient | Direct Linear Ambient Luminaires | Premium | TRUE | 9249.37 | 112 | 82.38 | 16 | 0.95 | 5076 | 84 | 5 | 50000 | 2/17/2016 | Not Dimmable | Not Dimmable | No |  | 3.1 | 9249.37 | 112 | 82.38 | 7 | 1 | 5076 | 84
PT5DTBYW | Orion Energy Systems, Inc | Apollo | VTON14A1UNVFDXXSTFR850XXXXXXXXXXXXXX [120V Only] | Indoor Luminaires | Linear Ambient | Direct Linear Ambient Luminaires | Premium | TRUE | 3358.7 | 145 | 23.16 | 7.421 | 0.992 | 5087 | 84.3 | 5 | 50000 | 7/7/2016 | Dimmable | Continuous (Cannot dim down to ≤ 10% (W) | Yes |  | 4 | 3440.8 | 149.7302 | 22.98 | 17.649 | 0.876 | 5087 | 84.3
PR5EKHHM | Orion Energy Systems, Inc | Apollo | VTON14A1UNVNDXXSTFR850XXXXXXXXXXXXXX [120V Only] | Indoor Luminaires | Linear Ambient | Direct Linear Ambient Luminaires | Premium | FALSE | [9 empty] | 7/7/2016 | Not Dimmable | Not Dimmable | Yes |  |  | 3440.8 | 149.7302 | 22.98 | 17.649 | 0.876 | 5087 | 84.3
PW7CVD9M | Orion Energy Systems, Inc | Apollo | STAC1A1UNVFDX4FT850XXXXXXXX | Indoor Luminaires | Linear Ambient | Direct Linear Ambient Luminaires | Standard | TRUE | 1619 | 125.8 | 12.83 | 16.3 | 0.933 | 5222 | 82.3 | 5 | 50000 | 10/13/2016 | Dimmable | Continuous (Cannot dim down to ≤ 10% (W) | Yes |  | 4 | 1619 | 126.19 | 12.83 | 16.3 | 0.93 | 5222 | 82.3
PANVSJMW | Orion Energy Systems, Inc | Apollo | STAC1B1UNVFDX4FT850XXXXXXXX | Indoor Luminaires | Linear Ambient | Direct Linear Ambient Luminaires | Standard | TRUE | 3483 | 122.2 | 28.5 | 19.8 | 0.889 | 5271 | 82.4 | 5 | 50000 | 10/13/2016 | Dimmable | Continuous (Cannot dim down to ≤ 10% (W) | Yes |  | 4 | 3571 | 125.3 | 28.5 | 19.8 | 0.9 | 5271 | 82.4
PTA387JP | Orion Energy Systems, Inc | Apollo | STAC1A1UNVFDX4FT850XXXXXXXX | Indoor Luminaires | Linear Ambient | Direct Linear Ambient Luminaires | Standard | TRUE | 1619 | 125.8 | 12.83 | 16.3 | 0.933 | 5222 | 82.3 | 5 | 50000 | 10/13/2016 | Dimmable | Continuous (Cannot dim down to ≤ 10% (W) | Yes |  | 4 | 1619 | 126.19 | 12.83 | 16.3 | 0.93 | 5222 | 82.3
PPEH1HAG | Orion Energy Systems, Inc | Apollo | STAC1B1UNVFDX4FT850XXXXXXXX | Indoor Luminaires | Linear Ambient | Direct Linear Ambient Luminaires | Standard | TRUE | 3483 | 122.2 | 28.5 | 19.8 | 0.889 | 5271 | 82.4 | 5 | 50000 | 10/13/2016 | Dimmable | Continuous (Cannot dim down to ≤ 10% (W) | Yes |  | 4 | 3571 | 125.3 | 28.5 | 19.8 | 0.9 | 5271 | 82.4
PRGB1CRC | Orion Energy Systems, Inc | Apollo | STAC1C1UNVFDX8FT850XXXXXXXX | Indoor Luminaires | Linear Ambient | Direct Linear Ambient Luminaires | Standard | FALSE | [9 empty] | 10/13/2016 | Dimmable | Continuous (Cannot dim down to ≤ 10% (W) | Yes |  |  | 3348 | 143.69 | 23.3 | 12.2 | 0.94 | 5198 | 82.2
PB626K38 | Orion Energy Systems, Inc | Apollo | STAC1D1UNVFDX8FT850XXXXXXXX | Indoor Luminaires | Linear Ambient | Direct Linear Ambient Luminaires | Standard | FALSE | [9 empty] | 10/13/2016 | Dimmable | Continuous (Cannot dim down to ≤ 10% (W) | Yes |  |  | 7229 | 128.11 | 56.43 | 19.8 | 0.9 | 5271 | 82.4
P61ESZ2G | Orion Energy Systems, Inc | Apollo | STAC1C1UNVFDX8FT850XXXXXXXX | Indoor Luminaires | Linear Ambient | Direct Linear Ambient Luminaires | Standard | FALSE | [9 empty] | 10/13/2016 | Dimmable | Continuous (Cannot dim down to ≤ 10% (W) | Yes |  |  | 3348 | 143.69 | 23.3 | 12.2 | 0.94 | 5198 | 82.2
P6QC2EBC | Orion Energy Systems, Inc | Apollo | STAC1D1UNVFDX8FT850XXXXXXXX | Indoor Luminaires | Linear Ambient | Direct Linear Ambient Luminaires | Standard | FALSE | [9 empty] | 10/13/2016 | Dimmable | Continuous (Cannot dim down to ≤ 10% (W) | Yes |  |  | 7229 | 128.11 | 56.43 | 19.8 | 0.9 | 5271 | 82.4
PBTJQPWW | Orion Energy Systems, Inc | Orion | SPTS1C1UNVXXXINTXX840-XXXXXXXXXXX | Indoor Luminaires | Linear Ambient | Direct Linear Ambient Luminaires | Standard | TRUE | 5316 | 102 | 52.1 | 6.66 | 0.973 | 4029 | 83.9 | 5 | 100000 | 11/30/2015 | Dimmable | Continuous (Cannot dim down to ≤ 10% (W) | Yes |  | 3 | 5577 | 107.04 | 52.1 | 6.38 | 0.997 | 4029 | 83.9
PVC9YKUN | Orion Energy Systems, Inc | Orion | SPTS1A1UNVXXXINTXX840-XXXXXXXXXXX | Indoor Luminaires | Linear Ambient | Direct Linear Ambient Luminaires | Standard | TRUE | 2121 | 103.8 | 20.44 | 12.1 | 0.896 | 4111 | 85.5 | 5 | 100000 | 11/30/2015 | Dimmable | Continuous (Cannot dim down to ≤ 10% (W) | Yes |  | 3 | 2181 | 106.54 | 20.47 | 10.9 | 0.99 | 4111 | 85.5
P4GZ9ZRK | Orion Energy Systems, Inc | Orion | SPTS1B1UNVXXXINTXX840-XXXXXXXXXXX | Indoor Luminaires | Linear Ambient | Direct Linear Ambient Luminaires | Standard | TRUE | 3844 | 96.5 | 39.85 | 13.9 | 0.961 | 4165 | 86.3 | 5 | 100000 | 11/30/2015 | Dimmable | Continuous (Cannot dim down to ≤ 10% (W) | Yes |  | 3 | 3958 | 99.32 | 39.85 | 11.6 | 0.992 | 4165 | 86.3
PCBDFVWR | Orion Energy Systems, Inc | Orion | SPTS1D1UNVXXXEXTXX840-XXXXXXXXXXX | Indoor Luminaires | Linear Ambient | Direct Linear Ambient Luminaires | Standard | TRUE | 7168 | 101.9 | 70.32 | 12 | 0.931 | 4134 | 84.4 | 5 | 100000 | 11/30/2015 | Dimmable | Continuous (Cannot dim down to ≤ 10% (W) | Yes | Updated on 9/2/2016 | 3 | 7413 | 105.38 | 70.34 | 7.72 | 0.995 | 4134 | 84.4
PRUTKEQG | Orion Energy Systems, Inc | Orion | SPTS1E1UNVXXXEXTXX840-XXXXXXXXXXX | Indoor Luminaires | Linear Ambient | Direct Linear Ambient Luminaires | Standard | TRUE | 8262 | 93.1 | 88.75 | 10.8 | 0.953 | 4172 | 86.3 | 5 | 100000 | 11/30/2015 | Dimmable | Continuous (Cannot dim down to ≤ 10% (W) | Yes | Updated on 9/2/2016 | 3 | 8532 | 96.14 | 88.74 | 7.61 | 0.996 | 4172 | 86.3
PAMW59XW | Orion Energy Systems, Inc | HARRIS® STRIP FIXTURE | SFHC13A1SDUNVFDXXCT835XXXXXXXXXXXXX | Indoor Luminaires | Linear Ambient | Direct Linear Ambient Luminaires | Standard | TRUE | 1610 | 100.4 | 15.97 | 10.1 | 0.957 | 3521 | 84.3 | 5 | 50000 | 8/24/2016 | Dimmable | Continuous (Can dim down to ≤ 10% (W)) | Yes | Updated on 9/2/2016 | 3.1 | 1608 | 100 | 15.97 | 10.1 | 0.96 | 3521 | 84.3
P3JR4UUA | Orion Energy Systems, Inc | HARRIS® STRIP FIXTURE | SFHC14D1SDUNVFDXXCT835XXXXXXXXXXXX | Indoor Luminaires | Linear Ambient | Direct Linear Ambient Luminaires | Standard | TRUE | 2885 | 107.1 | 26.93 | 10.4 | 0.953 | 3515 | 84.4 | 5 | 50000 | 8/24/2016 | Dimmable | Continuous (Can dim down to ≤ 10% (W)) | Yes | Updated on 9/2/2016 | 3.1 | 2885 | 102 | 28.13 | 11.1 | 0.93 | 3523 | 84.2
PC4P5MZ7 | Orion Energy Systems, Inc | HARRIS® STRIP FIXTURE | SFHC18H1SDUNVFDXXCT835XXXXXXXXXXXX | Indoor Luminaires | Linear Ambient | Direct Linear Ambient Luminaires | Standard | TRUE | 9389 | 115.1 | 81.59 | 10.4 | 0.953 | 3539 | 84.7 | 5 | 50000 | 8/24/2016 | Dimmable | Continuous (Can dim down to ≤ 10% (W)) | Yes | Updated on 9/2/2016 | 3.1 | 9389 | 115 | 81.59 | 10.4 | 0.95 | 3523 | 84.2
PHFADKQC | Orion Energy Systems, Inc | HARRIS® STRIP FIXTURE | SFHC18H1SDUNVFDXXNL835XXXXXXXXXXXX | Indoor Luminaires | Linear Ambient | Direct Linear Ambient Luminaires | Standard | FALSE | [9 empty] | 8/24/2016 | Dimmable | Continuous (Can dim down to ≤ 10% (W)) | Yes | Updated on 9/2/2016 |  | 10243 | 125 | 81.59 | 10.4 | 0.95 | 3523 | 84.2
P8BCQRMD | Orion Energy Systems, Inc | HARRIS® STRIP FIXTURE | SFHC18H1SDUNVFDXXCT840XXXXXXXXXXXX | Indoor Luminaires | Linear Ambient | Direct Linear Ambient Luminaires | Standard | FALSE | [9 empty] | 8/24/2016 | Dimmable | Continuous (Can dim down to ≤ 10% (W)) | Yes | Updated on 9/2/2016 |  | 9542 | 116 | 81.59 | 10.4 | 0.95 | 4000 | 84
P4ZFU3QJ | Orion Energy Systems, Inc | HARRIS® STRIP FIXTURE | SFHC18H1SDUNVFDXXNL840XXXXXXXXXXXX | Indoor Luminaires | Linear Ambient | Direct Linear Ambient Luminaires | Standard | FALSE | [9 empty] | 8/24/2016 | Dimmable | Continuous (Can dim down to ≤ 10% (W)) | Yes | Updated on 9/2/2016 |  | 10410 | 127 | 81.59 | 10.4 | 0.95 | 4000 | 84
PT6W2ZDZ | Orion Energy Systems, Inc | HARRIS® STRIP FIXTURE | SFHC18H1SDUNVFDXXCT850XXXXXXXXXXXX | Indoor Luminaires | Linear Ambient | Direct Linear Ambient Luminaires | Standard | FALSE | [9 empty] | 8/24/2016 | Dimmable | Continuous (Can dim down to ≤ 10% (W)) | Yes | Updated on 9/2/2016 |  | 9908 | 121 | 81.59 | 10.4 | 0.95 | 5152 | 83.6
PUYC8ZRC | Orion Energy Systems, Inc | HARRIS® STRIP FIXTURE | SFHC18H1SDUNVFDXXNL850XXXXXXXXXXXX | Indoor Luminaires | Linear Ambient | Direct Linear Ambient Luminaires | Standard | FALSE | [9 empty] | 8/24/2016 | Dimmable | Continuous (Can dim down to ≤ 10% (W)) | Yes | Updated on 9/2/2016 |  | 10810 | 132 | 81.59 | 10.4 | 0.95 | 5152 | 83.6
PPWB3G1K | Orion Energy Systems, Inc | HARRIS® STRIP FIXTURE | SFHC14D1SDUNVFDXXNL835XXXXXXXXXXXX | Indoor Luminaires | Linear Ambient | Direct Linear Ambient Luminaires | Standard | FALSE | [9 empty] | 8/24/2016 | Dimmable | Continuous (Can dim down to ≤ 10% (W)) | Yes | Updated on 9/2/2016 |  | 3157 | 112 | 28.13 | 11.1 | 0.93 | 3523 | 84.2
PPEC768K | Orion Energy Systems, Inc | HARRIS® STRIP FIXTURE | SFHC14D1SDUNVFDXXCT840XXXXXXXXXXXX | Indoor Luminaires | Linear Ambient | Direct Linear Ambient Luminaires | Standard | FALSE | [9 empty] | 8/24/2016 | Dimmable | Continuous (Can dim down to ≤ 10% (W)) | Yes | Updated on 9/2/2016 |  | 2932 | 104 | 28.13 | 11.1 | 0.93 | 4000 | 84
P8JH4MZN | Orion Energy Systems, Inc | HARRIS® STRIP FIXTURE | SFHC14D1SDUNVFDXXNL840XXXXXXXXXXXX | Indoor Luminaires | Linear Ambient | Direct Linear Ambient Luminaires | Standard | FALSE | [9 empty] | 8/24/2016 | Dimmable | Continuous (Can dim down to ≤ 10% (W)) | Yes | Updated on 9/2/2016 |  | 3208 | 114 | 28.13 | 11.1 | 0.93 | 4000 | 84
PUG5XQG9 | Orion Energy Systems, Inc | HARRIS® STRIP FIXTURE | SFHC14D1SDUNVFDXXCT850XXXXXXXXXXXX | Indoor Luminaires | Linear Ambient | Direct Linear Ambient Luminaires | Standard | FALSE | [9 empty] | 8/24/2016 | Dimmable | Continuous (Can dim down to ≤ 10% (W)) | Yes | Updated on 9/2/2016 |  | 3211 | 114 | 28.13 | 11.1 | 0.93 | 5152 | 83.6
PH6CP3KZ | Orion Energy Systems, Inc | HARRIS® STRIP FIXTURE | SFHC14D1SDUNVFDXXNL850XXXXXXXXXXXX | Indoor Luminaires | Linear Ambient | Direct Linear Ambient Luminaires | Standard | FALSE | [9 empty] | 8/24/2016 | Dimmable | Continuous (Can dim down to ≤ 10% (W)) | Yes | Updated on 9/2/2016 |  | 3503 | 124 | 28.13 | 11.1 | 0.93 | 5152 | 83.6
PJ6SG82N | Orion Energy Systems, Inc | HARRIS® STRIP FIXTURE | SFHC14E1SDUNVFDXXCT835XXXXXXXXXXXX | Indoor Luminaires | Linear Ambient | Direct Linear Ambient Luminaires | Standard | FALSE | [9 empty] | 8/24/2016 | Dimmable | Continuous (Can dim down to ≤ 10% (W)) | Yes | Updated on 9/2/2016 |  | 5423 | 104 | 52.08 | 8.99 | 0.96 | 3523 | 84.2
PJG9SX44 | Orion Energy Systems, Inc | HARRIS® STRIP FIXTURE | SFHC14E1SDUNVFDXXNL835XXXXXXXXXXXX | Indoor Luminaires | Linear Ambient | Direct Linear Ambient Luminaires | Standard | FALSE | [9 empty] | 8/24/2016 | Dimmable | Continuous (Can dim down to ≤ 10% (W)) | Yes | Updated on 9/2/2016 |  | 5938 | 114 | 52.08 | 8.99 | 0.96 | 3523 | 84.2
P9H9G4Y4 | Orion Energy Systems, Inc | HARRIS® STRIP FIXTURE | SFHC14E1SDUNVFDXXCT840XXXXXXXXXXXX | Indoor Luminaires | Linear Ambient | Direct Linear Ambient Luminaires | Standard | FALSE | [9 empty] | 8/24/2016 | Dimmable | Continuous (Can dim down to ≤ 10% (W)) | Yes | Updated on 9/2/2016 |  | 5511 | 105 | 52.08 | 8.99 | 0.96 | 4000 | 84
PQGF2UKF | Orion Energy Systems, Inc | HARRIS® STRIP FIXTURE | SFHC14E1SDUNVFDXXNL840XXXXXXXXXXXX | Indoor Luminaires | Linear Ambient | Direct Linear Ambient Luminaires | Standard | FALSE | [9 empty] | 8/24/2016 | Dimmable | Continuous (Can dim down to ≤ 10% (W)) | Yes | Updated on 9/2/2016 |  | 6035 | 115 | 52.08 | 8.99 | 0.96 | 4000 | 84
PH9TDYVZ | Orion Energy Systems, Inc | HARRIS® STRIP FIXTURE | SFHC14E1SDUNVFDXXCT850XXXXXXXXXXXX | Indoor Luminaires | Linear Ambient | Direct Linear Ambient Luminaires | Standard | FALSE | [9 empty] | 8/24/2016 | Dimmable | Continuous (Can dim down to ≤ 10% (W)) | Yes | Updated on 9/2/2016 |  | 5827 | 111 | 52.08 | 8.99 | 0.96 | 5152 | 83.6
PP1XP89J | Orion Energy Systems, Inc | HARRIS® STRIP FIXTURE | SFHC14E1SDUNVFDXXNL850XXXXXXXXXXXX | Indoor Luminaires | Linear Ambient | Direct Linear Ambient Luminaires | Standard | FALSE | [9 empty] | 8/24/2016 | Dimmable | Continuous (Can dim down to ≤ 10% (W)) | Yes | Updated on 9/2/2016 |  | 6357 | 122 | 52.08 | 8.99 | 0.96 | 5152 | 83.6
P95F3NFH | Orion Energy Systems, Inc | HARRIS® STRIP FIXTURE | SFHC18F1SDUNVFDXXCT835XXXXXXXXXXXX | Indoor Luminaires | Linear Ambient | Direct Linear Ambient Luminaires | Standard | FALSE | [9 empty] | 8/24/2016 | Dimmable | Continuous (Can dim down to ≤ 10% (W)) | Yes | Updated on 9/2/2016 |  | 3272 | 126 | 25.93 | 10.1 | 0.96 | 3523 | 84.2
PYDG9X54 | Orion Energy Systems, Inc | HARRIS® STRIP FIXTURE | SFHC18F1SDUNVFDXXNL835XXXXXXXXXXXX | Indoor Luminaires | Linear Ambient | Direct Linear Ambient Luminaires | Standard | FALSE | [9 empty] | 8/24/2016 | Dimmable | Continuous (Can dim down to ≤ 10% (W)) | Yes | Updated on 9/2/2016 |  | 3523 | 135 | 25.93 | 10.1 | 0.96 | 3523 | 84.2
PZMQQRGA | Orion Energy Systems, Inc | HARRIS® STRIP FIXTURE | SFHC18F1SDUNVFDXXCT840XXXXXXXXXXXX | Indoor Luminaires | Linear Ambient | Direct Linear Ambient Luminaires | Standard | FALSE | [9 empty] | 8/24/2016 | Dimmable | Continuous (Can dim down to ≤ 10% (W)) | Yes | Updated on 9/2/2016 |  | 3325 | 128 | 25.93 | 10.1 | 0.96 | 4000 | 84
PHRP8HEW | Orion Energy Systems, Inc | HARRIS® STRIP FIXTURE | SFHC18F1SDUNVFDXXNL840XXXXXXXXXXXX | Indoor Luminaires | Linear Ambient | Direct Linear Ambient Luminaires | Standard | FALSE | [9 empty] | 8/24/2016 | Dimmable | Continuous (Can dim down to ≤ 10% (W)) | Yes | Updated on 9/2/2016 |  | 3580 | 138 | 25.93 | 10.1 | 0.96 | 4000 | 84
PSM36YVR | Orion Energy Systems, Inc | HARRIS® STRIP FIXTURE | SFHC18F1SDUNVFDXXCT850XXXXXXXXXXXX | Indoor Luminaires | Linear Ambient | Direct Linear Ambient Luminaires | Standard | FALSE | [9 empty] | 8/24/2016 | Dimmable | Continuous (Can dim down to ≤ 10% (W)) | Yes | Updated on 9/2/2016 |  | 3453 | 133 | 25.93 | 10.1 | 0.96 | 5152 | 83.6
PMA9FE7V | Orion Energy Systems, Inc | HARRIS® STRIP FIXTURE | SFHC18F1SDUNVFDXXNL850XXXXXXXXXXXX | Indoor Luminaires | Linear Ambient | Direct Linear Ambient Luminaires | Standard | FALSE | [9 empty] | 8/24/2016 | Dimmable | Continuous (Can dim down to ≤ 10% (W)) | Yes | Updated on 9/2/2016 |  | 3718 | 143 | 25.93 | 10.1 | 0.96 | 5152 | 83.6
P5MEBZ5Y | Orion Energy Systems, Inc | HARRIS® STRIP FIXTURE | SFHC18G1SDUNVFDXXCT835XXXXXXXXXXXX | Indoor Luminaires | Linear Ambient | Direct Linear Ambient Luminaires | Standard | FALSE | [9 empty] | 8/24/2016 | Dimmable | Continuous (Can dim down to ≤ 10% (W)) | Yes | Updated on 9/2/2016 |  | 6109 | 112 | 54.37 | 8.99 | 0.96 | 3523 | 84.2
PQH9S3H2 | Orion Energy Systems, Inc | HARRIS® STRIP FIXTURE | SFHC18G1SDUNVFDXXNL835XXXXXXXXXXXX | Indoor Luminaires | Linear Ambient | Direct Linear Ambient Luminaires | Standard | FALSE | [9 empty] | 8/24/2016 | Dimmable | Continuous (Can dim down to ≤ 10% (W)) | Yes | Updated on 9/2/2016 |  | 6665 | 122 | 54.37 | 8.99 | 0.96 | 3523 | 84.2
PQ24EBXF | Orion Energy Systems, Inc | HARRIS® STRIP FIXTURE | SFHC18G1SDUNVFDXXCT840XXXXXXXXXXXX | Indoor Luminaires | Linear Ambient | Direct Linear Ambient Luminaires | Standard | FALSE | [9 empty] | 8/24/2016 | Dimmable | Continuous (Can dim down to ≤ 10% (W)) | Yes | Updated on 9/2/2016 |  | 6208 | 114 | 54.37 | 8.99 | 0.96 | 4000 | 84
P3PC8KPN | Orion Energy Systems, Inc | HARRIS® STRIP FIXTURE | SFHC18G1SDUNVFDXXNL840XXXXXXXXXXXX | Indoor Luminaires | Linear Ambient | Direct Linear Ambient Luminaires | Standard | FALSE | [9 empty] | 8/24/2016 | Dimmable | Continuous (Can dim down to ≤ 10% (W)) | Yes | Updated on 9/2/2016 |  | 6773 | 124 | 54.37 | 8.99 | 0.96 | 4000 | 84
PMQJMJQN | Orion Energy Systems, Inc | HARRIS® STRIP FIXTURE | SFHC18G1SDUNVFDXXCT850XXXXXXXXXXXX | Indoor Luminaires | Linear Ambient | Direct Linear Ambient Luminaires | Standard | FALSE | [9 empty] | 8/24/2016 | Dimmable | Continuous (Can dim down to ≤ 10% (W)) | Yes | Updated on 9/2/2016 |  | 6447 | 118 | 54.37 | 8.99 | 0.96 | 5152 | 83.6
PEJ7TJ7B | Orion Energy Systems, Inc | HARRIS® STRIP FIXTURE | SFHC18G1SDUNVFDXXNL850XXXXXXXXXXXX | Indoor Luminaires | Linear Ambient | Direct Linear Ambient Luminaires | Standard | FALSE | [9 empty] | 8/24/2016 | Dimmable | Continuous (Can dim down to ≤ 10% (W)) | Yes | Updated on 9/2/2016 |  | 7033 | 129 | 54.37 | 8.99 | 0.96 | 5152 | 83.6
PXZSZHAX | Orion Energy Systems, Inc | HARRIS® STRIP FIXTURE | SFHC13A1SDUNVFDXXNL835XXXXXXXXXXXX | Indoor Luminaires | Linear Ambient | Direct Linear Ambient Luminaires | Standard | FALSE | [9 empty] | 8/24/2016 | Dimmable | Continuous (Can dim down to ≤ 10% (W)) | Yes | Updated on 9/2/2016 |  | 1766 | 110 | 16.05 | 10.1 | 0.96 | 3523 | 84.2
PSMRPV5K | Orion Energy Systems, Inc | HARRIS® STRIP FIXTURE | SFHC13A1SDUNVFDXXCT840XXXXXXXXXXXX | Indoor Luminaires | Linear Ambient | Direct Linear Ambient Luminaires | Standard | FALSE | [9 empty] | 8/24/2016 | Dimmable | Continuous (Can dim down to ≤ 10% (W)) | Yes | Updated on 9/2/2016 |  | 1634 | 101 | 16.05 | 10.1 | 0.96 | 4000 | 84
PK6G5JTA | Orion Energy Systems, Inc | HARRIS® STRIP FIXTURE | SFHC13A1SDUNVFDXXNL840XXXXXXXXXXXX | Indoor Luminaires | Linear Ambient | Direct Linear Ambient Luminaires | Standard | FALSE | [9 empty] | 8/24/2016 | Dimmable | Continuous (Can dim down to ≤ 10% (W)) | Yes | Updated on 9/2/2016 |  | 1794 | 111 | 16.05 | 10.1 | 0.96 | 4000 | 84
P6T438K9 | Orion Energy Systems, Inc | HARRIS® STRIP FIXTURE | SFHC13A1SDUNVFDXXCT850XXXXXXXXXXXX | Indoor Luminaires | Linear Ambient | Direct Linear Ambient Luminaires | Standard | FALSE | [9 empty] | 8/24/2016 | Dimmable | Continuous (Can dim down to ≤ 10% (W)) | Yes | Updated on 9/2/2016 |  | 1697 | 105 | 16.05 | 10.1 | 0.96 | 5152 | 83.6
PY447W31 | Orion Energy Systems, Inc | HARRIS® STRIP FIXTURE | SFHC13A1SDUNVFDXXNL850XXXXXXXXXXXX | Indoor Luminaires | Linear Ambient | Direct Linear Ambient Luminaires | Standard | FALSE | [9 empty] | 8/24/2016 | Dimmable | Continuous (Can dim down to ≤ 10% (W)) | Yes | Updated on 9/2/2016 |  | 1851 | 115 | 16.05 | 10.1 | 0.96 | 5152 | 83.6
P8252RY4 | Orion Energy Systems, Inc | HARRIS® STRIP FIXTURE | SFHC13B1SDUNVFDXXCT835XXXXXXXXXXXX | Indoor Luminaires | Linear Ambient | Direct Linear Ambient Luminaires | Standard | FALSE | [9 empty] | 8/24/2016 | Dimmable | Continuous (Can dim down to ≤ 10% (W)) | Yes | Updated on 9/2/2016 |  | 3077 | 112 | 27.42 | 11.1 | 0.93 | 3523 | 84.2
P5Q8M8RZ | Orion Energy Systems, Inc | HARRIS® STRIP FIXTURE | SFHC13B1SDUNVFDXXNL835XXXXXXXXXXXX | Indoor Luminaires | Linear Ambient | Direct Linear Ambient Luminaires | Standard | FALSE | [9 empty] | 8/24/2016 | Dimmable | Continuous (Can dim down to ≤ 10% (W)) | Yes | Updated on 9/2/2016 |  | 3357 | 122 | 27.42 | 11.1 | 0.93 | 3523 | 84.2
PQQ91DV1 | Orion Energy Systems, Inc | HARRIS® STRIP FIXTURE | SFHC13B1SDUNVFDXXCT840XXXXXXXXXXXX | Indoor Luminaires | Linear Ambient | Direct Linear Ambient Luminaires | Standard | FALSE | [9 empty] | 8/24/2016 | Dimmable | Continuous (Can dim down to ≤ 10% (W)) | Yes | Updated on 9/2/2016 |  | 3127 | 114 | 27.42 | 11.1 | 0.93 | 4000 | 84
PFY7K1X4 | Orion Energy Systems, Inc | HARRIS® STRIP FIXTURE | SFHC13B1SDUNVFDXXNL840XXXXXXXXXXXX | Indoor Luminaires | Linear Ambient | Direct Linear Ambient Luminaires | Standard | FALSE | [9 empty] | 8/24/2016 | Dimmable | Continuous (Can dim down to ≤ 10% (W)) | Yes | Updated on 9/2/2016 |  | 3411 | 124 | 27.42 | 11.1 | 0.93 | 4000 | 84
PTXR8BUN | Orion Energy Systems, Inc | HARRIS® STRIP FIXTURE | SFHC13B1SDUNVFDXXCT850XXXXXXXXXXXX | Indoor Luminaires | Linear Ambient | Direct Linear Ambient Luminaires | Standard | FALSE | [9 empty] | 8/24/2016 | Dimmable | Continuous (Can dim down to ≤ 10% (W)) | Yes | Updated on 9/2/2016 |  | 3261 | 118 | 27.42 | 11.1 | 0.93 | 5152 | 83.6
PDMD34GB | Orion Energy Systems, Inc | HARRIS® STRIP FIXTURE | SFHC13B1SDUNVFDXXNL850XXXXXXXXXXXX | Indoor Luminaires | Linear Ambient | Direct Linear Ambient Luminaires | Standard | FALSE | [9 empty] | 8/24/2016 | Dimmable | Continuous (Can dim down to ≤ 10% (W)) | Yes | Updated on 9/2/2016 |  | 3557 | 129 | 27.42 | 11.1 | 0.93 | 5152 | 83.6
PD6S94JH | Orion Energy Systems, Inc | HARRIS® STRIP FIXTURE | SFHC14C1SDUNVFDXXCT835XXXXXXXXXXXX | Indoor Luminaires | Linear Ambient | Direct Linear Ambient Luminaires | Standard | FALSE | [9 empty] | 8/24/2016 | Dimmable | Continuous (Can dim down to ≤ 10% (W)) | Yes | Updated on 9/2/2016 |  | 1626 | 115 | 14.03 | 15.6 | 0.94 | 3523 | 84.2
PP5GTHA3 | Orion Energy Systems, Inc | HARRIS® STRIP FIXTURE | SFHC14C1SDUNVFDXXNL835XXXXXXXXXXXX | Indoor Luminaires | Linear Ambient | Direct Linear Ambient Luminaires | Standard | FALSE | [9 empty] | 8/24/2016 | Dimmable | Continuous (Can dim down to ≤ 10% (W)) | Yes | Updated on 9/2/2016 |  | 1774 | 126 | 14.03 | 15.6 | 0.94 | 3523 | 84.2
PD8S1A9M | Orion Energy Systems, Inc | HARRIS® STRIP FIXTURE | SFHC14C1SDUNVFDXXCT840XXXXXXXXXXXX | Indoor Luminaires | Linear Ambient | Direct Linear Ambient Luminaires | Standard | FALSE | [9 empty] | 8/24/2016 | Dimmable | Continuous (Can dim down to ≤ 10% (W)) | Yes | Updated on 9/2/2016 |  | 1652 | 117 | 14.03 | 15.6 | 0.94 | 4000 | 84
P3SN77NK | Orion Energy Systems, Inc | HARRIS® STRIP FIXTURE | SFHC14C1SDUNVFDXXNL840XXXXXXXXXXXX | Indoor Luminaires | Linear Ambient | Direct Linear Ambient Luminaires | Standard | FALSE | [9 empty] | 8/24/2016 | Dimmable | Continuous (Can dim down to ≤ 10% (W)) | Yes | Updated on 9/2/2016 |  | 1802 | 128 | 14.03 | 15.6 | 0.94 | 4000 | 84
PC67KPYC | Orion Energy Systems, Inc | HARRIS® STRIP FIXTURE | SFHC14C1SDUNVFDXXCT850XXXXXXXXXXXX | Indoor Luminaires | Linear Ambient | Direct Linear Ambient Luminaires | Standard | FALSE | [9 empty] | 8/24/2016 | Dimmable | Continuous (Can dim down to ≤ 10% (W)) | Yes | Updated on 9/2/2016 |  | 1716 | 122 | 14.03 | 15.6 | 0.94 | 5152 | 83.6
P2QK6PVE | Orion Energy Systems, Inc | HARRIS® STRIP FIXTURE | SFHC14C1SDUNVFDXXNL850XXXXXXXXXXXX | Indoor Luminaires | Linear Ambient | Direct Linear Ambient Luminaires | Standard | FALSE | [9 empty] | 8/24/2016 | Dimmable | Continuous (Can dim down to ≤ 10% (W)) | Yes | Updated on 9/2/2016 |  | 1872 | 133 | 14.03 | 15.6 | 0.94 | 5152 | 83.6
P2X9QHUV | Orion Energy Systems, Inc | Harris | MPDL1-CXX-A1-UNV-FDXX-835-XXX- XXXXXX | Indoor Luminaires | Linear Ambient | Direct Linear Ambient Luminaires | Premium | TRUE | 4131 | 117.2 | 35.2 | 6.9 | 0.941 | 3564 | 85.4 | 5 | 50000 | 5/23/2016 | Dimmable | Continuous (Can dim down to ≤ 10% (W)) | No |  | 3.1 | 4150 | 115 | 36 | 20 | 0.9 | 3500 | 80
P7M758AZ | Orion Energy Systems, Inc | Harris | MPDL1-CXX-A1-UNV-FDXX-850-XXX-XXXXXX | Indoor Luminaires | Linear Ambient | Direct Linear Ambient Luminaires | Premium | FALSE | [9 empty] | 5/23/2016 | Dimmable | Continuous (Can dim down to ≤ 10% (W)) | No |  |  | 4500 | 125 | 36 | 20 | 0.9 | 5000 | 80
PDPQ2347 | Orion Energy Systems, Inc | Harris | MPDL1-CXX-A1-UNV-FDXX-840-XXX-XXXXXX | Indoor Luminaires | Linear Ambient | Direct Linear Ambient Luminaires | Premium | FALSE | [9 empty] | 5/23/2016 | Dimmable | Continuous (Can dim down to ≤ 10% (W)) | No |  |  | 4320 | 120 | 36 | 20 | 0.9 | 4000 | 80
PYEJ6H5M | Orion Energy Systems, Inc | Harris | MPDL1-CXX-B1-UNV-FDXX-835-XXX-XXXXXX | Indoor Luminaires | Linear Ambient | Direct Linear Ambient Luminaires | Premium | TRUE | 5588 | 122.8 | 45.5 | 19 | 0.964 | 3539 | 83 | 5 | 50000 | 5/23/2016 | Dimmable | Continuous (Can dim down to ≤ 10% (W)) | No |  | 3.1 | 5440 | 121 | 45 | 20 | 0.9 | 3500 | 80
PA47NDAV | Orion Energy Systems, Inc | Harris | MPDL1-CXX-B1-UNV-FDXX-850-XXX- XXXXXX | Indoor Luminaires | Linear Ambient | Direct Linear Ambient Luminaires | Premium | FALSE | [9 empty] | 5/23/2016 | Dimmable | Continuous (Can dim down to ≤ 10% (W)) | No |  |  | 5900 | 131 | 45 | 20 | 0.9 | 5000 | 80
P3GH1Y2X | Orion Energy Systems, Inc | Harris | MPDL1-CXX-B1-UNV-FDXX-840-XXX- XXXXXX | Indoor Luminaires | Linear Ambient | Direct Linear Ambient Luminaires | Premium | FALSE | [9 empty] | 5/23/2016 | Dimmable | Continuous (Can dim down to ≤ 10% (W)) | No |  |  | 5670 | 127 | 45 | 20 | 0.9 | 4000 | 80
P8JMB87X | Orion Energy Systems, Inc | Apollo | VTON14A1UNVFDXXBLFR850XXXXXXXXXXXXXX | Indoor Luminaires | Linear Ambient | Direct Linear Ambient Luminaires | Premium | TRUE | 6190.2 | 135.7 | 45.61 | 11.098 | 0.914 | 5130 | 84.4 | 5 | 125000 | 8/4/2016 | Dimmable | Continuous (Cannot dim down to ≤ 10% (W) | Yes |  | 4 | 6290.2 | 142 | 44.27 | 11.1 | 0.91 | 5130 | 84.4
PK8K578C | Orion Energy Systems, Inc | Apollo | VTON14A1UNVNDXXBLFR850XXXXXXXXXXXXXX | Indoor Luminaires | Linear Ambient | Direct Linear Ambient Luminaires | Premium | FALSE | [9 empty] | 8/4/2016 | Not Dimmable | Not Dimmable | Yes |  |  | 6290.2 | 142 | 44.27 | 11.1 | 0.91 | 5130 | 84.4
P4PA7K4H1 | Orion Energy Systems, Inc | Orion | 8VT80WLED-xxx-xx-xx-40-xx | Indoor Luminaires | Linear Ambient | Direct Linear Ambient Luminaires | Standard | TRUE | 9586 | 100 | 95.44 | 10 | 0.963 | 4063 | 84.2 | 5 |  | 9/23/2014 | Dimmable | Continuous (Can dim down to ≤ 10% (W)) | Not Yet Verified |  | 2.1
PD6HS3P1V | Orion Energy Systems, Inc | Orion | 4VT40WLEDxxx-xx-40-xx | Indoor Luminaires | Linear Ambient | Direct Linear Ambient Luminaires | Standard | TRUE | 4849 | 102 | 47.77 | 10.2 | 0.966 | 4023 | 83.7 | 5 |  | 9/23/2014 | Dimmable | Continuous (Can dim down to ≤ 10% (W)) | Not Yet Verified |  | 2.1
P000012ES | Orion Energy Systems, Inc | Orion | 8VT80WLEDxxyyzz | Indoor Luminaires | Linear Ambient | Direct Linear Ambient Luminaires | Standard | TRUE | 10260 | 107 | 95.81 | 10 | 0.963 | 5095 | 83.3 | 5 |  | 4/16/2014 | Not Yet Verified | Not Yet Verified | Not Yet Verified |  | 2.1 | 10260 | 107 | 95.81 | 7.39 | 0.996 | 5095 | 83.3
P000012EL | Orion Energy Systems, Inc | Orion | 4VT40WLEDxxyyzz | Indoor Luminaires | Linear Ambient | Direct Linear Ambient Luminaires | Standard | TRUE | 4886 | 101.6 | 48.07 | 10.2 | 0.966 | 4984 | 82.4 | 5 | 50000 | 3/19/2014 | Not Yet Verified | Not Yet Verified | Not Yet Verified |  | 2.1 | 4996 | 104 | 48.08 | 8.01 | 0.996 | 4984 | 82.4
PCH23K3X | P.Q.L., Inc. | Superior Life® | 55130 | Indoor Luminaires | Linear Ambient | Direct Linear Ambient Luminaires | Premium | TRUE | 4512.1 | 115.07 | 39.21 | 5.61 | 0.9057 | 3107 | 81.8 | 5 | 50000 | 7/5/2016 | Dimmable | Continuous (Can dim down to ≤ 10% (W)) | No |  | 3.1 | 4512.1 | 115.07 | 40 | 20 | 0.993 | 3000 | 81.8
PNQUVMUM | P.Q.L., Inc. | Superior Life® | 55144 | Indoor Luminaires | Linear Ambient | Direct Linear Ambient Luminaires | Premium | FALSE | [9 empty] | 7/5/2016 | Dimmable | Continuous (Can dim down to ≤ 10% (W)) | No |  |  | 4564.3 | 116.2 | 40 | 20 | 0.991 | 5000 | 82.6
P3NNJ4J2 | P.Q.L., Inc. | Superior Life® | 55143 | Indoor Luminaires | Linear Ambient | Direct Linear Ambient Luminaires | Premium | FALSE | [9 empty] | 7/5/2016 | Dimmable | Continuous (Can dim down to ≤ 10% (W)) | No |  |  | 4548.1 | 115.7 | 40 | 20 | 0.991 | 4000 | 83.4
PHEK3GHQ | P.Q.L., Inc. | Superior Life® | 51555 | Indoor Luminaires | Linear Ambient | Direct Linear Ambient Luminaires | Premium | TRUE | 7546 | 112.13 | 67.3 | 4.95 | 0.942 | 3146 | 83.2 | 5 | 50000 | 3/21/2016 | Dimmable | Continuous (Can dim down to ≤ 10% (W)) | No |  | 3.1 | 7546.3 | 112 | 67.3 | 20 | 0.997 | 3000 | 83
PKSCZS8J | P.Q.L., Inc. | Superior Life® | 55138 | Indoor Luminaires | Linear Ambient | Direct Linear Ambient Luminaires | Premium | FALSE | [9 empty] | 3/21/2016 | Dimmable | Continuous (Can dim down to ≤ 10% (W)) | No |  |  | 7700 | 115 | 67 | 20 | 0.997 | 5000 | 83
PBWU8S3V | P.Q.L., Inc. | Superior Life® | 55157 | Indoor Luminaires | Linear Ambient | Direct Linear Ambient Luminaires | Premium | TRUE | 4670.9 | 119.24 | 39.17 | 5.18 | 0.9169 | 3094 | 82 | 5 | 50000 | 3/21/2016 | Dimmable | Continuous (Can dim down to ≤ 10% (W)) | No |  | 3.1 | 4670.9 | 119.24 | 40 | 20 | 0.997 | 3000 | 82
PH2TURDG | P.Q.L., Inc. | Superior Life® | 55156 | Indoor Luminaires | Linear Ambient | Direct Linear Ambient Luminaires | Premium | FALSE | [9 empty] | 3/21/2016 | Dimmable | Continuous (Can dim down to ≤ 10% (W)) | No |  |  | 4977.14 | 125.24 | 40 | 20 | 0.997 | 5000 | 82.7
PU3PRT73 | P.Q.L., Inc. | Superior Life® | 55163 | Indoor Luminaires | Linear Ambient | Direct Linear Ambient Luminaires | Premium | TRUE | 6837.4 | 123.99 | 55.14 | 5.29 | 0.9214 | 3083 | 82 | 5 | 50000 | 3/21/2016 | Dimmable | Continuous (Can dim down to ≤ 10% (W)) | No |  | 3.1 | 6837.4 | 123.99 | 55.14 | 20 | 0.995 | 3000 | 82
P47DP315 | P.Q.L., Inc. | Superior Life® | 55158 | Indoor Luminaires | Linear Ambient | Direct Linear Ambient Luminaires | Premium | FALSE | [9 empty] | 3/21/2016 | Dimmable | Continuous (Can dim down to ≤ 10% (W)) | No |  |  | 7137.08 | 128.78 | 55.42 | 20 | 0.994 | 5000 | 83
PFFX33NV | P.Q.L., Inc. | Superior Life | 55133 | Indoor Luminaires | Linear Ambient | Direct Linear Ambient Luminaires | Standard | TRUE | 3638.5 | 104.4 | 34.85 | 5.22 | 0.9407 | 3122 | 84 | 5 | 50000 | 2/2/2016 | Dimmable | Continuous (Can dim down to ≤ 10% (W)) | No |  | 3 | 3638.5 | 104.4 | 34.85 | 20 | 0.997 | 3000 | 84
PRYTDEZZ | P.Q.L., Inc. | Superior Life | 55134 | Indoor Luminaires | Linear Ambient | Direct Linear Ambient Luminaires | Standard | FALSE | [9 empty] | 2/2/2016 | Dimmable | Continuous (Can dim down to ≤ 10% (W)) | No |  |  | 3710.4 | 106.34 | 34.89 | 20 | 0.997 | 4000 | 84.2
PP51ZUQN | P.Q.L., Inc. | Superior Life | 55135 | Indoor Luminaires | Linear Ambient | Direct Linear Ambient Luminaires | Premium | TRUE | 4435.024 | 112.85 | 39.3 | 5.27 | 0.925 | 3088 | 83.5 | 5 | 50000 | 2/2/2016 | Dimmable | Continuous (Can dim down to ≤ 10% (W)) | No |  | 3.1 | 4435 | 112.85 | 39.3 | 20 | 0.998 | 3000 | 83
PT9G19CA | P.Q.L., Inc. | Superior Life | 55131 | Indoor Luminaires | Linear Ambient | Direct Linear Ambient Luminaires | Premium | TRUE | 2433.4 | 109.72 | 22.18 | 5.18 | 0.9203 | 3160 | 82.8 | 5 | 50000 | 2/2/2016 | Dimmable | Continuous (Can dim down to ≤ 10% (W)) | No |  | 3.1 | 2433.3 | 109.72 | 22.18 | 20 | 0.996 | 3000 | 82.8
PKX8DFG9 | P.Q.L., Inc. | Superior Life | 55132 | Indoor Luminaires | Linear Ambient | Direct Linear Ambient Luminaires | Premium | FALSE | [9 empty] | 2/2/2016 | Dimmable | Continuous (Can dim down to ≤ 10% (W)) | No |  |  | 2530 | 113.71 | 22.25 | 20 | 0.997 | 4000 | 85.1
PUD9JNTC | P.Q.L., Inc. | Superior Life | 55136 | Indoor Luminaires | Linear Ambient | Direct Linear Ambient Luminaires | Premium | FALSE | [9 empty] | 2/2/2016 | Dimmable | Continuous (Can dim down to ≤ 10% (W)) | No |  |  | 4600 | 115 | 40 | 20 | 0.996 | 4000 | 83
P7VD676QP | PA-CO Lighting | PA-CO | PUAC-A-48-LED-83-50-MVOLT | Indoor Luminaires | Linear Ambient | Direct Linear Ambient Luminaires | Premium | TRUE | 8700 | 116.3 | 74.78 | 11.04 | 0.9812 | 5207 | 84.32 | 5 | 50000 | 12/14/2015 | Dimmable | Continuous (Can dim down to ≤ 10% (W)) | No |  | 3 | 8700 | 116.3 | 74.78 | 11.94 | 0.9812 | 5207 | 84.32
P41C1SCVD | PA-CO Lighting | PA-CO | PUAC-A-48-LED-83-50-347 | Indoor Luminaires | Linear Ambient | Direct Linear Ambient Luminaires | Premium | FALSE | [9 empty] | 12/14/2015 | Dimmable | Continuous (Can dim down to ≤ 10% (W)) | No |  |  | 8834 | 118.4 | 74.59 | 9.21 | 0.9775 | 5181 | 84.32
P9U32W5G | Paramount Industries, Inc. | Starduster® | C12L42-XX-YY-ZZ-120-277V | Indoor Luminaires | Linear Ambient | Direct Linear Ambient Luminaires | Premium | TRUE | 7232 | 117.8 | 61.19 | 11.4 | 0.976 | 4091 | 84.1 | 5 | 50000 | 7/7/2016 | Dimmable | Continuous (Can dim down to ≤ 10% (W)) | No |  | 3.1 | 7232 | 117.8 | 61.39 | 11.4 | 0.98 | 4091 | 84.1
P3GFTYKQ | Paramount Industries, Inc. | Starduster® | SC12L42-XX-YY-ZZ-120-277V | Indoor Luminaires | Linear Ambient | Direct Linear Ambient Luminaires | Premium | FALSE | [9 empty] | 7/7/2016 | Dimmable | Continuous (Can dim down to ≤ 10% (W)) | No |  |  | 7232 | 117.8 | 61.39 | 11.4 | 0.98 | 4091 | 84.1
PEBYAU8GX | Peerless Electric Company Ltd. | Peerless | LOPA-11-4-40-35K-ACW-MV | Indoor Luminaires | Linear Ambient | Direct Linear Ambient Luminaires | Standard | TRUE | 3985 | 112.6 | 35.39 | 16.6 | 0.928 | 3451 | 83.85 | 5 | 50000 | 10/28/2014 | Not Dimmable | Not Dimmable | Not Yet Verified |  | 2.1 | 4000 | 113 |  |  |  | 3500
PAP74V3MW | Peerless Electric Company Ltd. | Peerless | LOPA-11-4-40-35K-ACW-MV-D1 | Indoor Luminaires | Linear Ambient | Direct Linear Ambient Luminaires | Standard | FALSE | [9 empty] | 10/28/2014 | Dimmable | Continuous (Can dim down to ≤ 10% (W)) | Not Yet Verified |  |  | 4000 | 113 |  |  |  | 3500
PNQP5ENM3 | Peerless Electric Company Ltd. | Peerless | LOPA-11-4-40-35K-ACW-MV-D10 | Indoor Luminaires | Linear Ambient | Direct Linear Ambient Luminaires | Standard | FALSE | [9 empty] | 10/28/2014 | Dimmable | Continuous (Can dim down to ≤ 10% (W)) | Not Yet Verified |  |  | 4000 | 113 |  |  |  | 3500
PZ27HK7SN | Peerless Electric Company Ltd. | Peerless | LOPA-11-4-40-35K-ACW-MV-SD | Indoor Luminaires | Linear Ambient | Direct Linear Ambient Luminaires | Standard | FALSE | [9 empty] | 10/28/2014 | Dimmable | Stepped | Not Yet Verified |  |  | 4000 | 113 |  |  |  | 3500
P4BKF2JZ | Peerless Electric Company Ltd. | Peerless | AP2-W-2-22-35K-PCLRF-X-X-MV | Indoor Luminaires | Linear Ambient | Direct Linear Ambient Luminaires | Standard | TRUE | 2415 | 87.3 | 27.67 | 8.9 | 0.951 | 3471 | 83.75 | 5 | 50000 | 2/24/2015 | Not Dimmable | Not Dimmable | Not Yet Verified |  | 2.1 | 2415 | 87.3 | 27.67 | 8.9 | 0.951 | 3471 | 83.75
P43UHX4V | Peerless Electric Company Ltd. | Peerless | AP2-W-2-22-40K-PCLRF-X-X-MV | Indoor Luminaires | Linear Ambient | Direct Linear Ambient Luminaires | Standard | FALSE | [9 empty] | 2/24/2015 | Not Dimmable | Not Dimmable | Not Yet Verified |  |  | 2522.4655 | 91.1625 | 27.67 | 8.9 | 0.951 | 3964.3333 | 83.3233
PP94P1FB | Peerless Electric Company Ltd. | Peerless | AP2-W-2-22-50K-PCLRF-X-X-MV | Indoor Luminaires | Linear Ambient | Direct Linear Ambient Luminaires | Standard | FALSE | [9 empty] | 2/24/2015 | Not Dimmable | Not Dimmable | Not Yet Verified |  |  | 2736.2144 | 98.8874 | 27.67 | 8.9 | 0.951 | 4951 | 82.47
PTBY4Z3U | Peerless Electric Company Ltd. | Peerless | AP2-W-4-42-35K-PCLRF-X-X-MV | Indoor Luminaires | Linear Ambient | Direct Linear Ambient Luminaires | Standard | FALSE | [9 empty] | 2/24/2015 | Not Dimmable | Not Dimmable | Not Yet Verified |  |  | 4195 | 91.7 | 45.77 | 4.82 | 0.998 | 3471 | 83.75
PJA4VYDS | Peerless Electric Company Ltd. | Peerless | AP2-W-4-42-40K-PCLRF-X-X-MV | Indoor Luminaires | Linear Ambient | Direct Linear Ambient Luminaires | Standard | FALSE | [9 empty] | 2/24/2015 | Not Dimmable | Not Dimmable | Not Yet Verified |  |  | 4382.8042 | 95.7571 | 45.77 | 4.82 | 0.998 | 3964.3333 | 83.3233
PZX1UX8F | Peerless Electric Company Ltd. | Peerless | AP2-W-4-42-50K-PCLRF-X-X-MV | Indoor Luminaires | Linear Ambient | Direct Linear Ambient Luminaires | Standard | FALSE | [9 empty] | 2/24/2015 | Not Dimmable | Not Dimmable | Not Yet Verified |  |  | 4754.1947 | 103.8714 | 45.77 | 4.82 | 0.998 | 4951 | 82.47
P84SYMY2 | Peerless Electric Company Ltd. | Peerless | AP2-W-2-22-35K-PCLRF-X-X-347V | Indoor Luminaires | Linear Ambient | Direct Linear Ambient Luminaires | Standard | FALSE | [9 empty] | 2/24/2015 | Not Dimmable | Not Dimmable | Not Yet Verified |  |  | 2518.5428 | 88.9002 | 28.33 | 13.7 | 0.9541 | 3471 | 83.75
PSKNQ1RK | Peerless Electric Company Ltd. | Peerless | AP2-W-2-22-40K-PCLRF-X-X-347V | Indoor Luminaires | Linear Ambient | Direct Linear Ambient Luminaires | Standard | FALSE | [9 empty] | 2/24/2015 | Not Dimmable | Not Dimmable | Not Yet Verified |  |  | 2629.9722 | 92.8335 | 28.33 | 13.7 | 0.9541 | 3964.3333 | 83.3233
P9WNBREU | Peerless Electric Company Ltd. | Peerless | AP2-W-2-22-50K-PCLRF-X-X-347V | Indoor Luminaires | Linear Ambient | Direct Linear Ambient Luminaires | Standard | FALSE | [9 empty] | 2/24/2015 | Not Dimmable | Not Dimmable | Not Yet Verified |  |  | 2853 | 100.7 | 28.33 | 13.7 | 0.9541 | 4951 | 82.47
P3ZY91CY | Peerless Electric Company Ltd. | Peerless | AP2-W-4-42-35K-PCLRF-X-X-347V | Indoor Luminaires | Linear Ambient | Direct Linear Ambient Luminaires | Standard | FALSE | [9 empty] | 2/24/2015 | Not Dimmable | Not Dimmable | Not Yet Verified |  |  | 4375.9885 | 93.3809 | 46.8617 | 7.4196 | 0.998 | 3471 | 83.75
PNC4DH6V | Peerless Electric Company Ltd. | Peerless | AP2-W-4-42-40K-PCLRF-X-X-347V | Indoor Luminaires | Linear Ambient | Direct Linear Ambient Luminaires | Standard | FALSE | [9 empty] | 2/24/2015 | Not Dimmable | Not Dimmable | Not Yet Verified |  |  | 4569.598 | 97.5124 | 46.8617 | 7.4196 | 0.998 | 3964.3333 | 83.3233
PHFEND23 | Peerless Electric Company Ltd. | Peerless | AP2-W-4-42-50K-PCLRF-X-X-347V | Indoor Luminaires | Linear Ambient | Direct Linear Ambient Luminaires | Standard | FALSE | [9 empty] | 2/24/2015 | Not Dimmable | Not Dimmable | Not Yet Verified |  |  | 4956.817 | 105.7754 | 46.8617 | 7.4196 | 0.998 | 4951 | 82.47
PZSE8YGZ | Peerless Electric Company Ltd. | Peerless | AP2-W-2-22-35K-ACLRF-X-X-MV | Indoor Luminaires | Linear Ambient | Direct Linear Ambient Luminaires | Standard | FALSE | [9 empty] | 2/24/2015 | Not Dimmable | Not Dimmable | Not Yet Verified |  |  | 2415 | 87.3 | 27.67 | 8.9 | 0.951 | 3471 | 83.75
PAPTF3XF | Peerless Electric Company Ltd. | Peerless | AP2-W-2-22-40K-ACLRF-X-X-MV | Indoor Luminaires | Linear Ambient | Direct Linear Ambient Luminaires | Standard | FALSE | [9 empty] | 2/24/2015 | Not Dimmable | Not Dimmable | Not Yet Verified |  |  | 2522.4655 | 91.1625 | 27.67 | 8.9 | 0.951 | 3964.3333 | 83.3233
PD3ZWWCE | Peerless Electric Company Ltd. | Peerless | AP2-W-2-22-50K-ACLRF-X-X-MV | Indoor Luminaires | Linear Ambient | Direct Linear Ambient Luminaires | Standard | FALSE | [9 empty] | 2/24/2015 | Not Dimmable | Not Dimmable | Not Yet Verified |  |  | 2736.2144 | 98.8874 | 27.67 | 8.9 | 0.951 | 4951 | 82.47
PHTKSU12 | Peerless Electric Company Ltd. | Peerless | AP2-W-4-42-35K-ACLRF-X-X-MV | Indoor Luminaires | Linear Ambient | Direct Linear Ambient Luminaires | Standard | FALSE | [9 empty] | 2/24/2015 | Not Dimmable | Not Dimmable | Not Yet Verified |  |  | 4195 | 91.7 | 45.77 | 4.82 | 0.998 | 3471 | 83.75
PRHYNP2C | Peerless Electric Company Ltd. | Peerless | AP2-W-4-42-40K-ACLRF-X-X-MV | Indoor Luminaires | Linear Ambient | Direct Linear Ambient Luminaires | Standard | FALSE | [9 empty] | 2/24/2015 | Not Dimmable | Not Dimmable | Not Yet Verified |  |  | 4382.8042 | 95.7571 | 45.77 | 4.82 | 0.998 | 3964.3333 | 83.3233
PHTAB69M | Peerless Electric Company Ltd. | Peerless | AP2-W-4-42-50K-ACLRF-X-X-MV | Indoor Luminaires | Linear Ambient | Direct Linear Ambient Luminaires | Standard | FALSE | [9 empty] | 2/24/2015 | Not Dimmable | Not Dimmable | Not Yet Verified |  |  | 4754.1947 | 103.8714 | 45.77 | 4.82 | 0.998 | 4951 | 82.47
PYM8RJQD | Peerless Electric Company Ltd. | Peerless | AP2-W-8-86-35K-ACLRF-X-X-MV | Indoor Luminaires | Linear Ambient | Direct Linear Ambient Luminaires | Standard | FALSE | [9 empty] | 2/24/2015 | Not Dimmable | Not Dimmable | Not Yet Verified |  |  | 10396 | 100.3 | 103.65 | 4.82 | 0.9885 | 3471 | 83.75
PNQ2TYYS | Peerless Electric Company Ltd. | Peerless | AP2-W-8-86-40K-ACLRF-X-X-MV | Indoor Luminaires | Linear Ambient | Direct Linear Ambient Luminaires | Standard | FALSE | [9 empty] | 2/24/2015 | Not Dimmable | Not Dimmable | Not Yet Verified |  |  | 10856.0557 | 104.7376 | 103.65 | 4.82 | 0.9885 | 3964.3333 | 83.3233
P85RDS8V | Peerless Electric Company Ltd. | Peerless | AP2-W-8-86-50K-ACLRF-X-X-MV | Indoor Luminaires | Linear Ambient | Direct Linear Ambient Luminaires | Standard | FALSE | [9 empty] | 2/24/2015 | Not Dimmable | Not Dimmable | Not Yet Verified |  |  | 11775.9771 | 113.6129 | 103.65 | 4.82 | 0.9885 | 4951 | 82.47
PF43Q6C5 | Peerless Electric Company Ltd. | Peerless | AP2-W-2-22-35K-ACLRF-X-X-347V | Indoor Luminaires | Linear Ambient | Direct Linear Ambient Luminaires | Standard | FALSE | [9 empty] | 2/24/2015 | Not Dimmable | Not Dimmable | Not Yet Verified |  |  | 2518.5428 | 88.9002 | 28.33 | 13.7 | 0.9541 | 3471 | 83.75
PKZUZD3U | Peerless Electric Company Ltd. | Peerless | AP2-W-2-22-40K-ACLRF-X-X-347V | Indoor Luminaires | Linear Ambient | Direct Linear Ambient Luminaires | Standard | FALSE | [9 empty] | 2/24/2015 | Not Dimmable | Not Dimmable | Not Yet Verified |  |  | 2629.9722 | 92.8335 | 28.33 | 13.7 | 0.9541 | 3964.3333 | 83.3233
PGNBKMXC | Peerless Electric Company Ltd. | Peerless | AP2-W-2-22-50K-ACLRF-X-X-347V | Indoor Luminaires | Linear Ambient | Direct Linear Ambient Luminaires | Standard | FALSE | [9 empty] | 2/24/2015 | Not Dimmable | Not Dimmable | Not Yet Verified |  |  | 2853 | 100.7 | 28.33 | 13.7 | 0.9541 | 4951 | 82.47
P375ZCWK | Peerless Electric Company Ltd. | Peerless | AP2-W-4-42-35K-ACLRF-X-X-347V | Indoor Luminaires | Linear Ambient | Direct Linear Ambient Luminaires | Standard | FALSE | [9 empty] | 2/24/2015 | Not Dimmable | Not Dimmable | Not Yet Verified |  |  | 4375.9885 | 93.3809 | 46.8617 | 7.4196 | 0.998 | 3471 | 83.75
PYV8QA2T | Peerless Electric Company Ltd. | Peerless | AP2-W-4-42-40K-ACLRF-X-X-347V | Indoor Luminaires | Linear Ambient | Direct Linear Ambient Luminaires | Standard | FALSE | [9 empty] | 2/24/2015 | Not Dimmable | Not Dimmable | Not Yet Verified |  |  | 4569.598 | 97.5124 | 46.8617 | 7.4196 | 0.998 | 3964.3333 | 83.3233
PSEBPMHC | Peerless Electric Company Ltd. | Peerless | AP2-W-4-42-50K-ACLRF-X-X-347V | Indoor Luminaires | Linear Ambient | Direct Linear Ambient Luminaires | Standard | FALSE | [9 empty] | 2/24/2015 | Not Dimmable | Not Dimmable | Not Yet Verified |  |  | 4956.817 | 105.7754 | 46.8617 | 7.4196 | 0.998 | 4951 | 82.47
P1G4U572 | Peerless Electric Company Ltd. | Peerless | AP2-W-8-86-35K-ACLRF-X-X-347V | Indoor Luminaires | Linear Ambient | Direct Linear Ambient Luminaires | Standard | FALSE | [9 empty] | 2/24/2015 | Not Dimmable | Not Dimmable | Not Yet Verified |  |  | 10839.1735 | 102.1385 | 106.1223 | 7.4196 | 0.9885 | 3471 | 83.75
PSQ3EKTN | Peerless Electric Company Ltd. | Peerless | AP2-W-8-86-40K-ACLRF-X-X-347V | Indoor Luminaires | Linear Ambient | Direct Linear Ambient Luminaires | Standard | FALSE | [9 empty] | 2/24/2015 | Not Dimmable | Not Dimmable | Not Yet Verified |  |  | 11318.7376 | 106.6575 | 106.1223 | 7.4196 | 0.9885 | 3964.3333 | 83.3233
P78Z3RVW | Peerless Electric Company Ltd. | Peerless | AP2-W-8-86-50K-ACLRF-X-X-347V | Indoor Luminaires | Linear Ambient | Direct Linear Ambient Luminaires | Standard | FALSE | [9 empty] | 2/24/2015 | Not Dimmable | Not Dimmable | Not Yet Verified |  |  | 12277.8658 | 115.6954 | 106.1223 | 7.4196 | 0.9885 | 4951 | 82.47
PYJFR213 | Peerless Electric Company Ltd. | Peerless | NSL-2-23-40K-RA-X-X-MV | Indoor Luminaires | Linear Ambient | Direct Linear Ambient Luminaires | Standard | TRUE | 2319 | 86.3 | 26.86 | 8.28 | 0.9495 | 3992 | 83.19 | 5 | 60000 | 4/3/2015 | Not Dimmable | Not Dimmable | Not Yet Verified |  | 2.1 | 2319 | 86.3 | 26.86 | 6.77 | 0.9951 | 3641.3333 | 83.19
PQZ8Z47X | Peerless Electric Company Ltd. | Peerless | NSL-4-40-40K-RA-X-X-347V | Indoor Luminaires | Linear Ambient | Direct Linear Ambient Luminaires | Standard | TRUE | 4884 | 96.9 | 50.4 | 10.54 | 0.9795 | 3992 | 83.19 | 5 | 60000 | 4/3/2015 | Not Dimmable | Not Dimmable | Not Yet Verified |  | 2.1 | 4349.3333 | 114.5605 | 37.9654
PSQ98AF2 | Peerless Electric Company Ltd. | Peerless | NSL-4-46-35K-RA-X-X-347V | Indoor Luminaires | Linear Ambient | Direct Linear Ambient Luminaires | Standard | FALSE | [9 empty] | 4/3/2015 | Not Dimmable | Not Dimmable | Not Yet Verified |  |  | 4884 | 95.1558 | 51.3263
P9RHD6UR | Peerless Electric Company Ltd. | Peerless | NSL-4-46-40K-RA-X-X-347V | Indoor Luminaires | Linear Ambient | Direct Linear Ambient Luminaires | Standard | FALSE | [9 empty] | 4/3/2015 | Not Dimmable | Not Dimmable | Not Yet Verified |  |  | 4884 | 96.9 | 50.4 | 10.54 | 0.9795 | 3992 | 83.19
P4SG94BQ | Peerless Electric Company Ltd. | Peerless | NSL-4-30-35K-X-X-347V | Indoor Luminaires | Linear Ambient | Direct Linear Ambient Luminaires | Standard | FALSE | [9 empty] | 4/3/2015 | Not Dimmable | Not Dimmable | Not Yet Verified |  |  | 3262 | 116.9043 | 27.9032
P63SEWQV | Peerless Electric Company Ltd. | Peerless | NSL-4-30-40K-X-X-347V | Indoor Luminaires | Linear Ambient | Direct Linear Ambient Luminaires | Standard | FALSE | [9 empty] | 4/3/2015 | Not Dimmable | Not Dimmable | Not Yet Verified |  |  | 3262 | 119.2424 | 27.356
P6FGSU7R | Peerless Electric Company Ltd. | Peerless | NSL-4-40-35K-X-X-347V | Indoor Luminaires | Linear Ambient | Direct Linear Ambient Luminaires | Standard | FALSE | [9 empty] | 4/3/2015 | Not Dimmable | Not Dimmable | Not Yet Verified |  |  | 4349.3333 | 112.4867 | 38.6653
P5W9BMFY | Peerless Electric Company Ltd. | Peerless | NSL-4-40-40K-X-X-347V | Indoor Luminaires | Linear Ambient | Direct Linear Ambient Luminaires | Standard | FALSE | [9 empty] | 4/3/2015 | Not Dimmable | Not Dimmable | Not Yet Verified |  |  | 4349.3333 | 114.5605 | 37.9654
PPYQQ23D | Peerless Electric Company Ltd. | Peerless | NSL-4-46-35K-X-X-347V | Indoor Luminaires | Linear Ambient | Direct Linear Ambient Luminaires | Standard | FALSE | [9 empty] | 4/3/2015 | Not Dimmable | Not Dimmable | Not Yet Verified |  |  | 4865 | 105.1241 | 46.2786
PVJFB4WV | Peerless Electric Company Ltd. | Peerless | NSL-4-46-40K-X-X-347V | Indoor Luminaires | Linear Ambient | Direct Linear Ambient Luminaires | Standard | FALSE | [9 empty] | 4/3/2015 | Not Dimmable | Not Dimmable | Not Yet Verified |  |  | 4865 | 106.7574 | 45.5706
PXT3P2GC | Peerless Electric Company Ltd. | Peerless | NSL-8-60-35K-RA-X-X-347V | Indoor Luminaires | Linear Ambient | Direct Linear Ambient Luminaires | Standard | FALSE | [9 empty] | 4/3/2015 | Not Dimmable | Not Dimmable | Not Yet Verified |  |  | 6570.75 | 112.2454 | 58.5391
PKAWMXA8 | Peerless Electric Company Ltd. | Peerless | NSL-8-60-40K-RA-X-X-347V | Indoor Luminaires | Linear Ambient | Direct Linear Ambient Luminaires | Standard | FALSE | [9 empty] | 4/3/2015 | Not Dimmable | Not Dimmable | Not Yet Verified |  |  | 6570.75 | 114.4903 | 57.3913
P5G8S52T | Peerless Electric Company Ltd. | Peerless | NSL-8-80-35K-RA-X-X-347V | Indoor Luminaires | Linear Ambient | Direct Linear Ambient Luminaires | Standard | FALSE | [9 empty] | 4/3/2015 | Not Dimmable | Not Dimmable | Not Yet Verified |  |  | 8761 | 98.8798 | 88.6025
PDBZ5XRK | Peerless Electric Company Ltd. | Peerless | NSL-8-80-40K-RA-X-X-347V | Indoor Luminaires | Linear Ambient | Direct Linear Ambient Luminaires | Standard | FALSE | [9 empty] | 4/3/2015 | Not Dimmable | Not Dimmable | Not Yet Verified |  |  | 8761 | 100.8574 | 86.8652
P6BR1K5H | Peerless Electric Company Ltd. | Peerless | NSL-8-96-35K-X-X-347V | Indoor Luminaires | Linear Ambient | Direct Linear Ambient Luminaires | Standard | FALSE | [9 empty] | 4/3/2015 | Not Dimmable | Not Dimmable | Not Yet Verified |  |  | 10513.2 | 108.9386 | 96.5057
PCGXU8VD | Peerless Electric Company Ltd. | Peerless | NSL-8-96-40K-X-X-347V | Indoor Luminaires | Linear Ambient | Direct Linear Ambient Luminaires | Standard | FALSE | [9 empty] | 4/3/2015 | Not Dimmable | Not Dimmable | Not Yet Verified |  |  | 10513.2 | 111.1174 | 94.6134
PX3DD2EZ | Peerless Electric Company Ltd. | Peerless | NSL-2-23-35K-RA-X-X-MV-SD | Indoor Luminaires | Linear Ambient | Direct Linear Ambient Luminaires | Standard | FALSE | [9 empty] | 4/3/2015 | Dimmable | Stepped | Not Yet Verified |  |  | 2426 | 86.8 | 27.93 | 6.77 | 0.9963 | 3466 | 81.9
PBHU85CT | Peerless Electric Company Ltd. | Peerless | NSL-2-23-40K-RA-X-X-MV-SD | Indoor Luminaires | Linear Ambient | Direct Linear Ambient Luminaires | Standard | FALSE | [9 empty] | 4/3/2015 | Dimmable | Stepped | Not Yet Verified |  |  | 2319 | 86.3 | 26.86 | 6.77 | 0.9951 | 3641.3333 | 83.19
PRCUE23P | Peerless Electric Company Ltd. | Peerless | NSL-2-25-35K-X-X-MV-SD | Indoor Luminaires | Linear Ambient | Direct Linear Ambient Luminaires | Standard | FALSE | [9 empty] | 4/3/2015 | Dimmable | Stepped | Not Yet Verified |  |  | 2636.9565 | 94.413 | 27.93 | 6.77 | 0.9963 | 3466 | 81.9
P9EVMF13 | Peerless Electric Company Ltd. | Peerless | NSL-2-25-40K-X-X-MV-SD | Indoor Luminaires | Linear Ambient | Direct Linear Ambient Luminaires | Standard | FALSE | [9 empty] | 4/3/2015 | Dimmable | Stepped | Not Yet Verified |  |  | 2637 | 96.3013 | 27.3828 |  |  | 3992 | 83.19
P9K86FPS | Peerless Electric Company Ltd. | Peerless | NSL-4-30-35K-RA-X-X-MV-SD | Indoor Luminaires | Linear Ambient | Direct Linear Ambient Luminaires | Standard | FALSE | [9 empty] | 4/3/2015 | Dimmable | Stepped | Not Yet Verified |  |  | 3243 | 104.2 | 31.12 | 6.48 | 0.9967 | 3455 | 81.95
PJW15KW5 | Peerless Electric Company Ltd. | Peerless | NSL-4-30-40K-RA-X-X-MV-SD | Indoor Luminaires | Linear Ambient | Direct Linear Ambient Luminaires | Standard | FALSE | [9 empty] | 4/3/2015 | Dimmable | Stepped | Not Yet Verified |  |  | 3243 | 106.284 | 30.5126 |  |  | 3992 | 83.19
P373Q21W | Peerless Electric Company Ltd. | Peerless | NSL-4-40-35K-RA-X-X-MV-SD | Indoor Luminaires | Linear Ambient | Direct Linear Ambient Luminaires | Standard | FALSE | [9 empty] | 4/3/2015 | Dimmable | Stepped | Not Yet Verified |  |  | 4324 | 100.2625 | 43.1268 |  |  | 3455 | 81.95
PEDPG31Y | Peerless Electric Company Ltd. | Peerless | NSL-4-40-40K-RA-X-X-MV-SD | Indoor Luminaires | Linear Ambient | Direct Linear Ambient Luminaires | Standard | FALSE | [9 empty] | 4/3/2015 | Dimmable | Stepped | Not Yet Verified |  |  | 4324 | 102.1109 | 42.3461 |  |  | 3992 | 83.19
PXT2WQ7B | Peerless Electric Company Ltd. | Peerless | NSL-4-46-35K-RA-X-X-MV-SD | Indoor Luminaires | Linear Ambient | Direct Linear Ambient Luminaires | Standard | FALSE | [9 empty] | 4/3/2015 | Dimmable | Stepped | Not Yet Verified |  |  | 4865 | 93.7 | 51.9 | 5.01 | 0.9984 | 3469 | 81.9
P8WBYZBG | Peerless Electric Company Ltd. | Peerless | NSL-4-46-40K-RA-X-X-MV-SD | Indoor Luminaires | Linear Ambient | Direct Linear Ambient Luminaires | Standard | FALSE | [9 empty] | 4/3/2015 | Dimmable | Stepped | Not Yet Verified |  |  | 4865 | 95.1558 | 51.1267 |  |  | 3992 | 83.19
PR3KRFTF | Peerless Electric Company Ltd. | Peerless | NSL-4-30-35K-X-X-MV-SD | Indoor Luminaires | Linear Ambient | Direct Linear Ambient Luminaires | Standard | FALSE | [9 empty] | 4/3/2015 | Dimmable | Stepped | Not Yet Verified |  |  | 3262 | 114.8 | 28.41 |  |  | 3469 | 81.9
PH36QAF5 | Peerless Electric Company Ltd. | Peerless | NSL-4-30-40K-X-X-MV-SD | Indoor Luminaires | Linear Ambient | Direct Linear Ambient Luminaires | Standard | FALSE | [9 empty] | 4/3/2015 | Dimmable | Stepped | Not Yet Verified |  |  | 3262 | 117.096 | 27.8575 | 8.28 | 0.9495 | 3992 | 83.19
PGUZPY3W | Peerless Electric Company Ltd. | Peerless | NSL-4-40-35K-X-X-MV-SD | Indoor Luminaires | Linear Ambient | Direct Linear Ambient Luminaires | Standard | FALSE | [9 empty] | 4/3/2015 | Dimmable | Stepped | Not Yet Verified |  |  | 4349.3333 | 110.462 | 39.374
PD9J6Y45 | Peerless Electric Company Ltd. | Peerless | NSL-4-40-40K-X-X-MV-SD | Indoor Luminaires | Linear Ambient | Direct Linear Ambient Luminaires | Standard | FALSE | [9 empty] | 4/3/2015 | Dimmable | Stepped | Not Yet Verified |  |  | 4349.3333 | 112.4984 | 38.6613
PM12CZQY | Peerless Electric Company Ltd. | Peerless | NSL-4-46-35K-X-X-MV-SD | Indoor Luminaires | Linear Ambient | Direct Linear Ambient Luminaires | Standard | FALSE | [9 empty] | 4/3/2015 | Dimmable | Stepped | Not Yet Verified |  |  | 4865 | 103.2319 | 47.1269
PKD2WGSQ | Peerless Electric Company Ltd. | Peerless | NSL-4-46-40K-X-X-MV-SD | Indoor Luminaires | Linear Ambient | Direct Linear Ambient Luminaires | Standard | FALSE | [9 empty] | 4/3/2015 | Dimmable | Stepped | Not Yet Verified |  |  | 4865 | 104.8358 | 46.4059
PZ5GQ1F2 | Peerless Electric Company Ltd. | Peerless | NSL-8-60-35K-RA-X-X-MV-SD | Indoor Luminaires | Linear Ambient | Direct Linear Ambient Luminaires | Standard | FALSE | [9 empty] | 4/3/2015 | Dimmable | Stepped | Not Yet Verified |  |  | 6570.75 | 110.225 | 59.6122
PBNKAHVN | Peerless Electric Company Ltd. | Peerless | NSL-8-60-40K-RA-X-X-MV-SD | Indoor Luminaires | Linear Ambient | Direct Linear Ambient Luminaires | Standard | FALSE | [9 empty] | 4/3/2015 | Dimmable | Stepped | Not Yet Verified |  |  | 6570.75 | 112.4295 | 58.4433
P4BVTZM7 | Peerless Electric Company Ltd. | Peerless | NSL-8-80-35K-RA-X-X-MV-SD | Indoor Luminaires | Linear Ambient | Direct Linear Ambient Luminaires | Standard | FALSE | [9 empty] | 4/3/2015 | Dimmable | Stepped | Not Yet Verified |  |  | 8761 | 97.1 | 90.24 | 5.38 | 0.9981 | 3469 | 81.9
PCENM2F6 | Peerless Electric Company Ltd. | Peerless | NSL-8-80-40K-RA-X-X-MV-SD | Indoor Luminaires | Linear Ambient | Direct Linear Ambient Luminaires | Standard | FALSE | [9 empty] | 4/3/2015 | Dimmable | Stepped | Not Yet Verified |  |  | 8761 | 99.042 | 88.4574
PR73SKGP | Peerless Electric Company Ltd. | Peerless | NSL-8-96-35K-X-X-MV-SD | Indoor Luminaires | Linear Ambient | Direct Linear Ambient Luminaires | Standard | FALSE | [9 empty] | 4/3/2015 | Dimmable | Stepped | Not Yet Verified |  |  | 10513.2 | 106.9777 | 98.2746
PDBR7XDJ | Peerless Electric Company Ltd. | Peerless | NSL-8-96-40K-X-X-MV-SD | Indoor Luminaires | Linear Ambient | Direct Linear Ambient Luminaires | Standard | FALSE | [9 empty] | 4/3/2015 | Dimmable | Stepped | Not Yet Verified |  |  | 10513.2 | 109.1173 | 96.3477
PNSBR4MS | Peerless Electric Company Ltd. | Peerless | NSL-2-23-35K-RA-X-X-347V-SD | Indoor Luminaires | Linear Ambient | Direct Linear Ambient Luminaires | Standard | FALSE | [9 empty] | 4/3/2015 | Dimmable | Stepped | Not Yet Verified |  |  | 2426 | 88.391 | 27.4462 | 10.54 | 0.9795 | 3469 | 81.9
PCFDTFSX | Peerless Electric Company Ltd. | Peerless | NSL-2-23-40K-RA-X-X-347V-SD | Indoor Luminaires | Linear Ambient | Direct Linear Ambient Luminaires | Standard | FALSE | [9 empty] | 4/3/2015 | Dimmable | Stepped | Not Yet Verified |  |  | 2426 | 90.1589 | 26.9081
PZ5D9A5W | Peerless Electric Company Ltd. | Peerless | NSL-2-25-35K-X-X-347V-SD | Indoor Luminaires | Linear Ambient | Direct Linear Ambient Luminaires | Standard | FALSE | [9 empty] | 4/3/2015 | Dimmable | Stepped | Not Yet Verified |  |  | 2636.9565 | 96.1436 | 27.4273
PQTU7P81 | Peerless Electric Company Ltd. | Peerless | NSL-2-25-40K-X-X-347V-SD | Indoor Luminaires | Linear Ambient | Direct Linear Ambient Luminaires | Standard | FALSE | [9 empty] | 4/3/2015 | Dimmable | Stepped | Not Yet Verified |  |  | 2636.9565 | 98.0665 | 26.8895
P9DVBHXZ | Peerless Electric Company Ltd. | Peerless | NSL-4-30-35K-RA-X-X-347V-SD | Indoor Luminaires | Linear Ambient | Direct Linear Ambient Luminaires | Standard | FALSE | [9 empty] | 4/3/2015 | Dimmable | Stepped | Not Yet Verified |  |  | 3243 | 106.11 | 30.5626
PYK575QP | Peerless Electric Company Ltd. | Peerless | NSL-4-30-40K-RA-X-X-347V-SD | Indoor Luminaires | Linear Ambient | Direct Linear Ambient Luminaires | Standard | FALSE | [9 empty] | 4/3/2015 | Dimmable | Stepped | Not Yet Verified |  |  | 3243 | 108.2322 | 29.9634
P1Y8EZ2P | Peerless Electric Company Ltd. | Peerless | NSL-4-40-35K-RA-X-X-347V-SD | Indoor Luminaires | Linear Ambient | Direct Linear Ambient Luminaires | Standard | FALSE | [9 empty] | 4/3/2015 | Dimmable | Stepped | Not Yet Verified |  |  | 4349.3333 | 112.4867 | 38.6653
PGN8XHY7 | Peerless Electric Company Ltd. | Peerless | NSL-4-40-40K-RA-X-X-347V-SD | Indoor Luminaires | Linear Ambient | Direct Linear Ambient Luminaires | Standard | FALSE | [9 empty] | 4/3/2015 | Dimmable | Stepped | Not Yet Verified |  |  | 4349.3333 | 114.5605 | 37.9654
P9TUQP2C | Peerless Electric Company Ltd. | Peerless | NSL-4-46-35K-RA-X-X-347V-SD | Indoor Luminaires | Linear Ambient | Direct Linear Ambient Luminaires | Standard | FALSE | [9 empty] | 4/3/2015 | Dimmable | Stepped | Not Yet Verified |  |  | 4884 | 95.1558 | 51.3263
PCUR847B | Peerless Electric Company Ltd. | Peerless | NSL-4-46-40K-RA-X-X-347V-SD | Indoor Luminaires | Linear Ambient | Direct Linear Ambient Luminaires | Standard | FALSE | [9 empty] | 4/3/2015 | Dimmable | Stepped | Not Yet Verified |  |  | 4884 | 96.9 | 50.4 | 10.54 | 0.9795 | 3992 | 83.19
PUJBFRHZ | Peerless Electric Company Ltd. | Peerless | NSL-4-30-35K-X-X-347V-SD | Indoor Luminaires | Linear Ambient | Direct Linear Ambient Luminaires | Standard | FALSE | [9 empty] | 4/3/2015 | Dimmable | Stepped | Not Yet Verified |  |  | 3262 | 116.9043 | 27.9032
P4V3ZGM2 | Peerless Electric Company Ltd. | Peerless | NSL-4-30-40K-X-X-347V-SD | Indoor Luminaires | Linear Ambient | Direct Linear Ambient Luminaires | Standard | FALSE | [9 empty] | 4/3/2015 | Dimmable | Stepped | Not Yet Verified |  |  | 3262 | 119.2424 | 27.356
P2WQA92Z | Peerless Electric Company Ltd. | Peerless | NSL-4-40-35K-X-X-347V-SD | Indoor Luminaires | Linear Ambient | Direct Linear Ambient Luminaires | Standard | FALSE | [9 empty] | 4/3/2015 | Dimmable | Stepped | Not Yet Verified |  |  | 4349.3333 | 112.4867 | 38.6653
P2KTRXKY | Peerless Electric Company Ltd. | Peerless | NSL-4-40-40K-X-X-347V-SD | Indoor Luminaires | Linear Ambient | Direct Linear Ambient Luminaires | Standard | FALSE | [9 empty] | 4/3/2015 | Dimmable | Stepped | Not Yet Verified |  |  | 4349.3333 | 114.5605 | 37.9654
PETF54NX | Peerless Electric Company Ltd. | Peerless | NSL-4-46-35K-X-X-347V-SD | Indoor Luminaires | Linear Ambient | Direct Linear Ambient Luminaires | Standard | FALSE | [9 empty] | 4/3/2015 | Dimmable | Stepped | Not Yet Verified |  |  | 4865 | 105.1241 | 46.2786
PD6S2QHE | Peerless Electric Company Ltd. | Peerless | NSL-4-46-40K-X-X-347V-SD | Indoor Luminaires | Linear Ambient | Direct Linear Ambient Luminaires | Standard | FALSE | [9 empty] | 4/3/2015 | Dimmable | Stepped | Not Yet Verified |  |  | 4865 | 106.7574 | 45.5706
P821GQMK | Peerless Electric Company Ltd. | Peerless | NSL-8-60-35K-RA-X-X-347V-SD | Indoor Luminaires | Linear Ambient | Direct Linear Ambient Luminaires | Standard | FALSE | [9 empty] | 4/3/2015 | Dimmable | Stepped | Not Yet Verified |  |  | 6570.75 | 112.2454 | 58.5391
P7B85EM3 | Peerless Electric Company Ltd. | Peerless | NSL-8-60-40K-RA-X-X-347V-SD | Indoor Luminaires | Linear Ambient | Direct Linear Ambient Luminaires | Standard | FALSE | [9 empty] | 4/3/2015 | Dimmable | Stepped | Not Yet Verified |  |  | 6570.75 | 114.4903 | 57.3913
P8UZ38AY | Peerless Electric Company Ltd. | Peerless | NSL-8-80-35K-RA-X-X-347V-SD | Indoor Luminaires | Linear Ambient | Direct Linear Ambient Luminaires | Standard | FALSE | [9 empty] | 4/3/2015 | Dimmable | Stepped | Not Yet Verified |  |  | 8761 | 98.8798 | 88.6025
PCW5N9DY | Peerless Electric Company Ltd. | Peerless | NSL-8-80-40K-RA-X-X-347V-SD | Indoor Luminaires | Linear Ambient | Direct Linear Ambient Luminaires | Standard | FALSE | [9 empty] | 4/3/2015 | Dimmable | Stepped | Not Yet Verified |  |  | 8761 | 100.8574 | 86.8652
P18JVTU3 | Peerless Electric Company Ltd. | Peerless | NSL-8-96-35K-X-X-347V-SD | Indoor Luminaires | Linear Ambient | Direct Linear Ambient Luminaires | Standard | FALSE | [9 empty] | 4/3/2015 | Dimmable | Stepped | Not Yet Verified |  |  | 10513.2 | 108.9386 | 96.5057
PU3JH8NH | Peerless Electric Company Ltd. | Peerless | NSL-8-96-40K-X-X-347V-SD | Indoor Luminaires | Linear Ambient | Direct Linear Ambient Luminaires | Standard | FALSE | [9 empty] | 4/3/2015 | Dimmable | Stepped | Not Yet Verified |  |  | 10513.2 | 111.1174 | 94.6134
PRHAZA5F | Peerless Electric Company Ltd. | Peerless | NSL-2-23-35K-RA-X-X-MV-D10 | Indoor Luminaires | Linear Ambient | Direct Linear Ambient Luminaires | Standard | FALSE | [9 empty] | 4/3/2015 | Dimmable | Continuous (Cannot dim down to ≤ 10% (W) | Not Yet Verified |  |  | 2426 | 86.8 | 27.93 | 6.77 | 0.9963 | 3466 | 81.9
PN28SHS6 | Peerless Electric Company Ltd. | Peerless | NSL-2-23-40K-RA-X-X-MV-D10 | Indoor Luminaires | Linear Ambient | Direct Linear Ambient Luminaires | Standard | FALSE | [9 empty] | 4/3/2015 | Dimmable | Continuous (Cannot dim down to ≤ 10% (W) | Not Yet Verified |  |  | 2319 | 86.3 | 26.86 | 6.77 | 0.9951 | 3641.3333 | 83.19
PE64RGXG | Peerless Electric Company Ltd. | Peerless | NSL-2-25-35K-X-X-MV-D10 | Indoor Luminaires | Linear Ambient | Direct Linear Ambient Luminaires | Standard | FALSE | [9 empty] | 4/3/2015 | Dimmable | Continuous (Cannot dim down to ≤ 10% (W) | Not Yet Verified |  |  | 2636.9565 | 94.413 | 27.93 | 6.77 | 0.9963 | 3466 | 81.9
PDZJW39P | Peerless Electric Company Ltd. | Peerless | NSL-2-25-40K-X-X-MV-D10 | Indoor Luminaires | Linear Ambient | Direct Linear Ambient Luminaires | Standard | FALSE | [9 empty] | 4/3/2015 | Dimmable | Continuous (Cannot dim down to ≤ 10% (W) | Not Yet Verified |  |  | 2637 | 96.3013 | 27.3828 |  |  | 3992 | 83.19
P2QV9XQW | Peerless Electric Company Ltd. | Peerless | NSL-4-30-35K-RA-X-X-MV-D10 | Indoor Luminaires | Linear Ambient | Direct Linear Ambient Luminaires | Standard | FALSE | [9 empty] | 4/3/2015 | Dimmable | Continuous (Cannot dim down to ≤ 10% (W) | Not Yet Verified |  |  | 3243 | 104.2 | 31.12 | 6.48 | 0.9967 | 3455 | 81.95
PN4Y9JTP | Peerless Electric Company Ltd. | Peerless | NSL-4-30-40K-RA-X-X-MV-D10 | Indoor Luminaires | Linear Ambient | Direct Linear Ambient Luminaires | Standard | FALSE | [9 empty] | 4/3/2015 | Dimmable | Continuous (Cannot dim down to ≤ 10% (W) | Not Yet Verified |  |  | 3243 | 106.284 | 30.5126 |  |  | 3992 | 83.19
PFKCKB7P | Peerless Electric Company Ltd. | Peerless | NSL-4-40-35K-RA-X-X-MV-D10 | Indoor Luminaires | Linear Ambient | Direct Linear Ambient Luminaires | Standard | FALSE | [9 empty] | 4/3/2015 | Dimmable | Continuous (Cannot dim down to ≤ 10% (W) | Not Yet Verified |  |  | 4324 | 100.2625 | 43.1268 |  |  | 3455 | 81.95
P6R321BN | Peerless Electric Company Ltd. | Peerless | NSL-4-40-40K-RA-X-X-MV-D10 | Indoor Luminaires | Linear Ambient | Direct Linear Ambient Luminaires | Standard | FALSE | [9 empty] | 4/3/2015 | Dimmable | Continuous (Cannot dim down to ≤ 10% (W) | Not Yet Verified |  |  | 4324 | 102.1109 | 42.3461 |  |  | 3992 | 83.19
PU1CH52V | Peerless Electric Company Ltd. | Peerless | NSL-4-46-35K-RA-X-X-MV-D10 | Indoor Luminaires | Linear Ambient | Direct Linear Ambient Luminaires | Standard | FALSE | [9 empty] | 4/3/2015 | Dimmable | Continuous (Cannot dim down to ≤ 10% (W) | Not Yet Verified |  |  | 4865 | 93.7 | 51.9 | 5.01 | 0.9984 | 3469 | 81.9
PNNTVCJ3 | Peerless Electric Company Ltd. | Peerless | NSL-4-46-40K-RA-X-X-MV-D10 | Indoor Luminaires | Linear Ambient | Direct Linear Ambient Luminaires | Standard | FALSE | [9 empty] | 4/3/2015 | Dimmable | Continuous (Cannot dim down to ≤ 10% (W) | Not Yet Verified |  |  | 4865 | 95.1558 | 51.1267 |  |  | 3992 | 83.19
PBFS8E47 | Peerless Electric Company Ltd. | Peerless | NSL-4-30-35K-X-X-MV-D10 | Indoor Luminaires | Linear Ambient | Direct Linear Ambient Luminaires | Standard | FALSE | [9 empty] | 4/3/2015 | Dimmable | Continuous (Cannot dim down to ≤ 10% (W) | Not Yet Verified |  |  | 3262 | 114.8 | 28.41 |  |  | 3469 | 81.9
PPGM1B95 | Peerless Electric Company Ltd. | Peerless | NSL-4-30-40K-X-X-MV-D10 | Indoor Luminaires | Linear Ambient | Direct Linear Ambient Luminaires | Standard | FALSE | [9 empty] | 4/3/2015 | Dimmable | Continuous (Cannot dim down to ≤ 10% (W) | Not Yet Verified |  |  | 3262 | 117.096 | 27.8575 | 8.28 | 0.9495 | 3992 | 83.19
P92G7PH3 | Peerless Electric Company Ltd. | Peerless | NSL-4-40-35K-X-X-MV-D10 | Indoor Luminaires | Linear Ambient | Direct Linear Ambient Luminaires | Standard | FALSE | [9 empty] | 4/3/2015 | Dimmable | Continuous (Cannot dim down to ≤ 10% (W) | Not Yet Verified |  |  | 4349.3333 | 110.462 | 39.374
PDV1P133 | Peerless Electric Company Ltd. | Peerless | NSL-4-40-40K-X-X-MV-D10 | Indoor Luminaires | Linear Ambient | Direct Linear Ambient Luminaires | Standard | FALSE | [9 empty] | 4/3/2015 | Dimmable | Continuous (Cannot dim down to ≤ 10% (W) | Not Yet Verified |  |  | 4349.3333 | 112.4984 | 38.6613
P7VZ9YW5 | Peerless Electric Company Ltd. | Peerless | NSL-4-46-35K-X-X-MV-D10 | Indoor Luminaires | Linear Ambient | Direct Linear Ambient Luminaires | Standard | FALSE | [9 empty] | 4/3/2015 | Dimmable | Continuous (Cannot dim down to ≤ 10% (W) | Not Yet Verified |  |  | 4865 | 103.2319 | 47.1269
PJM4VHRF | Peerless Electric Company Ltd. | Peerless | NSL-4-46-40K-X-X-MV-D10 | Indoor Luminaires | Linear Ambient | Direct Linear Ambient Luminaires | Standard | FALSE | [9 empty] | 4/3/2015 | Dimmable | Continuous (Cannot dim down to ≤ 10% (W) | Not Yet Verified |  |  | 4865 | 104.8358 | 46.4059
PU1T321P | Peerless Electric Company Ltd. | Peerless | NSL-8-60-35K-RA-X-X-MV-D10 | Indoor Luminaires | Linear Ambient | Direct Linear Ambient Luminaires | Standard | FALSE | [9 empty] | 4/3/2015 | Dimmable | Continuous (Cannot dim down to ≤ 10% (W) | Not Yet Verified |  |  | 6570.75 | 110.225 | 59.6122
PVKYZA98 | Peerless Electric Company Ltd. | Peerless | NSL-8-60-40K-RA-X-X-MV-D10 | Indoor Luminaires | Linear Ambient | Direct Linear Ambient Luminaires | Standard | FALSE | [9 empty] | 4/3/2015 | Dimmable | Continuous (Cannot dim down to ≤ 10% (W) | Not Yet Verified |  |  | 6570.75 | 112.4295 | 58.4433
PV1UQAER | Peerless Electric Company Ltd. | Peerless | NSL-8-80-35K-RA-X-X-MV-D10 | Indoor Luminaires | Linear Ambient | Direct Linear Ambient Luminaires | Standard | FALSE | [9 empty] | 4/3/2015 | Dimmable | Continuous (Cannot dim down to ≤ 10% (W) | Not Yet Verified |  |  | 8761 | 97.1 | 90.24 | 5.38 | 0.9981 | 3469 | 81.9
PWW1PP9Z | Peerless Electric Company Ltd. | Peerless | NSL-8-80-40K-RA-X-X-MV-D10 | Indoor Luminaires | Linear Ambient | Direct Linear Ambient Luminaires | Standard | FALSE | [9 empty] | 4/3/2015 | Dimmable | Continuous (Cannot dim down to ≤ 10% (W) | Not Yet Verified |  |  | 8761 | 99.042 | 88.4574
PRPME3XU | Peerless Electric Company Ltd. | Peerless | NSL-8-96-35K-X-X-MV-D10 | Indoor Luminaires | Linear Ambient | Direct Linear Ambient Luminaires | Standard | FALSE | [9 empty] | 4/3/2015 | Dimmable | Continuous (Cannot dim down to ≤ 10% (W) | Not Yet Verified |  |  | 10513.2 | 106.9777 | 98.2746
P5HW8CQM | Peerless Electric Company Ltd. | Peerless | NSL-8-96-40K-X-X-MV-D10 | Indoor Luminaires | Linear Ambient | Direct Linear Ambient Luminaires | Standard | FALSE | [9 empty] | 4/3/2015 | Dimmable | Continuous (Cannot dim down to ≤ 10% (W) | Not Yet Verified |  |  | 10513.2 | 109.1173 | 96.3477
PKAKXW7Y | Peerless Electric Company Ltd. | Peerless | NSL-2-23-35K-RA-X-X-347V-D10 | Indoor Luminaires | Linear Ambient | Direct Linear Ambient Luminaires | Standard | FALSE | [9 empty] | 4/3/2015 | Dimmable | Continuous (Cannot dim down to ≤ 10% (W) | Not Yet Verified |  |  | 2426 | 88.391 | 27.4462 | 10.54 | 0.9795 | 3469 | 81.9
PWKFGKZ8 | Peerless Electric Company Ltd. | Peerless | NSL-2-23-40K-RA-X-X-347V-D10 | Indoor Luminaires | Linear Ambient | Direct Linear Ambient Luminaires | Standard | FALSE | [9 empty] | 4/3/2015 | Dimmable | Continuous (Cannot dim down to ≤ 10% (W) | Not Yet Verified |  |  | 2426 | 90.1589 | 26.9081
PE3PN1YE | Peerless Electric Company Ltd. | Peerless | NSL-2-25-35K-X-X-347V-D10 | Indoor Luminaires | Linear Ambient | Direct Linear Ambient Luminaires | Standard | FALSE | [9 empty] | 4/3/2015 | Dimmable | Continuous (Cannot dim down to ≤ 10% (W) | Not Yet Verified |  |  | 2636.9565 | 96.1436 | 27.4273
P7NUHNP1 | Peerless Electric Company Ltd. | Peerless | NSL-2-25-40K-X-X-347V-D10 | Indoor Luminaires | Linear Ambient | Direct Linear Ambient Luminaires | Standard | FALSE | [9 empty] | 4/3/2015 | Dimmable | Continuous (Cannot dim down to ≤ 10% (W) | Not Yet Verified |  |  | 2636.9565 | 98.0665 | 26.8895
PT7R8ZDM | Peerless Electric Company Ltd. | Peerless | NSL-4-30-35K-RA-X-X-347V-D10 | Indoor Luminaires | Linear Ambient | Direct Linear Ambient Luminaires | Standard | FALSE | [9 empty] | 4/3/2015 | Dimmable | Continuous (Cannot dim down to ≤ 10% (W) | Not Yet Verified |  |  | 3243 | 106.11 | 30.5626
PVQ23CB5 | Peerless Electric Company Ltd. | Peerless | NSL-4-30-40K-RA-X-X-347V-D10 | Indoor Luminaires | Linear Ambient | Direct Linear Ambient Luminaires | Standard | FALSE | [9 empty] | 4/3/2015 | Dimmable | Continuous (Cannot dim down to ≤ 10% (W) | Not Yet Verified |  |  | 3243 | 108.2322 | 29.9634
PDF7S7WZ | Peerless Electric Company Ltd. | Peerless | NSL-4-40-35K-RA-X-X-347V-D10 | Indoor Luminaires | Linear Ambient | Direct Linear Ambient Luminaires | Standard | FALSE | [9 empty] | 4/3/2015 | Dimmable | Continuous (Cannot dim down to ≤ 10% (W) | Not Yet Verified |  |  | 4349.3333 | 112.4867 | 38.6653
PQGWM1GP | Peerless Electric Company Ltd. | Peerless | NSL-4-40-40K-RA-X-X-347V-D10 | Indoor Luminaires | Linear Ambient | Direct Linear Ambient Luminaires | Standard | FALSE | [9 empty] | 4/3/2015 | Dimmable | Continuous (Cannot dim down to ≤ 10% (W) | Not Yet Verified |  |  | 4349.3333 | 114.5605 | 37.9654
PY2PHT7C | Peerless Electric Company Ltd. | Peerless | NSL-4-46-35K-RA-X-X-347V-D10 | Indoor Luminaires | Linear Ambient | Direct Linear Ambient Luminaires | Standard | FALSE | [9 empty] | 4/3/2015 | Dimmable | Continuous (Cannot dim down to ≤ 10% (W) | Not Yet Verified |  |  | 4884 | 95.1558 | 51.3263
PN1JWWWU | Peerless Electric Company Ltd. | Peerless | NSL-4-46-40K-RA-X-X-347V-D10 | Indoor Luminaires | Linear Ambient | Direct Linear Ambient Luminaires | Standard | FALSE | [9 empty] | 4/3/2015 | Dimmable | Continuous (Cannot dim down to ≤ 10% (W) | Not Yet Verified |  |  | 4884 | 96.9 | 50.4 | 10.54 | 0.9795 | 3992 | 83.19
PNWVYWK3 | Peerless Electric Company Ltd. | Peerless | NSL-4-30-35K-X-X-347V-D10 | Indoor Luminaires | Linear Ambient | Direct Linear Ambient Luminaires | Standard | FALSE | [9 empty] | 4/3/2015 | Dimmable | Continuous (Cannot dim down to ≤ 10% (W) | Not Yet Verified |  |  | 3262 | 116.9043 | 27.9032
PFW1R2AC | Peerless Electric Company Ltd. | Peerless | NSL-4-30-40K-X-X-347V-D10 | Indoor Luminaires | Linear Ambient | Direct Linear Ambient Luminaires | Standard | FALSE | [9 empty] | 4/3/2015 | Dimmable | Continuous (Cannot dim down to ≤ 10% (W) | Not Yet Verified |  |  | 3262 | 119.2424 | 27.356
P14W9787 | Peerless Electric Company Ltd. | Peerless | NSL-4-40-35K-X-X-347V-D10 | Indoor Luminaires | Linear Ambient | Direct Linear Ambient Luminaires | Standard | FALSE | [9 empty] | 4/3/2015 | Dimmable | Continuous (Cannot dim down to ≤ 10% (W) | Not Yet Verified |  |  | 4349.3333 | 112.4867 | 38.6653
PYPUUD22 | Peerless Electric Company Ltd. | Peerless | NSL-4-40-40K-X-X-347V-D10 | Indoor Luminaires | Linear Ambient | Direct Linear Ambient Luminaires | Standard | FALSE | [9 empty] | 4/3/2015 | Dimmable | Continuous (Cannot dim down to ≤ 10% (W) | Not Yet Verified |  |  | 4349.3333 | 114.5605 | 37.9654
PQY6M9FC | Peerless Electric Company Ltd. | Peerless | NSL-4-46-35K-X-X-347V-D10 | Indoor Luminaires | Linear Ambient | Direct Linear Ambient Luminaires | Standard | FALSE | [9 empty] | 4/3/2015 | Dimmable | Continuous (Cannot dim down to ≤ 10% (W) | Not Yet Verified |  |  | 4865 | 105.1241 | 46.2786
PWAYD7VS | Peerless Electric Company Ltd. | Peerless | NSL-4-46-40K-X-X-347V-D10 | Indoor Luminaires | Linear Ambient | Direct Linear Ambient Luminaires | Standard | FALSE | [9 empty] | 4/3/2015 | Dimmable | Continuous (Cannot dim down to ≤ 10% (W) | Not Yet Verified |  |  | 4865 | 106.7574 | 45.5706
PEX326AX | Peerless Electric Company Ltd. | Peerless | NSL-8-60-35K-RA-X-X-347V-D10 | Indoor Luminaires | Linear Ambient | Direct Linear Ambient Luminaires | Standard | FALSE | [9 empty] | 4/3/2015 | Dimmable | Continuous (Cannot dim down to ≤ 10% (W) | Not Yet Verified |  |  | 6570.75 | 112.2454 | 58.5391
P6XWZYXZ | Peerless Electric Company Ltd. | Peerless | NSL-8-60-40K-RA-X-X-347V-D10 | Indoor Luminaires | Linear Ambient | Direct Linear Ambient Luminaires | Standard | FALSE | [9 empty] | 4/3/2015 | Dimmable | Continuous (Cannot dim down to ≤ 10% (W) | Not Yet Verified |  |  | 6570.75 | 114.4903 | 57.3913
PHADSTB2 | Peerless Electric Company Ltd. | Peerless | NSL-8-80-35K-RA-X-X-347V-D10 | Indoor Luminaires | Linear Ambient | Direct Linear Ambient Luminaires | Standard | FALSE | [9 empty] | 4/3/2015 | Dimmable | Continuous (Cannot dim down to ≤ 10% (W) | Not Yet Verified |  |  | 8761 | 98.8798 | 88.6025
P85E25AE | Peerless Electric Company Ltd. | Peerless | NSL-8-80-40K-RA-X-X-347V-D10 | Indoor Luminaires | Linear Ambient | Direct Linear Ambient Luminaires | Standard | FALSE | [9 empty] | 4/3/2015 | Dimmable | Continuous (Cannot dim down to ≤ 10% (W) | Not Yet Verified |  |  | 8761 | 100.8574 | 86.8652
P4859NQT | Peerless Electric Company Ltd. | Peerless | NSL-8-96-35K-X-X-347V-D10 | Indoor Luminaires | Linear Ambient | Direct Linear Ambient Luminaires | Standard | FALSE | [9 empty] | 4/3/2015 | Dimmable | Continuous (Cannot dim down to ≤ 10% (W) | Not Yet Verified |  |  | 10513.2 | 108.9386 | 96.5057
P123H2EU | Peerless Electric Company Ltd. | Peerless | NSL-8-96-40K-X-X-347V-D10 | Indoor Luminaires | Linear Ambient | Direct Linear Ambient Luminaires | Standard | FALSE | [9 empty] | 4/3/2015 | Dimmable | Continuous (Cannot dim down to ≤ 10% (W) | Not Yet Verified |  |  | 10513.2 | 111.1174 | 94.6134
PBJWMUNN | Peerless Electric Company Ltd. | Peerless | NSL-2-23-35K-RA-X-X-MV-D1 | Indoor Luminaires | Linear Ambient | Direct Linear Ambient Luminaires | Standard | FALSE | [9 empty] | 4/3/2015 | Dimmable | Continuous (Can dim down to ≤ 10% (W)) | Not Yet Verified |  |  | 2426 | 86.8 | 27.93 | 6.77 | 0.9963 | 3466 | 81.9
PAVWPT1F | Peerless Electric Company Ltd. | Peerless | NSL-2-23-40K-RA-X-X-MV-D1 | Indoor Luminaires | Linear Ambient | Direct Linear Ambient Luminaires | Standard | FALSE | [9 empty] | 4/3/2015 | Dimmable | Continuous (Can dim down to ≤ 10% (W)) | Not Yet Verified |  |  | 2319 | 86.3 | 26.86 | 6.77 | 0.9951 | 3641.3333 | 83.19
P3Y9BASC | Peerless Electric Company Ltd. | Peerless | NSL-2-25-35K-X-X-MV-D1 | Indoor Luminaires | Linear Ambient | Direct Linear Ambient Luminaires | Standard | FALSE | [9 empty] | 4/3/2015 | Dimmable | Continuous (Can dim down to ≤ 10% (W)) | Not Yet Verified |  |  | 2636.9565 | 94.413 | 27.93 | 6.77 | 0.9963 | 3466 | 81.9
PZ2ZKGFT | Peerless Electric Company Ltd. | Peerless | NSL-2-25-40K-X-X-MV-D1 | Indoor Luminaires | Linear Ambient | Direct Linear Ambient Luminaires | Standard | FALSE | [9 empty] | 4/3/2015 | Dimmable | Continuous (Can dim down to ≤ 10% (W)) | Not Yet Verified |  |  | 2637 | 96.3013 | 27.3828 |  |  | 3992 | 83.19
PHMJ27G7 | Peerless Electric Company Ltd. | Peerless | NSL-4-30-35K-RA-X-X-MV-D1 | Indoor Luminaires | Linear Ambient | Direct Linear Ambient Luminaires | Standard | FALSE | [9 empty] | 4/3/2015 | Dimmable | Continuous (Can dim down to ≤ 10% (W)) | Not Yet Verified |  |  | 3243 | 104.2 | 31.12 | 6.48 | 0.9967 | 3455 | 81.95
PVTRMX24 | Peerless Electric Company Ltd. | Peerless | NSL-4-30-40K-RA-X-X-MV-D1 | Indoor Luminaires | Linear Ambient | Direct Linear Ambient Luminaires | Standard | FALSE | [9 empty] | 4/3/2015 | Dimmable | Continuous (Can dim down to ≤ 10% (W)) | Not Yet Verified |  |  | 3243 | 106.284 | 30.5126 |  |  | 3992 | 83.19
PPHW4YM7 | Peerless Electric Company Ltd. | Peerless | NSL-4-40-35K-RA-X-X-MV-D1 | Indoor Luminaires | Linear Ambient | Direct Linear Ambient Luminaires | Standard | FALSE | [9 empty] | 4/3/2015 | Dimmable | Continuous (Can dim down to ≤ 10% (W)) | Not Yet Verified |  |  | 4324 | 100.2625 | 43.1268 |  |  | 3455 | 81.95
PD4G1XSN | Peerless Electric Company Ltd. | Peerless | NSL-4-40-40K-RA-X-X-MV-D1 | Indoor Luminaires | Linear Ambient | Direct Linear Ambient Luminaires | Standard | FALSE | [9 empty] | 4/3/2015 | Dimmable | Continuous (Can dim down to ≤ 10% (W)) | Not Yet Verified |  |  | 4324 | 102.1109 | 42.3461 |  |  | 3992 | 83.19
PS7AMF52 | Peerless Electric Company Ltd. | Peerless | NSL-4-46-35K-RA-X-X-MV-D1 | Indoor Luminaires | Linear Ambient | Direct Linear Ambient Luminaires | Standard | FALSE | [9 empty] | 4/3/2015 | Dimmable | Continuous (Can dim down to ≤ 10% (W)) | Not Yet Verified |  |  | 4865 | 93.7 | 51.9 | 5.01 | 0.9984 | 3469 | 81.9
PHNXWTJH | Peerless Electric Company Ltd. | Peerless | NSL-4-46-40K-RA-X-X-MV-D1 | Indoor Luminaires | Linear Ambient | Direct Linear Ambient Luminaires | Standard | FALSE | [9 empty] | 4/3/2015 | Dimmable | Continuous (Can dim down to ≤ 10% (W)) | Not Yet Verified |  |  | 4865 | 95.1558 | 51.1267 |  |  | 3992 | 83.19
PETZN1JK | Peerless Electric Company Ltd. | Peerless | NSL-4-30-35K-X-X-MV-D1 | Indoor Luminaires | Linear Ambient | Direct Linear Ambient Luminaires | Standard | FALSE | [9 empty] | 4/3/2015 | Dimmable | Continuous (Can dim down to ≤ 10% (W)) | Not Yet Verified |  |  | 3262 | 114.8 | 28.41 |  |  | 3469 | 81.9
PUCSU4VE | Peerless Electric Company Ltd. | Peerless | NSL-4-30-40K-X-X-MV-D1 | Indoor Luminaires | Linear Ambient | Direct Linear Ambient Luminaires | Standard | FALSE | [9 empty] | 4/3/2015 | Dimmable | Continuous (Can dim down to ≤ 10% (W)) | Not Yet Verified |  |  | 3262 | 117.096 | 27.8575 | 8.28 | 0.9495 | 3992 | 83.19
PTCAJ1VC | Peerless Electric Company Ltd. | Peerless | NSL-4-40-35K-X-X-MV-D1 | Indoor Luminaires | Linear Ambient | Direct Linear Ambient Luminaires | Standard | FALSE | [9 empty] | 4/3/2015 | Dimmable | Continuous (Can dim down to ≤ 10% (W)) | Not Yet Verified |  |  | 4349.3333 | 110.462 | 39.374
PVRAR7BE | Peerless Electric Company Ltd. | Peerless | NSL-4-40-40K-X-X-MV-D1 | Indoor Luminaires | Linear Ambient | Direct Linear Ambient Luminaires | Standard | FALSE | [9 empty] | 4/3/2015 | Dimmable | Continuous (Can dim down to ≤ 10% (W)) | Not Yet Verified |  |  | 4349.3333 | 112.4984 | 38.6613
P68HFCZ8 | Peerless Electric Company Ltd. | Peerless | NSL-4-46-35K-X-X-MV-D1 | Indoor Luminaires | Linear Ambient | Direct Linear Ambient Luminaires | Standard | FALSE | [9 empty] | 4/3/2015 | Dimmable | Continuous (Can dim down to ≤ 10% (W)) | Not Yet Verified |  |  | 4865 | 103.2319 | 47.1269
PKSP6HB8 | Peerless Electric Company Ltd. | Peerless | NSL-4-46-40K-X-X-MV-D1 | Indoor Luminaires | Linear Ambient | Direct Linear Ambient Luminaires | Standard | FALSE | [9 empty] | 4/3/2015 | Dimmable | Continuous (Can dim down to ≤ 10% (W)) | Not Yet Verified |  |  | 4865 | 104.8358 | 46.4059
P4U3MJX1 | Peerless Electric Company Ltd. | Peerless | NSL-8-60-35K-RA-X-X-MV-D1 | Indoor Luminaires | Linear Ambient | Direct Linear Ambient Luminaires | Standard | FALSE | [9 empty] | 4/3/2015 | Dimmable | Continuous (Can dim down to ≤ 10% (W)) | Not Yet Verified |  |  | 6570.75 | 110.225 | 59.6122
PJXM2YEU | Peerless Electric Company Ltd. | Peerless | NSL-8-60-40K-RA-X-X-MV-D1 | Indoor Luminaires | Linear Ambient | Direct Linear Ambient Luminaires | Standard | FALSE | [9 empty] | 4/3/2015 | Dimmable | Continuous (Can dim down to ≤ 10% (W)) | Not Yet Verified |  |  | 6570.75 | 112.4295 | 58.4433
PCZ74GFX | Peerless Electric Company Ltd. | Peerless | NSL-8-80-35K-RA-X-X-MV-D1 | Indoor Luminaires | Linear Ambient | Direct Linear Ambient Luminaires | Standard | FALSE | [9 empty] | 4/3/2015 | Dimmable | Continuous (Can dim down to ≤ 10% (W)) | Not Yet Verified |  |  | 8761 | 97.1 | 90.24 | 5.38 | 0.9981 | 3469 | 81.9
PDHP26FG | Peerless Electric Company Ltd. | Peerless | NSL-8-80-40K-RA-X-X-MV-D1 | Indoor Luminaires | Linear Ambient | Direct Linear Ambient Luminaires | Standard | FALSE | [9 empty] | 4/3/2015 | Dimmable | Continuous (Can dim down to ≤ 10% (W)) | Not Yet Verified |  |  | 8761 | 99.042 | 88.4574
PWXPTUD2 | Peerless Electric Company Ltd. | Peerless | NSL-8-96-35K-X-X-MV-D1 | Indoor Luminaires | Linear Ambient | Direct Linear Ambient Luminaires | Standard | FALSE | [9 empty] | 4/3/2015 | Dimmable | Continuous (Can dim down to ≤ 10% (W)) | Not Yet Verified |  |  | 10513.2 | 106.9777 | 98.2746
P6GDXQQW | Peerless Electric Company Ltd. | Peerless | NSL-8-96-40K-X-X-MV-D1 | Indoor Luminaires | Linear Ambient | Direct Linear Ambient Luminaires | Standard | FALSE | [9 empty] | 4/3/2015 | Dimmable | Continuous (Can dim down to ≤ 10% (W)) | Not Yet Verified |  |  | 10513.2 | 109.1173 | 96.3477
PM6PPUQH | Peerless Electric Company Ltd. | Peerless | NSL-2-23-35K-RA-X-X-347V-D1 | Indoor Luminaires | Linear Ambient | Direct Linear Ambient Luminaires | Standard | FALSE | [9 empty] | 4/3/2015 | Dimmable | Continuous (Can dim down to ≤ 10% (W)) | Not Yet Verified |  |  | 2426 | 88.391 | 27.4462 | 10.54 | 0.9795 | 3469 | 81.9
P2SCA6KZ | Peerless Electric Company Ltd. | Peerless | NSL-2-23-40K-RA-X-X-347V-D1 | Indoor Luminaires | Linear Ambient | Direct Linear Ambient Luminaires | Standard | FALSE | [9 empty] | 4/3/2015 | Dimmable | Continuous (Can dim down to ≤ 10% (W)) | Not Yet Verified |  |  | 2426 | 90.1589 | 26.9081
PKPVPSTY | Peerless Electric Company Ltd. | Peerless | NSL-2-25-35K-X-X-347V-D1 | Indoor Luminaires | Linear Ambient | Direct Linear Ambient Luminaires | Standard | FALSE | [9 empty] | 4/3/2015 | Dimmable | Continuous (Can dim down to ≤ 10% (W)) | Not Yet Verified |  |  | 2636.9565 | 96.1436 | 27.4273
P98JEA3F | Peerless Electric Company Ltd. | Peerless | NSL-2-25-40K-X-X-347V-D1 | Indoor Luminaires | Linear Ambient | Direct Linear Ambient Luminaires | Standard | FALSE | [9 empty] | 4/3/2015 | Dimmable | Continuous (Can dim down to ≤ 10% (W)) | Not Yet Verified |  |  | 2636.9565 | 98.0665 | 26.8895
PMJC5YKE | Peerless Electric Company Ltd. | Peerless | NSL-4-30-35K-RA-X-X-347V-D1 | Indoor Luminaires | Linear Ambient | Direct Linear Ambient Luminaires | Standard | FALSE | [9 empty] | 4/3/2015 | Dimmable | Continuous (Can dim down to ≤ 10% (W)) | Not Yet Verified |  |  | 3243 | 106.11 | 30.5626
PNANM294 | Peerless Electric Company Ltd. | Peerless | NSL-4-30-40K-RA-X-X-347V-D1 | Indoor Luminaires | Linear Ambient | Direct Linear Ambient Luminaires | Standard | FALSE | [9 empty] | 4/3/2015 | Dimmable | Continuous (Can dim down to ≤ 10% (W)) | Not Yet Verified |  |  | 3243 | 108.2322 | 29.9634
PEKTX3BW | Peerless Electric Company Ltd. | Peerless | NSL-4-40-35K-RA-X-X-347V-D1 | Indoor Luminaires | Linear Ambient | Direct Linear Ambient Luminaires | Standard | FALSE | [9 empty] | 4/3/2015 | Dimmable | Continuous (Can dim down to ≤ 10% (W)) | Not Yet Verified |  |  | 4349.3333 | 112.4867 | 38.6653
P4UJ868N | Peerless Electric Company Ltd. | Peerless | NSL-4-40-40K-RA-X-X-347V-D1 | Indoor Luminaires | Linear Ambient | Direct Linear Ambient Luminaires | Standard | FALSE | [9 empty] | 4/3/2015 | Dimmable | Continuous (Can dim down to ≤ 10% (W)) | Not Yet Verified |  |  | 4349.3333 | 114.5605 | 37.9654
P7EHUWCJ | Peerless Electric Company Ltd. | Peerless | NSL-4-46-35K-RA-X-X-347V-D1 | Indoor Luminaires | Linear Ambient | Direct Linear Ambient Luminaires | Standard | FALSE | [9 empty] | 4/3/2015 | Dimmable | Continuous (Can dim down to ≤ 10% (W)) | Not Yet Verified |  |  | 4884 | 95.1558 | 51.3263
PZ7HEJ78 | Peerless Electric Company Ltd. | Peerless | NSL-4-46-40K-RA-X-X-347V-D1 | Indoor Luminaires | Linear Ambient | Direct Linear Ambient Luminaires | Standard | FALSE | [9 empty] | 4/3/2015 | Dimmable | Continuous (Can dim down to ≤ 10% (W)) | Not Yet Verified |  |  | 4884 | 96.9 | 50.4 | 10.54 | 0.9795 | 3992 | 83.19
PPGBZU44 | Peerless Electric Company Ltd. | Peerless | NSL-4-30-35K-X-X-347V-D1 | Indoor Luminaires | Linear Ambient | Direct Linear Ambient Luminaires | Standard | FALSE | [9 empty] | 4/3/2015 | Dimmable | Continuous (Can dim down to ≤ 10% (W)) | Not Yet Verified |  |  | 3262 | 116.9043 | 27.9032
PY1SG2UY | Peerless Electric Company Ltd. | Peerless | NSL-4-30-40K-X-X-347V-D1 | Indoor Luminaires | Linear Ambient | Direct Linear Ambient Luminaires | Standard | FALSE | [9 empty] | 4/3/2015 | Dimmable | Continuous (Can dim down to ≤ 10% (W)) | Not Yet Verified |  |  | 3262 | 119.2424 | 27.356
PH745CRQ | Peerless Electric Company Ltd. | Peerless | NSL-4-40-35K-X-X-347V-D1 | Indoor Luminaires | Linear Ambient | Direct Linear Ambient Luminaires | Standard | FALSE | [9 empty] | 4/3/2015 | Dimmable | Continuous (Can dim down to ≤ 10% (W)) | Not Yet Verified |  |  | 4349.3333 | 112.4867 | 38.6653
P5D3E6UR | Peerless Electric Company Ltd. | Peerless | NSL-4-40-40K-X-X-347V-D1 | Indoor Luminaires | Linear Ambient | Direct Linear Ambient Luminaires | Standard | FALSE | [9 empty] | 4/3/2015 | Dimmable | Continuous (Can dim down to ≤ 10% (W)) | Not Yet Verified |  |  | 4349.3333 | 114.5605 | 37.9654
PPJTUDYQ | Peerless Electric Company Ltd. | Peerless | NSL-4-46-35K-X-X-347V-D1 | Indoor Luminaires | Linear Ambient | Direct Linear Ambient Luminaires | Standard | FALSE | [9 empty] | 4/3/2015 | Dimmable | Continuous (Can dim down to ≤ 10% (W)) | Not Yet Verified |  |  | 4865 | 105.1241 | 46.2786
PMGHNDTJ | Peerless Electric Company Ltd. | Peerless | NSL-4-46-40K-X-X-347V-D1 | Indoor Luminaires | Linear Ambient | Direct Linear Ambient Luminaires | Standard | FALSE | [9 empty] | 4/3/2015 | Dimmable | Continuous (Can dim down to ≤ 10% (W)) | Not Yet Verified |  |  | 4865 | 106.7574 | 45.5706
P2WN2QJ4 | Peerless Electric Company Ltd. | Peerless | NSL-8-60-35K-RA-X-X-347V-D1 | Indoor Luminaires | Linear Ambient | Direct Linear Ambient Luminaires | Standard | FALSE | [9 empty] | 4/3/2015 | Dimmable | Continuous (Can dim down to ≤ 10% (W)) | Not Yet Verified |  |  | 6570.75 | 112.2454 | 58.5391
P9QKGSTU | Peerless Electric Company Ltd. | Peerless | NSL-8-60-40K-RA-X-X-347V-D1 | Indoor Luminaires | Linear Ambient | Direct Linear Ambient Luminaires | Standard | FALSE | [9 empty] | 4/3/2015 | Dimmable | Continuous (Can dim down to ≤ 10% (W)) | Not Yet Verified |  |  | 6570.75 | 114.4903 | 57.3913
PDJUXKNK | Peerless Electric Company Ltd. | Peerless | NSL-8-80-35K-RA-X-X-347V-D1 | Indoor Luminaires | Linear Ambient | Direct Linear Ambient Luminaires | Standard | FALSE | [9 empty] | 4/3/2015 | Dimmable | Continuous (Can dim down to ≤ 10% (W)) | Not Yet Verified |  |  | 8761 | 98.8798 | 88.6025
PWA7HXZU | Peerless Electric Company Ltd. | Peerless | NSL-8-80-40K-RA-X-X-347V-D1 | Indoor Luminaires | Linear Ambient | Direct Linear Ambient Luminaires | Standard | FALSE | [9 empty] | 4/3/2015 | Dimmable | Continuous (Can dim down to ≤ 10% (W)) | Not Yet Verified |  |  | 8761 | 100.8574 | 86.8652
PZWT97FS | Peerless Electric Company Ltd. | Peerless | NSL-8-96-35K-X-X-347V-D1 | Indoor Luminaires | Linear Ambient | Direct Linear Ambient Luminaires | Standard | FALSE | [9 empty] | 4/3/2015 | Dimmable | Continuous (Can dim down to ≤ 10% (W)) | Not Yet Verified |  |  | 10513.2 | 108.9386 | 96.5057
PB3WT263 | Peerless Electric Company Ltd. | Peerless | NSL-8-96-40K-X-X-347V-D1 | Indoor Luminaires | Linear Ambient | Direct Linear Ambient Luminaires | Standard | FALSE | [9 empty] | 4/3/2015 | Dimmable | Continuous (Can dim down to ≤ 10% (W)) | Not Yet Verified |  |  | 10513.2 | 111.1174 | 94.6134
P3Q14WCK | Peerless Electric Company Ltd. | Peerless | NSL-4-40-40K-RA-X-X-MV | Indoor Luminaires | Linear Ambient | Direct Linear Ambient Luminaires | Standard | FALSE | [9 empty] | 4/3/2015 | Not Dimmable | Not Dimmable | Not Yet Verified |  |  | 4324 | 102.1109 | 42.3461 |  |  | 3992 | 83.19
P8RQCDPZ | Peerless Electric Company Ltd. | Peerless | NSL-4-46-35K-RA-X-X-MV | Indoor Luminaires | Linear Ambient | Direct Linear Ambient Luminaires | Standard | FALSE | [9 empty] | 4/3/2015 | Not Dimmable | Not Dimmable | Not Yet Verified |  |  | 4865 | 93.7 | 51.9 | 5.01 | 0.9984 | 3469 | 81.9
PCHH284N | Peerless Electric Company Ltd. | Peerless | NSL-4-46-40K-RA-X-X-MV | Indoor Luminaires | Linear Ambient | Direct Linear Ambient Luminaires | Standard | FALSE | [9 empty] | 4/3/2015 | Not Dimmable | Not Dimmable | Not Yet Verified |  |  | 4865 | 95.1558 | 51.1267 |  |  | 3992 | 83.19
PEN84M5N | Peerless Electric Company Ltd. | Peerless | NSL-4-30-35K-X-X-MV | Indoor Luminaires | Linear Ambient | Direct Linear Ambient Luminaires | Standard | FALSE | [9 empty] | 4/3/2015 | Not Dimmable | Not Dimmable | Not Yet Verified |  |  | 3262 | 114.8 | 28.41 |  |  | 3469 | 81.9
PN57XS6X | Peerless Electric Company Ltd. | Peerless | NSL-4-30-40K-X-X-MV | Indoor Luminaires | Linear Ambient | Direct Linear Ambient Luminaires | Standard | FALSE | [9 empty] | 4/3/2015 | Not Dimmable | Not Dimmable | Not Yet Verified |  |  | 3262 | 117.096 | 27.8575 | 8.28 | 0.9495 | 3992 | 83.19
PQAVF17H | Peerless Electric Company Ltd. | Peerless | NSL-4-40-35K-X-X-MV | Indoor Luminaires | Linear Ambient | Direct Linear Ambient Luminaires | Standard | FALSE | [9 empty] | 4/3/2015 | Not Dimmable | Not Dimmable | Not Yet Verified |  |  | 4349.3333 | 110.462 | 39.374
PQDR2DJ4 | Peerless Electric Company Ltd. | Peerless | NSL-4-40-40K-X-X-MV | Indoor Luminaires | Linear Ambient | Direct Linear Ambient Luminaires | Standard | FALSE | [9 empty] | 4/3/2015 | Not Dimmable | Not Dimmable | Not Yet Verified |  |  | 4349.3333 | 112.4984 | 38.6613
PC23K7TY | Peerless Electric Company Ltd. | Peerless | NSL-4-46-35K-X-X-MV | Indoor Luminaires | Linear Ambient | Direct Linear Ambient Luminaires | Standard | FALSE | [9 empty] | 4/3/2015 | Not Dimmable | Not Dimmable | Not Yet Verified |  |  | 4865 | 103.2319 | 47.1269
PC3AKH8W | Peerless Electric Company Ltd. | Peerless | NSL-4-46-40K-X-X-MV | Indoor Luminaires | Linear Ambient | Direct Linear Ambient Luminaires | Standard | FALSE | [9 empty] | 4/3/2015 | Not Dimmable | Not Dimmable | Not Yet Verified |  |  | 4865 | 104.8358 | 46.4059
PVSRXSBY | Peerless Electric Company Ltd. | Peerless | NSL-8-60-35K-RA-X-X-MV | Indoor Luminaires | Linear Ambient | Direct Linear Ambient Luminaires | Standard | FALSE | [9 empty] | 4/3/2015 | Not Dimmable | Not Dimmable | Not Yet Verified |  |  | 6570.75 | 110.225 | 59.6122
PGXWG7D1 | Peerless Electric Company Ltd. | Peerless | NSL-8-60-40K-RA-X-X-MV | Indoor Luminaires | Linear Ambient | Direct Linear Ambient Luminaires | Standard | FALSE | [9 empty] | 4/3/2015 | Not Dimmable | Not Dimmable | Not Yet Verified |  |  | 6570.75 | 112.4295 | 58.4433
PJTCHWTK | Peerless Electric Company Ltd. | Peerless | NSL-8-80-35K-RA-X-X-MV | Indoor Luminaires | Linear Ambient | Direct Linear Ambient Luminaires | Standard | FALSE | [9 empty] | 4/3/2015 | Not Dimmable | Not Dimmable | Not Yet Verified |  |  | 8761 | 97.1 | 90.24 | 5.38 | 0.9981 | 3469 | 81.9
PCDNVN9M | Peerless Electric Company Ltd. | Peerless | NSL-8-80-40K-RA-X-X-MV | Indoor Luminaires | Linear Ambient | Direct Linear Ambient Luminaires | Standard | FALSE | [9 empty] | 4/3/2015 | Not Dimmable | Not Dimmable | Not Yet Verified |  |  | 8761 | 99.042 | 88.4574
PHV6T8X4 | Peerless Electric Company Ltd. | Peerless | NSL-8-96-35K-X-X-MV | Indoor Luminaires | Linear Ambient | Direct Linear Ambient Luminaires | Standard | FALSE | [9 empty] | 4/3/2015 | Not Dimmable | Not Dimmable | Not Yet Verified |  |  | 10513.2 | 106.9777 | 98.2746
PWAEWHF5 | Peerless Electric Company Ltd. | Peerless | NSL-8-96-40K-X-X-MV | Indoor Luminaires | Linear Ambient | Direct Linear Ambient Luminaires | Standard | FALSE | [9 empty] | 4/3/2015 | Not Dimmable | Not Dimmable | Not Yet Verified |  |  | 10513.2 | 109.1173 | 96.3477
PDGC9Q74 | Peerless Electric Company Ltd. | Peerless | NSL-2-23-35K-RA-X-X-347V | Indoor Luminaires | Linear Ambient | Direct Linear Ambient Luminaires | Standard | FALSE | [9 empty] | 4/3/2015 | Not Dimmable | Not Dimmable | Not Yet Verified |  |  | 2426 | 88.391 | 27.4462 | 10.54 | 0.9795 | 3469 | 81.9
PJ7BWRMT | Peerless Electric Company Ltd. | Peerless | NSL-2-23-40K-RA-X-X-347V | Indoor Luminaires | Linear Ambient | Direct Linear Ambient Luminaires | Standard | FALSE | [9 empty] | 4/3/2015 | Not Dimmable | Not Dimmable | Not Yet Verified |  |  | 2426 | 90.1589 | 26.9081
PNCCEBM9 | Peerless Electric Company Ltd. | Peerless | NSL-2-25-35K-X-X-347V | Indoor Luminaires | Linear Ambient | Direct Linear Ambient Luminaires | Standard | FALSE | [9 empty] | 4/3/2015 | Not Dimmable | Not Dimmable | Not Yet Verified |  |  | 2636.9565 | 96.1436 | 27.4273
PCZY9S7X | Peerless Electric Company Ltd. | Peerless | NSL-2-25-40K-X-X-347V | Indoor Luminaires | Linear Ambient | Direct Linear Ambient Luminaires | Standard | FALSE | [9 empty] | 4/3/2015 | Not Dimmable | Not Dimmable | Not Yet Verified |  |  | 2636.9565 | 98.0665 | 26.8895
PS8WPMQ8 | Peerless Electric Company Ltd. | Peerless | NSL-4-30-35K-RA-X-X-347V | Indoor Luminaires | Linear Ambient | Direct Linear Ambient Luminaires | Standard | FALSE | [9 empty] | 4/3/2015 | Not Dimmable | Not Dimmable | Not Yet Verified |  |  | 3243 | 106.11 | 30.5626
P7JV8BT8 | Peerless Electric Company Ltd. | Peerless | NSL-4-30-40K-RA-X-X-347V | Indoor Luminaires | Linear Ambient | Direct Linear Ambient Luminaires | Standard | FALSE | [9 empty] | 4/3/2015 | Not Dimmable | Not Dimmable | Not Yet Verified |  |  | 3243 | 108.2322 | 29.9634
PX46TMKH | Peerless Electric Company Ltd. | Peerless | NSL-4-40-35K-RA-X-X-347V | Indoor Luminaires | Linear Ambient | Direct Linear Ambient Luminaires | Standard | FALSE | [9 empty] | 4/3/2015 | Not Dimmable | Not Dimmable | Not Yet Verified |  |  | 4349.3333 | 112.4867 | 38.6653
PVWK79MD | Peerless Electric Company Ltd. | Peerless | NSL-2-23-35K-RA-X-X-MV | Indoor Luminaires | Linear Ambient | Direct Linear Ambient Luminaires | Standard | FALSE | [9 empty] | 4/3/2015 | Not Dimmable | Not Dimmable | Not Yet Verified |  |  | 2426 | 86.8 | 27.93 | 6.77 | 0.9963 | 3466 | 81.9
PTA5TZ44 | Peerless Electric Company Ltd. | Peerless | NSL-2-25-35K-X-X-MV | Indoor Luminaires | Linear Ambient | Direct Linear Ambient Luminaires | Standard | FALSE | [9 empty] | 4/3/2015 | Not Dimmable | Not Dimmable | Not Yet Verified |  |  | 2636.9565 | 94.413 | 27.93 | 6.77 | 0.9963 | 3466 | 81.9
PJX5T6H1 | Peerless Electric Company Ltd. | Peerless | NSL-2-25-40K-X-X-MV | Indoor Luminaires | Linear Ambient | Direct Linear Ambient Luminaires | Standard | FALSE | [9 empty] | 4/3/2015 | Not Dimmable | Not Dimmable | Not Yet Verified |  |  | 2637 | 96.3013 | 27.3828 |  |  | 3992 | 83.19
PR51Q34G | Peerless Electric Company Ltd. | Peerless | NSL-4-30-35K-RA-X-X-MV | Indoor Luminaires | Linear Ambient | Direct Linear Ambient Luminaires | Standard | FALSE | [9 empty] | 4/3/2015 | Not Dimmable | Not Dimmable | Not Yet Verified |  |  | 3243 | 104.2 | 31.12 | 6.48 | 0.9967 | 3455 | 81.95
PF5TU5S8 | Peerless Electric Company Ltd. | Peerless | NSL-4-30-40K-RA-X-X-MV | Indoor Luminaires | Linear Ambient | Direct Linear Ambient Luminaires | Standard | FALSE | [9 empty] | 4/3/2015 | Not Dimmable | Not Dimmable | Not Yet Verified |  |  | 3243 | 106.284 | 30.5126 |  |  | 3992 | 83.19
P7KAVH15 | Peerless Electric Company Ltd. | Peerless | NSL-4-40-35K-RA-X-X-MV | Indoor Luminaires | Linear Ambient | Direct Linear Ambient Luminaires | Standard | FALSE | [9 empty] | 4/3/2015 | Not Dimmable | Not Dimmable | Not Yet Verified |  |  | 4324 | 100.2625 | 43.1268 |  |  | 3455 | 81.95
P82AV6RT | Peerless Electric Company Ltd. | Peerless | NSL-4-29-35K-RA-X-X-MV | Indoor Luminaires | Linear Ambient | Direct Linear Ambient Luminaires | Standard | TRUE | 3112 | 116 | 26.82 | 8.53 | 0.9475 | 3484 | 84.27 | 5 | 60000 | 4/3/2015 | Not Dimmable | Not Dimmable | Not Yet Verified |  | 2.1 | 3112 | 116 | 26.82 | 8.53 | 0.9475 | 3484 | 84.27
PGBHQVDE | Peerless Electric Company Ltd. | Peerless | NSL-4-60-35K-RA-X-X-MV | Indoor Luminaires | Linear Ambient | Direct Linear Ambient Luminaires | Standard | TRUE | 5968 | 101.8 | 58.64 | 8.53 | 0.999 | 4031 | 84.65 | 5 | 60000 | 4/3/2015 | Not Dimmable | Not Dimmable | Not Yet Verified |  | 2.1 | 5968 | 101.8 | 58.64 | 5.01 | 0.9991 | 3484 | 84.27
P3YFXMTK | Peerless Electric Company Ltd. | Peerless | NSL-4-60-40K-RA-X-X-MV | Indoor Luminaires | Linear Ambient | Direct Linear Ambient Luminaires | Standard | FALSE | [9 empty] | 4/3/2015 | Not Dimmable | Not Dimmable | Not Yet Verified |  |  | 5968 | 105.274 | 56.6901 |  |  | 4031 | 84.65
P42GUMB1 | Peerless Electric Company Ltd. | Peerless | NSL-4-60-35K-X-X-MV | Indoor Luminaires | Linear Ambient | Direct Linear Ambient Luminaires | Standard | FALSE | [9 empty] | 4/3/2015 | Not Dimmable | Not Dimmable | Not Yet Verified |  |  | 5946 | 119.4245 | 49.7888 |  |  | 3484 | 84.27
PUXYFUVY | Peerless Electric Company Ltd. | Peerless | NSL-4-60-40K-X-X-MV | Indoor Luminaires | Linear Ambient | Direct Linear Ambient Luminaires | Standard | FALSE | [9 empty] | 4/3/2015 | Not Dimmable | Not Dimmable | Not Yet Verified |  |  | 5946 | 123.5 | 48.16 | 5.01 | 0.998 | 4031 | 84.65
P1MA1PZ2 | Peerless Electric Company Ltd. | Peerless | NSL-4-74-35K-X-X-MV | Indoor Luminaires | Linear Ambient | Direct Linear Ambient Luminaires | Standard | FALSE | [9 empty] | 4/3/2015 | Not Dimmable | Not Dimmable | Not Yet Verified |  |  | 7371 | 118.5093 | 62.1976 |  |  | 3484 | 84.27
P73F3GVV | Peerless Electric Company Ltd. | Peerless | NSL-4-74-40K-X-X-MV | Indoor Luminaires | Linear Ambient | Direct Linear Ambient Luminaires | Standard | FALSE | [9 empty] | 4/3/2015 | Not Dimmable | Not Dimmable | Not Yet Verified |  |  | 7371 | 122.5536 | 60.1451 |  |  | 4031 | 84.65
P3E1WTCB | Peerless Electric Company Ltd. | Peerless | NSL-8-96-35K-RA-X-X-MV | Indoor Luminaires | Linear Ambient | Direct Linear Ambient Luminaires | Standard | FALSE | [9 empty] | 4/3/2015 | Not Dimmable | Not Dimmable | Not Yet Verified |  |  | 9392.8 | 107.48 | 87.3911 |  |  | 3484 | 84.27
PREC44SD | Peerless Electric Company Ltd. | Peerless | NSL-8-96-40K-RA-X-X-MV | Indoor Luminaires | Linear Ambient | Direct Linear Ambient Luminaires | Standard | FALSE | [9 empty] | 4/3/2015 | Not Dimmable | Not Dimmable | Not Yet Verified |  |  | 9392.8 | 111.1479 | 84.5072 |  |  | 4031 | 84.65
PRQR3BJB | Peerless Electric Company Ltd. | Peerless | NSL-8-120-35K-RA-X-X-MV | Indoor Luminaires | Linear Ambient | Direct Linear Ambient Luminaires | Standard | FALSE | [9 empty] | 4/3/2015 | Not Dimmable | Not Dimmable | Not Yet Verified |  |  | 11741 | 101.8 | 115.7 | 4.68 | 0.9986 | 3484 | 84.27
PV5ANJTM | Peerless Electric Company Ltd. | Peerless | NSL-8-120-40K-RA-X-X-MV | Indoor Luminaires | Linear Ambient | Direct Linear Ambient Luminaires | Standard | FALSE | [9 empty] | 4/3/2015 | Not Dimmable | Not Dimmable | Not Yet Verified |  |  | 11741 | 105.274 | 111.528 |  |  | 4031 | 84.65
P9B2ERFA | Peerless Electric Company Ltd. | Peerless | NSL-8-60-35K-X-X-MV | Indoor Luminaires | Linear Ambient | Direct Linear Ambient Luminaires | Standard | FALSE | [9 empty] | 4/3/2015 | Not Dimmable | Not Dimmable | Not Yet Verified |  |  | 5870.5 | 136.0829 | 43.1391 |  |  | 3484 | 84.27
PV7A8RVZ | Peerless Electric Company Ltd. | Peerless | NSL-8-60-40K-X-X-MV | Indoor Luminaires | Linear Ambient | Direct Linear Ambient Luminaires | Standard | FALSE | [9 empty] | 4/3/2015 | Not Dimmable | Not Dimmable | Not Yet Verified |  |  | 5870.5 | 140.7269 | 41.7156 |  |  | 4031 | 84.65
PG86UHXS | Peerless Electric Company Ltd. | Peerless | NSL-8-120-35K-X-X-MV | Indoor Luminaires | Linear Ambient | Direct Linear Ambient Luminaires | Standard | FALSE | [9 empty] | 4/3/2015 | Not Dimmable | Not Dimmable | Not Yet Verified |  |  | 11741 | 119.4245 | 98.3132 |  |  | 3484 | 84.27
PP1AEKUR | Peerless Electric Company Ltd. | Peerless | NSL-8-120-40K-X-X-MV | Indoor Luminaires | Linear Ambient | Direct Linear Ambient Luminaires | Standard | FALSE | [9 empty] | 4/3/2015 | Not Dimmable | Not Dimmable | Not Yet Verified |  |  | 11741 | 123.5 | 95.0688 |  |  | 4031 | 84.65
P94YZVES | Peerless Electric Company Ltd. | Peerless | NSL-4-29-35K-RA-X-X-347V | Indoor Luminaires | Linear Ambient | Direct Linear Ambient Luminaires | Standard | FALSE | [9 empty] | 4/3/2015 | Not Dimmable | Not Dimmable | Not Yet Verified |  |  | 3112 | 118.1263 | 26.3447 |  |  | 3484 | 84.27
PCMYNMDN | Peerless Electric Company Ltd. | Peerless | NSL-4-60-35K-RA-X-X-347V | Indoor Luminaires | Linear Ambient | Direct Linear Ambient Luminaires | Standard | FALSE | [9 empty] | 4/3/2015 | Not Dimmable | Not Dimmable | Not Yet Verified |  |  | 5968 | 103.666 | 57.5695 |  |  | 3484 | 84.27
P6Z8HZ2D | Peerless Electric Company Ltd. | Peerless | NSL-4-60-40K-RA-X-X-347V | Indoor Luminaires | Linear Ambient | Direct Linear Ambient Luminaires | Standard | FALSE | [9 empty] | 4/3/2015 | Not Dimmable | Not Dimmable | Not Yet Verified |  |  | 5968 | 107.2037 | 55.6697 |  |  | 4031 | 84.65
PGAPV5QV | Peerless Electric Company Ltd. | Peerless | NSL-4-60-35K-X-X-347V | Indoor Luminaires | Linear Ambient | Direct Linear Ambient Luminaires | Standard | FALSE | [9 empty] | 4/3/2015 | Not Dimmable | Not Dimmable | Not Yet Verified |  |  | 5946 | 121.6135 | 48.8926 |  |  | 3484 | 84.27
PM19EXUC | Peerless Electric Company Ltd. | Peerless | NSL-4-60-40K-X-X-347V | Indoor Luminaires | Linear Ambient | Direct Linear Ambient Luminaires | Standard | FALSE | [9 empty] | 4/3/2015 | Not Dimmable | Not Dimmable | Not Yet Verified |  |  | 5946 | 125.7638 | 47.2791 |  |  | 4031 | 84.65
P1CEJR3D | Peerless Electric Company Ltd. | Peerless | NSL-4-74-35K-X-X-347V | Indoor Luminaires | Linear Ambient | Direct Linear Ambient Luminaires | Standard | FALSE | [9 empty] | 4/3/2015 | Not Dimmable | Not Dimmable | Not Yet Verified |  |  | 7371 | 120.6816 | 61.0781 |  |  | 3484 | 84.27
PXGG7UDT | Peerless Electric Company Ltd. | Peerless | NSL-4-74-40K-X-X-347V | Indoor Luminaires | Linear Ambient | Direct Linear Ambient Luminaires | Standard | FALSE | [9 empty] | 4/3/2015 | Not Dimmable | Not Dimmable | Not Yet Verified |  |  | 7371 | 124.8 | 59.06 | 9.08 | 0.9849 | 4031 | 84.65
PAC7W2N3 | Peerless Electric Company Ltd. | Peerless | NSL-8-96-35K-RA-X-X-347V | Indoor Luminaires | Linear Ambient | Direct Linear Ambient Luminaires | Standard | FALSE | [9 empty] | 4/3/2015 | Not Dimmable | Not Dimmable | Not Yet Verified |  |  | 9392.8 | 109.4501 | 85.8181 |  |  | 3484 | 84.27
P3KDZ162 | Peerless Electric Company Ltd. | Peerless | NSL-8-96-40K-RA-X-X-347V | Indoor Luminaires | Linear Ambient | Direct Linear Ambient Luminaires | Standard | FALSE | [9 empty] | 4/3/2015 | Not Dimmable | Not Dimmable | Not Yet Verified |  |  | 9392.8 | 113.1852 | 82.9861 |  |  | 4031 | 84.65
PVZGYUJF | Peerless Electric Company Ltd. | Peerless | NSL-8-120-35K-RA-X-X-347V | Indoor Luminaires | Linear Ambient | Direct Linear Ambient Luminaires | Standard | FALSE | [9 empty] | 4/3/2015 | Not Dimmable | Not Dimmable | Not Yet Verified |  |  | 11741 | 103.666 | 113.258 |  |  | 3484 | 84.27
PX39J8AU | Peerless Electric Company Ltd. | Peerless | NSL-8-120-40K-RA-X-X-347V | Indoor Luminaires | Linear Ambient | Direct Linear Ambient Luminaires | Standard | FALSE | [9 empty] | 4/3/2015 | Not Dimmable | Not Dimmable | Not Yet Verified |  |  | 11741 | 107.2037 | 109.5205 |  |  | 4031 | 84.65
PAEZ73NN | Peerless Electric Company Ltd. | Peerless | NSL-8-60-35K-X-X-347V | Indoor Luminaires | Linear Ambient | Direct Linear Ambient Luminaires | Standard | FALSE | [9 empty] | 4/3/2015 | Not Dimmable | Not Dimmable | Not Yet Verified |  |  | 5870.5 | 138.5773 | 42.3626 |  |  | 3484 | 84.27
PYBU5GK7 | Peerless Electric Company Ltd. | Peerless | NSL-8-60-40K-X-X-347V | Indoor Luminaires | Linear Ambient | Direct Linear Ambient Luminaires | Standard | FALSE | [9 empty] | 4/3/2015 | Not Dimmable | Not Dimmable | Not Yet Verified |  |  | 5870.5 | 143.3064 | 40.9647 |  |  | 4031 | 84.65
P2AUZ6NB | Peerless Electric Company Ltd. | Peerless | NSL-8-120-35K-X-X-347V | Indoor Luminaires | Linear Ambient | Direct Linear Ambient Luminaires | Standard | FALSE | [9 empty] | 4/3/2015 | Not Dimmable | Not Dimmable | Not Yet Verified |  |  | 11741 | 119.4245 | 98.3132 |  |  | 3484 | 84.27
PT9HA5MN | Peerless Electric Company Ltd. | Peerless | NSL-8-120-40K-X-X-347V | Indoor Luminaires | Linear Ambient | Direct Linear Ambient Luminaires | Standard | FALSE | [9 empty] | 4/3/2015 | Not Dimmable | Not Dimmable | Not Yet Verified |  |  | 11741 | 125.7638 | 93.3576 |  |  | 4031 | 84.65
PJ8N3MH9 | Peerless Electric Company Ltd. | Peerless | NSL-4-29-35K-RA-X-X-MV-SD | Indoor Luminaires | Linear Ambient | Direct Linear Ambient Luminaires | Standard | FALSE | [9 empty] | 4/3/2015 | Dimmable | Stepped | Not Yet Verified |  |  | 3112 | 116 | 26.82 | 8.53 | 0.9475 | 3484 | 84.27
PDRPQ4R7 | Peerless Electric Company Ltd. | Peerless | NSL-4-60-35K-RA-X-X-MV-SD | Indoor Luminaires | Linear Ambient | Direct Linear Ambient Luminaires | Standard | FALSE | [9 empty] | 4/3/2015 | Dimmable | Stepped | Not Yet Verified |  |  | 5968 | 101.8 | 58.64 | 5.01 | 0.9991 | 3484 | 84.27
PXY4M8H5 | Peerless Electric Company Ltd. | Peerless | NSL-4-60-40K-RA-X-X-MV-SD | Indoor Luminaires | Linear Ambient | Direct Linear Ambient Luminaires | Standard | FALSE | [9 empty] | 4/3/2015 | Dimmable | Stepped | Not Yet Verified |  |  | 5968 | 105.274 | 56.6901 |  |  | 4031 | 84.65
P3QUCXTK | Peerless Electric Company Ltd. | Peerless | NSL-4-60-35K-X-X-MV-SD | Indoor Luminaires | Linear Ambient | Direct Linear Ambient Luminaires | Standard | FALSE | [9 empty] | 4/3/2015 | Dimmable | Stepped | Not Yet Verified |  |  | 5946 | 119.4245 | 49.7888 |  |  | 3484 | 84.27
PGRMQ18P | Peerless Electric Company Ltd. | Peerless | NSL-4-60-40K-X-X-MV-SD | Indoor Luminaires | Linear Ambient | Direct Linear Ambient Luminaires | Standard | FALSE | [9 empty] | 4/3/2015 | Dimmable | Stepped | Not Yet Verified |  |  | 5946 | 123.5 | 48.16 | 5.01 | 0.998 | 4031 | 84.65
PDFC5B7Y | Peerless Electric Company Ltd. | Peerless | NSL-4-74-35K-X-X-MV-SD | Indoor Luminaires | Linear Ambient | Direct Linear Ambient Luminaires | Standard | FALSE | [9 empty] | 4/3/2015 | Dimmable | Stepped | Not Yet Verified |  |  | 7371 | 118.5093 | 62.1976 |  |  | 3484 | 84.27
PUFJC6E5 | Peerless Electric Company Ltd. | Peerless | NSL-4-74-40K-X-X-MV-SD | Indoor Luminaires | Linear Ambient | Direct Linear Ambient Luminaires | Standard | FALSE | [9 empty] | 4/3/2015 | Dimmable | Stepped | Not Yet Verified |  |  | 7371 | 122.5536 | 60.1451 |  |  | 4031 | 84.65
PMPY6DSR | Peerless Electric Company Ltd. | Peerless | NSL-8-96-35K-RA-X-X-MV-SD | Indoor Luminaires | Linear Ambient | Direct Linear Ambient Luminaires | Standard | FALSE | [9 empty] | 4/3/2015 | Dimmable | Stepped | Not Yet Verified |  |  | 9392.8 | 107.48 | 87.3911 |  |  | 3484 | 84.27
PU41Y1Z7 | Peerless Electric Company Ltd. | Peerless | NSL-8-96-40K-RA-X-X-MV-SD | Indoor Luminaires | Linear Ambient | Direct Linear Ambient Luminaires | Standard | FALSE | [9 empty] | 4/3/2015 | Dimmable | Stepped | Not Yet Verified |  |  | 9392.8 | 111.1479 | 84.5072 |  |  | 4031 | 84.65
PACACTTU | Peerless Electric Company Ltd. | Peerless | NSL-8-120-35K-RA-X-X-MV-SD | Indoor Luminaires | Linear Ambient | Direct Linear Ambient Luminaires | Standard | FALSE | [9 empty] | 4/3/2015 | Dimmable | Stepped | Not Yet Verified |  |  | 11741 | 101.8 | 115.7 | 4.68 | 0.9986 | 3484 | 84.27
PS2S7KGH | Peerless Electric Company Ltd. | Peerless | NSL-8-120-40K-RA-X-X-MV-SD | Indoor Luminaires | Linear Ambient | Direct Linear Ambient Luminaires | Standard | FALSE | [9 empty] | 4/3/2015 | Dimmable | Stepped | Not Yet Verified |  |  | 11741 | 105.274 | 111.528 |  |  | 4031 | 84.65
PJJ92PQ6 | Peerless Electric Company Ltd. | Peerless | NSL-8-60-35K-X-X-MV-SD | Indoor Luminaires | Linear Ambient | Direct Linear Ambient Luminaires | Standard | FALSE | [9 empty] | 4/3/2015 | Dimmable | Stepped | Not Yet Verified |  |  | 5870.5 | 136.0829 | 43.1391 |  |  | 3484 | 84.27
PBYUXR8V | Peerless Electric Company Ltd. | Peerless | NSL-8-60-40K-X-X-MV-SD | Indoor Luminaires | Linear Ambient | Direct Linear Ambient Luminaires | Standard | FALSE | [9 empty] | 4/3/2015 | Dimmable | Stepped | Not Yet Verified |  |  | 5870.5 | 140.7269 | 41.7156 |  |  | 4031 | 84.65
PNMFMH2U | Peerless Electric Company Ltd. | Peerless | NSL-8-120-35K-X-X-MV-SD | Indoor Luminaires | Linear Ambient | Direct Linear Ambient Luminaires | Standard | FALSE | [9 empty] | 4/3/2015 | Dimmable | Stepped | Not Yet Verified |  |  | 11741 | 119.4245 | 98.3132 |  |  | 3484 | 84.27
PDJAPWM4 | Peerless Electric Company Ltd. | Peerless | NSL-8-120-40K-X-X-MV-SD | Indoor Luminaires | Linear Ambient | Direct Linear Ambient Luminaires | Standard | FALSE | [9 empty] | 4/3/2015 | Dimmable | Stepped | Not Yet Verified |  |  | 11741 | 123.5 | 95.0688 |  |  | 4031 | 84.65
PXF93JHK | Peerless Electric Company Ltd. | Peerless | NSL-4-29-35K-RA-X-X-347V-SD | Indoor Luminaires | Linear Ambient | Direct Linear Ambient Luminaires | Standard | FALSE | [9 empty] | 4/3/2015 | Dimmable | Stepped | Not Yet Verified |  |  | 3112 | 118.1263 | 26.3447 |  |  | 3484 | 84.27
PU17MJA8 | Peerless Electric Company Ltd. | Peerless | NSL-4-60-35K-RA-X-X-347V-SD | Indoor Luminaires | Linear Ambient | Direct Linear Ambient Luminaires | Standard | FALSE | [9 empty] | 4/3/2015 | Dimmable | Stepped | Not Yet Verified |  |  | 5968 | 103.666 | 57.5695 |  |  | 3484 | 84.27
PPSQBV8D | Peerless Electric Company Ltd. | Peerless | NSL-4-60-40K-RA-X-X-347V-SD | Indoor Luminaires | Linear Ambient | Direct Linear Ambient Luminaires | Standard | FALSE | [9 empty] | 4/3/2015 | Dimmable | Stepped | Not Yet Verified |  |  | 5968 | 107.2037 | 55.6697 |  |  | 4031 | 84.65
PQKVBRYE | Peerless Electric Company Ltd. | Peerless | NSL-4-60-35K-X-X-347V-SD | Indoor Luminaires | Linear Ambient | Direct Linear Ambient Luminaires | Standard | FALSE | [9 empty] | 4/3/2015 | Dimmable | Stepped | Not Yet Verified |  |  | 5946 | 121.6135 | 48.8926 |  |  | 3484 | 84.27
P99P2DBP | Peerless Electric Company Ltd. | Peerless | NSL-4-60-40K-X-X-347V-SD | Indoor Luminaires | Linear Ambient | Direct Linear Ambient Luminaires | Standard | FALSE | [9 empty] | 4/3/2015 | Dimmable | Stepped | Not Yet Verified |  |  | 5946 | 125.7638 | 47.2791 |  |  | 4031 | 84.65
PSU5F1K4 | Peerless Electric Company Ltd. | Peerless | NSL-4-74-35K-X-X-347V-SD | Indoor Luminaires | Linear Ambient | Direct Linear Ambient Luminaires | Standard | FALSE | [9 empty] | 4/3/2015 | Dimmable | Stepped | Not Yet Verified |  |  | 7371 | 120.6816 | 61.0781 |  |  | 3484 | 84.27
PWJ991VZ | Peerless Electric Company Ltd. | Peerless | NSL-4-74-40K-X-X-347V-SD | Indoor Luminaires | Linear Ambient | Direct Linear Ambient Luminaires | Standard | FALSE | [9 empty] | 4/3/2015 | Dimmable | Stepped | Not Yet Verified |  |  | 7371 | 124.8 | 59.06 | 9.08 | 0.9849 | 4031 | 84.65
P3VMBNZH | Peerless Electric Company Ltd. | Peerless | NSL-8-96-35K-RA-X-X-347V-SD | Indoor Luminaires | Linear Ambient | Direct Linear Ambient Luminaires | Standard | FALSE | [9 empty] | 4/3/2015 | Dimmable | Stepped | Not Yet Verified |  |  | 9392.8 | 109.4501 | 85.8181 |  |  | 3484 | 84.27
P6Q14UEU | Peerless Electric Company Ltd. | Peerless | NSL-8-96-40K-RA-X-X-347V-SD | Indoor Luminaires | Linear Ambient | Direct Linear Ambient Luminaires | Standard | FALSE | [9 empty] | 4/3/2015 | Dimmable | Stepped | Not Yet Verified |  |  | 9392.8 | 113.1852 | 82.9861 |  |  | 4031 | 84.65
P2UVF8V7 | Peerless Electric Company Ltd. | Peerless | NSL-8-120-35K-RA-X-X-347V-SD | Indoor Luminaires | Linear Ambient | Direct Linear Ambient Luminaires | Standard | FALSE | [9 empty] | 4/3/2015 | Dimmable | Stepped | Not Yet Verified |  |  | 11741 | 103.666 | 113.258 |  |  | 3484 | 84.27
P7V65YK4 | Peerless Electric Company Ltd. | Peerless | NSL-8-120-40K-RA-X-X-347V-SD | Indoor Luminaires | Linear Ambient | Direct Linear Ambient Luminaires | Standard | FALSE | [9 empty] | 4/3/2015 | Dimmable | Stepped | Not Yet Verified |  |  | 11741 | 107.2037 | 109.5205 |  |  | 4031 | 84.65
PBVC1CRG | Peerless Electric Company Ltd. | Peerless | NSL-8-60-35K-X-X-347V-SD | Indoor Luminaires | Linear Ambient | Direct Linear Ambient Luminaires | Standard | FALSE | [9 empty] | 4/3/2015 | Dimmable | Stepped | Not Yet Verified |  |  | 5870.5 | 138.5773 | 42.3626 |  |  | 3484 | 84.27
PPB11MFW | Peerless Electric Company Ltd. | Peerless | NSL-8-60-40K-X-X-347V-SD | Indoor Luminaires | Linear Ambient | Direct Linear Ambient Luminaires | Standard | FALSE | [9 empty] | 4/3/2015 | Dimmable | Stepped | Not Yet Verified |  |  | 5870.5 | 143.3064 | 40.9647 |  |  | 4031 | 84.65
PEDNFEJ4 | Peerless Electric Company Ltd. | Peerless | NSL-8-120-35K-X-X-347V-SD | Indoor Luminaires | Linear Ambient | Direct Linear Ambient Luminaires | Standard | FALSE | [9 empty] | 4/3/2015 | Dimmable | Stepped | Not Yet Verified |  |  | 11741 | 119.4245 | 98.3132 |  |  | 3484 | 84.27
PZQ42A26 | Peerless Electric Company Ltd. | Peerless | NSL-8-120-40K-X-X-347V-SD | Indoor Luminaires | Linear Ambient | Direct Linear Ambient Luminaires | Standard | FALSE | [9 empty] | 4/3/2015 | Dimmable | Stepped | Not Yet Verified |  |  | 11741 | 125.7638 | 93.3576 |  |  | 4031 | 84.65
PARFYQP4 | Peerless Electric Company Ltd. | Peerless | NSL-4-29-35K-RA-X-X-MV-D10 | Indoor Luminaires | Linear Ambient | Direct Linear Ambient Luminaires | Standard | FALSE | [9 empty] | 4/3/2015 | Dimmable | Continuous (Cannot dim down to ≤ 10% (W) | Not Yet Verified |  |  | 3112 | 116 | 26.82 | 8.53 | 0.9475 | 3484 | 84.27
P4YCRZNN | Peerless Electric Company Ltd. | Peerless | NSL-4-60-35K-RA-X-X-MV-D10 | Indoor Luminaires | Linear Ambient | Direct Linear Ambient Luminaires | Standard | FALSE | [9 empty] | 4/3/2015 | Dimmable | Continuous (Cannot dim down to ≤ 10% (W) | Not Yet Verified |  |  | 5968 | 101.8 | 58.64 | 5.01 | 0.9991 | 3484 | 84.27
PS4QWPM3 | Peerless Electric Company Ltd. | Peerless | NSL-4-60-40K-RA-X-X-MV-D10 | Indoor Luminaires | Linear Ambient | Direct Linear Ambient Luminaires | Standard | FALSE | [9 empty] | 4/3/2015 | Dimmable | Continuous (Cannot dim down to ≤ 10% (W) | Not Yet Verified |  |  | 5968 | 105.274 | 56.6901 |  |  | 4031 | 84.65
PRTYUA9M | Peerless Electric Company Ltd. | Peerless | NSL-4-60-35K-X-X-MV-D10 | Indoor Luminaires | Linear Ambient | Direct Linear Ambient Luminaires | Standard | FALSE | [9 empty] | 4/3/2015 | Dimmable | Continuous (Cannot dim down to ≤ 10% (W) | Not Yet Verified |  |  | 5946 | 119.4245 | 49.7888 |  |  | 3484 | 84.27
PEJ8CYMP | Peerless Electric Company Ltd. | Peerless | NSL-4-60-40K-X-X-MV-D10 | Indoor Luminaires | Linear Ambient | Direct Linear Ambient Luminaires | Standard | FALSE | [9 empty] | 4/3/2015 | Dimmable | Continuous (Cannot dim down to ≤ 10% (W) | Not Yet Verified |  |  | 5946 | 123.5 | 48.16 | 5.01 | 0.998 | 4031 | 84.65
PWUC732K | Peerless Electric Company Ltd. | Peerless | NSL-4-74-35K-X-X-MV-D10 | Indoor Luminaires | Linear Ambient | Direct Linear Ambient Luminaires | Standard | FALSE | [9 empty] | 4/3/2015 | Dimmable | Continuous (Cannot dim down to ≤ 10% (W) | Not Yet Verified |  |  | 7371 | 118.5093 | 62.1976 |  |  | 3484 | 84.27
PRJ1R7SH | Peerless Electric Company Ltd. | Peerless | NSL-4-74-40K-X-X-MV-D10 | Indoor Luminaires | Linear Ambient | Direct Linear Ambient Luminaires | Standard | FALSE | [9 empty] | 4/3/2015 | Dimmable | Continuous (Cannot dim down to ≤ 10% (W) | Not Yet Verified |  |  | 7371 | 122.5536 | 60.1451 |  |  | 4031 | 84.65
PWPEXRCU | Peerless Electric Company Ltd. | Peerless | NSL-8-96-35K-RA-X-X-MV-D10 | Indoor Luminaires | Linear Ambient | Direct Linear Ambient Luminaires | Standard | FALSE | [9 empty] | 4/3/2015 | Dimmable | Continuous (Cannot dim down to ≤ 10% (W) | Not Yet Verified |  |  | 9392.8 | 107.48 | 87.3911 |  |  | 3484 | 84.27
P7TEQPTY | Peerless Electric Company Ltd. | Peerless | NSL-8-96-40K-RA-X-X-MV-D10 | Indoor Luminaires | Linear Ambient | Direct Linear Ambient Luminaires | Standard | FALSE | [9 empty] | 4/3/2015 | Dimmable | Continuous (Cannot dim down to ≤ 10% (W) | Not Yet Verified |  |  | 9392.8 | 111.1479 | 84.5072 |  |  | 4031 | 84.65
PPEPAB96 | Peerless Electric Company Ltd. | Peerless | NSL-8-120-35K-RA-X-X-MV-D10 | Indoor Luminaires | Linear Ambient | Direct Linear Ambient Luminaires | Standard | FALSE | [9 empty] | 4/3/2015 | Dimmable | Continuous (Cannot dim down to ≤ 10% (W) | Not Yet Verified |  |  | 11741 | 101.8 | 115.7 | 4.68 | 0.9986 | 3484 | 84.27
PJNZWVSA | Peerless Electric Company Ltd. | Peerless | NSL-8-120-40K-RA-X-X-MV-D10 | Indoor Luminaires | Linear Ambient | Direct Linear Ambient Luminaires | Standard | FALSE | [9 empty] | 4/3/2015 | Dimmable | Continuous (Cannot dim down to ≤ 10% (W) | Not Yet Verified |  |  | 11741 | 105.274 | 111.528 |  |  | 4031 | 84.65
PJ8CCTCU | Peerless Electric Company Ltd. | Peerless | NSL-8-60-35K-X-X-MV-D10 | Indoor Luminaires | Linear Ambient | Direct Linear Ambient Luminaires | Standard | FALSE | [9 empty] | 4/3/2015 | Dimmable | Continuous (Cannot dim down to ≤ 10% (W) | Not Yet Verified |  |  | 5870.5 | 136.0829 | 43.1391 |  |  | 3484 | 84.27
P53RHH4Y | Peerless Electric Company Ltd. | Peerless | NSL-8-60-40K-X-X-MV-D10 | Indoor Luminaires | Linear Ambient | Direct Linear Ambient Luminaires | Standard | FALSE | [9 empty] | 4/3/2015 | Dimmable | Continuous (Cannot dim down to ≤ 10% (W) | Not Yet Verified |  |  | 5870.5 | 140.7269 | 41.7156 |  |  | 4031 | 84.65
PB7SPHWB | Peerless Electric Company Ltd. | Peerless | NSL-8-120-35K-X-X-MV-D10 | Indoor Luminaires | Linear Ambient | Direct Linear Ambient Luminaires | Standard | FALSE | [9 empty] | 4/3/2015 | Dimmable | Continuous (Cannot dim down to ≤ 10% (W) | Not Yet Verified |  |  | 11741 | 119.4245 | 98.3132 |  |  | 3484 | 84.27
PENQ6TNM | Peerless Electric Company Ltd. | Peerless | NSL-8-120-40K-X-X-MV-D10 | Indoor Luminaires | Linear Ambient | Direct Linear Ambient Luminaires | Standard | FALSE | [9 empty] | 4/3/2015 | Dimmable | Continuous (Cannot dim down to ≤ 10% (W) | Not Yet Verified |  |  | 11741 | 123.5 | 95.0688 |  |  | 4031 | 84.65
PBRA5VTY | Peerless Electric Company Ltd. | Peerless | NSL-4-29-35K-RA-X-X-347V-D10 | Indoor Luminaires | Linear Ambient | Direct Linear Ambient Luminaires | Standard | FALSE | [9 empty] | 4/3/2015 | Dimmable | Continuous (Cannot dim down to ≤ 10% (W) | Not Yet Verified |  |  | 3112 | 118.1263 | 26.3447 |  |  | 3484 | 84.27
PVBM6QDU | Peerless Electric Company Ltd. | Peerless | NSL-4-60-35K-RA-X-X-347V-D10 | Indoor Luminaires | Linear Ambient | Direct Linear Ambient Luminaires | Standard | FALSE | [9 empty] | 4/3/2015 | Dimmable | Continuous (Cannot dim down to ≤ 10% (W) | Not Yet Verified |  |  | 5968 | 103.666 | 57.5695 |  |  | 3484 | 84.27
PM833EGG | Peerless Electric Company Ltd. | Peerless | NSL-4-60-40K-RA-X-X-347V-D10 | Indoor Luminaires | Linear Ambient | Direct Linear Ambient Luminaires | Standard | FALSE | [9 empty] | 4/3/2015 | Dimmable | Continuous (Cannot dim down to ≤ 10% (W) | Not Yet Verified |  |  | 5968 | 107.2037 | 55.6697 |  |  | 4031 | 84.65
PQHGM59D | Peerless Electric Company Ltd. | Peerless | NSL-4-60-35K-X-X-347V-D10 | Indoor Luminaires | Linear Ambient | Direct Linear Ambient Luminaires | Standard | FALSE | [9 empty] | 4/3/2015 | Dimmable | Continuous (Cannot dim down to ≤ 10% (W) | Not Yet Verified |  |  | 5946 | 121.6135 | 48.8926 |  |  | 3484 | 84.27
PVXG91H4 | Peerless Electric Company Ltd. | Peerless | NSL-4-60-40K-X-X-347V-D10 | Indoor Luminaires | Linear Ambient | Direct Linear Ambient Luminaires | Standard | FALSE | [9 empty] | 4/3/2015 | Dimmable | Continuous (Cannot dim down to ≤ 10% (W) | Not Yet Verified |  |  | 5946 | 125.7638 | 47.2791 |  |  | 4031 | 84.65
PNQNXMAS | Peerless Electric Company Ltd. | Peerless | NSL-4-74-35K-X-X-347V-D10 | Indoor Luminaires | Linear Ambient | Direct Linear Ambient Luminaires | Standard | FALSE | [9 empty] | 4/3/2015 | Dimmable | Continuous (Cannot dim down to ≤ 10% (W) | Not Yet Verified |  |  | 7371 | 120.6816 | 61.0781 |  |  | 3484 | 84.27
P5ET4ST4 | Peerless Electric Company Ltd. | Peerless | NSL-4-74-40K-X-X-347V-D10 | Indoor Luminaires | Linear Ambient | Direct Linear Ambient Luminaires | Standard | FALSE | [9 empty] | 4/3/2015 | Dimmable | Continuous (Cannot dim down to ≤ 10% (W) | Not Yet Verified |  |  | 7371 | 124.8 | 59.06 | 9.08 | 0.9849 | 4031 | 84.65
PQXCPFDW | Peerless Electric Company Ltd. | Peerless | NSL-8-96-35K-RA-X-X-347V-D10 | Indoor Luminaires | Linear Ambient | Direct Linear Ambient Luminaires | Standard | FALSE | [9 empty] | 4/3/2015 | Dimmable | Continuous (Cannot dim down to ≤ 10% (W) | Not Yet Verified |  |  | 9392.8 | 109.4501 | 85.8181 |  |  | 3484 | 84.27
PH4UZUV9 | Peerless Electric Company Ltd. | Peerless | NSL-8-96-40K-RA-X-X-347V-D10 | Indoor Luminaires | Linear Ambient | Direct Linear Ambient Luminaires | Standard | FALSE | [9 empty] | 4/3/2015 | Dimmable | Continuous (Cannot dim down to ≤ 10% (W) | Not Yet Verified |  |  | 9392.8 | 113.1852 | 82.9861 |  |  | 4031 | 84.65
PQE6Z6Z8 | Peerless Electric Company Ltd. | Peerless | NSL-8-120-35K-RA-X-X-347V-D10 | Indoor Luminaires | Linear Ambient | Direct Linear Ambient Luminaires | Standard | FALSE | [9 empty] | 4/3/2015 | Dimmable | Continuous (Cannot dim down to ≤ 10% (W) | Not Yet Verified |  |  | 11741 | 103.666 | 113.258 |  |  | 3484 | 84.27
PTQF3F1V | Peerless Electric Company Ltd. | Peerless | NSL-8-120-40K-RA-X-X-347V-D10 | Indoor Luminaires | Linear Ambient | Direct Linear Ambient Luminaires | Standard | FALSE | [9 empty] | 4/3/2015 | Dimmable | Continuous (Cannot dim down to ≤ 10% (W) | Not Yet Verified |  |  | 11741 | 107.2037 | 109.5205 |  |  | 4031 | 84.65
PCZTNSJF | Peerless Electric Company Ltd. | Peerless | NSL-8-60-35K-X-X-347V-D10 | Indoor Luminaires | Linear Ambient | Direct Linear Ambient Luminaires | Standard | FALSE | [9 empty] | 4/3/2015 | Dimmable | Continuous (Cannot dim down to ≤ 10% (W) | Not Yet Verified |  |  | 5870.5 | 138.5773 | 42.3626 |  |  | 3484 | 84.27
PADWVDGE | Peerless Electric Company Ltd. | Peerless | NSL-8-60-40K-X-X-347V-D10 | Indoor Luminaires | Linear Ambient | Direct Linear Ambient Luminaires | Standard | FALSE | [9 empty] | 4/3/2015 | Dimmable | Continuous (Cannot dim down to ≤ 10% (W) | Not Yet Verified |  |  | 5870.5 | 143.3064 | 40.9647 |  |  | 4031 | 84.65
PV473RSR | Peerless Electric Company Ltd. | Peerless | NSL-8-120-35K-X-X-347V-D10 | Indoor Luminaires | Linear Ambient | Direct Linear Ambient Luminaires | Standard | FALSE | [9 empty] | 4/3/2015 | Dimmable | Continuous (Cannot dim down to ≤ 10% (W) | Not Yet Verified |  |  | 11741 | 119.4245 | 98.3132 |  |  | 3484 | 84.27
P9WEW366 | Peerless Electric Company Ltd. | Peerless | NSL-8-120-40K-X-X-347V-D10 | Indoor Luminaires | Linear Ambient | Direct Linear Ambient Luminaires | Standard | FALSE | [9 empty] | 4/3/2015 | Dimmable | Continuous (Cannot dim down to ≤ 10% (W) | Not Yet Verified |  |  | 11741 | 125.7638 | 93.3576 |  |  | 4031 | 84.65
PG7V9PBE | Peerless Electric Company Ltd. | Peerless | NSL-4-29-35K-RA-X-X-MV-D1 | Indoor Luminaires | Linear Ambient | Direct Linear Ambient Luminaires | Standard | FALSE | [9 empty] | 4/3/2015 | Dimmable | Continuous (Can dim down to ≤ 10% (W)) | Not Yet Verified |  |  | 3112 | 116 | 26.82 | 8.53 | 0.9475 | 3484 | 84.27
PDBMCK3P | Peerless Electric Company Ltd. | Peerless | NSL-4-60-35K-RA-X-X-MV-D1 | Indoor Luminaires | Linear Ambient | Direct Linear Ambient Luminaires | Standard | FALSE | [9 empty] | 4/3/2015 | Dimmable | Continuous (Can dim down to ≤ 10% (W)) | Not Yet Verified |  |  | 5968 | 101.8 | 58.64 | 5.01 | 0.9991 | 3484 | 84.27
PBKE3S37 | Peerless Electric Company Ltd. | Peerless | NSL-4-60-40K-RA-X-X-MV-D1 | Indoor Luminaires | Linear Ambient | Direct Linear Ambient Luminaires | Standard | FALSE | [9 empty] | 4/3/2015 | Dimmable | Continuous (Can dim down to ≤ 10% (W)) | Not Yet Verified |  |  | 5968 | 105.274 | 56.6901 |  |  | 4031 | 84.65
PWHA1HDC | Peerless Electric Company Ltd. | Peerless | NSL-4-60-35K-X-X-MV-D1 | Indoor Luminaires | Linear Ambient | Direct Linear Ambient Luminaires | Standard | FALSE | [9 empty] | 4/3/2015 | Dimmable | Continuous (Can dim down to ≤ 10% (W)) | Not Yet Verified |  |  | 5946 | 119.4245 | 49.7888 |  |  | 3484 | 84.27
PCN2YPK4 | Peerless Electric Company Ltd. | Peerless | NSL-4-60-40K-X-X-MV-D1 | Indoor Luminaires | Linear Ambient | Direct Linear Ambient Luminaires | Standard | FALSE | [9 empty] | 4/3/2015 | Dimmable | Continuous (Can dim down to ≤ 10% (W)) | Not Yet Verified |  |  | 5946 | 123.5 | 48.16 | 5.01 | 0.998 | 4031 | 84.65
PFBV1FAS | Peerless Electric Company Ltd. | Peerless | NSL-4-74-35K-X-X-MV-D1 | Indoor Luminaires | Linear Ambient | Direct Linear Ambient Luminaires | Standard | FALSE | [9 empty] | 4/3/2015 | Dimmable | Continuous (Can dim down to ≤ 10% (W)) | Not Yet Verified |  |  | 7371 | 118.5093 | 62.1976 |  |  | 3484 | 84.27
P3VZFYB8 | Peerless Electric Company Ltd. | Peerless | NSL-4-74-40K-X-X-MV-D1 | Indoor Luminaires | Linear Ambient | Direct Linear Ambient Luminaires | Standard | FALSE | [9 empty] | 4/3/2015 | Dimmable | Continuous (Can dim down to ≤ 10% (W)) | Not Yet Verified |  |  | 7371 | 122.5536 | 60.1451 |  |  | 4031 | 84.65
PMA3MC8W | Peerless Electric Company Ltd. | Peerless | NSL-8-96-35K-RA-X-X-MV-D1 | Indoor Luminaires | Linear Ambient | Direct Linear Ambient Luminaires | Standard | FALSE | [9 empty] | 4/3/2015 | Dimmable | Continuous (Can dim down to ≤ 10% (W)) | Not Yet Verified |  |  | 9392.8 | 107.48 | 87.3911 |  |  | 3484 | 84.27
PZUHE7BA | Peerless Electric Company Ltd. | Peerless | NSL-8-96-40K-RA-X-X-MV-D1 | Indoor Luminaires | Linear Ambient | Direct Linear Ambient Luminaires | Standard | FALSE | [9 empty] | 4/3/2015 | Dimmable | Continuous (Can dim down to ≤ 10% (W)) | Not Yet Verified |  |  | 9392.8 | 111.1479 | 84.5072 |  |  | 4031 | 84.65
PYVP6TV5 | Peerless Electric Company Ltd. | Peerless | NSL-8-120-35K-RA-X-X-MV-D1 | Indoor Luminaires | Linear Ambient | Direct Linear Ambient Luminaires | Standard | FALSE | [9 empty] | 4/3/2015 | Dimmable | Continuous (Can dim down to ≤ 10% (W)) | Not Yet Verified |  |  | 11741 | 101.8 | 115.7 | 4.68 | 0.9986 | 3484 | 84.27
PHUCK3R3 | Peerless Electric Company Ltd. | Peerless | NSL-8-120-40K-RA-X-X-MV-D1 | Indoor Luminaires | Linear Ambient | Direct Linear Ambient Luminaires | Standard | FALSE | [9 empty] | 4/3/2015 | Dimmable | Continuous (Can dim down to ≤ 10% (W)) | Not Yet Verified |  |  | 11741 | 105.274 | 111.528 |  |  | 4031 | 84.65
PXMVVCE2 | Peerless Electric Company Ltd. | Peerless | NSL-8-60-35K-X-X-MV-D1 | Indoor Luminaires | Linear Ambient | Direct Linear Ambient Luminaires | Standard | FALSE | [9 empty] | 4/3/2015 | Dimmable | Continuous (Can dim down to ≤ 10% (W)) | Not Yet Verified |  |  | 5870.5 | 136.0829 | 43.1391 |  |  | 3484 | 84.27
PN9MMNGS | Peerless Electric Company Ltd. | Peerless | NSL-8-60-40K-X-X-MV-D1 | Indoor Luminaires | Linear Ambient | Direct Linear Ambient Luminaires | Standard | FALSE | [9 empty] | 4/3/2015 | Dimmable | Continuous (Can dim down to ≤ 10% (W)) | Not Yet Verified |  |  | 5870.5 | 140.7269 | 41.7156 |  |  | 4031 | 84.65
PSNWJ8RE | Peerless Electric Company Ltd. | Peerless | NSL-8-120-35K-X-X-MV-D1 | Indoor Luminaires | Linear Ambient | Direct Linear Ambient Luminaires | Standard | FALSE | [9 empty] | 4/3/2015 | Dimmable | Continuous (Can dim down to ≤ 10% (W)) | Not Yet Verified |  |  | 11741 | 119.4245 | 98.3132 |  |  | 3484 | 84.27
PAKJFSCC | Peerless Electric Company Ltd. | Peerless | NSL-8-120-40K-X-X-MV-D1 | Indoor Luminaires | Linear Ambient | Direct Linear Ambient Luminaires | Standard | FALSE | [9 empty] | 4/3/2015 | Dimmable | Continuous (Can dim down to ≤ 10% (W)) | Not Yet Verified |  |  | 11741 | 123.5 | 95.0688 |  |  | 4031 | 84.65
PR1AJS3B | Peerless Electric Company Ltd. | Peerless | NSL-4-29-35K-RA-X-X-347V-D1 | Indoor Luminaires | Linear Ambient | Direct Linear Ambient Luminaires | Standard | FALSE | [9 empty] | 4/3/2015 | Dimmable | Continuous (Can dim down to ≤ 10% (W)) | Not Yet Verified |  |  | 3112 | 118.1263 | 26.3447 |  |  | 3484 | 84.27
PHYU57JK | Peerless Electric Company Ltd. | Peerless | NSL-4-60-35K-RA-X-X-347V-D1 | Indoor Luminaires | Linear Ambient | Direct Linear Ambient Luminaires | Standard | FALSE | [9 empty] | 4/3/2015 | Dimmable | Continuous (Can dim down to ≤ 10% (W)) | Not Yet Verified |  |  | 5968 | 103.666 | 57.5695 |  |  | 3484 | 84.27
PWCUFNP2 | Peerless Electric Company Ltd. | Peerless | NSL-4-60-40K-RA-X-X-347V-D1 | Indoor Luminaires | Linear Ambient | Direct Linear Ambient Luminaires | Standard | FALSE | [9 empty] | 4/3/2015 | Dimmable | Continuous (Can dim down to ≤ 10% (W)) | Not Yet Verified |  |  | 5968 | 107.2037 | 55.6697 |  |  | 4031 | 84.65
PGSB5AYX | Peerless Electric Company Ltd. | Peerless | NSL-4-60-35K-X-X-347V-D1 | Indoor Luminaires | Linear Ambient | Direct Linear Ambient Luminaires | Standard | FALSE | [9 empty] | 4/3/2015 | Dimmable | Continuous (Can dim down to ≤ 10% (W)) | Not Yet Verified |  |  | 5946 | 121.6135 | 48.8926 |  |  | 3484 | 84.27
PAKQVBZ6 | Peerless Electric Company Ltd. | Peerless | NSL-4-60-40K-X-X-347V-D1 | Indoor Luminaires | Linear Ambient | Direct Linear Ambient Luminaires | Standard | FALSE | [9 empty] | 4/3/2015 | Dimmable | Continuous (Can dim down to ≤ 10% (W)) | Not Yet Verified |  |  | 5946 | 125.7638 | 47.2791 |  |  | 4031 | 84.65
PHMB5QRJ | Peerless Electric Company Ltd. | Peerless | NSL-4-74-35K-X-X-347V-D1 | Indoor Luminaires | Linear Ambient | Direct Linear Ambient Luminaires | Standard | FALSE | [9 empty] | 4/3/2015 | Dimmable | Continuous (Can dim down to ≤ 10% (W)) | Not Yet Verified |  |  | 7371 | 120.6816 | 61.0781 |  |  | 3484 | 84.27
PZBQBG4Q | Peerless Electric Company Ltd. | Peerless | NSL-4-74-40K-X-X-347V-D1 | Indoor Luminaires | Linear Ambient | Direct Linear Ambient Luminaires | Standard | FALSE | [9 empty] | 4/3/2015 | Dimmable | Continuous (Can dim down to ≤ 10% (W)) | Not Yet Verified |  |  | 7371 | 124.8 | 59.06 | 9.08 | 0.9849 | 4031 | 84.65
PH19DZMJ | Peerless Electric Company Ltd. | Peerless | NSL-8-96-35K-RA-X-X-347V-D1 | Indoor Luminaires | Linear Ambient | Direct Linear Ambient Luminaires | Standard | FALSE | [9 empty] | 4/3/2015 | Dimmable | Continuous (Can dim down to ≤ 10% (W)) | Not Yet Verified |  |  | 9392.8 | 109.4501 | 85.8181 |  |  | 3484 | 84.27
PJ9QSDPH | Peerless Electric Company Ltd. | Peerless | NSL-8-96-40K-RA-X-X-347V-D1 | Indoor Luminaires | Linear Ambient | Direct Linear Ambient Luminaires | Standard | FALSE | [9 empty] | 4/3/2015 | Dimmable | Continuous (Can dim down to ≤ 10% (W)) | Not Yet Verified |  |  | 9392.8 | 113.1852 | 82.9861 |  |  | 4031 | 84.65
PNEJ5VPN | Peerless Electric Company Ltd. | Peerless | NSL-8-120-35K-RA-X-X-347V-D1 | Indoor Luminaires | Linear Ambient | Direct Linear Ambient Luminaires | Standard | FALSE | [9 empty] | 4/3/2015 | Dimmable | Continuous (Can dim down to ≤ 10% (W)) | Not Yet Verified |  |  | 11741 | 103.666 | 113.258 |  |  | 3484 | 84.27
P1TK88TT | Peerless Electric Company Ltd. | Peerless | NSL-8-120-40K-RA-X-X-347V-D1 | Indoor Luminaires | Linear Ambient | Direct Linear Ambient Luminaires | Standard | FALSE | [9 empty] | 4/3/2015 | Dimmable | Continuous (Can dim down to ≤ 10% (W)) | Not Yet Verified |  |  | 11741 | 107.2037 | 109.5205 |  |  | 4031 | 84.65
PQW334H2 | Peerless Electric Company Ltd. | Peerless | NSL-8-60-35K-X-X-347V-D1 | Indoor Luminaires | Linear Ambient | Direct Linear Ambient Luminaires | Standard | FALSE | [9 empty] | 4/3/2015 | Dimmable | Continuous (Can dim down to ≤ 10% (W)) | Not Yet Verified |  |  | 5870.5 | 138.5773 | 42.3626 |  |  | 3484 | 84.27
PVQRNNX8 | Peerless Electric Company Ltd. | Peerless | NSL-8-60-40K-X-X-347V-D1 | Indoor Luminaires | Linear Ambient | Direct Linear Ambient Luminaires | Standard | FALSE | [9 empty] | 4/3/2015 | Dimmable | Continuous (Can dim down to ≤ 10% (W)) | Not Yet Verified |  |  | 5870.5 | 143.3064 | 40.9647 |  |  | 4031 | 84.65
PNXPKBAM | Peerless Electric Company Ltd. | Peerless | NSL-8-120-35K-X-X-347V-D1 | Indoor Luminaires | Linear Ambient | Direct Linear Ambient Luminaires | Standard | FALSE | [9 empty] | 4/3/2015 | Dimmable | Continuous (Can dim down to ≤ 10% (W)) | Not Yet Verified |  |  | 11741 | 119.4245 | 98.3132 |  |  | 3484 | 84.27
P6EFXQBT | Peerless Electric Company Ltd. | Peerless | NSL-8-120-40K-X-X-347V-D1 | Indoor Luminaires | Linear Ambient | Direct Linear Ambient Luminaires | Standard | FALSE | [9 empty] | 4/3/2015 | Dimmable | Continuous (Can dim down to ≤ 10% (W)) | Not Yet Verified |  |  | 11741 | 125.7638 | 93.3576 |  |  | 4031 | 84.65
P5XNX8PF | Peerless Electric Company Ltd. | Peerless | AP2-W-4-60-35K-PCLRF-X-X-MV | Indoor Luminaires | Linear Ambient | Direct Linear Ambient Luminaires | Standard | TRUE | 5934 | 96.7 | 61.37 | 10.95 | 0.9767 | 3487 | 84.49 | 5 | 50000 | 3/4/2015 | Not Dimmable | Not Dimmable | Not Yet Verified |  | 2.1 | 5934 | 96.7 | 61.4 | 4.9 | 1 | 3487 | 84.49
PMF94Y6Y | Peerless Electric Company Ltd. | Peerless | AP2-W-4-80-35K-PCLRF-X-X-MV | Indoor Luminaires | Linear Ambient | Direct Linear Ambient Luminaires | Standard | TRUE | 7481 | 87.1 | 85.88 | 10.95 | 0.9767 | 3487 | 84.49 | 5 | 50000 | 3/4/2015 | Not Dimmable | Not Dimmable | Not Yet Verified |  | 2.1 | 7481 | 87.1 | 85.9 | 4.9 | 1 | 3487 | 84.49
P5VXA4QR | Peerless Electric Company Ltd. | Peerless | AP2-W-4-60-35K-ACLRF-X-X-347V | Indoor Luminaires | Linear Ambient | Direct Linear Ambient Luminaires | Standard | FALSE | [9 empty] | 3/4/2015 | Not Dimmable | Not Dimmable | Not Yet Verified |  |  | 5612.93 | 98.47 | 57 | 9.35 | 0.97 | 3487 | 84.49
PXHZ7768 | Peerless Electric Company Ltd. | Peerless | AP2-W-4-60-35K-ACLRF-X-X-MV | Indoor Luminaires | Linear Ambient | Direct Linear Ambient Luminaires | Standard | FALSE | [9 empty] | 3/4/2015 | Not Dimmable | Not Dimmable | Not Yet Verified |  |  | 5934 | 96.7 | 61.4 | 4.9 | 1 | 3487 | 84.49
PSNNUUBR | Peerless Electric Company Ltd. | Peerless | AP2-W-4-60-35K-PCLRF-X-X-347V | Indoor Luminaires | Linear Ambient | Direct Linear Ambient Luminaires | Standard | FALSE | [9 empty] | 3/4/2015 | Not Dimmable | Not Dimmable | Not Yet Verified |  |  | 5612.93 | 98.47 | 57 | 9.35 | 0.97 | 3487 | 84.49
PJQ9Y9Y1 | Peerless Electric Company Ltd. | Peerless | AP2-W-4-60-40K-ACLRF-X-X-347V | Indoor Luminaires | Linear Ambient | Direct Linear Ambient Luminaires | Standard | FALSE | [9 empty] | 3/4/2015 | Not Dimmable | Not Dimmable | Not Yet Verified |  |  | 5769.65 | 101.22 | 57 | 9.35 | 0.97 | 4045 | 84
PGD8AJRR | Peerless Electric Company Ltd. | Peerless | AP2-W-4-60-40K-ACLRF-X-X-MV | Indoor Luminaires | Linear Ambient | Direct Linear Ambient Luminaires | Standard | FALSE | [9 empty] | 3/4/2015 | Not Dimmable | Not Dimmable | Not Yet Verified |  |  | 6103.16 | 99.4 | 61.4 | 4.9 | 1 | 4045 | 84.41
PEECKZCG | Peerless Electric Company Ltd. | Peerless | AP2-W-4-60-40K-PCLRF-X-X-347V | Indoor Luminaires | Linear Ambient | Direct Linear Ambient Luminaires | Standard | FALSE | [9 empty] | 3/4/2015 | Not Dimmable | Not Dimmable | Not Yet Verified |  |  | 5769.65 | 101.22 | 57 | 9.35 | 0.97 | 4045 | 84
PQX1BSH4 | Peerless Electric Company Ltd. | Peerless | AP2-W-4-60-40K-PCLRF-X-X-MV | Indoor Luminaires | Linear Ambient | Direct Linear Ambient Luminaires | Standard | FALSE | [9 empty] | 3/4/2015 | Not Dimmable | Not Dimmable | Not Yet Verified |  |  | 6103.16 | 99.4 | 61.4 | 4.9 | 1 | 4045 | 84.41
P4WKE5GV | Peerless Electric Company Ltd. | Peerless | AP2-W-4-60-50K-ACLRF-X-X-347V | Indoor Luminaires | Linear Ambient | Direct Linear Ambient Luminaires | Standard | FALSE | [9 empty] | 3/4/2015 | Not Dimmable | Not Dimmable | Not Yet Verified |  |  | 5972 | 104.8 | 57 | 9.35 | 0.97 | 5161 | 84.26
PEYM411Q | Peerless Electric Company Ltd. | Peerless | AP2-W-4-60-50K-ACLRF-X-X-MV | Indoor Luminaires | Linear Ambient | Direct Linear Ambient Luminaires | Standard | FALSE | [9 empty] | 3/4/2015 | Not Dimmable | Not Dimmable | Not Yet Verified |  |  | 5857.27 | 104.8 | 55.89 | 10.95 | 0.98 | 5161 | 84.26
PD27YRTN | Peerless Electric Company Ltd. | Peerless | AP2-W-4-60-50K-PCLRF-X-X-347V | Indoor Luminaires | Linear Ambient | Direct Linear Ambient Luminaires | Standard | FALSE | [9 empty] | 3/4/2015 | Not Dimmable | Not Dimmable | Not Yet Verified |  |  | 5972 | 104.8 | 57 | 9.35 | 0.97 | 5161 | 84.26
PGKJ48J4 | Peerless Electric Company Ltd. | Peerless | AP2-W-4-60-50K-PCLRF-X-X-MV | Indoor Luminaires | Linear Ambient | Direct Linear Ambient Luminaires | Standard | FALSE | [9 empty] | 3/4/2015 | Not Dimmable | Not Dimmable | Not Yet Verified |  |  | 5857.27 | 104.8 | 55.89 | 10.95 | 0.98 | 5161 | 84.26
P2HXTR6P | Peerless Electric Company Ltd. | Peerless | AP2-W-4-80-35K-ACLRF-X-X-347V | Indoor Luminaires | Linear Ambient | Direct Linear Ambient Luminaires | Standard | FALSE | [9 empty] | 3/4/2015 | Not Dimmable | Not Dimmable | Not Yet Verified |  |  | 7073.04 | 88.7 | 79.74 | 9.35 | 0.97 | 3487 | 84.49
PSX5QH59 | Peerless Electric Company Ltd. | Peerless | AP2-W-4-80-35K-ACLRF-X-X-MV | Indoor Luminaires | Linear Ambient | Direct Linear Ambient Luminaires | Standard | FALSE | [9 empty] | 3/4/2015 | Not Dimmable | Not Dimmable | Not Yet Verified |  |  | 7481 | 87.1 | 85.9 | 4.9 | 1 | 3487 | 84.49
PS1R9N3K | Peerless Electric Company Ltd. | Peerless | AP2-W-4-80-35K-PCLRF-X-X-347V | Indoor Luminaires | Linear Ambient | Direct Linear Ambient Luminaires | Standard | FALSE | [9 empty] | 3/4/2015 | Not Dimmable | Not Dimmable | Not Yet Verified |  |  | 7073.04 | 88.7 | 79.74 | 9.35 | 0.97 | 3487 | 84.49
P64NBZSW | Peerless Electric Company Ltd. | Peerless | AP2-W-4-80-40K-ACLRF-X-X-347V | Indoor Luminaires | Linear Ambient | Direct Linear Ambient Luminaires | Standard | FALSE | [9 empty] | 3/4/2015 | Not Dimmable | Not Dimmable | Not Yet Verified |  |  | 7270.14 | 91.17 | 79.74 | 9.35 | 0.97 | 4045 | 84
PMAM681P | Peerless Electric Company Ltd. | Peerless | AP2-W-4-80-40K-ACLRF-X-X-MV | Indoor Luminaires | Linear Ambient | Direct Linear Ambient Luminaires | Standard | FALSE | [9 empty] | 3/4/2015 | Not Dimmable | Not Dimmable | Not Yet Verified |  |  | 7690.79 | 89.53 | 85.9 | 4.9 | 1 | 4045 | 84.41
PQZMJ4BW | Peerless Electric Company Ltd. | Peerless | AP2-W-4-80-40K-PCLRF-X-X-347V | Indoor Luminaires | Linear Ambient | Direct Linear Ambient Luminaires | Standard | FALSE | [9 empty] | 3/4/2015 | Not Dimmable | Not Dimmable | Not Yet Verified |  |  | 7270.14 | 91.17 | 79.74 | 9.35 | 0.97 | 4045 | 84
PDBJGXPZ | Peerless Electric Company Ltd. | Peerless | AP2-W-4-80-40K-PCLRF-X-X-MV | Indoor Luminaires | Linear Ambient | Direct Linear Ambient Luminaires | Standard | FALSE | [9 empty] | 3/4/2015 | Not Dimmable | Not Dimmable | Not Yet Verified |  |  | 7690.79 | 89.53 | 85.9 | 4.9 | 1 | 4045 | 84.41
PU34WRU6 | Peerless Electric Company Ltd. | Peerless | AP2-W-4-80-50K-ACLRF-X-X-347V | Indoor Luminaires | Linear Ambient | Direct Linear Ambient Luminaires | Standard | FALSE | [9 empty] | 3/4/2015 | Not Dimmable | Not Dimmable | Not Yet Verified |  |  | 7665.1 | 96.13 | 79.74 | 9.35 | 0.97 | 5161 | 84.26
PQJR2Q3F | Peerless Electric Company Ltd. | Peerless | AP2-W-4-80-50K-ACLRF-X-X-MV | Indoor Luminaires | Linear Ambient | Direct Linear Ambient Luminaires | Standard | FALSE | [9 empty] | 3/4/2015 | Not Dimmable | Not Dimmable | Not Yet Verified |  |  | 8108.6 | 94.4 | 85.9 | 4.9 | 1 | 5161 | 84.26
PWTTJEVC | Peerless Electric Company Ltd. | Peerless | AP2-W-4-80-50K-PCLRF-X-X-347V | Indoor Luminaires | Linear Ambient | Direct Linear Ambient Luminaires | Standard | FALSE | [9 empty] | 3/4/2015 | Not Dimmable | Not Dimmable | Not Yet Verified |  |  | 7665.1 | 96.13 | 79.74 | 9.35 | 0.97 | 5161 | 84.26
PAD1T2Y2 | Peerless Electric Company Ltd. | Peerless | AP2-W-4-80-50K-PCLRF-X-X-MV | Indoor Luminaires | Linear Ambient | Direct Linear Ambient Luminaires | Standard | FALSE | [9 empty] | 3/4/2015 | Not Dimmable | Not Dimmable | Not Yet Verified |  |  | 8108.6 | 94.4 | 85.9 | 4.9 | 1 | 5161 | 84.26
P2D4CC62 | Peerless Electric Company Ltd. | Peerless | AP2-W-8-120-35K-ACLRF-X-X-347V | Indoor Luminaires | Linear Ambient | Direct Linear Ambient Luminaires | Standard | FALSE | [9 empty] | 3/4/2015 | Not Dimmable | Not Dimmable | Not Yet Verified |  |  | 12383.65 | 109.47 | 113.12 | 9.35 | 0.97 | 3487 | 84.49
PHSKSGT9 | Peerless Electric Company Ltd. | Peerless | AP2-W-8-120-35K-ACLRF-X-X-MV | Indoor Luminaires | Linear Ambient | Direct Linear Ambient Luminaires | Standard | FALSE | [9 empty] | 3/4/2015 | Not Dimmable | Not Dimmable | Not Yet Verified |  |  | 13106 | 107.5 | 121.9 | 6.02 | 1 | 3487 | 84.49
PYDCZ5DY | Peerless Electric Company Ltd. | Peerless | AP2-W-8-120-40K-ACLRF-X-X-347V | Indoor Luminaires | Linear Ambient | Direct Linear Ambient Luminaires | Standard | FALSE | [9 empty] | 3/4/2015 | Not Dimmable | Not Dimmable | Not Yet Verified |  |  | 12729.42 | 112.53 | 113.12 | 9.35 | 0.97 | 4045 | 84
PEXZM6QP | Peerless Electric Company Ltd. | Peerless | AP2-W-8-120-40K-ACLRF-X-X-MV | Indoor Luminaires | Linear Ambient | Direct Linear Ambient Luminaires | Standard | FALSE | [9 empty] | 3/4/2015 | Not Dimmable | Not Dimmable | Not Yet Verified |  |  | 13470.14 | 110.5 | 121.9 | 6.02 | 1 | 4045 | 84.41
PN6UKHHU | Peerless Electric Company Ltd. | Peerless | AP2-W-8-120-50K-ACLRF-X-X-347V | Indoor Luminaires | Linear Ambient | Direct Linear Ambient Luminaires | Standard | FALSE | [9 empty] | 3/4/2015 | Not Dimmable | Not Dimmable | Not Yet Verified |  |  | 13420.96 | 118.64 | 113.12 | 9.35 | 0.97 | 5161 | 84.26
PPG3NPMK | Peerless Electric Company Ltd. | Peerless | AP2-W-8-120-50K-ACLRF-X-X-MV | Indoor Luminaires | Linear Ambient | Direct Linear Ambient Luminaires | Standard | FALSE | [9 empty] | 3/4/2015 | Not Dimmable | Not Dimmable | Not Yet Verified |  |  | 14201.92 | 116.5 | 121.9 | 6.02 | 1 | 5161 | 84.26
P0000135Z | Philips Day-Brite | Philips Day-Brite | LF4EZ3830ULAG | Indoor Luminaires | Linear Ambient | Direct Linear Ambient Luminaires | Standard | TRUE | 3937.33 | 92.64 | 42.5 | 16.5 | 0.92 | 2981 | 80.99 | 5 | 50000 | 2/18/2014 | Not Yet Verified | Not Yet Verified | Not Yet Verified | Alternative Part Number: BN140C LED38S/830 PSU L1200 | 2.1 | 3937 |  | 43 |  |  | 3000
P00001360 | Philips Day-Brite | Philips Day-Brite | LF4EZ3840ULAG | Indoor Luminaires | Linear Ambient | Direct Linear Ambient Luminaires | Standard | FALSE | [9 empty] | 2/18/2014 | Not Yet Verified | Not Yet Verified | Not Yet Verified | Alternative Part Number: BN140C LED38S/840 PSU L1200 |  | 4042 | 96.2 | 42 | 20 | 0.9 | 4000 | 80
P0000138K | Philips Day-Brite | Philips Day-Brite | LF4FR3135ULAG | Indoor Luminaires | Linear Ambient | Direct Linear Ambient Luminaires | Standard | TRUE | 3356.42 | 103.91 | 32.3 | 21.1 | 0.883 | 3431 | 82.4 | 5 | 100000 | 3/5/2014 | Not Yet Verified | Not Yet Verified | Not Yet Verified |  | 2.1 | 3072 | 99 | 30.1 |  | 0.9 | 3500 | 80
P0000138L | Philips Day-Brite | Philips Day-Brite | LF4FR39353LAG | Indoor Luminaires | Linear Ambient | Direct Linear Ambient Luminaires | Standard | TRUE | 4118.01 | 92.96 | 44.3 | 21.1 | 0.883 | 3442 | 82.38 | 5 | 100000 | 3/5/2014 | Not Yet Verified | Not Yet Verified | Not Yet Verified |  | 2.1 | 3797 | 91.2 | 41.6 |  | 0.94 | 3500 | 80
P0000138M | Philips Day-Brite | Philips Day-Brite | LF4FR3135UDZT | Indoor Luminaires | Linear Ambient | Direct Linear Ambient Luminaires | Standard | FALSE | [9 empty] | 3/5/2014 | Not Yet Verified | Not Yet Verified | Not Yet Verified |  |  | 3072 | 99 | 30.1 | 17 | 0.9 | 3500 | 80
P0000138N | Philips Day-Brite | Philips Day-Brite | LF4FR3135USZT | Indoor Luminaires | Linear Ambient | Direct Linear Ambient Luminaires | Standard | FALSE | [9 empty] | 3/5/2014 | Not Yet Verified | Not Yet Verified | Not Yet Verified |  |  | 3072 | 99 | 30.1 | 17 | 0.92 | 3500 | 80
P0000138O | Philips Day-Brite | Philips Day-Brite | LF4FR3140ULAG | Indoor Luminaires | Linear Ambient | Direct Linear Ambient Luminaires | Standard | FALSE | [9 empty] | 3/5/2014 | Not Yet Verified | Not Yet Verified | Not Yet Verified |  |  | 3135 | 101 | 31 | 16 | 0.91 | 4000 | 80
P0000138P | Philips Day-Brite | Philips Day-Brite | LF4FR3140UDZT | Indoor Luminaires | Linear Ambient | Direct Linear Ambient Luminaires | Standard | FALSE | [9 empty] | 3/5/2014 | Not Yet Verified | Not Yet Verified | Not Yet Verified |  |  | 3135 | 101 | 31 | 16 | 0.91 | 4000 | 80
P0000138Q | Philips Day-Brite | Philips Day-Brite | LF4FR3140USZT | Indoor Luminaires | Linear Ambient | Direct Linear Ambient Luminaires | Standard | FALSE | [9 empty] | 3/5/2014 | Not Yet Verified | Not Yet Verified | Not Yet Verified |  |  | 3135 | 101 | 31 | 16 | 0.925 | 4000 | 80
P0000138R | Philips Day-Brite | Philips Day-Brite | LF4FR3935ULAG | Indoor Luminaires | Linear Ambient | Direct Linear Ambient Luminaires | Standard | FALSE | [9 empty] | 3/5/2014 | Not Yet Verified | Not Yet Verified | Not Yet Verified |  |  | 3797 | 95.1 | 38.9 | 16 | 0.93 | 3500 | 80
P0000138S | Philips Day-Brite | Philips Day-Brite | LF4FR3935UDZT | Indoor Luminaires | Linear Ambient | Direct Linear Ambient Luminaires | Standard | FALSE | [9 empty] | 3/5/2014 | Not Yet Verified | Not Yet Verified | Not Yet Verified |  |  | 3797 | 95.1 | 38.9 | 16 | 0.93 | 3500 | 80
P0000138T | Philips Day-Brite | Philips Day-Brite | LF4FR3935USZT | Indoor Luminaires | Linear Ambient | Direct Linear Ambient Luminaires | Standard | FALSE | [9 empty] | 3/5/2014 | Not Yet Verified | Not Yet Verified | Not Yet Verified |  |  | 3797 | 95.1 | 38.9 | 16 | 0.945 | 3500 | 80
P0000138U | Philips Day-Brite | Philips Day-Brite | LF4FR3940ULAG | Indoor Luminaires | Linear Ambient | Direct Linear Ambient Luminaires | Standard | FALSE | [9 empty] | 3/5/2014 | Not Yet Verified | Not Yet Verified | Not Yet Verified |  |  | 3874 | 97 | 40.1 | 16 | 0.94 | 4000 | 80
P0000138V | Philips Day-Brite | Philips Day-Brite | LF4FR3940UDZT | Indoor Luminaires | Linear Ambient | Direct Linear Ambient Luminaires | Standard | FALSE | [9 empty] | 3/5/2014 | Not Yet Verified | Not Yet Verified | Not Yet Verified |  |  | 3874 | 97 | 40.1 | 16 | 0.94 | 4000 | 80
P0000138W | Philips Day-Brite | Philips Day-Brite | LF4FR3940USZT | Indoor Luminaires | Linear Ambient | Direct Linear Ambient Luminaires | Standard | FALSE | [9 empty] | 3/5/2014 | Not Yet Verified | Not Yet Verified | Not Yet Verified |  |  | 3874 | 97 | 40.1 | 16 | 0.95 | 4000 | 80
P0000138X | Philips Day-Brite | Philips Day-Brite | LF4104135ULAG | Indoor Luminaires | Linear Ambient | Direct Linear Ambient Luminaires | Standard | FALSE | [9 empty] | 3/5/2014 | Not Yet Verified | Not Yet Verified | Not Yet Verified |  |  | 4051 | 100 | 39.3 | 16 | 0.93 | 3500 | 80
P0000138Y | Philips Day-Brite | Philips Day-Brite | LF4104135UDZT | Indoor Luminaires | Linear Ambient | Direct Linear Ambient Luminaires | Standard | FALSE | [9 empty] | 3/5/2014 | Not Yet Verified | Not Yet Verified | Not Yet Verified |  |  | 4051 | 100 | 39.3 | 16 | 0.93 | 3500 | 80
P0000138Z | Philips Day-Brite | Philips Day-Brite | LF4104135USZT | Indoor Luminaires | Linear Ambient | Direct Linear Ambient Luminaires | Standard | FALSE | [9 empty] | 3/5/2014 | Not Yet Verified | Not Yet Verified | Not Yet Verified |  |  | 4051 | 100 | 39.3 | 16 | 0.945 | 3500 | 80
P00001390 | Philips Day-Brite | Philips Day-Brite | LF4104140ULAG | Indoor Luminaires | Linear Ambient | Direct Linear Ambient Luminaires | Standard | FALSE | [9 empty] | 3/5/2014 | Not Yet Verified | Not Yet Verified | Not Yet Verified |  |  | 4134 | 102 | 40.5 | 16 | 0.94 | 4000 | 80
P00001391 | Philips Day-Brite | Philips Day-Brite | LF4104140UDZT | Indoor Luminaires | Linear Ambient | Direct Linear Ambient Luminaires | Standard | FALSE | [9 empty] | 3/5/2014 | Not Yet Verified | Not Yet Verified | Not Yet Verified |  |  | 4134 | 102 | 40.5 | 16 | 0.94 | 4000 | 80
P00001392 | Philips Day-Brite | Philips Day-Brite | LF4104140USZT | Indoor Luminaires | Linear Ambient | Direct Linear Ambient Luminaires | Standard | FALSE | [9 empty] | 3/5/2014 | Not Yet Verified | Not Yet Verified | Not Yet Verified |  |  | 4134 | 102 | 40.5 | 16 | 0.95 | 4000 | 80
P00001393 | Philips Day-Brite | Philips Day-Brite | LF4FR31353LAG | Indoor Luminaires | Linear Ambient | Direct Linear Ambient Luminaires | Standard | FALSE | [9 empty] | 3/5/2014 | Not Yet Verified | Not Yet Verified | Not Yet Verified |  |  | 3072 | 95.5 | 32.2 | 17 | 0.91 | 3500 | 80
P00001394 | Philips Day-Brite | Philips Day-Brite | LF4FR31353DZT | Indoor Luminaires | Linear Ambient | Direct Linear Ambient Luminaires | Standard | FALSE | [9 empty] | 3/5/2014 | Not Yet Verified | Not Yet Verified | Not Yet Verified |  |  | 3072 | 95.5 | 32.2 | 17 | 0.91 | 3500 | 80
P00001395 | Philips Day-Brite | Philips Day-Brite | LF4FR31353SZT | Indoor Luminaires | Linear Ambient | Direct Linear Ambient Luminaires | Standard | FALSE | [9 empty] | 3/5/2014 | Not Yet Verified | Not Yet Verified | Not Yet Verified |  |  | 3072 | 95.5 | 32.2 | 17 | 0.93 | 3500 | 80
P00001396 | Philips Day-Brite | Philips Day-Brite | LF4FR31403LAG | Indoor Luminaires | Linear Ambient | Direct Linear Ambient Luminaires | Standard | FALSE | [9 empty] | 3/5/2014 | Not Yet Verified | Not Yet Verified | Not Yet Verified |  |  | 3135 | 94.5 | 33.2 | 17 | 0.92 | 4000 | 80
P00001397 | Philips Day-Brite | Philips Day-Brite | LF4FR31403DZT | Indoor Luminaires | Linear Ambient | Direct Linear Ambient Luminaires | Standard | FALSE | [9 empty] | 3/5/2014 | Not Yet Verified | Not Yet Verified | Not Yet Verified |  |  | 3135 | 94.5 | 33.2 | 17 | 0.92 | 4000 | 80
P00001398 | Philips Day-Brite | Philips Day-Brite | LF4FR31403SZT | Indoor Luminaires | Linear Ambient | Direct Linear Ambient Luminaires | Standard | FALSE | [9 empty] | 3/5/2014 | Not Yet Verified | Not Yet Verified | Not Yet Verified |  |  | 3135 | 94.5 | 33.2 | 17 | 0.935 | 4000 | 80
P00001399 | Philips Day-Brite | Philips Day-Brite | LF4FR39353DZT | Indoor Luminaires | Linear Ambient | Direct Linear Ambient Luminaires | Standard | FALSE | [9 empty] | 3/5/2014 | Not Yet Verified | Not Yet Verified | Not Yet Verified |  |  | 3797 | 91.2 | 41.6 | 16 | 0.94 | 3500 | 80
P0000139A | Philips Day-Brite | Philips Day-Brite | LF4FR39353SZT | Indoor Luminaires | Linear Ambient | Direct Linear Ambient Luminaires | Standard | FALSE | [9 empty] | 3/5/2014 | Not Yet Verified | Not Yet Verified | Not Yet Verified |  |  | 3797 | 91.2 | 41.6 | 16 | 0.95 | 3500 | 80
P0000139B | Philips Day-Brite | Philips Day-Brite | LF4FR39403LAG | Indoor Luminaires | Linear Ambient | Direct Linear Ambient Luminaires | Standard | FALSE | [9 empty] | 3/5/2014 | Not Yet Verified | Not Yet Verified | Not Yet Verified |  |  | 3874 | 90.3 | 42.9 | 15 | 0.95 | 4000 | 80
P0000139C | Philips Day-Brite | Philips Day-Brite | LF4FR39403DZT | Indoor Luminaires | Linear Ambient | Direct Linear Ambient Luminaires | Standard | FALSE | [9 empty] | 3/5/2014 | Not Yet Verified | Not Yet Verified | Not Yet Verified |  |  | 3874 | 90.3 | 42.9 | 15 | 0.95 | 4000 | 80
P0000139D | Philips Day-Brite | Philips Day-Brite | LF4FR39403SZT | Indoor Luminaires | Linear Ambient | Direct Linear Ambient Luminaires | Standard | FALSE | [9 empty] | 3/5/2014 | Not Yet Verified | Not Yet Verified | Not Yet Verified |  |  | 3874 | 90.3 | 42.9 | 15 | 0.955 | 4000 | 80
P0000139E | Philips Day-Brite | Philips Day-Brite | LF41041353LAG | Indoor Luminaires | Linear Ambient | Direct Linear Ambient Luminaires | Standard | FALSE | [9 empty] | 3/5/2014 | Not Yet Verified | Not Yet Verified | Not Yet Verified |  |  | 4051 | 96.4 | 42 | 16 | 0.94 | 3500 | 80
P0000139F | Philips Day-Brite | Philips Day-Brite | LF41041353DZT | Indoor Luminaires | Linear Ambient | Direct Linear Ambient Luminaires | Standard | FALSE | [9 empty] | 3/5/2014 | Not Yet Verified | Not Yet Verified | Not Yet Verified |  |  | 4051 | 96.4 | 42 | 16 | 0.94 | 3500 | 80
P0000139G | Philips Day-Brite | Philips Day-Brite | LF41041353SZT | Indoor Luminaires | Linear Ambient | Direct Linear Ambient Luminaires | Standard | FALSE | [9 empty] | 3/5/2014 | Not Yet Verified | Not Yet Verified | Not Yet Verified |  |  | 4051 | 96.4 | 42 | 16 | 0.95 | 3500 | 80
P0000139H | Philips Day-Brite | Philips Day-Brite | LF41041403LAG | Indoor Luminaires | Linear Ambient | Direct Linear Ambient Luminaires | Standard | FALSE | [9 empty] | 3/5/2014 | Not Yet Verified | Not Yet Verified | Not Yet Verified |  |  | 4134 | 95.4 | 43.3 | 15 | 0.95 | 4000 | 80
P0000139I | Philips Day-Brite | Philips Day-Brite | LF41041403DZT | Indoor Luminaires | Linear Ambient | Direct Linear Ambient Luminaires | Standard | FALSE | [9 empty] | 3/5/2014 | Not Yet Verified | Not Yet Verified | Not Yet Verified |  |  | 4134 | 95.4 | 43.3 | 15 | 0.95 | 4000 | 80
P0000139J | Philips Day-Brite | Philips Day-Brite | LF41041403SZT | Indoor Luminaires | Linear Ambient | Direct Linear Ambient Luminaires | Standard | FALSE | [9 empty] | 3/5/2014 | Not Yet Verified | Not Yet Verified | Not Yet Verified |  |  | 4134 | 95.4 | 43.3 | 15 | 0.955 | 4000 | 80
P0000139K | Philips Day-Brite | Philips Day-Brite | LF8FR3135ULAG | Indoor Luminaires | Linear Ambient | Direct Linear Ambient Luminaires | Standard | FALSE | [9 empty] | 3/5/2014 | Not Yet Verified | Not Yet Verified | Not Yet Verified |  |  | 6145 | 99 | 60.1 | 17 | 0.9 | 3500 | 80
P0000139L | Philips Day-Brite | Philips Day-Brite | LF8FR3135UDZT | Indoor Luminaires | Linear Ambient | Direct Linear Ambient Luminaires | Standard | FALSE | [9 empty] | 3/5/2014 | Not Yet Verified | Not Yet Verified | Not Yet Verified |  |  | 6145 | 99 | 60.1 | 17 | 0.9 | 3500 | 80
P0000139M | Philips Day-Brite | Philips Day-Brite | LF8FR3135USZT | Indoor Luminaires | Linear Ambient | Direct Linear Ambient Luminaires | Standard | FALSE | [9 empty] | 3/5/2014 | Not Yet Verified | Not Yet Verified | Not Yet Verified |  |  | 6145 | 99 | 60.1 | 17 | 0.92 | 3500 | 80
P0000139N | Philips Day-Brite | Philips Day-Brite | LF8FR3140ULAG | Indoor Luminaires | Linear Ambient | Direct Linear Ambient Luminaires | Standard | FALSE | [9 empty] | 3/5/2014 | Not Yet Verified | Not Yet Verified | Not Yet Verified |  |  | 6270 | 101 | 62 | 16 | 0.91 | 4000 | 80
P0000139O | Philips Day-Brite | Philips Day-Brite | LF8FR3140UDZT | Indoor Luminaires | Linear Ambient | Direct Linear Ambient Luminaires | Standard | FALSE | [9 empty] | 3/5/2014 | Not Yet Verified | Not Yet Verified | Not Yet Verified |  |  | 6270 | 101 | 62 | 16 | 0.91 | 4000 | 80
P0000139P | Philips Day-Brite | Philips Day-Brite | LF8FR3140USZT | Indoor Luminaires | Linear Ambient | Direct Linear Ambient Luminaires | Standard | FALSE | [9 empty] | 3/5/2014 | Not Yet Verified | Not Yet Verified | Not Yet Verified |  |  | 6270 | 101 | 62 | 16 | 0.925 | 4000 | 80
P0000139Q | Philips Day-Brite | Philips Day-Brite | LF8FR3935ULAG | Indoor Luminaires | Linear Ambient | Direct Linear Ambient Luminaires | Standard | FALSE | [9 empty] | 3/5/2014 | Not Yet Verified | Not Yet Verified | Not Yet Verified |  |  | 7593 | 95.1 | 77.8 | 16 | 0.93 | 3500 | 80
P0000139R | Philips Day-Brite | Philips Day-Brite | LF8FR3935UDZT | Indoor Luminaires | Linear Ambient | Direct Linear Ambient Luminaires | Standard | FALSE | [9 empty] | 3/5/2014 | Not Yet Verified | Not Yet Verified | Not Yet Verified |  |  | 7593 | 95.1 | 77.8 | 16 | 0.93 | 3500 | 80
P0000139S | Philips Day-Brite | Philips Day-Brite | LF8FR3935USZT | Indoor Luminaires | Linear Ambient | Direct Linear Ambient Luminaires | Standard | FALSE | [9 empty] | 3/5/2014 | Not Yet Verified | Not Yet Verified | Not Yet Verified |  |  | 7593 | 95.1 | 77.8 | 16 | 0.945 | 3500 | 80
P0000139T | Philips Day-Brite | Philips Day-Brite | LF8FR3940ULAG | Indoor Luminaires | Linear Ambient | Direct Linear Ambient Luminaires | Standard | FALSE | [9 empty] | 3/5/2014 | Not Yet Verified | Not Yet Verified | Not Yet Verified |  |  | 7748 | 97 | 80.2 | 16 | 0.94 | 4000 | 80
P0000139U | Philips Day-Brite | Philips Day-Brite | LF8FR3940UDZT | Indoor Luminaires | Linear Ambient | Direct Linear Ambient Luminaires | Standard | FALSE | [9 empty] | 3/5/2014 | Not Yet Verified | Not Yet Verified | Not Yet Verified |  |  | 7748 | 97 | 80.2 | 16 | 0.94 | 4000 | 80
P0000139V | Philips Day-Brite | Philips Day-Brite | LF8FR3940USZT | Indoor Luminaires | Linear Ambient | Direct Linear Ambient Luminaires | Standard | FALSE | [9 empty] | 3/5/2014 | Not Yet Verified | Not Yet Verified | Not Yet Verified |  |  | 7748 | 97 | 80.2 | 16 | 0.95 | 4000 | 80
P0000139W | Philips Day-Brite | Philips Day-Brite | LF8104135ULAG | Indoor Luminaires | Linear Ambient | Direct Linear Ambient Luminaires | Standard | FALSE | [9 empty] | 3/5/2014 | Not Yet Verified | Not Yet Verified | Not Yet Verified |  |  | 8103 | 100 | 78.6 | 16 | 0.93 | 3500 | 80
P0000139X | Philips Day-Brite | Philips Day-Brite | LF8104135UDZT | Indoor Luminaires | Linear Ambient | Direct Linear Ambient Luminaires | Standard | FALSE | [9 empty] | 3/5/2014 | Not Yet Verified | Not Yet Verified | Not Yet Verified |  |  | 8103 | 100 | 78.6 | 16 | 0.93 | 3500 | 80
P0000139Y | Philips Day-Brite | Philips Day-Brite | LF8104135USZT | Indoor Luminaires | Linear Ambient | Direct Linear Ambient Luminaires | Standard | FALSE | [9 empty] | 3/5/2014 | Not Yet Verified | Not Yet Verified | Not Yet Verified |  |  | 8103 | 100 | 78.6 | 16 | 0.945 | 3500 | 80
P0000139Z | Philips Day-Brite | Philips Day-Brite | LF8104140ULAG | Indoor Luminaires | Linear Ambient | Direct Linear Ambient Luminaires | Standard | FALSE | [9 empty] | 3/5/2014 | Not Yet Verified | Not Yet Verified | Not Yet Verified |  |  | 8268 | 102 | 81 | 16 | 0.94 | 4000 | 80
P000013A0 | Philips Day-Brite | Philips Day-Brite | LF8104140UDZT | Indoor Luminaires | Linear Ambient | Direct Linear Ambient Luminaires | Standard | FALSE | [9 empty] | 3/5/2014 | Not Yet Verified | Not Yet Verified | Not Yet Verified |  |  | 8268 | 102 | 81 | 16 | 0.94 | 4000 | 80
P000013A1 | Philips Day-Brite | Philips Day-Brite | LF8104140USZT | Indoor Luminaires | Linear Ambient | Direct Linear Ambient Luminaires | Standard | FALSE | [9 empty] | 3/5/2014 | Not Yet Verified | Not Yet Verified | Not Yet Verified |  |  | 8268 | 102 | 81 | 16 | 0.95 | 4000 | 80
P000013A2 | Philips Day-Brite | Philips Day-Brite | LF8FR31353LAG | Indoor Luminaires | Linear Ambient | Direct Linear Ambient Luminaires | Standard | FALSE | [9 empty] | 3/5/2014 | Not Yet Verified | Not Yet Verified | Not Yet Verified |  |  | 6145 | 95.5 | 64.3 | 17 | 0.91 | 3500 | 80
P000013A3 | Philips Day-Brite | Philips Day-Brite | LF8FR31353DZT | Indoor Luminaires | Linear Ambient | Direct Linear Ambient Luminaires | Standard | FALSE | [9 empty] | 3/5/2014 | Not Yet Verified | Not Yet Verified | Not Yet Verified |  |  | 6145 | 95.5 | 64.3 | 17 | 0.91 | 3500 | 80
P000013A4 | Philips Day-Brite | Philips Day-Brite | LF8FR31353SZT | Indoor Luminaires | Linear Ambient | Direct Linear Ambient Luminaires | Standard | FALSE | [9 empty] | 3/5/2014 | Not Yet Verified | Not Yet Verified | Not Yet Verified |  |  | 6145 | 95.5 | 64.3 | 17 | 0.93 | 3500 | 80
P000013A5 | Philips Day-Brite | Philips Day-Brite | LF8FR31403LAG | Indoor Luminaires | Linear Ambient | Direct Linear Ambient Luminaires | Standard | FALSE | [9 empty] | 3/5/2014 | Not Yet Verified | Not Yet Verified | Not Yet Verified |  |  | 6270 | 94.5 | 66.3 | 17 | 0.92 | 4000 | 80
P000013A6 | Philips Day-Brite | Philips Day-Brite | LF8FR31403DZT | Indoor Luminaires | Linear Ambient | Direct Linear Ambient Luminaires | Standard | FALSE | [9 empty] | 3/5/2014 | Not Yet Verified | Not Yet Verified | Not Yet Verified |  |  | 6270 | 94.5 | 66.3 | 17 | 0.92 | 4000 | 80
P000013A7 | Philips Day-Brite | Philips Day-Brite | LF8FR31403SZT | Indoor Luminaires | Linear Ambient | Direct Linear Ambient Luminaires | Standard | FALSE | [9 empty] | 3/5/2014 | Not Yet Verified | Not Yet Verified | Not Yet Verified |  |  | 6270 | 94.5 | 66.3 | 17 | 0.935 | 4000 | 80
P000013A8 | Philips Day-Brite | Philips Day-Brite | LF8FR39353LAG | Indoor Luminaires | Linear Ambient | Direct Linear Ambient Luminaires | Standard | FALSE | [9 empty] | 3/5/2014 | Not Yet Verified | Not Yet Verified | Not Yet Verified |  |  | 7593 | 91.2 | 83.2 | 16 | 0.94 | 3500 | 80
P000013A9 | Philips Day-Brite | Philips Day-Brite | LF8FR39353DZT | Indoor Luminaires | Linear Ambient | Direct Linear Ambient Luminaires | Standard | FALSE | [9 empty] | 3/5/2014 | Not Yet Verified | Not Yet Verified | Not Yet Verified |  |  | 7593 | 91.2 | 83.2 | 16 | 0.94 | 3500 | 80
P000013AA | Philips Day-Brite | Philips Day-Brite | LF8FR39353SZT | Indoor Luminaires | Linear Ambient | Direct Linear Ambient Luminaires | Standard | FALSE | [9 empty] | 3/5/2014 | Not Yet Verified | Not Yet Verified | Not Yet Verified |  |  | 7593 | 91.2 | 83.2 | 16 | 0.95 | 3500 | 80
P000013AB | Philips Day-Brite | Philips Day-Brite | LF8FR39403LAG | Indoor Luminaires | Linear Ambient | Direct Linear Ambient Luminaires | Standard | FALSE | [9 empty] | 3/5/2014 | Not Yet Verified | Not Yet Verified | Not Yet Verified |  |  | 7748 | 90.3 | 85.8 | 15 | 0.95 | 4000 | 80
P000013AC | Philips Day-Brite | Philips Day-Brite | LF8FR39403DZT | Indoor Luminaires | Linear Ambient | Direct Linear Ambient Luminaires | Standard | FALSE | [9 empty] | 3/5/2014 | Not Yet Verified | Not Yet Verified | Not Yet Verified |  |  | 7748 | 90.3 | 85.8 | 15 | 0.95 | 4000 | 80
P000013AD | Philips Day-Brite | Philips Day-Brite | LF8FR39403SZT | Indoor Luminaires | Linear Ambient | Direct Linear Ambient Luminaires | Standard | FALSE | [9 empty] | 3/5/2014 | Not Yet Verified | Not Yet Verified | Not Yet Verified |  |  | 7748 | 90.3 | 85.8 | 15 | 0.955 | 4000 | 80
P000013AE | Philips Day-Brite | Philips Day-Brite | LF81041353LAG | Indoor Luminaires | Linear Ambient | Direct Linear Ambient Luminaires | Standard | FALSE | [9 empty] | 3/5/2014 | Not Yet Verified | Not Yet Verified | Not Yet Verified |  |  | 8103 | 96.4 | 84.1 | 16 | 0.94 | 3500 | 80
P000013AF | Philips Day-Brite | Philips Day-Brite | LF81041353DZT | Indoor Luminaires | Linear Ambient | Direct Linear Ambient Luminaires | Standard | FALSE | [9 empty] | 3/5/2014 | Not Yet Verified | Not Yet Verified | Not Yet Verified |  |  | 8103 | 96.4 | 84.1 | 16 | 0.94 | 3500 | 80
P000013AG | Philips Day-Brite | Philips Day-Brite | LF81041353SZT | Indoor Luminaires | Linear Ambient | Direct Linear Ambient Luminaires | Standard | FALSE | [9 empty] | 3/5/2014 | Not Yet Verified | Not Yet Verified | Not Yet Verified |  |  | 8103 | 96.4 | 84.1 | 16 | 0.95 | 3500 | 80
P000013AH | Philips Day-Brite | Philips Day-Brite | LF81041403LAG | Indoor Luminaires | Linear Ambient | Direct Linear Ambient Luminaires | Standard | FALSE | [9 empty] | 3/5/2014 | Not Yet Verified | Not Yet Verified | Not Yet Verified |  |  | 8268 | 95.4 | 86.7 | 15 | 0.95 | 4000 | 80
P000013AI | Philips Day-Brite | Philips Day-Brite | LF81041403DZT | Indoor Luminaires | Linear Ambient | Direct Linear Ambient Luminaires | Standard | FALSE | [9 empty] | 3/5/2014 | Not Yet Verified | Not Yet Verified | Not Yet Verified |  |  | 8268 | 95.4 | 86.7 | 15 | 0.95 | 4000 | 80
P000013AJ | Philips Day-Brite | Philips Day-Brite | LF81041403SZT | Indoor Luminaires | Linear Ambient | Direct Linear Ambient Luminaires | Standard | FALSE | [9 empty] | 3/5/2014 | Not Yet Verified | Not Yet Verified | Not Yet Verified |  |  | 8268 | 95.4 | 86.7 | 15 | 0.955 | 4000 | 80
P423TB1P | Philips Day-Brite | Philips Day-Brite | LF8FR3140UDZT | Indoor Luminaires | Linear Ambient | Direct Linear Ambient Luminaires | Standard | FALSE | [9 empty] | 9/21/2016 | Dimmable | Continuous (Cannot dim down to ≤ 10% (W) | No |  |  | 6270 | 101.129 | 62 | 20 | 0.9 | 4000 | 80
PKWKPZJB | Philips Day-Brite | Philips Day-Brite | LF8FR3940UDZT | Indoor Luminaires | Linear Ambient | Direct Linear Ambient Luminaires | Standard | FALSE | [9 empty] | 9/21/2016 | Dimmable | Continuous (Cannot dim down to ≤ 10% (W) | No |  |  | 7748 | 96.6085 | 80.2 | 20 | 0.9 | 4000 | 80
PGDYKY9B | Philips Day-Brite | Philips Day-Brite | LF8FR3135UDZT | Indoor Luminaires | Linear Ambient | Direct Linear Ambient Luminaires | Standard | FALSE | [9 empty] | 9/21/2016 | Dimmable | Continuous (Cannot dim down to ≤ 10% (W) | No |  |  | 6144 | 102.0598 | 60.2 | 20 | 0.9 | 3500 | 80
PTQ3EVGX | Philips Day-Brite | Philips Day-Brite | LF8FR3935UDZT | Indoor Luminaires | Linear Ambient | Direct Linear Ambient Luminaires | Standard | FALSE | [9 empty] | 9/21/2016 | Dimmable | Continuous (Cannot dim down to ≤ 10% (W) | No |  |  | 7594 | 97.6093 | 77.8 | 20 | 0.9 | 3500 | 80
P000015IC | Philips Day-Brite | Philips Day-Brite | OWL450L835-347-XXXX | Indoor Luminaires | Linear Ambient | Direct Linear Ambient Luminaires | Standard | TRUE | 4820.9 | 93.25 | 51.7 | 24.2 | 0.916 | 3346 | 82.46 | 5 | 50000 | 6/10/2014 | Not Yet Verified | Not Yet Verified | Not Yet Verified |  | 2.1 | 4924.35 | 90.02 | 54.7 | 24 | 0.91 | 3500 | 80
P000015ID | Philips Day-Brite | Philips Day-Brite | OWL470L835-347-XXXX | Indoor Luminaires | Linear Ambient | Direct Linear Ambient Luminaires | Standard | TRUE | 6431.04 | 92.67 | 69.4 | 24.2 | 0.916 | 3347 | 82.45 | 5 | 50000 | 6/10/2014 | Not Yet Verified | Not Yet Verified | Not Yet Verified |  | 2.1 | 6509.98 | 87.27 | 74.6 | 20 | 0.93 | 3500 | 80
P000015IE | Philips Day-Brite | Philips Day-Brite | OWL450L840-347 | Indoor Luminaires | Linear Ambient | Direct Linear Ambient Luminaires | Standard | TRUE | 5126.55 | 98.21 | 25.2 | 24.2 | 0.916 | 3878 | 83.38 | 5 | 50000 | 6/10/2014 | Not Yet Verified | Not Yet Verified | Not Yet Verified |  | 2.1 | 5134.88 | 93.87 | 54.7 | 24 | 0.91 | 4000 | 80
P000015IF | Philips Day-Brite | Philips Day-Brite | OWL450L835-UNV-XXXX | Indoor Luminaires | Linear Ambient | Direct Linear Ambient Luminaires | Standard | FALSE | [9 empty] | 6/10/2014 | Not Yet Verified | Not Yet Verified | Not Yet Verified |  |  | 4924.35 | 93.44 | 52.7 | 19 | 0.88 | 3500 | 80
P000015IG | Philips Day-Brite | Philips Day-Brite | OWL450L840-UNV-XXXX | Indoor Luminaires | Linear Ambient | Direct Linear Ambient Luminaires | Standard | FALSE | [9 empty] | 6/10/2014 | Not Yet Verified | Not Yet Verified | Not Yet Verified |  |  | 5134.88 | 97.44 | 52.7 | 19 | 0.88 | 4000 | 80
P000015IH | Philips Day-Brite | Philips Day-Brite | OWL470L835-UNV-XXXX | Indoor Luminaires | Linear Ambient | Direct Linear Ambient Luminaires | Standard | FALSE | [9 empty] | 6/10/2014 | Not Yet Verified | Not Yet Verified | Not Yet Verified |  |  | 6509.98 | 89.67 | 72.6 | 17 | 0.91 | 3500 | 80
P000015II | Philips Day-Brite | Philips Day-Brite | OWL470L840-UNV-XXXX | Indoor Luminaires | Linear Ambient | Direct Linear Ambient Luminaires | Standard | FALSE | [9 empty] | 6/10/2014 | Not Yet Verified | Not Yet Verified | Not Yet Verified |  |  | 6788.3 | 93.5 | 72.6 | 17 | 0.91 | 4000 | 80
P000015IJ | Philips Day-Brite | Philips Day-Brite | OWL470L840-347-XXXX | Indoor Luminaires | Linear Ambient | Direct Linear Ambient Luminaires | Standard | FALSE | [9 empty] | 6/10/2014 | Not Yet Verified | Not Yet Verified | Not Yet Verified |  |  | 6788.3 | 91 | 74.6 | 20 | 0.93 | 4000 | 80
P000015IK | Philips Day-Brite | Philips Day-Brite | OWL850L835-UNV-XXXX | Indoor Luminaires | Linear Ambient | Direct Linear Ambient Luminaires | Standard | FALSE | [9 empty] | 6/10/2014 | Not Yet Verified | Not Yet Verified | Not Yet Verified |  |  | 9848.7 | 93.44 | 105.4 | 19 | 0.88 | 3500 | 80
P000015IL | Philips Day-Brite | Philips Day-Brite | OWL850L840-UNV-XXXX | Indoor Luminaires | Linear Ambient | Direct Linear Ambient Luminaires | Standard | FALSE | [9 empty] | 6/10/2014 | Not Yet Verified | Not Yet Verified | Not Yet Verified |  |  | 10269.76 | 97.44 | 105.4 | 19 | 0.88 | 4000 | 80
P000015IM | Philips Day-Brite | Philips Day-Brite | OWL850L835-347-XXXX | Indoor Luminaires | Linear Ambient | Direct Linear Ambient Luminaires | Standard | FALSE | [9 empty] | 6/10/2014 | Not Yet Verified | Not Yet Verified | Not Yet Verified |  |  | 9848.7 | 91.7 | 107.4 | 24 | 0.91 | 3500 | 80
P000015IN | Philips Day-Brite | Philips Day-Brite | OWL850L840-347-XXXX | Indoor Luminaires | Linear Ambient | Direct Linear Ambient Luminaires | Standard | FALSE | [9 empty] | 6/10/2014 | Not Yet Verified | Not Yet Verified | Not Yet Verified |  |  | 10269.76 | 95.62 | 107.4 | 24 | 0.91 | 4000 | 80
P000015IO | Philips Day-Brite | Philips Day-Brite | OWL870L835-UNV-XXXX | Indoor Luminaires | Linear Ambient | Direct Linear Ambient Luminaires | Standard | FALSE | [9 empty] | 6/10/2014 | Not Yet Verified | Not Yet Verified | Not Yet Verified |  |  | 13019.96 | 89.67 | 145.2 | 17 | 0.91 | 3500 | 80
P000015IP | Philips Day-Brite | Philips Day-Brite | OWL870L840-UNV-XXXX | Indoor Luminaires | Linear Ambient | Direct Linear Ambient Luminaires | Standard | FALSE | [9 empty] | 6/10/2014 | Not Yet Verified | Not Yet Verified | Not Yet Verified |  |  | 13576.6 | 93.5 | 145.2 | 17 | 0.91 | 4000 | 80
P000015IQ | Philips Day-Brite | Philips Day-Brite | OWL870L835-347-XXXX | Indoor Luminaires | Linear Ambient | Direct Linear Ambient Luminaires | Standard | FALSE | [9 empty] | 6/10/2014 | Not Yet Verified | Not Yet Verified | Not Yet Verified |  |  | 13019.96 | 88.45 | 147.2 | 20 | 0.93 | 3500 | 80
P000015IR | Philips Day-Brite | Philips Day-Brite | OWL870L840-347-XXXX | Indoor Luminaires | Linear Ambient | Direct Linear Ambient Luminaires | Standard | FALSE | [9 empty] | 6/10/2014 | Not Yet Verified | Not Yet Verified | Not Yet Verified |  |  | 13576.6 | 92.23 | 147.2 | 20 | 0.93 | 4000 | 80
P000015IS | Philips Day-Brite | Philips Day-Brite | OWL230L835-347 | Indoor Luminaires | Linear Ambient | Direct Linear Ambient Luminaires | Standard | TRUE | 2954.41 | 90.35 | 32.7 | 22.4 | 0.939 | 3333 | 82.37 | 5 | 50000 | 6/10/2014 | Not Yet Verified | Not Yet Verified | Not Yet Verified |  | 2.1 | 3073 | 87.05 | 35.3 | 22 | 0.94 | 3500 | 80
P000015IT | Philips Day-Brite | Philips Day-Brite | OWL240L840-347-XXXX | Indoor Luminaires | Linear Ambient | Direct Linear Ambient Luminaires | Standard | TRUE | 4046.36 | 96.68 | 42 | 22.4 | 0.939 | 3960 | 83.06 | 5 | 50000 | 6/10/2014 | Not Yet Verified | Not Yet Verified | Not Yet Verified |  | 2.1 | 4041 | 83.16 | 48.6 | 16 | 0.95 | 4000 | 80
P000015IU | Philips Day-Brite | Philips Day-Brite | OWL230L835-UNV | Indoor Luminaires | Linear Ambient | Direct Linear Ambient Luminaires | Standard | FALSE | [9 empty] | 6/10/2014 | Not Yet Verified | Not Yet Verified | Not Yet Verified |  |  | 3073 | 92.28 | 33.3 | 20 | 0.88 | 3500 | 80
P000015IV | Philips Day-Brite | Philips Day-Brite | OWL230L840-UNV | Indoor Luminaires | Linear Ambient | Direct Linear Ambient Luminaires | Standard | FALSE | [9 empty] | 6/10/2014 | Not Yet Verified | Not Yet Verified | Not Yet Verified |  |  | 3204 | 96.23 | 33.3 | 20 | 0.88 | 4000 | 80
P000015IW | Philips Day-Brite | Philips Day-Brite | OWL230L840-347 | Indoor Luminaires | Linear Ambient | Direct Linear Ambient Luminaires | Standard | FALSE | [9 empty] | 6/10/2014 | Not Yet Verified | Not Yet Verified | Not Yet Verified |  |  | 3204 | 90.78 | 35.3 | 22 | 0.94 | 4000 | 80
P000015IX | Philips Day-Brite | Philips Day-Brite | OWL240L835-UNV-XXXX | Indoor Luminaires | Linear Ambient | Direct Linear Ambient Luminaires | Standard | FALSE | [9 empty] | 6/10/2014 | Not Yet Verified | Not Yet Verified | Not Yet Verified |  |  | 3876 | 83.17 | 46.6 | 15 | 0.93 | 3500 | 80
P000015IY | Philips Day-Brite | Philips Day-Brite | OWL240L840-UNV-XXXX | Indoor Luminaires | Linear Ambient | Direct Linear Ambient Luminaires | Standard | FALSE | [9 empty] | 6/10/2014 | Not Yet Verified | Not Yet Verified | Not Yet Verified |  |  | 4041 | 86.73 | 46.6 | 15 | 0.93 | 4000 | 80
P000015IZ | Philips Day-Brite | Philips Day-Brite | OWL240L835-347-XXXX | Indoor Luminaires | Linear Ambient | Direct Linear Ambient Luminaires | Standard | FALSE | [9 empty] | 6/10/2014 | Not Yet Verified | Not Yet Verified | Not Yet Verified |  |  | 4215 | 95.79 | 44 | 16 | 0.95 | 3500 | 80
P000015J0 | Philips Day-Brite | Philips Day-Brite | OWL440L835-UNV-XXXX | Indoor Luminaires | Linear Ambient | Direct Linear Ambient Luminaires | Standard | FALSE | [9 empty] | 6/10/2014 | Not Yet Verified | Not Yet Verified | Not Yet Verified |  |  | 3771 | 101.38 | 37.2 | 16 | 0.92 | 3500 | 80
P000015J1 | Philips Day-Brite | Philips Day-Brite | OWL440L840-UNV-XXXX | Indoor Luminaires | Linear Ambient | Direct Linear Ambient Luminaires | Standard | FALSE | [9 empty] | 6/10/2014 | Not Yet Verified | Not Yet Verified | Not Yet Verified |  |  | 3932 | 105.71 | 37.2 | 16 | 0.92 | 4000 | 80
P000015J2 | Philips Day-Brite | Philips Day-Brite | OWL440L835-347-XXXX | Indoor Luminaires | Linear Ambient | Direct Linear Ambient Luminaires | Standard | FALSE | [9 empty] | 6/10/2014 | Not Yet Verified | Not Yet Verified | Not Yet Verified |  |  | 3771 | 96.2 | 39.2 | 17 | 0.94 | 3500 | 80
P000015J3 | Philips Day-Brite | Philips Day-Brite | OWL440L840-347-XXXX | Indoor Luminaires | Linear Ambient | Direct Linear Ambient Luminaires | Standard | FALSE | [9 empty] | 6/10/2014 | Not Yet Verified | Not Yet Verified | Not Yet Verified |  |  | 3932 | 100.32 | 39.2 | 17 | 0.94 | 4000 | 80
P000015J4 | Philips Day-Brite | Philips Day-Brite | OWL840L835-UNV-XXXX | Indoor Luminaires | Linear Ambient | Direct Linear Ambient Luminaires | Standard | FALSE | [9 empty] | 6/10/2014 | Not Yet Verified | Not Yet Verified | Not Yet Verified |  |  | 7542 | 101.38 | 74.4 | 16 | 0.92 | 3500 | 80
P000015J5 | Philips Day-Brite | Philips Day-Brite | OWL840L840-UNV-XXXX | Indoor Luminaires | Linear Ambient | Direct Linear Ambient Luminaires | Standard | FALSE | [9 empty] | 6/10/2014 | Not Yet Verified | Not Yet Verified | Not Yet Verified |  |  | 7865 | 105.71 | 74.4 | 16 | 0.92 | 4000 | 80
P000015J6 | Philips Day-Brite | Philips Day-Brite | OWL840L835-347-XXXX | Indoor Luminaires | Linear Ambient | Direct Linear Ambient Luminaires | Standard | FALSE | [9 empty] | 6/10/2014 | Not Yet Verified | Not Yet Verified | Not Yet Verified |  |  | 7542 | 98.72 | 76.4 | 17 | 0.94 | 3500 | 80
P000015J7 | Philips Day-Brite | Philips Day-Brite | OWL840L840-347-XXXX | Indoor Luminaires | Linear Ambient | Direct Linear Ambient Luminaires | Standard | FALSE | [9 empty] | 6/10/2014 | Not Yet Verified | Not Yet Verified | Not Yet Verified |  |  | 7865 | 102.94 | 76.4 | 17 | 0.94 | 4000 | 80
PN5SY4VF | Philips Day-Brite | Philips Day-Brite | LFR4FLSLD37303DZT | Indoor Luminaires | Linear Ambient | Direct Linear Ambient Luminaires | Standard | TRUE | 3468.6 | 100.54 | 34.5 | 7.3 | 0.967 | 3111 | 81.57 | 5 | 50000 | 12/22/2015 | Dimmable | Continuous (Cannot dim down to ≤ 10% (W) | No |  | 3.1 | 3398 | 96.53 | 35.2 | 20 | 0.9 | 3000 | 80
PUUKVQF6 | Philips Day-Brite | Philips Day-Brite | LFR4FLSLD5530UDZT | Indoor Luminaires | Linear Ambient | Direct Linear Ambient Luminaires | Standard | TRUE | 5229.2 | 99.41 | 52.6 | 12.2 | 0.967 | 3124 | 81.42 | 5 | 50000 | 12/22/2015 | Dimmable | Continuous (Cannot dim down to ≤ 10% (W) | No |  | 3.1 | 5120 | 95.34 | 53.7 | 20 | 0.9 | 3000 | 80
PRSGRPW2 | Philips Day-Brite | Philips Day-Brite | LF2FR20303DZT | Indoor Luminaires | Linear Ambient | Direct Linear Ambient Luminaires | Standard | TRUE | 1966.6 | 101.37 | 19.4 | 14.9 | 0.94 | 3094 | 81.09 | 5 | 50000 | 12/22/2015 | Dimmable | Continuous (Cannot dim down to ≤ 10% (W) | No |  | 3.1 | 1927 | 97.32 | 19.8 | 20 | 0.9 | 3000 | 80
P42TAX3C | Philips Day-Brite | Philips Day-Brite | LF2FR2035UDZT | Indoor Luminaires | Linear Ambient | Direct Linear Ambient Luminaires | Standard | FALSE | [9 empty] | 12/22/2015 | Dimmable | Continuous (Cannot dim down to ≤ 10% (W) | No |  |  | 1984 | 107.83 | 18.4 | 20 | 0.9 | 3500 | 80
P2QP37HG | Philips Day-Brite | Philips Day-Brite | LF2FR20353DZT | Indoor Luminaires | Linear Ambient | Direct Linear Ambient Luminaires | Standard | FALSE | [9 empty] | 12/22/2015 | Dimmable | Continuous (Cannot dim down to ≤ 10% (W) | No |  |  | 1984 | 100.2 | 19.8 | 20 | 0.9 | 3500 | 80
P6V3PRCC | Philips Day-Brite | Philips Day-Brite | LF2FR2040UDZT | Indoor Luminaires | Linear Ambient | Direct Linear Ambient Luminaires | Standard | FALSE | [9 empty] | 12/22/2015 | Dimmable | Continuous (Cannot dim down to ≤ 10% (W) | No |  |  | 2023 | 109.95 | 18.4 | 20 | 0.9 | 4000 | 80
PS4G1K9H | Philips Day-Brite | Philips Day-Brite | LF2FR20403DZT | Indoor Luminaires | Linear Ambient | Direct Linear Ambient Luminaires | Standard | FALSE | [9 empty] | 12/22/2015 | Dimmable | Continuous (Cannot dim down to ≤ 10% (W) | No |  |  | 2023 | 102.17 | 19.8 | 20 | 0.9 | 4000 | 80
PEH7Y9MX | Philips Day-Brite | Philips Day-Brite | LF2FR2050UDZT | Indoor Luminaires | Linear Ambient | Direct Linear Ambient Luminaires | Standard | FALSE | [9 empty] | 12/22/2015 | Dimmable | Continuous (Cannot dim down to ≤ 10% (W) | No |  |  | 2042 | 110.98 | 18.4 | 20 | 0.9 | 5000 | 80
PGQA8QTY | Philips Day-Brite | Philips Day-Brite | LF2FR20503DZT | Indoor Luminaires | Linear Ambient | Direct Linear Ambient Luminaires | Standard | FALSE | [9 empty] | 12/22/2015 | Dimmable | Continuous (Cannot dim down to ≤ 10% (W) | No |  |  | 2042 | 103.13 | 19.8 | 20 | 0.9 | 5000 | 80
P7C9PN7U | Philips Day-Brite | Philips Day-Brite | LF4FR52H30UDZT | Indoor Luminaires | Linear Ambient | Direct Linear Ambient Luminaires | Standard | FALSE | [9 empty] | 12/22/2015 | Dimmable | Continuous (Cannot dim down to ≤ 10% (W) | No |  |  | 4910 | 109.35 | 44.9 | 20 | 0.9 | 3000 | 80
P6QC8UZN | Philips Day-Brite | Philips Day-Brite | LF4FR52H303DZT | Indoor Luminaires | Linear Ambient | Direct Linear Ambient Luminaires | Standard | FALSE | [9 empty] | 12/22/2015 | Dimmable | Continuous (Cannot dim down to ≤ 10% (W) | No |  |  | 4910 | 107.68 | 45.6 | 20 | 0.9 | 3000 | 80
P8KJM34W | Philips Day-Brite | Philips Day-Brite | LF4FR52H35UDZT | Indoor Luminaires | Linear Ambient | Direct Linear Ambient Luminaires | Standard | FALSE | [9 empty] | 12/22/2015 | Dimmable | Continuous (Cannot dim down to ≤ 10% (W) | No |  |  | 5057 | 112.63 | 44.9 | 20 | 0.9 | 3500 | 80
PFSD86UY | Philips Day-Brite | Philips Day-Brite | LF4FR52H353DZT | Indoor Luminaires | Linear Ambient | Direct Linear Ambient Luminaires | Standard | FALSE | [9 empty] | 12/22/2015 | Dimmable | Continuous (Cannot dim down to ≤ 10% (W) | No |  |  | 5057 | 110.9 | 45.6 | 20 | 0.9 | 3500 | 80
PF3QAUPU | Philips Day-Brite | Philips Day-Brite | LF4FR52H40UDZT | Indoor Luminaires | Linear Ambient | Direct Linear Ambient Luminaires | Standard | FALSE | [9 empty] | 12/22/2015 | Dimmable | Continuous (Cannot dim down to ≤ 10% (W) | No |  |  | 5155 | 114.81 | 44.9 | 20 | 0.9 | 4000 | 80
P1HM8BZJ | Philips Day-Brite | Philips Day-Brite | LF4FR52H403DZT | Indoor Luminaires | Linear Ambient | Direct Linear Ambient Luminaires | Standard | FALSE | [9 empty] | 12/22/2015 | Dimmable | Continuous (Cannot dim down to ≤ 10% (W) | No |  |  | 5155 | 113.05 | 45.6 | 20 | 0.9 | 4000 | 80
P451QXKJ | Philips Day-Brite | Philips Day-Brite | LF4FR52H50UDZT | Indoor Luminaires | Linear Ambient | Direct Linear Ambient Luminaires | Standard | FALSE | [9 empty] | 12/22/2015 | Dimmable | Continuous (Cannot dim down to ≤ 10% (W) | No |  |  | 5204 | 115.9 | 44.9 | 20 | 0.9 | 5000 | 80
PD1XWZC1 | Philips Day-Brite | Philips Day-Brite | LF4FR52H503DZT | Indoor Luminaires | Linear Ambient | Direct Linear Ambient Luminaires | Standard | FALSE | [9 empty] | 12/22/2015 | Dimmable | Continuous (Cannot dim down to ≤ 10% (W) | No |  |  | 5204 | 114.12 | 45.6 | 20 | 0.9 | 5000 | 80
PW5RSP5Z | Philips Day-Brite | Philips Day-Brite | LF4FR6030UDZT(FH360) | Indoor Luminaires | Linear Ambient | Direct Linear Ambient Luminaires | Standard | FALSE | [9 empty] | 12/22/2015 | Dimmable | Continuous (Cannot dim down to ≤ 10% (W) | No |  |  | 5654 | 103.36 | 54.7 | 20 | 0.9 | 3000 | 80
PXX79K3G | Philips Day-Brite | Philips Day-Brite | LF4FR6035UDZT(FH360) | Indoor Luminaires | Linear Ambient | Direct Linear Ambient Luminaires | Standard | FALSE | [9 empty] | 12/22/2015 | Dimmable | Continuous (Cannot dim down to ≤ 10% (W) | No |  |  | 5832 | 106.62 | 54.7 | 20 | 0.9 | 3500 | 80
PC8P2DMN | Philips Day-Brite | Philips Day-Brite | LF4FR6040UDZT(FH360) | Indoor Luminaires | Linear Ambient | Direct Linear Ambient Luminaires | Standard | FALSE | [9 empty] | 12/22/2015 | Dimmable | Continuous (Cannot dim down to ≤ 10% (W) | No |  |  | 5952 | 108.81 | 54.7 | 20 | 0.9 | 4000 | 80
PWNTHHQC | Philips Day-Brite | Philips Day-Brite | LF4FR6050UDZT(FH360) | Indoor Luminaires | Linear Ambient | Direct Linear Ambient Luminaires | Standard | FALSE | [9 empty] | 12/22/2015 | Dimmable | Continuous (Cannot dim down to ≤ 10% (W) | No |  |  | 6011 | 109.89 | 54.7 | 20 | 0.9 | 5000 | 80
PB3P5M3E | Philips Day-Brite | Philips Day-Brite | LFR4FLSLD3730UDZT | Indoor Luminaires | Linear Ambient | Direct Linear Ambient Luminaires | Standard | FALSE | [9 empty] | 12/22/2015 | Dimmable | Continuous (Cannot dim down to ≤ 10% (W) | No |  |  | 3398 | 97.93 | 34.7 | 20 | 0.9 | 3000 | 80
P7HUN8VP | Philips Day-Brite | Philips Day-Brite | LFR4FLSLD5535UDZT | Indoor Luminaires | Linear Ambient | Direct Linear Ambient Luminaires | Standard | FALSE | [9 empty] | 12/22/2015 | Dimmable | Continuous (Cannot dim down to ≤ 10% (W) | No |  |  | 5292 | 98.55 | 53.7 | 20 | 0.9 | 3500 | 80
PMMPSBMY | Philips Day-Brite | Philips Day-Brite | LFR4FLSLD5540UDZT | Indoor Luminaires | Linear Ambient | Direct Linear Ambient Luminaires | Standard | FALSE | [9 empty] | 12/22/2015 | Dimmable | Continuous (Cannot dim down to ≤ 10% (W) | No |  |  | 5399 | 100.54 | 53.7 | 20 | 0.9 | 4000 | 80
PM3J9FV8 | Philips Day-Brite | Philips Day-Brite | LFR4FLSLD5550UDZT | Indoor Luminaires | Linear Ambient | Direct Linear Ambient Luminaires | Standard | FALSE | [9 empty] | 12/22/2015 | Dimmable | Continuous (Cannot dim down to ≤ 10% (W) | No |  |  | 5454 | 101.56 | 53.7 | 20 | 0.9 | 5000 | 80
P6NPEVKK | Philips Day-Brite | Philips Day-Brite | LFR4FLSLT3730UDZT | Indoor Luminaires | Linear Ambient | Direct Linear Ambient Luminaires | Standard | FALSE | [9 empty] | 12/22/2015 | Dimmable | Continuous (Cannot dim down to ≤ 10% (W) | No |  |  | 3408 | 98.21 | 34.7 | 20 | 0.9 | 3000 | 80
P84NV64F | Philips Day-Brite | Philips Day-Brite | LFR4FLSLT37303DZT | Indoor Luminaires | Linear Ambient | Direct Linear Ambient Luminaires | Standard | FALSE | [9 empty] | 12/22/2015 | Dimmable | Continuous (Cannot dim down to ≤ 10% (W) | No |  |  | 3408 | 96.82 | 35.2 | 20 | 0.9 | 3000 | 80
PYU83WAH | Philips Day-Brite | Philips Day-Brite | LFR4FLSLT3735UDZT | Indoor Luminaires | Linear Ambient | Direct Linear Ambient Luminaires | Standard | FALSE | [9 empty] | 12/22/2015 | Dimmable | Continuous (Cannot dim down to ≤ 10% (W) | No |  |  | 3516 | 101.33 | 34.7 | 20 | 0.9 | 3500 | 80
P1SJK1WG | Philips Day-Brite | Philips Day-Brite | LFR4FLSLT37353DZT | Indoor Luminaires | Linear Ambient | Direct Linear Ambient Luminaires | Standard | FALSE | [9 empty] | 12/22/2015 | Dimmable | Continuous (Cannot dim down to ≤ 10% (W) | No |  |  | 3516 | 99.89 | 35.2 | 20 | 0.9 | 3500 | 80
P2AWHV7A | Philips Day-Brite | Philips Day-Brite | LFR4FLSLT3740UDZT | Indoor Luminaires | Linear Ambient | Direct Linear Ambient Luminaires | Standard | FALSE | [9 empty] | 12/22/2015 | Dimmable | Continuous (Cannot dim down to ≤ 10% (W) | No |  |  | 3588 | 103.4 | 34.7 | 20 | 0.9 | 4000 | 80
P5FGPKDN | Philips Day-Brite | Philips Day-Brite | LFR4FLSLT37403DZT | Indoor Luminaires | Linear Ambient | Direct Linear Ambient Luminaires | Standard | FALSE | [9 empty] | 12/22/2015 | Dimmable | Continuous (Cannot dim down to ≤ 10% (W) | No |  |  | 3588 | 101.93 | 35.2 | 20 | 0.9 | 4000 | 80
PSA6ETSY | Philips Day-Brite | Philips Day-Brite | LFR4FLSLT3750UDZT | Indoor Luminaires | Linear Ambient | Direct Linear Ambient Luminaires | Standard | FALSE | [9 empty] | 12/22/2015 | Dimmable | Continuous (Cannot dim down to ≤ 10% (W) | No |  |  | 3624 | 104.44 | 34.7 | 20 | 0.9 | 5000 | 80
PHMFVU1E | Philips Day-Brite | Philips Day-Brite | LFR4FLSLT37503DZT | Indoor Luminaires | Linear Ambient | Direct Linear Ambient Luminaires | Standard | FALSE | [9 empty] | 12/22/2015 | Dimmable | Continuous (Cannot dim down to ≤ 10% (W) | No |  |  | 3624 | 102.95 | 35.2 | 20 | 0.9 | 5000 | 80
P5D45YCG | Philips Day-Brite | Philips Day-Brite | LFR4FLSLT5530UDZT | Indoor Luminaires | Linear Ambient | Direct Linear Ambient Luminaires | Standard | FALSE | [9 empty] | 12/22/2015 | Dimmable | Continuous (Cannot dim down to ≤ 10% (W) | No |  |  | 5127 | 95.47 | 53.7 | 20 | 0.9 | 3000 | 80
P42NK6E3 | Philips Day-Brite | Philips Day-Brite | LFR4FLSLT5535UDZT | Indoor Luminaires | Linear Ambient | Direct Linear Ambient Luminaires | Standard | FALSE | [9 empty] | 12/22/2015 | Dimmable | Continuous (Cannot dim down to ≤ 10% (W) | No |  |  | 5290 | 98.51 | 53.7 | 20 | 0.9 | 3500 | 80
PN1QM75J | Philips Day-Brite | Philips Day-Brite | LFR4FLSLT5540UDZT | Indoor Luminaires | Linear Ambient | Direct Linear Ambient Luminaires | Standard | FALSE | [9 empty] | 12/22/2015 | Dimmable | Continuous (Cannot dim down to ≤ 10% (W) | No |  |  | 5400 | 100.56 | 53.7 | 20 | 0.9 | 4000 | 80
PSNEGEUT | Philips Day-Brite | Philips Day-Brite | LFR4FLSLT5550UDZT | Indoor Luminaires | Linear Ambient | Direct Linear Ambient Luminaires | Standard | FALSE | [9 empty] | 12/22/2015 | Dimmable | Continuous (Cannot dim down to ≤ 10% (W) | No |  |  | 5454 | 101.56 | 53.7 | 20 | 0.9 | 5000 | 80
PZRYBG6A | Philips Day-Brite | Philips Day-Brite | LFR4FLPER3730UDZT | Indoor Luminaires | Linear Ambient | Direct Linear Ambient Luminaires | Standard | FALSE | [9 empty] | 12/22/2015 | Dimmable | Continuous (Cannot dim down to ≤ 10% (W) | No |  |  | 3509 | 101.12 | 34.7 | 20 | 0.9 | 3000 | 80
PBPTWAEY | Philips Day-Brite | Philips Day-Brite | LFR4FLPER37303DZT | Indoor Luminaires | Linear Ambient | Direct Linear Ambient Luminaires | Standard | FALSE | [9 empty] | 12/22/2015 | Dimmable | Continuous (Cannot dim down to ≤ 10% (W) | No |  |  | 3509 | 99.69 | 35.2 | 20 | 0.9 | 3000 | 80
PJU5WM56 | Philips Day-Brite | Philips Day-Brite | LFR4FLPER3735UDZT | Indoor Luminaires | Linear Ambient | Direct Linear Ambient Luminaires | Standard | FALSE | [9 empty] | 12/22/2015 | Dimmable | Continuous (Cannot dim down to ≤ 10% (W) | No |  |  | 3620 | 104.32 | 34.7 | 20 | 0.9 | 3500 | 80
PV1JX56P | Philips Day-Brite | Philips Day-Brite | LFR4FLPER37353DZT | Indoor Luminaires | Linear Ambient | Direct Linear Ambient Luminaires | Standard | FALSE | [9 empty] | 12/22/2015 | Dimmable | Continuous (Cannot dim down to ≤ 10% (W) | No |  |  | 3620 | 102.84 | 35.2 | 20 | 0.9 | 3500 | 80
P2YXUTZE | Philips Day-Brite | Philips Day-Brite | LFR4FLPER3740UDZT | Indoor Luminaires | Linear Ambient | Direct Linear Ambient Luminaires | Standard | FALSE | [9 empty] | 12/22/2015 | Dimmable | Continuous (Cannot dim down to ≤ 10% (W) | No |  |  | 3694 | 106.46 | 34.7 | 20 | 0.9 | 4000 | 80
PKZJZJ3M | Philips Day-Brite | Philips Day-Brite | LFR4FLPER37403DZT | Indoor Luminaires | Linear Ambient | Direct Linear Ambient Luminaires | Standard | FALSE | [9 empty] | 12/22/2015 | Dimmable | Continuous (Cannot dim down to ≤ 10% (W) | No |  |  | 3694 | 104.94 | 35.2 | 20 | 0.9 | 4000 | 80
PN6Z61WG | Philips Day-Brite | Philips Day-Brite | LFR4FLPER3750UDZT | Indoor Luminaires | Linear Ambient | Direct Linear Ambient Luminaires | Standard | FALSE | [9 empty] | 12/22/2015 | Dimmable | Continuous (Cannot dim down to ≤ 10% (W) | No |  |  | 3730 | 107.49 | 34.7 | 20 | 0.9 | 5000 | 80
P3KW3ZXD | Philips Day-Brite | Philips Day-Brite | LFR4FLPER37503DZT | Indoor Luminaires | Linear Ambient | Direct Linear Ambient Luminaires | Standard | FALSE | [9 empty] | 12/22/2015 | Dimmable | Continuous (Cannot dim down to ≤ 10% (W) | No |  |  | 3730 | 105.97 | 35.2 | 20 | 0.9 | 5000 | 80
P1QPNAWK | Philips Day-Brite | Philips Day-Brite | LFR4FLPER5530UDZT | Indoor Luminaires | Linear Ambient | Direct Linear Ambient Luminaires | Standard | FALSE | [9 empty] | 12/22/2015 | Dimmable | Continuous (Cannot dim down to ≤ 10% (W) | No |  |  | 5331 | 99.27 | 53.7 | 20 | 0.9 | 3000 | 80
PZ6BTRU9 | Philips Day-Brite | Philips Day-Brite | LFR4FLPER5535UDZT | Indoor Luminaires | Linear Ambient | Direct Linear Ambient Luminaires | Standard | FALSE | [9 empty] | 12/22/2015 | Dimmable | Continuous (Cannot dim down to ≤ 10% (W) | No |  |  | 5500 | 102.42 | 53.7 | 20 | 0.9 | 3500 | 80
P5V7CBVH | Philips Day-Brite | Philips Day-Brite | LFR4FLPER5540UDZT | Indoor Luminaires | Linear Ambient | Direct Linear Ambient Luminaires | Standard | FALSE | [9 empty] | 12/22/2015 | Dimmable | Continuous (Cannot dim down to ≤ 10% (W) | No |  |  | 5612 | 104.51 | 53.7 | 20 | 0.9 | 4000 | 80
P4U1EJG8 | Philips Day-Brite | Philips Day-Brite | LFR4FLPER5550UDZT | Indoor Luminaires | Linear Ambient | Direct Linear Ambient Luminaires | Standard | FALSE | [9 empty] | 12/22/2015 | Dimmable | Continuous (Cannot dim down to ≤ 10% (W) | No |  |  | 5668 | 105.55 | 53.7 | 20 | 0.9 | 5000 | 80
PG4RNSCB | Philips Day-Brite | Philips Day-Brite | LFR4FLSLD3735UDZT | Indoor Luminaires | Linear Ambient | Direct Linear Ambient Luminaires | Standard | FALSE | [9 empty] | 12/22/2015 | Dimmable | Continuous (Cannot dim down to ≤ 10% (W) | No |  |  | 3500 | 100.86 | 34.7 | 20 | 0.9 | 3500 | 80
P2J5V1P9 | Philips Day-Brite | Philips Day-Brite | LFR4FLSLD37353DZT | Indoor Luminaires | Linear Ambient | Direct Linear Ambient Luminaires | Standard | FALSE | [9 empty] | 12/22/2015 | Dimmable | Continuous (Cannot dim down to ≤ 10% (W) | No |  |  | 3500 | 99.43 | 35.2 | 20 | 0.9 | 3500 | 80
PS8HERWV | Philips Day-Brite | Philips Day-Brite | LFR4FLSLD3740UDZT | Indoor Luminaires | Linear Ambient | Direct Linear Ambient Luminaires | Standard | FALSE | [9 empty] | 12/22/2015 | Dimmable | Continuous (Cannot dim down to ≤ 10% (W) | No |  |  | 3567 | 102.8 | 34.7 | 20 | 0.9 | 4000 | 80
P4TD8ABZ | Philips Day-Brite | Philips Day-Brite | LFR4FLSLD37403DZT | Indoor Luminaires | Linear Ambient | Direct Linear Ambient Luminaires | Standard | FALSE | [9 empty] | 12/22/2015 | Dimmable | Continuous (Cannot dim down to ≤ 10% (W) | No |  |  | 3567 | 101.34 | 35.2 | 20 | 0.9 | 4000 | 80
PD7CK2GP | Philips Day-Brite | Philips Day-Brite | LFR4FLSLD3750UDZT | Indoor Luminaires | Linear Ambient | Direct Linear Ambient Luminaires | Standard | FALSE | [9 empty] | 12/22/2015 | Dimmable | Continuous (Cannot dim down to ≤ 10% (W) | No |  |  | 3601 | 103.78 | 34.7 | 20 | 0.9 | 5000 | 80
PUC62MBK | Philips Day-Brite | Philips Day-Brite | LFR4FLSLD37503DZT | Indoor Luminaires | Linear Ambient | Direct Linear Ambient Luminaires | Standard | FALSE | [9 empty] | 12/22/2015 | Dimmable | Continuous (Cannot dim down to ≤ 10% (W) | No |  |  | 3601 | 102.3 | 35.2 | 20 | 0.9 | 5000 | 80
PP99XZ12 | Philips Day-Brite | Philips Day-Brite | LF8FR52H40UDZT | Indoor Luminaires | Linear Ambient | Direct Linear Ambient Luminaires | Standard | FALSE | [9 empty] | 9/21/2016 | Dimmable | Continuous (Cannot dim down to ≤ 10% (W) | No |  |  | 10310 | 114.8107 | 89.8 | 20 | 0.9 | 4000 | 80
P55ZE17N | Philips Day-Brite | Philips Day-Brite | LF8FR6040UDZT | Indoor Luminaires | Linear Ambient | Direct Linear Ambient Luminaires | Standard | FALSE | [9 empty] | 9/21/2016 | Dimmable | Continuous (Cannot dim down to ≤ 10% (W) | No |  |  | 11904 | 108.8117 | 109.4 | 20 | 0.9 | 4000 | 80
PBW22MNX | Philips Day-Brite | Philips Day-Brite | LF3FR3030UDZT | Indoor Luminaires | Linear Ambient | Direct Linear Ambient Luminaires | Standard | FALSE | [9 empty] | 2/1/2016 | Dimmable | Continuous (Cannot dim down to ≤ 10% (W) | No |  |  | 2933 | 102.9123 | 28.5 | 20 | 0.9 | 3000 | 80
PNNZTSV2 | Philips Day-Brite | Philips Day-Brite | LF3FR30303DZT | Indoor Luminaires | Linear Ambient | Direct Linear Ambient Luminaires | Standard | FALSE | [9 empty] | 2/1/2016 | Dimmable | Continuous (Cannot dim down to ≤ 10% (W) | No |  |  | 2933 | 98.7542 | 29.7 | 20 | 0.9 | 3000 | 80
PVXN6JGR | Philips Day-Brite | Philips Day-Brite | LF3FR3035UDZT | Indoor Luminaires | Linear Ambient | Direct Linear Ambient Luminaires | Standard | FALSE | [9 empty] | 2/1/2016 | Dimmable | Continuous (Cannot dim down to ≤ 10% (W) | No |  |  | 3026 | 106.1754 | 28.5 | 20 | 0.9 | 3500 | 80
PX91RYKH | Philips Day-Brite | Philips Day-Brite | LF3FR30353DZT | Indoor Luminaires | Linear Ambient | Direct Linear Ambient Luminaires | Standard | FALSE | [9 empty] | 2/1/2016 | Dimmable | Continuous (Cannot dim down to ≤ 10% (W) | No |  |  | 3026 | 101.8855 | 29.7 | 20 | 0.9 | 3500 | 80
P17K7HZJ | Philips Day-Brite | Philips Day-Brite | LF3FR3040UDZT | Indoor Luminaires | Linear Ambient | Direct Linear Ambient Luminaires | Standard | FALSE | [9 empty] | 2/1/2016 | Dimmable | Continuous (Cannot dim down to ≤ 10% (W) | No |  |  | 3088 | 108.3509 | 28.5 | 20 | 0.9 | 4000 | 80
P3VH6614 | Philips Day-Brite | Philips Day-Brite | LF3FR30403DZT | Indoor Luminaires | Linear Ambient | Direct Linear Ambient Luminaires | Standard | FALSE | [9 empty] | 2/1/2016 | Dimmable | Continuous (Cannot dim down to ≤ 10% (W) | No |  |  | 3088 | 103.9731 | 29.7 | 20 | 0.9 | 4000 | 80
PQNS2MVD | Philips Day-Brite | Philips Day-Brite | LF2FR2030UDZT | Indoor Luminaires | Linear Ambient | Direct Linear Ambient Luminaires | Standard | FALSE | [9 empty] | 12/22/2015 | Dimmable | Continuous (Cannot dim down to ≤ 10% (W) | No |  |  | 1927 | 104.73 | 18.4 | 20 | 0.9 | 3000 | 80
PQSR7X9V | Philips Day-Brite | Philips Day-Brite | LF8FR52H35UDZT | Indoor Luminaires | Linear Ambient | Direct Linear Ambient Luminaires | Standard | FALSE | [9 empty] | 9/21/2016 | Dimmable | Continuous (Cannot dim down to ≤ 10% (W) | No |  |  | 10114 | 112.6281 | 89.8 | 20 | 0.9 | 3500 | 80
P5HUE6R8 | Philips Day-Brite | Philips Day-Brite | LF8FR6035UDZT | Indoor Luminaires | Linear Ambient | Direct Linear Ambient Luminaires | Standard | FALSE | [9 empty] | 9/21/2016 | Dimmable | Continuous (Cannot dim down to ≤ 10% (W) | No |  |  | 11664 | 106.6179 | 109.4 | 20 | 0.9 | 3500 | 80
PKGRZQM2 | Philips Day-Brite | Philips Day-Brite | LBX70L840-(UNV,120,208,240,277,347)-(_,OCCLB,OCCHB)-FD | Indoor Luminaires | Linear Ambient | Direct Linear Ambient Luminaires | Premium | TRUE | 6556.5 | 113.04 | 58 | 16.7 | 0.903 | 3917 | 82.46 | 5 | 50000 | 4/14/2016 | Dimmable | Continuous (Cannot dim down to ≤ 10% (W) | Yes |  | 3.1 | 6469 | 110.39 | 58.6 | 20 | 0.9 | 4000 | 80
PPTQ11UH | Philips Day-Brite | Philips Day-Brite | LBX70L850-(UNV,120,208,240,277,347)-(_,OCCLB,OCCHB)-FD | Indoor Luminaires | Linear Ambient | Direct Linear Ambient Luminaires | Premium | TRUE | 6669.2 | 124.89 | 53.4 | 16.7 | 0.903 | 4921 | 82.98 | 5 | 50000 | 4/14/2016 | Dimmable | Continuous (Cannot dim down to ≤ 10% (W) | Yes |  | 3.1 | 6535 | 111.52 | 58.6 | 20 | 0.9 | 5000 | 80
PRZWGRU8 | Philips Day-Brite | Philips Day-Brite | LBX40L835-(UNV,120,208,240,277)-(_,OCCLB,OCCHB)-FD | Indoor Luminaires | Linear Ambient | Direct Linear Ambient Luminaires | Premium | TRUE | 3727.1 | 122.2 | 30.5 | 16.7 | 0.903 | 3409 | 83.7 | 5 | 50000 | 4/14/2016 | Dimmable | Continuous (Cannot dim down to ≤ 10% (W) | Yes |  | 3.1 | 3652 | 110.67 | 33 | 20 | 0.9 | 3500 | 80
PXPE4B5R | Philips Day-Brite | Philips Day-Brite | LBX90L840-(UNV,120,208,240,277,347)-(_,EMLED)-FD | Indoor Luminaires | Linear Ambient | Direct Linear Ambient Luminaires | Standard | TRUE | 7907.4 | 102.43 | 77.2 | 16.7 | 0.903 | 3406 | 83.2 | 5 | 50000 | 4/14/2016 | Dimmable | Continuous (Cannot dim down to ≤ 10% (W) | No |  | 3.1 | 7907 | 102.03 | 77.5 | 20 | 0.9 | 4000 | 80
PXAAK5FQ | Philips Day-Brite | Philips Day-Brite | LBX90L850-(UNV,120,208,240,277,347)-(_,OCCLB,OCCHB) | Indoor Luminaires | Linear Ambient | Direct Linear Ambient Luminaires | Premium | FALSE | [9 empty] | 4/14/2016 | Dimmable | Continuous (Cannot dim down to ≤ 10% (W) | Yes |  |  | 9813 | 132.61 | 74 | 20 | 0.9 | 5000 | 80
PHJVQMHV | Philips Day-Brite | Philips Day-Brite | LBX90L850-(UNV,120,208,240,277,347)-N-(_,OCCLB,OCCHB) | Indoor Luminaires | Linear Ambient | Direct Linear Ambient Luminaires | Premium | FALSE | [9 empty] | 4/14/2016 | Dimmable | Continuous (Cannot dim down to ≤ 10% (W) | Yes |  |  | 9646.18 | 130.35 | 74 | 20 | 0.9 | 5000 | 80
P5DNGRWM | Philips Day-Brite | Philips Day-Brite | LBX90L850-(UNV,120,208,240,277,347)-M-(_,OCCLB,OCCHB) | Indoor Luminaires | Linear Ambient | Direct Linear Ambient Luminaires | Premium | FALSE | [9 empty] | 4/14/2016 | Dimmable | Continuous (Cannot dim down to ≤ 10% (W) | Yes |  |  | 9685.43 | 130.88 | 74 | 20 | 0.9 | 5000 | 80
PPK1AMAP | Philips Day-Brite | Philips Day-Brite | LBX90L850-(UNV,120,208,240,277,347)-W-(_,OCCLB,OCCHB) | Indoor Luminaires | Linear Ambient | Direct Linear Ambient Luminaires | Premium | FALSE | [9 empty] | 4/14/2016 | Dimmable | Continuous (Cannot dim down to ≤ 10% (W) | Yes |  |  | 9636.37 | 130.22 | 74 | 20 | 0.9 | 5000 | 80
PJVEFZUS | Philips Day-Brite | Philips Day-Brite | LBX90L850-(UNV,120,208,240,277,347)-A-(_,OCCLB,OCCHB) | Indoor Luminaires | Linear Ambient | Direct Linear Ambient Luminaires | Premium | FALSE | [9 empty] | 4/14/2016 | Dimmable | Continuous (Cannot dim down to ≤ 10% (W) | Yes |  |  | 9813 | 132.61 | 74 | 20 | 0.9 | 5000 | 80
P3HJ14GG | Philips Day-Brite | Philips Day-Brite | LBX90L850-(UNV,120,208,240,277,347)-(_,OCCLB,OCCHB)-UD | Indoor Luminaires | Linear Ambient | Direct Linear Ambient Luminaires | Premium | FALSE | [9 empty] | 4/14/2016 | Dimmable | Continuous (Cannot dim down to ≤ 10% (W) | Yes |  |  | 8782.64 | 118.68 | 74 | 20 | 0.9 | 5000 | 80
PEYBFTV2 | Philips Day-Brite | Philips Day-Brite | LBX90L850-(UNV,120,208,240,277,347)-(_,OCCLB,OCCHB)-FD | Indoor Luminaires | Linear Ambient | Direct Linear Ambient Luminaires | Standard | FALSE | [9 empty] | 4/14/2016 | Dimmable | Continuous (Cannot dim down to ≤ 10% (W) | Yes |  |  | 7980 | 107.84 | 74 | 20 | 0.9 | 5000 | 80
PK2WWJDJ | Philips Day-Brite | Philips Day-Brite | LBX90L850-(UNV,120,208,240,277,347)-(_,EMLED) | Indoor Luminaires | Linear Ambient | Direct Linear Ambient Luminaires | Premium | FALSE | [9 empty] | 4/14/2016 | Dimmable | Continuous (Cannot dim down to ≤ 10% (W) | No |  |  | 9813 | 126.62 | 77.5 | 20 | 0.9 | 5000 | 80
P1KJUEA9 | Philips Day-Brite | Philips Day-Brite | LBX90L850-(UNV,120,208,240,277,347)-N-(_,EMLED) | Indoor Luminaires | Linear Ambient | Direct Linear Ambient Luminaires | Premium | FALSE | [9 empty] | 4/14/2016 | Dimmable | Continuous (Cannot dim down to ≤ 10% (W) | No |  |  | 9646.18 | 124.47 | 77.5 | 20 | 0.9 | 5000 | 80
PYRJWZCC | Philips Day-Brite | Philips Day-Brite | LBX90L850-(UNV,120,208,240,277,347)-M-(_,EMLED) | Indoor Luminaires | Linear Ambient | Direct Linear Ambient Luminaires | Premium | FALSE | [9 empty] | 4/14/2016 | Dimmable | Continuous (Cannot dim down to ≤ 10% (W) | No |  |  | 9685.43 | 124.97 | 77.5 | 20 | 0.9 | 5000 | 80
P5DRWQEJ | Philips Day-Brite | Philips Day-Brite | LBX90L850-(UNV,120,208,240,277,347)-W-(_,EMLED) | Indoor Luminaires | Linear Ambient | Direct Linear Ambient Luminaires | Premium | FALSE | [9 empty] | 4/14/2016 | Dimmable | Continuous (Cannot dim down to ≤ 10% (W) | No |  |  | 9636.37 | 124.34 | 77.5 | 20 | 0.9 | 5000 | 80
PWZ54RW9 | Philips Day-Brite | Philips Day-Brite | LBX90L850-(UNV,120,208,240,277,347)-A-(_,EMLED) | Indoor Luminaires | Linear Ambient | Direct Linear Ambient Luminaires | Premium | FALSE | [9 empty] | 4/14/2016 | Dimmable | Continuous (Cannot dim down to ≤ 10% (W) | No |  |  | 9813 | 126.62 | 77.5 | 20 | 0.9 | 5000 | 80
P4TURQHB | Philips Day-Brite | Philips Day-Brite | LBX90L850-(UNV,120,208,240,277,347)-(_,EMLED)-UD | Indoor Luminaires | Linear Ambient | Direct Linear Ambient Luminaires | Premium | FALSE | [9 empty] | 4/14/2016 | Dimmable | Continuous (Cannot dim down to ≤ 10% (W) | No |  |  | 8782.64 | 113.32 | 77.5 | 20 | 0.9 | 5000 | 80
P89GYFGR | Philips Day-Brite | Philips Day-Brite | LBX90L850-(UNV,120,208,240,277,347)-(_,EMLED)-FD | Indoor Luminaires | Linear Ambient | Direct Linear Ambient Luminaires | Standard | FALSE | [9 empty] | 4/14/2016 | Dimmable | Continuous (Cannot dim down to ≤ 10% (W) | No |  |  | 7980 | 102.97 | 77.5 | 20 | 0.9 | 5000 | 80
PG3U3SZQ | Philips Day-Brite | Philips Day-Brite | LBX80L835-(UNV,120,208,240,277,347)-(_,OCCLB,OCCHB) | Indoor Luminaires | Linear Ambient | Direct Linear Ambient Luminaires | Premium | FALSE | [9 empty] | 4/14/2016 | Dimmable | Continuous (Cannot dim down to ≤ 10% (W) | Yes |  |  | 8940 | 132.44 | 67.5 | 20 | 0.9 | 3500 | 80
PYF9499D | Philips Day-Brite | Philips Day-Brite | LBX80L835-(UNV,120,208,240,277,347)-N-(_,OCCLB,OCCHB) | Indoor Luminaires | Linear Ambient | Direct Linear Ambient Luminaires | Premium | FALSE | [9 empty] | 4/14/2016 | Dimmable | Continuous (Cannot dim down to ≤ 10% (W) | Yes |  |  | 8788.02 | 130.19 | 67.5 | 20 | 0.9 | 3500 | 80
PWQ1ZQA5 | Philips Day-Brite | Philips Day-Brite | LBX80L835-(UNV,120,208,240,277,347)-M-(_,OCCLB,OCCHB) | Indoor Luminaires | Linear Ambient | Direct Linear Ambient Luminaires | Premium | FALSE | [9 empty] | 4/14/2016 | Dimmable | Continuous (Cannot dim down to ≤ 10% (W) | Yes |  |  | 8823.78 | 130.72 | 67.5 | 20 | 0.9 | 3500 | 80
P8ZFK5B7 | Philips Day-Brite | Philips Day-Brite | LBX80L835-(UNV,120,208,240,277,347)-W-(_,OCCLB,OCCHB) | Indoor Luminaires | Linear Ambient | Direct Linear Ambient Luminaires | Premium | FALSE | [9 empty] | 4/14/2016 | Dimmable | Continuous (Cannot dim down to ≤ 10% (W) | Yes |  |  | 8779.08 | 130.06 | 67.5 | 20 | 0.9 | 3500 | 80
PDJ8J74Q | Philips Day-Brite | Philips Day-Brite | LBX80L835-(UNV,120,208,240,277,347)-A-(_,OCCLB,OCCHB) | Indoor Luminaires | Linear Ambient | Direct Linear Ambient Luminaires | Premium | FALSE | [9 empty] | 4/14/2016 | Dimmable | Continuous (Cannot dim down to ≤ 10% (W) | Yes |  |  | 8940 | 132.44 | 67.5 | 20 | 0.9 | 3500 | 80
P7KA87UE | Philips Day-Brite | Philips Day-Brite | LBX80L835-(UNV,120,208,240,277,347)-(_,OCCLB,OCCHB)-UD | Indoor Luminaires | Linear Ambient | Direct Linear Ambient Luminaires | Premium | FALSE | [9 empty] | 4/14/2016 | Dimmable | Continuous (Cannot dim down to ≤ 10% (W) | Yes |  |  | 8001.3 | 118.54 | 67.5 | 20 | 0.9 | 3500 | 80
PNUWQJ7N | Philips Day-Brite | Philips Day-Brite | LBX80L835-(UNV,120,208,240,277,347)-(_,OCCLB,OCCHB)-FD | Indoor Luminaires | Linear Ambient | Direct Linear Ambient Luminaires | Standard | FALSE | [9 empty] | 4/14/2016 | Dimmable | Continuous (Cannot dim down to ≤ 10% (W) | Yes |  |  | 7304 | 108.21 | 67.5 | 20 | 0.9 | 3500 | 80
PVR81FVJ | Philips Day-Brite | Philips Day-Brite | LBX80L835-(UNV,120,208,240,277)-(_,EMLED) | Indoor Luminaires | Linear Ambient | Direct Linear Ambient Luminaires | Premium | FALSE | [9 empty] | 4/14/2016 | Dimmable | Continuous (Cannot dim down to ≤ 10% (W) | No |  |  | 8940 | 135.45 | 66 | 20 | 0.9 | 3500 | 80
PCPTXXTV | Philips Day-Brite | Philips Day-Brite | LBX80L835-(UNV,120,208,240,277)-N-(_,EMLED) | Indoor Luminaires | Linear Ambient | Direct Linear Ambient Luminaires | Premium | FALSE | [9 empty] | 4/14/2016 | Dimmable | Continuous (Cannot dim down to ≤ 10% (W) | No |  |  | 8788.02 | 133.15 | 66 | 20 | 0.9 | 3500 | 80
P6BVCFZY | Philips Day-Brite | Philips Day-Brite | LBX80L835-(UNV,120,208,240,277)-M-(_,EMLED) | Indoor Luminaires | Linear Ambient | Direct Linear Ambient Luminaires | Premium | FALSE | [9 empty] | 4/14/2016 | Dimmable | Continuous (Cannot dim down to ≤ 10% (W) | No |  |  | 8823.78 | 133.69 | 66 | 20 | 0.9 | 3500 | 80
PD11TSZW | Philips Day-Brite | Philips Day-Brite | LBX80L835-(UNV,120,208,240,277)-W-(_,EMLED) | Indoor Luminaires | Linear Ambient | Direct Linear Ambient Luminaires | Premium | FALSE | [9 empty] | 4/14/2016 | Dimmable | Continuous (Cannot dim down to ≤ 10% (W) | No |  |  | 8779.08 | 133.02 | 66 | 20 | 0.9 | 3500 | 80
PEU5VDVT | Philips Day-Brite | Philips Day-Brite | LBX80L835-(UNV,120,208,240,277)-A-(_,EMLED) | Indoor Luminaires | Linear Ambient | Direct Linear Ambient Luminaires | Premium | FALSE | [9 empty] | 4/14/2016 | Dimmable | Continuous (Cannot dim down to ≤ 10% (W) | No |  |  | 8940 | 135.45 | 66 | 20 | 0.9 | 3500 | 80
P49T1HE4 | Philips Day-Brite | Philips Day-Brite | LBX80L835-(UNV,120,208,240,277)-(_,EMLED)-UD | Indoor Luminaires | Linear Ambient | Direct Linear Ambient Luminaires | Premium | FALSE | [9 empty] | 4/14/2016 | Dimmable | Continuous (Cannot dim down to ≤ 10% (W) | No |  |  | 8001.3 | 121.23 | 66 | 20 | 0.9 | 3500 | 80
P7TMJBVR | Philips Day-Brite | Philips Day-Brite | LBX80L835-(UNV,120,208,240,277)-(_,EMLED)-FD | Indoor Luminaires | Linear Ambient | Direct Linear Ambient Luminaires | Premium | FALSE | [9 empty] | 4/14/2016 | Dimmable | Continuous (Cannot dim down to ≤ 10% (W) | No |  |  | 7304 | 110.67 | 66 | 20 | 0.9 | 3500 | 80
PTANDGYS | Philips Day-Brite | Philips Day-Brite | LBX80L840-(UNV,120,208,240,277,347)-(_,OCCLB,OCCHB) | Indoor Luminaires | Linear Ambient | Direct Linear Ambient Luminaires | Premium | FALSE | [9 empty] | 4/14/2016 | Dimmable | Continuous (Cannot dim down to ≤ 10% (W) | Yes |  |  | 9120 | 135.11 | 67.5 | 20 | 0.9 | 4000 | 80
P1HHZ6Y7 | Philips Day-Brite | Philips Day-Brite | LBX80L840-(UNV,120,208,240,277,347)-N-(_,OCCLB,OCCHB) | Indoor Luminaires | Linear Ambient | Direct Linear Ambient Luminaires | Premium | FALSE | [9 empty] | 4/14/2016 | Dimmable | Continuous (Cannot dim down to ≤ 10% (W) | Yes |  |  | 8964.96 | 132.81 | 67.5 | 20 | 0.9 | 4000 | 80
P4XBU8BC | Philips Day-Brite | Philips Day-Brite | LBX80L840-(UNV,120,208,240,277,347)-M-(_,OCCLB,OCCHB) | Indoor Luminaires | Linear Ambient | Direct Linear Ambient Luminaires | Premium | FALSE | [9 empty] | 4/14/2016 | Dimmable | Continuous (Cannot dim down to ≤ 10% (W) | Yes |  |  | 9001.44 | 133.35 | 67.5 | 20 | 0.9 | 4000 | 80
PBCM8U5G | Philips Day-Brite | Philips Day-Brite | LBX80L840-(UNV,120,208,240,277,347)-W-(_,OCCLB,OCCHB) | Indoor Luminaires | Linear Ambient | Direct Linear Ambient Luminaires | Premium | FALSE | [9 empty] | 4/14/2016 | Dimmable | Continuous (Cannot dim down to ≤ 10% (W) | Yes |  |  | 8955.84 | 132.68 | 67.5 | 20 | 0.9 | 4000 | 80
PGQHREEX | Philips Day-Brite | Philips Day-Brite | LBX80L840-(UNV,120,208,240,277,347)-A-(_,OCCLB,OCCHB) | Indoor Luminaires | Linear Ambient | Direct Linear Ambient Luminaires | Premium | FALSE | [9 empty] | 4/14/2016 | Dimmable | Continuous (Cannot dim down to ≤ 10% (W) | Yes |  |  | 9120 | 135.11 | 67.5 | 20 | 0.9 | 4000 | 80
PUTS66BD | Philips Day-Brite | Philips Day-Brite | LBX80L840-(UNV,120,208,240,277,347)-(_,OCCLB,OCCHB)-UD | Indoor Luminaires | Linear Ambient | Direct Linear Ambient Luminaires | Premium | FALSE | [9 empty] | 4/14/2016 | Dimmable | Continuous (Cannot dim down to ≤ 10% (W) | Yes |  |  | 8162.4 | 120.92 | 67.5 | 20 | 0.9 | 4000 | 80
P2KBMS6D | Philips Day-Brite | Philips Day-Brite | LBX80L840-(UNV,120,208,240,277,347)-(_,OCCLB,OCCHB)-FD | Indoor Luminaires | Linear Ambient | Direct Linear Ambient Luminaires | Premium | FALSE | [9 empty] | 4/14/2016 | Dimmable | Continuous (Cannot dim down to ≤ 10% (W) | Yes |  |  | 7450 | 110.37 | 67.5 | 20 | 0.9 | 4000 | 80
P5K1DUPS | Philips Day-Brite | Philips Day-Brite | LBX80L840-(UNV,120,208,240,277)-(_,EMLED) | Indoor Luminaires | Linear Ambient | Direct Linear Ambient Luminaires | Premium | FALSE | [9 empty] | 4/14/2016 | Dimmable | Continuous (Cannot dim down to ≤ 10% (W) | No |  |  | 9120 | 138.18 | 66 | 20 | 0.9 | 4000 | 80
P8AEX4JT | Philips Day-Brite | Philips Day-Brite | LBX80L840-(UNV,120,208,240,277)-N-(_,EMLED) | Indoor Luminaires | Linear Ambient | Direct Linear Ambient Luminaires | Premium | FALSE | [9 empty] | 4/14/2016 | Dimmable | Continuous (Cannot dim down to ≤ 10% (W) | No |  |  | 8964.96 | 135.83 | 66 | 20 | 0.9 | 4000 | 80
P39J2UKJ | Philips Day-Brite | Philips Day-Brite | LBX80L840-(UNV,120,208,240,277)-M-(_,EMLED) | Indoor Luminaires | Linear Ambient | Direct Linear Ambient Luminaires | Premium | FALSE | [9 empty] | 4/14/2016 | Dimmable | Continuous (Cannot dim down to ≤ 10% (W) | No |  |  | 9001.44 | 136.39 | 66 | 20 | 0.9 | 4000 | 80
PEUXB98J | Philips Day-Brite | Philips Day-Brite | LBX80L840-(UNV,120,208,240,277)-W-(_,EMLED) | Indoor Luminaires | Linear Ambient | Direct Linear Ambient Luminaires | Premium | FALSE | [9 empty] | 4/14/2016 | Dimmable | Continuous (Cannot dim down to ≤ 10% (W) | No |  |  | 8955.84 | 135.69 | 66 | 20 | 0.9 | 4000 | 80
P2KWC8CN | Philips Day-Brite | Philips Day-Brite | LBX80L840-(UNV,120,208,240,277)-A-(_,EMLED) | Indoor Luminaires | Linear Ambient | Direct Linear Ambient Luminaires | Premium | FALSE | [9 empty] | 4/14/2016 | Dimmable | Continuous (Cannot dim down to ≤ 10% (W) | No |  |  | 9120 | 138.18 | 66 | 20 | 0.9 | 4000 | 80
PETMV1EV | Philips Day-Brite | Philips Day-Brite | LBX80L840-(UNV,120,208,240,277)-(_,EMLED)-UD | Indoor Luminaires | Linear Ambient | Direct Linear Ambient Luminaires | Premium | FALSE | [9 empty] | 4/14/2016 | Dimmable | Continuous (Cannot dim down to ≤ 10% (W) | No |  |  | 8162.4 | 123.67 | 66 | 20 | 0.9 | 4000 | 80
PTMJC2V8 | Philips Day-Brite | Philips Day-Brite | LBX80L840-(UNV,120,208,240,277)-(_,EMLED)-FD | Indoor Luminaires | Linear Ambient | Direct Linear Ambient Luminaires | Premium | FALSE | [9 empty] | 4/14/2016 | Dimmable | Continuous (Cannot dim down to ≤ 10% (W) | No |  |  | 7450 | 112.88 | 66 | 20 | 0.9 | 4000 | 80
PK2V8W41 | Philips Day-Brite | Philips Day-Brite | LBX80L850-(UNV,120,208,240,277,347)-(_,OCCLB,OCCHB) | Indoor Luminaires | Linear Ambient | Direct Linear Ambient Luminaires | Premium | FALSE | [9 empty] | 4/14/2016 | Dimmable | Continuous (Cannot dim down to ≤ 10% (W) | Yes |  |  | 9210 | 136.44 | 67.5 | 20 | 0.9 | 5000 | 80
P1CBUQGF | Philips Day-Brite | Philips Day-Brite | LBX80L850-(UNV,120,208,240,277,347)-N-(_,OCCLB,OCCHB) | Indoor Luminaires | Linear Ambient | Direct Linear Ambient Luminaires | Premium | FALSE | [9 empty] | 4/14/2016 | Dimmable | Continuous (Cannot dim down to ≤ 10% (W) | Yes |  |  | 9053.43 | 134.12 | 67.5 | 20 | 0.9 | 5000 | 80
P1UV5FFY | Philips Day-Brite | Philips Day-Brite | LBX80L850-(UNV,120,208,240,277,347)-M-(_,OCCLB,OCCHB) | Indoor Luminaires | Linear Ambient | Direct Linear Ambient Luminaires | Premium | FALSE | [9 empty] | 4/14/2016 | Dimmable | Continuous (Cannot dim down to ≤ 10% (W) | Yes |  |  | 9090.27 | 134.67 | 67.5 | 20 | 0.9 | 5000 | 80
PS7F3EZX | Philips Day-Brite | Philips Day-Brite | LBX80L850-(UNV,120,208,240,277,347)-W-(_,OCCLB,OCCHB) | Indoor Luminaires | Linear Ambient | Direct Linear Ambient Luminaires | Premium | FALSE | [9 empty] | 4/14/2016 | Dimmable | Continuous (Cannot dim down to ≤ 10% (W) | Yes |  |  | 9044.22 | 133.99 | 67.5 | 20 | 0.9 | 5000 | 80
PGP8HPKS | Philips Day-Brite | Philips Day-Brite | LBX80L850-(UNV,120,208,240,277,347)-A-(_,OCCLB,OCCHB) | Indoor Luminaires | Linear Ambient | Direct Linear Ambient Luminaires | Premium | FALSE | [9 empty] | 4/14/2016 | Dimmable | Continuous (Cannot dim down to ≤ 10% (W) | Yes |  |  | 9210 | 136.44 | 67.5 | 20 | 0.9 | 5000 | 80
PTAENJWP | Philips Day-Brite | Philips Day-Brite | LBX80L850-(UNV,120,208,240,277,347)-(_,OCCLB,OCCHB)-UD | Indoor Luminaires | Linear Ambient | Direct Linear Ambient Luminaires | Premium | FALSE | [9 empty] | 4/14/2016 | Dimmable | Continuous (Cannot dim down to ≤ 10% (W) | Yes |  |  | 8242.95 | 122.12 | 67.5 | 20 | 0.9 | 5000 | 80
PQJBM8P3 | Philips Day-Brite | Philips Day-Brite | LBX80L850-(UNV,120,208,240,277,347)-(_,OCCLB,OCCHB)-FD | Indoor Luminaires | Linear Ambient | Direct Linear Ambient Luminaires | Premium | FALSE | [9 empty] | 4/14/2016 | Dimmable | Continuous (Cannot dim down to ≤ 10% (W) | Yes |  |  | 7522 | 111.44 | 67.5 | 20 | 0.9 | 5000 | 80
P2ZHVQK3 | Philips Day-Brite | Philips Day-Brite | LBX80L850-(UNV,120,208,240,277)-(_,EMLED) | Indoor Luminaires | Linear Ambient | Direct Linear Ambient Luminaires | Premium | FALSE | [9 empty] | 4/14/2016 | Dimmable | Continuous (Cannot dim down to ≤ 10% (W) | No |  |  | 9210 | 139.55 | 66 | 20 | 0.9 | 5000 | 80
P5QFRDDT | Philips Day-Brite | Philips Day-Brite | LBX80L850-(UNV,120,208,240,277)-N-(_,EMLED) | Indoor Luminaires | Linear Ambient | Direct Linear Ambient Luminaires | Premium | FALSE | [9 empty] | 4/14/2016 | Dimmable | Continuous (Cannot dim down to ≤ 10% (W) | No |  |  | 9053.43 | 137.17 | 66 | 20 | 0.9 | 5000 | 80
PZDKB6YG | Philips Day-Brite | Philips Day-Brite | LBX80L850-(UNV,120,208,240,277)-M-(_,EMLED) | Indoor Luminaires | Linear Ambient | Direct Linear Ambient Luminaires | Premium | FALSE | [9 empty] | 4/14/2016 | Dimmable | Continuous (Cannot dim down to ≤ 10% (W) | No |  |  | 9090.27 | 137.73 | 66 | 20 | 0.9 | 5000 | 80
PUQT7UJB | Philips Day-Brite | Philips Day-Brite | LBX80L850-(UNV,120,208,240,277)-W-(_,EMLED) | Indoor Luminaires | Linear Ambient | Direct Linear Ambient Luminaires | Premium | FALSE | [9 empty] | 4/14/2016 | Dimmable | Continuous (Cannot dim down to ≤ 10% (W) | No |  |  | 9044.22 | 137.03 | 66 | 20 | 0.9 | 5000 | 80
PXDRFK4Q | Philips Day-Brite | Philips Day-Brite | LBX80L850-(UNV,120,208,240,277)-A-(_,EMLED) | Indoor Luminaires | Linear Ambient | Direct Linear Ambient Luminaires | Premium | FALSE | [9 empty] | 4/14/2016 | Dimmable | Continuous (Cannot dim down to ≤ 10% (W) | No |  |  | 9210 | 139.55 | 66 | 20 | 0.9 | 5000 | 80
PY1X8AZY | Philips Day-Brite | Philips Day-Brite | LBX80L850-(UNV,120,208,240,277)-(_,EMLED)-UD | Indoor Luminaires | Linear Ambient | Direct Linear Ambient Luminaires | Premium | FALSE | [9 empty] | 4/14/2016 | Dimmable | Continuous (Cannot dim down to ≤ 10% (W) | No |  |  | 8242.95 | 124.89 | 66 | 20 | 0.9 | 5000 | 80
PW96ET5Z | Philips Day-Brite | Philips Day-Brite | LBX80L850-(UNV,120,208,240,277)-(_,EMLED)-FD | Indoor Luminaires | Linear Ambient | Direct Linear Ambient Luminaires | Premium | FALSE | [9 empty] | 4/14/2016 | Dimmable | Continuous (Cannot dim down to ≤ 10% (W) | No |  |  | 7522 | 113.97 | 66 | 20 | 0.9 | 5000 | 80
PF1JCZVH | Philips Day-Brite | Philips Day-Brite | LBX110L835-(UNV,120,208,240,277,347)-(_,OCCLB,OCCHB,EMLED) | Indoor Luminaires | Linear Ambient | Direct Linear Ambient Luminaires | Premium | FALSE | [9 empty] | 4/14/2016 | Dimmable | Continuous (Cannot dim down to ≤ 10% (W) | Yes |  |  | 11858 | 124.82 | 95 | 20 | 0.9 | 3500 | 80
PJZY6A2G | Philips Day-Brite | Philips Day-Brite | LBX110L835-(UNV,120,208,240,277,347)-N-(_,OCCLB,OCCHB,EMLED) | Indoor Luminaires | Linear Ambient | Direct Linear Ambient Luminaires | Premium | FALSE | [9 empty] | 4/14/2016 | Dimmable | Continuous (Cannot dim down to ≤ 10% (W) | Yes |  |  | 11656.41 | 122.7 | 95 | 20 | 0.9 | 3500 | 80
PKZJ4JDA | Philips Day-Brite | Philips Day-Brite | LBX110L835-(UNV,120,208,240,277,347)-M-(_,OCCLB,OCCHB,EMLED) | Indoor Luminaires | Linear Ambient | Direct Linear Ambient Luminaires | Premium | FALSE | [9 empty] | 4/14/2016 | Dimmable | Continuous (Cannot dim down to ≤ 10% (W) | Yes |  |  | 11703.85 | 123.2 | 95 | 20 | 0.9 | 3500 | 80
PPYC59T8 | Philips Day-Brite | Philips Day-Brite | LBX110L835-(UNV,120,208,240,277,347)-W-(_,OCCLB,OCCHB,EMLED) | Indoor Luminaires | Linear Ambient | Direct Linear Ambient Luminaires | Premium | FALSE | [9 empty] | 4/14/2016 | Dimmable | Continuous (Cannot dim down to ≤ 10% (W) | Yes |  |  | 11644.56 | 122.57 | 95 | 20 | 0.9 | 3500 | 80
PRX2BPMS | Philips Day-Brite | Philips Day-Brite | LBX110L835-(UNV,120,208,240,277,347)-A-(_,OCCLB,OCCHB,EMLED) | Indoor Luminaires | Linear Ambient | Direct Linear Ambient Luminaires | Premium | FALSE | [9 empty] | 4/14/2016 | Dimmable | Continuous (Cannot dim down to ≤ 10% (W) | Yes |  |  | 11858 | 124.82 | 95 | 20 | 0.9 | 3500 | 80
PPFDVJGQ | Philips Day-Brite | Philips Day-Brite | LBX110L835-(UNV,120,208,240,277,347)-(_,OCCLB,OCCHB,EMLED)-UD | Indoor Luminaires | Linear Ambient | Direct Linear Ambient Luminaires | Premium | FALSE | [9 empty] | 4/14/2016 | Dimmable | Continuous (Cannot dim down to ≤ 10% (W) | Yes |  |  | 10612.91 | 111.71 | 95 | 20 | 0.9 | 3500 | 80
PA8C97SK | Philips Day-Brite | Philips Day-Brite | LBX110L835-(UNV,120,208,240,277,347)-(_,OCCLB,OCCHB,EMLED)-FD | Indoor Luminaires | Linear Ambient | Direct Linear Ambient Luminaires | Standard | FALSE | [9 empty] | 4/14/2016 | Dimmable | Continuous (Cannot dim down to ≤ 10% (W) | Yes |  |  | 9906 | 104.27 | 95 | 20 | 0.9 | 3500 | 80
PJWMH2Y2 | Philips Day-Brite | Philips Day-Brite | LBX110L840-(UNV,120,208,240,277,347)-(_,OCCLB,OCCHB,EMLED) | Indoor Luminaires | Linear Ambient | Direct Linear Ambient Luminaires | Premium | FALSE | [9 empty] | 4/14/2016 | Dimmable | Continuous (Cannot dim down to ≤ 10% (W) | Yes |  |  | 12100 | 127.37 | 95 | 20 | 0.9 | 4000 | 80
PCGGZCK3 | Philips Day-Brite | Philips Day-Brite | LBX110L840-(UNV,120,208,240,277,347)-N-(_,OCCLB,OCCHB,EMLED) | Indoor Luminaires | Linear Ambient | Direct Linear Ambient Luminaires | Premium | FALSE | [9 empty] | 4/14/2016 | Dimmable | Continuous (Cannot dim down to ≤ 10% (W) | Yes |  |  | 11894.3 | 125.2 | 95 | 20 | 0.9 | 4000 | 80
PC74WQZ7 | Philips Day-Brite | Philips Day-Brite | LBX110L840-(UNV,120,208,240,277,347)-M-(_,OCCLB,OCCHB,EMLED) | Indoor Luminaires | Linear Ambient | Direct Linear Ambient Luminaires | Premium | FALSE | [9 empty] | 4/14/2016 | Dimmable | Continuous (Cannot dim down to ≤ 10% (W) | Yes |  |  | 11942.7 | 125.71 | 95 | 20 | 0.9 | 4000 | 80
PTFHA6WP | Philips Day-Brite | Philips Day-Brite | LBX110L840-(UNV,120,208,240,277,347)-W-(_,OCCLB,OCCHB,EMLED) | Indoor Luminaires | Linear Ambient | Direct Linear Ambient Luminaires | Premium | FALSE | [9 empty] | 4/14/2016 | Dimmable | Continuous (Cannot dim down to ≤ 10% (W) | Yes |  |  | 11882.2 | 125.08 | 95 | 20 | 0.9 | 4000 | 80
PZA5BBXF | Philips Day-Brite | Philips Day-Brite | LBX110L840-(UNV,120,208,240,277,347)-A-(_,OCCLB,OCCHB,EMLED) | Indoor Luminaires | Linear Ambient | Direct Linear Ambient Luminaires | Premium | FALSE | [9 empty] | 4/14/2016 | Dimmable | Continuous (Cannot dim down to ≤ 10% (W) | Yes |  |  | 12100 | 127.37 | 95 | 20 | 0.9 | 4000 | 80
PAQ3XXZM | Philips Day-Brite | Philips Day-Brite | LBX110L840-(UNV,120,208,240,277,347)-(_,OCCLB,OCCHB,EMLED)-UD | Indoor Luminaires | Linear Ambient | Direct Linear Ambient Luminaires | Premium | FALSE | [9 empty] | 4/14/2016 | Dimmable | Continuous (Cannot dim down to ≤ 10% (W) | Yes |  |  | 10829.5 | 113.99 | 95 | 20 | 0.9 | 4000 | 80
P966G6W8 | Philips Day-Brite | Philips Day-Brite | LBX110L840-(UNV,120,208,240,277,347)-(_,OCCLB,OCCHB,EMLED)-FD | Indoor Luminaires | Linear Ambient | Direct Linear Ambient Luminaires | Standard | FALSE | [9 empty] | 4/14/2016 | Dimmable | Continuous (Cannot dim down to ≤ 10% (W) | Yes |  |  | 10110 | 106.42 | 95 | 20 | 0.9 | 4000 | 80
PBHNT2P2 | Philips Day-Brite | Philips Day-Brite | LBX110L850-(UNV,120,208,240,277,347)-(_,OCCLB,OCCHB,EMLED) | Indoor Luminaires | Linear Ambient | Direct Linear Ambient Luminaires | Premium | FALSE | [9 empty] | 4/14/2016 | Dimmable | Continuous (Cannot dim down to ≤ 10% (W) | Yes |  |  | 12220 | 128.63 | 95 | 20 | 0.9 | 5000 | 80
PRDH5CPN | Philips Day-Brite | Philips Day-Brite | LBX110L850-(UNV,120,208,240,277,347)-N-(_,OCCLB,OCCHB,EMLED) | Indoor Luminaires | Linear Ambient | Direct Linear Ambient Luminaires | Premium | FALSE | [9 empty] | 4/14/2016 | Dimmable | Continuous (Cannot dim down to ≤ 10% (W) | Yes |  |  | 12012.26 | 126.44 | 95 | 20 | 0.9 | 5000 | 80
PFMXAXXC | Philips Day-Brite | Philips Day-Brite | LBX110L850-(UNV,120,208,240,277,347)-M-(_,OCCLB,OCCHB,EMLED) | Indoor Luminaires | Linear Ambient | Direct Linear Ambient Luminaires | Premium | FALSE | [9 empty] | 4/14/2016 | Dimmable | Continuous (Cannot dim down to ≤ 10% (W) | Yes |  |  | 12061.14 | 126.96 | 95 | 20 | 0.9 | 5000 | 80
PTB92AWT | Philips Day-Brite | Philips Day-Brite | LBX110L850-(UNV,120,208,240,277,347)-W-(_,OCCLB,OCCHB,EMLED) | Indoor Luminaires | Linear Ambient | Direct Linear Ambient Luminaires | Premium | FALSE | [9 empty] | 4/14/2016 | Dimmable | Continuous (Cannot dim down to ≤ 10% (W) | Yes |  |  | 12000.04 | 126.32 | 95 | 20 | 0.9 | 5000 | 80
PJN4A9QY | Philips Day-Brite | Philips Day-Brite | LBX110L850-(UNV,120,208,240,277,347)-A-(_,OCCLB,OCCHB,EMLED) | Indoor Luminaires | Linear Ambient | Direct Linear Ambient Luminaires | Premium | FALSE | [9 empty] | 4/14/2016 | Dimmable | Continuous (Cannot dim down to ≤ 10% (W) | Yes |  |  | 12220 | 128.63 | 95 | 20 | 0.9 | 5000 | 80
P3TUKJQU | Philips Day-Brite | Philips Day-Brite | LBX110L850-(UNV,120,208,240,277,347)-(_,OCCLB,OCCHB,EMLED)-UD | Indoor Luminaires | Linear Ambient | Direct Linear Ambient Luminaires | Premium | FALSE | [9 empty] | 4/14/2016 | Dimmable | Continuous (Cannot dim down to ≤ 10% (W) | Yes |  |  | 10936.9 | 115.13 | 95 | 20 | 0.9 | 5000 | 80
PKV2VM84 | Philips Day-Brite | Philips Day-Brite | LBX110L850-(UNV,120,208,240,277,347)-(_,OCCLB,OCCHB,EMLED)-FD | Indoor Luminaires | Linear Ambient | Direct Linear Ambient Luminaires | Standard | FALSE | [9 empty] | 4/14/2016 | Dimmable | Continuous (Cannot dim down to ≤ 10% (W) | Yes |  |  | 10210 | 107.47 | 95 | 20 | 0.9 | 5000 | 80
PUHFJ95U | Philips Day-Brite | Philips Day-Brite | LBX140L835-(UNV,120,208,240,277,347)-(_,OCCLB,OCCHB) | Indoor Luminaires | Linear Ambient | Direct Linear Ambient Luminaires | Premium | FALSE | [9 empty] | 4/14/2016 | Dimmable | Continuous (Cannot dim down to ≤ 10% (W) | Yes |  |  | 15180 | 129.52 | 117.2 | 20 | 0.9 | 3500 | 80
PGP212HF | Philips Day-Brite | Philips Day-Brite | LBX140L835-(UNV,120,208,240,277,347)-N-(_,OCCLB,OCCHB) | Indoor Luminaires | Linear Ambient | Direct Linear Ambient Luminaires | Premium | FALSE | [9 empty] | 4/14/2016 | Dimmable | Continuous (Cannot dim down to ≤ 10% (W) | Yes |  |  | 14921.94 | 127.32 | 117.2 | 20 | 0.9 | 3500 | 80
P2Q5C8YP | Philips Day-Brite | Philips Day-Brite | LBX140L835-(UNV,120,208,240,277,347)-M-(_,OCCLB,OCCHB) | Indoor Luminaires | Linear Ambient | Direct Linear Ambient Luminaires | Premium | FALSE | [9 empty] | 4/14/2016 | Dimmable | Continuous (Cannot dim down to ≤ 10% (W) | Yes |  |  | 14982.66 | 127.84 | 117.2 | 20 | 0.9 | 3500 | 80
P4D1PHTG | Philips Day-Brite | Philips Day-Brite | LBX140L835-(UNV,120,208,240,277,347)-W-(_,OCCLB,OCCHB) | Indoor Luminaires | Linear Ambient | Direct Linear Ambient Luminaires | Premium | FALSE | [9 empty] | 4/14/2016 | Dimmable | Continuous (Cannot dim down to ≤ 10% (W) | Yes |  |  | 14906.76 | 127.19 | 117.2 | 20 | 0.9 | 3500 | 80
PRHGZXZZ | Philips Day-Brite | Philips Day-Brite | LBX140L835-(UNV,120,208,240,277,347)-A-(_,OCCLB,OCCHB) | Indoor Luminaires | Linear Ambient | Direct Linear Ambient Luminaires | Premium | FALSE | [9 empty] | 4/14/2016 | Dimmable | Continuous (Cannot dim down to ≤ 10% (W) | Yes |  |  | 15180 | 129.52 | 117.2 | 20 | 0.9 | 3500 | 80
PEX1AUEW | Philips Day-Brite | Philips Day-Brite | LBX140L835-(UNV,120,208,240,277,347)-(_,OCCLB,OCCHB)-UD | Indoor Luminaires | Linear Ambient | Direct Linear Ambient Luminaires | Premium | FALSE | [9 empty] | 4/14/2016 | Dimmable | Continuous (Cannot dim down to ≤ 10% (W) | Yes |  |  | 13586.1 | 115.92 | 117.2 | 20 | 0.9 | 3500 | 80
PD3USFNU | Philips Day-Brite | Philips Day-Brite | LBX140L835-(UNV,120,208,240,277,347)-(_,OCCLB,OCCHB)-FD | Indoor Luminaires | Linear Ambient | Direct Linear Ambient Luminaires | Standard | FALSE | [9 empty] | 4/14/2016 | Dimmable | Continuous (Cannot dim down to ≤ 10% (W) | Yes |  |  | 12676 | 108.16 | 117.2 | 20 | 0.9 | 3500 | 80
PE6SNKR1 | Philips Day-Brite | Philips Day-Brite | LBX140L835-(UNV,120,208,240,277)-(_,OCCLB,OCCHB,EMLED) | Indoor Luminaires | Linear Ambient | Direct Linear Ambient Luminaires | Premium | FALSE | [9 empty] | 4/14/2016 | Dimmable | Continuous (Cannot dim down to ≤ 10% (W) | Yes |  |  | 15180 | 128.64 | 118 | 20 | 0.9 | 3500 | 80
PDR62NM1 | Philips Day-Brite | Philips Day-Brite | LBX140L835-(UNV,120,208,240,277)-N-(_,OCCLB,OCCHB,EMLED) | Indoor Luminaires | Linear Ambient | Direct Linear Ambient Luminaires | Premium | FALSE | [9 empty] | 4/14/2016 | Dimmable | Continuous (Cannot dim down to ≤ 10% (W) | Yes |  |  | 14921.94 | 126.46 | 118 | 20 | 0.9 | 3500 | 80
PEUBEUSX | Philips Day-Brite | Philips Day-Brite | LBX140L835-(UNV,120,208,240,277)-M-(_,OCCLB,OCCHB,EMLED) | Indoor Luminaires | Linear Ambient | Direct Linear Ambient Luminaires | Premium | FALSE | [9 empty] | 4/14/2016 | Dimmable | Continuous (Cannot dim down to ≤ 10% (W) | Yes |  |  | 14982.66 | 126.97 | 118 | 20 | 0.9 | 3500 | 80
P3DBPT2Z | Philips Day-Brite | Philips Day-Brite | LBX140L835-(UNV,120,208,240,277)-W-(_,OCCLB,OCCHB,EMLED) | Indoor Luminaires | Linear Ambient | Direct Linear Ambient Luminaires | Premium | FALSE | [9 empty] | 4/14/2016 | Dimmable | Continuous (Cannot dim down to ≤ 10% (W) | Yes |  |  | 14906.76 | 126.33 | 118 | 20 | 0.9 | 3500 | 80
PMF6BEXM | Philips Day-Brite | Philips Day-Brite | LBX140L835-(UNV,120,208,240,277)-A-(_,OCCLB,OCCHB,EMLED) | Indoor Luminaires | Linear Ambient | Direct Linear Ambient Luminaires | Premium | FALSE | [9 empty] | 4/14/2016 | Dimmable | Continuous (Cannot dim down to ≤ 10% (W) | Yes |  |  | 15180 | 128.64 | 118 | 20 | 0.9 | 3500 | 80
PNZMMH9A | Philips Day-Brite | Philips Day-Brite | LBX140L835-(UNV,120,208,240,277)-(_,OCCLB,OCCHB,EMLED)-UD | Indoor Luminaires | Linear Ambient | Direct Linear Ambient Luminaires | Premium | FALSE | [9 empty] | 4/14/2016 | Dimmable | Continuous (Cannot dim down to ≤ 10% (W) | Yes |  |  | 13586.1 | 115.14 | 118 | 20 | 0.9 | 3500 | 80
PF5JG359 | Philips Day-Brite | Philips Day-Brite | LBX140L835-(UNV,120,208,240,277)-(_,OCCLB,OCCHB,EMLED)-FD | Indoor Luminaires | Linear Ambient | Direct Linear Ambient Luminaires | Standard | FALSE | [9 empty] | 4/14/2016 | Dimmable | Continuous (Cannot dim down to ≤ 10% (W) | Yes |  |  | 12676 | 107.42 | 118 | 20 | 0.9 | 3500 | 80
PHSNX66N | Philips Day-Brite | Philips Day-Brite | LBX140L840-(UNV,120,208,240,277,347)-(_,OCCLB,OCCHB) | Indoor Luminaires | Linear Ambient | Direct Linear Ambient Luminaires | Premium | FALSE | [9 empty] | 4/14/2016 | Dimmable | Continuous (Cannot dim down to ≤ 10% (W) | Yes |  |  | 15488 | 132.15 | 117.2 | 20 | 0.9 | 4000 | 80
P2Q82YA3 | Philips Day-Brite | Philips Day-Brite | LBX140L840-(UNV,120,208,240,277,347)-N-(_,OCCLB,OCCHB) | Indoor Luminaires | Linear Ambient | Direct Linear Ambient Luminaires | Premium | FALSE | [9 empty] | 4/14/2016 | Dimmable | Continuous (Cannot dim down to ≤ 10% (W) | Yes |  |  | 15224.7 | 129.9 | 117.2 | 20 | 0.9 | 4000 | 80
PK9ZGZQ3 | Philips Day-Brite | Philips Day-Brite | LBX140L840-(UNV,120,208,240,277,347)-M-(_,OCCLB,OCCHB) | Indoor Luminaires | Linear Ambient | Direct Linear Ambient Luminaires | Premium | FALSE | [9 empty] | 4/14/2016 | Dimmable | Continuous (Cannot dim down to ≤ 10% (W) | Yes |  |  | 15286.66 | 130.43 | 117.2 | 20 | 0.9 | 4000 | 80
P513KSXW | Philips Day-Brite | Philips Day-Brite | LBX140L840-(UNV,120,208,240,277,347)-W-(_,OCCLB,OCCHB) | Indoor Luminaires | Linear Ambient | Direct Linear Ambient Luminaires | Premium | FALSE | [9 empty] | 4/14/2016 | Dimmable | Continuous (Cannot dim down to ≤ 10% (W) | Yes |  |  | 15209.22 | 129.77 | 117.2 | 20 | 0.9 | 4000 | 80
PJ3GZ71C | Philips Day-Brite | Philips Day-Brite | LBX140L840-(UNV,120,208,240,277,347)-A-(_,OCCLB,OCCHB) | Indoor Luminaires | Linear Ambient | Direct Linear Ambient Luminaires | Premium | FALSE | [9 empty] | 4/14/2016 | Dimmable | Continuous (Cannot dim down to ≤ 10% (W) | Yes |  |  | 15488 | 132.15 | 117.2 | 20 | 0.9 | 4000 | 80
PZTPJ28V | Philips Day-Brite | Philips Day-Brite | LBX140L840-(UNV,120,208,240,277,347)-(_,OCCLB,OCCHB)-UD | Indoor Luminaires | Linear Ambient | Direct Linear Ambient Luminaires | Premium | FALSE | [9 empty] | 4/14/2016 | Dimmable | Continuous (Cannot dim down to ≤ 10% (W) | Yes |  |  | 13861.76 | 118.27 | 117.2 | 20 | 0.9 | 4000 | 80
PJNVV9H6 | Philips Day-Brite | Philips Day-Brite | LBX140L840-(UNV,120,208,240,277,347)-(_,OCCLB,OCCHB)-FD | Indoor Luminaires | Linear Ambient | Direct Linear Ambient Luminaires | Premium | FALSE | [9 empty] | 4/14/2016 | Dimmable | Continuous (Cannot dim down to ≤ 10% (W) | Yes |  |  | 12938 | 110.39 | 117.2 | 20 | 0.9 | 4000 | 80
P5U9DRGP | Philips Day-Brite | Philips Day-Brite | LBX140L840-(UNV,120,208,240,277)-(_,OCCLB,OCCHB,EMLED) | Indoor Luminaires | Linear Ambient | Direct Linear Ambient Luminaires | Premium | FALSE | [9 empty] | 4/14/2016 | Dimmable | Continuous (Cannot dim down to ≤ 10% (W) | Yes |  |  | 15488 | 131.25 | 118 | 20 | 0.9 | 4000 | 80
P2VNQJ2T | Philips Day-Brite | Philips Day-Brite | LBX140L840-(UNV,120,208,240,277)-N-(_,OCCLB,OCCHB,EMLED) | Indoor Luminaires | Linear Ambient | Direct Linear Ambient Luminaires | Premium | FALSE | [9 empty] | 4/14/2016 | Dimmable | Continuous (Cannot dim down to ≤ 10% (W) | Yes |  |  | 15224.7 | 129.02 | 118 | 20 | 0.9 | 4000 | 80
PX2C2JZW | Philips Day-Brite | Philips Day-Brite | LBX140L840-(UNV,120,208,240,277)-M-(_,OCCLB,OCCHB,EMLED) | Indoor Luminaires | Linear Ambient | Direct Linear Ambient Luminaires | Premium | FALSE | [9 empty] | 4/14/2016 | Dimmable | Continuous (Cannot dim down to ≤ 10% (W) | Yes |  |  | 15286.66 | 129.55 | 118 | 20 | 0.9 | 4000 | 80
PSM87RGV | Philips Day-Brite | Philips Day-Brite | LBX140L840-(UNV,120,208,240,277)-W-(_,OCCLB,OCCHB,EMLED) | Indoor Luminaires | Linear Ambient | Direct Linear Ambient Luminaires | Premium | FALSE | [9 empty] | 4/14/2016 | Dimmable | Continuous (Cannot dim down to ≤ 10% (W) | Yes |  |  | 15209.22 | 128.89 | 118 | 20 | 0.9 | 4000 | 80
PNHZSP1P | Philips Day-Brite | Philips Day-Brite | LBX140L840-(UNV,120,208,240,277)-A-(_,OCCLB,OCCHB,EMLED) | Indoor Luminaires | Linear Ambient | Direct Linear Ambient Luminaires | Premium | FALSE | [9 empty] | 4/14/2016 | Dimmable | Continuous (Cannot dim down to ≤ 10% (W) | Yes |  |  | 15488 | 131.25 | 118 | 20 | 0.9 | 4000 | 80
PHGWRUZ8 | Philips Day-Brite | Philips Day-Brite | LBX140L840-(UNV,120,208,240,277)-(_,OCCLB,OCCHB,EMLED)-UD | Indoor Luminaires | Linear Ambient | Direct Linear Ambient Luminaires | Premium | FALSE | [9 empty] | 4/14/2016 | Dimmable | Continuous (Cannot dim down to ≤ 10% (W) | Yes |  |  | 13861.76 | 117.47 | 118 | 20 | 0.9 | 4000 | 80
P7A5SGCX | Philips Day-Brite | Philips Day-Brite | LBX140L840-(UNV,120,208,240,277)-(_,OCCLB,OCCHB,EMLED)-FD | Indoor Luminaires | Linear Ambient | Direct Linear Ambient Luminaires | Standard | FALSE | [9 empty] | 4/14/2016 | Dimmable | Continuous (Cannot dim down to ≤ 10% (W) | Yes |  |  | 12938 | 109.64 | 118 | 20 | 0.9 | 4000 | 80
PWS4ZTKP | Philips Day-Brite | Philips Day-Brite | LBX140L850-(UNV,120,208,240,277,347)-(_,OCCLB,OCCHB) | Indoor Luminaires | Linear Ambient | Direct Linear Ambient Luminaires | Premium | FALSE | [9 empty] | 4/14/2016 | Dimmable | Continuous (Cannot dim down to ≤ 10% (W) | Yes |  |  | 15644 | 133.48 | 117.2 | 20 | 0.9 | 5000 | 80
PHBF993P | Philips Day-Brite | Philips Day-Brite | LBX140L850-(UNV,120,208,240,277,347)-N-(_,OCCLB,OCCHB) | Indoor Luminaires | Linear Ambient | Direct Linear Ambient Luminaires | Premium | FALSE | [9 empty] | 4/14/2016 | Dimmable | Continuous (Cannot dim down to ≤ 10% (W) | Yes |  |  | 15378.05 | 131.21 | 117.2 | 20 | 0.9 | 5000 | 80
PNX75AEQ | Philips Day-Brite | Philips Day-Brite | LBX140L850-(UNV,120,208,240,277,347)-M-(_,OCCLB,OCCHB) | Indoor Luminaires | Linear Ambient | Direct Linear Ambient Luminaires | Premium | FALSE | [9 empty] | 4/14/2016 | Dimmable | Continuous (Cannot dim down to ≤ 10% (W) | Yes |  |  | 15440.63 | 131.75 | 117.2 | 20 | 0.9 | 5000 | 80
PUSK19XU | Philips Day-Brite | Philips Day-Brite | LBX140L850-(UNV,120,208,240,277,347)-W-(_,OCCLB,OCCHB) | Indoor Luminaires | Linear Ambient | Direct Linear Ambient Luminaires | Premium | FALSE | [9 empty] | 4/14/2016 | Dimmable | Continuous (Cannot dim down to ≤ 10% (W) | Yes |  |  | 15362.41 | 131.08 | 117.2 | 20 | 0.9 | 5000 | 80
PKDRJE82 | Philips Day-Brite | Philips Day-Brite | LBX140L850-(UNV,120,208,240,277,347)-A-(_,OCCLB,OCCHB) | Indoor Luminaires | Linear Ambient | Direct Linear Ambient Luminaires | Premium | FALSE | [9 empty] | 4/14/2016 | Dimmable | Continuous (Cannot dim down to ≤ 10% (W) | Yes |  |  | 15644 | 133.48 | 117.2 | 20 | 0.9 | 5000 | 80
P1636Q99 | Philips Day-Brite | Philips Day-Brite | LBX140L850-(UNV,120,208,240,277,347)-(_,OCCLB,OCCHB)-UD | Indoor Luminaires | Linear Ambient | Direct Linear Ambient Luminaires | Premium | FALSE | [9 empty] | 4/14/2016 | Dimmable | Continuous (Cannot dim down to ≤ 10% (W) | Yes |  |  | 14001.38 | 119.47 | 117.2 | 20 | 0.9 | 5000 | 80
PFQRU7UV | Philips Day-Brite | Philips Day-Brite | LBX140L850-(UNV,120,208,240,277,347)-(_,OCCLB,OCCHB)-FD | Indoor Luminaires | Linear Ambient | Direct Linear Ambient Luminaires | Premium | FALSE | [9 empty] | 4/14/2016 | Dimmable | Continuous (Cannot dim down to ≤ 10% (W) | Yes |  |  | 13070 | 111.52 | 117.2 | 20 | 0.9 | 5000 | 80
PN8WF7GB | Philips Day-Brite | Philips Day-Brite | LBX140L850-(UNV,120,208,240,277)-(_,OCCLB,OCCHB,EMLED) | Indoor Luminaires | Linear Ambient | Direct Linear Ambient Luminaires | Premium | FALSE | [9 empty] | 4/14/2016 | Dimmable | Continuous (Cannot dim down to ≤ 10% (W) | Yes |  |  | 15644 | 132.58 | 118 | 20 | 0.9 | 5000 | 80
PAT8UX58 | Philips Day-Brite | Philips Day-Brite | LBX140L850-(UNV,120,208,240,277)-N-(_,OCCLB,OCCHB,EMLED) | Indoor Luminaires | Linear Ambient | Direct Linear Ambient Luminaires | Premium | FALSE | [9 empty] | 4/14/2016 | Dimmable | Continuous (Cannot dim down to ≤ 10% (W) | Yes |  |  | 15378.05 | 130.32 | 118 | 20 | 0.9 | 5000 | 80
P71155WX | Philips Day-Brite | Philips Day-Brite | LBX140L850-(UNV,120,208,240,277)-M-(_,OCCLB,OCCHB,EMLED) | Indoor Luminaires | Linear Ambient | Direct Linear Ambient Luminaires | Premium | FALSE | [9 empty] | 4/14/2016 | Dimmable | Continuous (Cannot dim down to ≤ 10% (W) | Yes |  |  | 15440.63 | 130.85 | 118 | 20 | 0.9 | 5000 | 80
P2D9VEQP | Philips Day-Brite | Philips Day-Brite | LBX140L850-(UNV,120,208,240,277)-W-(_,OCCLB,OCCHB,EMLED) | Indoor Luminaires | Linear Ambient | Direct Linear Ambient Luminaires | Premium | FALSE | [9 empty] | 4/14/2016 | Dimmable | Continuous (Cannot dim down to ≤ 10% (W) | Yes |  |  | 15362.41 | 130.19 | 118 | 20 | 0.9 | 5000 | 80
PB4GCD97 | Philips Day-Brite | Philips Day-Brite | LBX140L850-(UNV,120,208,240,277)-A-(_,OCCLB,OCCHB,EMLED) | Indoor Luminaires | Linear Ambient | Direct Linear Ambient Luminaires | Premium | FALSE | [9 empty] | 4/14/2016 | Dimmable | Continuous (Cannot dim down to ≤ 10% (W) | Yes |  |  | 15644 | 132.58 | 118 | 20 | 0.9 | 5000 | 80
PF4DG11Z | Philips Day-Brite | Philips Day-Brite | LBX140L850-(UNV,120,208,240,277)-(_,OCCLB,OCCHB,EMLED)-UD | Indoor Luminaires | Linear Ambient | Direct Linear Ambient Luminaires | Premium | FALSE | [9 empty] | 4/14/2016 | Dimmable | Continuous (Cannot dim down to ≤ 10% (W) | Yes |  |  | 14001.38 | 118.66 | 118 | 20 | 0.9 | 5000 | 80
PP4N3EBH | Philips Day-Brite | Philips Day-Brite | LBX140L850-(UNV,120,208,240,277)-(_,OCCLB,OCCHB,EMLED)-FD | Indoor Luminaires | Linear Ambient | Direct Linear Ambient Luminaires | Premium | FALSE | [9 empty] | 4/14/2016 | Dimmable | Continuous (Cannot dim down to ≤ 10% (W) | Yes |  |  | 13070 | 110.76 | 118 | 20 | 0.9 | 5000 | 80
PY1YC87W | Philips Day-Brite | Philips Day-Brite | LBX180L835-(UNV,120,208,240,277,347)-(_,OCCLB,OCCHB) | Indoor Luminaires | Linear Ambient | Direct Linear Ambient Luminaires | Premium | FALSE | [9 empty] | 4/14/2016 | Dimmable | Continuous (Cannot dim down to ≤ 10% (W) | Yes |  |  | 19044 | 128.68 | 148 | 20 | 0.9 | 3500 | 80
P4XV33Y9 | Philips Day-Brite | Philips Day-Brite | LBX180L835-(UNV,120,208,240,277,347)-N-(_,OCCLB,OCCHB) | Indoor Luminaires | Linear Ambient | Direct Linear Ambient Luminaires | Premium | FALSE | [9 empty] | 4/14/2016 | Dimmable | Continuous (Cannot dim down to ≤ 10% (W) | Yes |  |  | 18720.25 | 126.49 | 148 | 20 | 0.9 | 3500 | 80
PY2RU6A2 | Philips Day-Brite | Philips Day-Brite | LBX180L835-(UNV,120,208,240,277,347)-M-(_,OCCLB,OCCHB) | Indoor Luminaires | Linear Ambient | Direct Linear Ambient Luminaires | Premium | FALSE | [9 empty] | 4/14/2016 | Dimmable | Continuous (Cannot dim down to ≤ 10% (W) | Yes |  |  | 18796.43 | 127 | 148 | 20 | 0.9 | 3500 | 80
P6WYD68P | Philips Day-Brite | Philips Day-Brite | LBX180L835-(UNV,120,208,240,277,347)-W-(_,OCCLB,OCCHB) | Indoor Luminaires | Linear Ambient | Direct Linear Ambient Luminaires | Premium | FALSE | [9 empty] | 4/14/2016 | Dimmable | Continuous (Cannot dim down to ≤ 10% (W) | Yes |  |  | 18701.21 | 126.36 | 148 | 20 | 0.9 | 3500 | 80
PKX3APEN | Philips Day-Brite | Philips Day-Brite | LBX180L835-(UNV,120,208,240,277,347)-A-(_,OCCLB,OCCHB) | Indoor Luminaires | Linear Ambient | Direct Linear Ambient Luminaires | Premium | FALSE | [9 empty] | 4/14/2016 | Dimmable | Continuous (Cannot dim down to ≤ 10% (W) | Yes |  |  | 19044 | 128.68 | 148 | 20 | 0.9 | 3500 | 80
PDTAEBKM | Philips Day-Brite | Philips Day-Brite | LBX180L835-(UNV,120,208,240,277,347)-(_,OCCLB,OCCHB)-UD | Indoor Luminaires | Linear Ambient | Direct Linear Ambient Luminaires | Premium | FALSE | [9 empty] | 4/14/2016 | Dimmable | Continuous (Cannot dim down to ≤ 10% (W) | Yes |  |  | 17044.38 | 115.16 | 148 | 20 | 0.9 | 3500 | 80
PGTP8B1Z | Philips Day-Brite | Philips Day-Brite | LBX180L835-(UNV,120,208,240,277,347)-(_,OCCLB,OCCHB)-FD | Indoor Luminaires | Linear Ambient | Direct Linear Ambient Luminaires | Standard | FALSE | [9 empty] | 4/14/2016 | Dimmable | Continuous (Cannot dim down to ≤ 10% (W) | Yes |  |  | 15814 | 106.85 | 148 | 20 | 0.9 | 3500 | 80
PC6JJAS3 | Philips Day-Brite | Philips Day-Brite | LBX180L835-(UNV,120,208,240,277,347)-(_,EMLED) | Indoor Luminaires | Linear Ambient | Direct Linear Ambient Luminaires | Premium | FALSE | [9 empty] | 4/14/2016 | Dimmable | Continuous (Cannot dim down to ≤ 10% (W) | No |  |  | 19044 | 122.86 | 155 | 20 | 0.9 | 3500 | 80
PD98B9HU | Philips Day-Brite | Philips Day-Brite | LBX180L835-(UNV,120,208,240,277,347)-N-(_,EMLED) | Indoor Luminaires | Linear Ambient | Direct Linear Ambient Luminaires | Premium | FALSE | [9 empty] | 4/14/2016 | Dimmable | Continuous (Cannot dim down to ≤ 10% (W) | No |  |  | 18720.25 | 120.78 | 155 | 20 | 0.9 | 3500 | 80
PA32PTWV | Philips Day-Brite | Philips Day-Brite | LBX180L835-(UNV,120,208,240,277,347)-M-(_,EMLED) | Indoor Luminaires | Linear Ambient | Direct Linear Ambient Luminaires | Premium | FALSE | [9 empty] | 4/14/2016 | Dimmable | Continuous (Cannot dim down to ≤ 10% (W) | No |  |  | 18796.43 | 121.27 | 155 | 20 | 0.9 | 3500 | 80
PHRP41QY | Philips Day-Brite | Philips Day-Brite | LBX180L835-(UNV,120,208,240,277,347)-W-(_,EMLED) | Indoor Luminaires | Linear Ambient | Direct Linear Ambient Luminaires | Premium | FALSE | [9 empty] | 4/14/2016 | Dimmable | Continuous (Cannot dim down to ≤ 10% (W) | No |  |  | 18701.21 | 120.65 | 155 | 20 | 0.9 | 3500 | 80
PDJE4HYH | Philips Day-Brite | Philips Day-Brite | LBX180L835-(UNV,120,208,240,277,347)-A-(_,EMLED) | Indoor Luminaires | Linear Ambient | Direct Linear Ambient Luminaires | Premium | FALSE | [9 empty] | 4/14/2016 | Dimmable | Continuous (Cannot dim down to ≤ 10% (W) | No |  |  | 19044 | 122.86 | 155 | 20 | 0.9 | 3500 | 80
P1U1NYV9 | Philips Day-Brite | Philips Day-Brite | LBX180L835-(UNV,120,208,240,277,347)-(_,EMLED)-UD | Indoor Luminaires | Linear Ambient | Direct Linear Ambient Luminaires | Standard | FALSE | [9 empty] | 4/14/2016 | Dimmable | Continuous (Cannot dim down to ≤ 10% (W) | No |  |  | 17044.38 | 109.96 | 155 | 20 | 0.9 | 3500 | 80
PUBDBC3G | Philips Day-Brite | Philips Day-Brite | LBX180L835-(UNV,120,208,240,277,347)-(_,EMLED)-FD | Indoor Luminaires | Linear Ambient | Direct Linear Ambient Luminaires | Standard | FALSE | [9 empty] | 4/14/2016 | Dimmable | Continuous (Cannot dim down to ≤ 10% (W) | No |  |  | 15814 | 102.03 | 155 | 20 | 0.9 | 3500 | 80
PZXUUDE4 | Philips Day-Brite | Philips Day-Brite | LBX180L840-(UNV,120,208,240,277,347)-(_,OCCLB,OCCHB) | Indoor Luminaires | Linear Ambient | Direct Linear Ambient Luminaires | Premium | FALSE | [9 empty] | 4/14/2016 | Dimmable | Continuous (Cannot dim down to ≤ 10% (W) | Yes |  |  | 19432 | 131.3 | 148 | 20 | 0.9 | 4000 | 80
PQ5QKBDA | Philips Day-Brite | Philips Day-Brite | LBX180L840-(UNV,120,208,240,277,347)-N-(_,OCCLB,OCCHB) | Indoor Luminaires | Linear Ambient | Direct Linear Ambient Luminaires | Premium | FALSE | [9 empty] | 4/14/2016 | Dimmable | Continuous (Cannot dim down to ≤ 10% (W) | Yes |  |  | 19101.66 | 129.07 | 148 | 20 | 0.9 | 4000 | 80
P13G2UMJ | Philips Day-Brite | Philips Day-Brite | LBX180L840-(UNV,120,208,240,277,347)-M-(_,OCCLB,OCCHB) | Indoor Luminaires | Linear Ambient | Direct Linear Ambient Luminaires | Premium | FALSE | [9 empty] | 4/14/2016 | Dimmable | Continuous (Cannot dim down to ≤ 10% (W) | Yes |  |  | 19179.38 | 129.59 | 148 | 20 | 0.9 | 4000 | 80
PJAB5AWZ | Philips Day-Brite | Philips Day-Brite | LBX180L840-(UNV,120,208,240,277,347)-W-(_,OCCLB,OCCHB) | Indoor Luminaires | Linear Ambient | Direct Linear Ambient Luminaires | Premium | FALSE | [9 empty] | 4/14/2016 | Dimmable | Continuous (Cannot dim down to ≤ 10% (W) | Yes |  |  | 19082.22 | 128.93 | 148 | 20 | 0.9 | 4000 | 80
PQK3XXSP | Philips Day-Brite | Philips Day-Brite | LBX180L840-(UNV,120,208,240,277,347)-A-(_,OCCLB,OCCHB) | Indoor Luminaires | Linear Ambient | Direct Linear Ambient Luminaires | Premium | FALSE | [9 empty] | 4/14/2016 | Dimmable | Continuous (Cannot dim down to ≤ 10% (W) | Yes |  |  | 19432 | 131.3 | 148 | 20 | 0.9 | 4000 | 80
PXWKDUPK | Philips Day-Brite | Philips Day-Brite | LBX180L840-(UNV,120,208,240,277,347)-(_,OCCLB,OCCHB)-UD | Indoor Luminaires | Linear Ambient | Direct Linear Ambient Luminaires | Premium | FALSE | [9 empty] | 4/14/2016 | Dimmable | Continuous (Cannot dim down to ≤ 10% (W) | Yes |  |  | 17391.64 | 117.51 | 148 | 20 | 0.9 | 4000 | 80
PYMCXS83 | Philips Day-Brite | Philips Day-Brite | LBX180L840-(UNV,120,208,240,277,347)-(_,OCCLB,OCCHB)-FD | Indoor Luminaires | Linear Ambient | Direct Linear Ambient Luminaires | Standard | FALSE | [9 empty] | 4/14/2016 | Dimmable | Continuous (Cannot dim down to ≤ 10% (W) | Yes |  |  | 15814 | 106.85 | 148 | 20 | 0.9 | 4000 | 80
PH6JUS8R | Philips Day-Brite | Philips Day-Brite | LBX180L840-(UNV,120,208,240,277,347)-(_,EMLED) | Indoor Luminaires | Linear Ambient | Direct Linear Ambient Luminaires | Premium | FALSE | [9 empty] | 4/14/2016 | Dimmable | Continuous (Cannot dim down to ≤ 10% (W) | No |  |  | 19432 | 125.37 | 155 | 20 | 0.9 | 4000 | 80
PWTZDUEA | Philips Day-Brite | Philips Day-Brite | LBX180L840-(UNV,120,208,240,277,347)-N-(_,EMLED) | Indoor Luminaires | Linear Ambient | Direct Linear Ambient Luminaires | Premium | FALSE | [9 empty] | 4/14/2016 | Dimmable | Continuous (Cannot dim down to ≤ 10% (W) | No |  |  | 19101.66 | 123.24 | 155 | 20 | 0.9 | 4000 | 80
PUXYQWWC | Philips Day-Brite | Philips Day-Brite | LBX180L840-(UNV,120,208,240,277,347)-M-(_,EMLED) | Indoor Luminaires | Linear Ambient | Direct Linear Ambient Luminaires | Premium | FALSE | [9 empty] | 4/14/2016 | Dimmable | Continuous (Cannot dim down to ≤ 10% (W) | No |  |  | 19179.38 | 123.74 | 155 | 20 | 0.9 | 4000 | 80
PG7YA78V | Philips Day-Brite | Philips Day-Brite | LBX180L840-(UNV,120,208,240,277,347)-W-(_,EMLED) | Indoor Luminaires | Linear Ambient | Direct Linear Ambient Luminaires | Premium | FALSE | [9 empty] | 4/14/2016 | Dimmable | Continuous (Cannot dim down to ≤ 10% (W) | No |  |  | 19082.22 | 123.11 | 155 | 20 | 0.9 | 4000 | 80
PZ9GUX6F | Philips Day-Brite | Philips Day-Brite | LBX180L840-(UNV,120,208,240,277,347)-A-(_,EMLED) | Indoor Luminaires | Linear Ambient | Direct Linear Ambient Luminaires | Premium | FALSE | [9 empty] | 4/14/2016 | Dimmable | Continuous (Cannot dim down to ≤ 10% (W) | No |  |  | 19432 | 125.37 | 155 | 20 | 0.9 | 4000 | 80
PQTCEU8B | Philips Day-Brite | Philips Day-Brite | LBX180L840-(UNV,120,208,240,277,347)-(_,EMLED)-UD | Indoor Luminaires | Linear Ambient | Direct Linear Ambient Luminaires | Premium | FALSE | [9 empty] | 4/14/2016 | Dimmable | Continuous (Cannot dim down to ≤ 10% (W) | No |  |  | 17391.64 | 112.2 | 155 | 20 | 0.9 | 4000 | 80
PDWAAHKD | Philips Day-Brite | Philips Day-Brite | LBX180L840-(UNV,120,208,240,277,347)-(_,EMLED)-FD | Indoor Luminaires | Linear Ambient | Direct Linear Ambient Luminaires | Standard | FALSE | [9 empty] | 4/14/2016 | Dimmable | Continuous (Cannot dim down to ≤ 10% (W) | No |  |  | 15814 | 102.03 | 155 | 20 | 0.9 | 4000 | 80
PZPH5N1A | Philips Day-Brite | Philips Day-Brite | LBX180L850-(UNV,120,208,240,277,347)-(_,OCCLB,OCCHB) | Indoor Luminaires | Linear Ambient | Direct Linear Ambient Luminaires | Premium | FALSE | [9 empty] | 4/14/2016 | Dimmable | Continuous (Cannot dim down to ≤ 10% (W) | Yes |  |  | 19626 | 132.61 | 148 | 20 | 0.9 | 5000 | 80
P8WUU956 | Philips Day-Brite | Philips Day-Brite | LBX180L850-(UNV,120,208,240,277,347)-N-(_,OCCLB,OCCHB) | Indoor Luminaires | Linear Ambient | Direct Linear Ambient Luminaires | Premium | FALSE | [9 empty] | 4/14/2016 | Dimmable | Continuous (Cannot dim down to ≤ 10% (W) | Yes |  |  | 19292.36 | 130.35 | 148 | 20 | 0.9 | 5000 | 80
PUSU6J4E | Philips Day-Brite | Philips Day-Brite | LBX180L850-(UNV,120,208,240,277,347)-M-(_,OCCLB,OCCHB) | Indoor Luminaires | Linear Ambient | Direct Linear Ambient Luminaires | Premium | FALSE | [9 empty] | 4/14/2016 | Dimmable | Continuous (Cannot dim down to ≤ 10% (W) | Yes |  |  | 19370.86 | 130.88 | 148 | 20 | 0.9 | 5000 | 80
PDVJCXAD | Philips Day-Brite | Philips Day-Brite | LBX180L850-(UNV,120,208,240,277,347)-W-(_,OCCLB,OCCHB) | Indoor Luminaires | Linear Ambient | Direct Linear Ambient Luminaires | Premium | FALSE | [9 empty] | 4/14/2016 | Dimmable | Continuous (Cannot dim down to ≤ 10% (W) | Yes |  |  | 19272.73 | 130.22 | 148 | 20 | 0.9 | 5000 | 80
PKYAYYRA | Philips Day-Brite | Philips Day-Brite | LBX180L850-(UNV,120,208,240,277,347)-A-(_,OCCLB,OCCHB) | Indoor Luminaires | Linear Ambient | Direct Linear Ambient Luminaires | Premium | FALSE | [9 empty] | 4/14/2016 | Dimmable | Continuous (Cannot dim down to ≤ 10% (W) | Yes |  |  | 19626 | 132.61 | 148 | 20 | 0.9 | 5000 | 80
PV9ZJEER | Philips Day-Brite | Philips Day-Brite | LBX180L850-(UNV,120,208,240,277,347)-(_,OCCLB,OCCHB)-UD | Indoor Luminaires | Linear Ambient | Direct Linear Ambient Luminaires | Premium | FALSE | [9 empty] | 4/14/2016 | Dimmable | Continuous (Cannot dim down to ≤ 10% (W) | Yes |  |  | 17565.27 | 118.68 | 148 | 20 | 0.9 | 5000 | 80
P6UVUCEU | Philips Day-Brite | Philips Day-Brite | LBX180L850-(UNV,120,208,240,277,347)-(_,OCCLB,OCCHB)-FD | Indoor Luminaires | Linear Ambient | Direct Linear Ambient Luminaires | Standard | FALSE | [9 empty] | 4/14/2016 | Dimmable | Continuous (Cannot dim down to ≤ 10% (W) | Yes |  |  | 15960 | 107.84 | 148 | 20 | 0.9 | 5000 | 80
PERD9R9V | Philips Day-Brite | Philips Day-Brite | LBX180L850-(UNV,120,208,240,277,347)-(_,EMLED) | Indoor Luminaires | Linear Ambient | Direct Linear Ambient Luminaires | Premium | FALSE | [9 empty] | 4/14/2016 | Dimmable | Continuous (Cannot dim down to ≤ 10% (W) | No |  |  | 19626 | 126.62 | 155 | 20 | 0.9 | 5000 | 80
P482ZZ7X | Philips Day-Brite | Philips Day-Brite | LBX180L850-(UNV,120,208,240,277,347)-N-(_,EMLED) | Indoor Luminaires | Linear Ambient | Direct Linear Ambient Luminaires | Premium | FALSE | [9 empty] | 4/14/2016 | Dimmable | Continuous (Cannot dim down to ≤ 10% (W) | No |  |  | 19292.36 | 124.47 | 155 | 20 | 0.9 | 5000 | 80
P8T6MP68 | Philips Day-Brite | Philips Day-Brite | LBX180L850-(UNV,120,208,240,277,347)-M-(_,EMLED) | Indoor Luminaires | Linear Ambient | Direct Linear Ambient Luminaires | Premium | FALSE | [9 empty] | 4/14/2016 | Dimmable | Continuous (Cannot dim down to ≤ 10% (W) | No |  |  | 19370.86 | 124.97 | 155 | 20 | 0.9 | 5000 | 80
PS4WDZZG | Philips Day-Brite | Philips Day-Brite | LBX180L850-(UNV,120,208,240,277,347)-W-(_,EMLED) | Indoor Luminaires | Linear Ambient | Direct Linear Ambient Luminaires | Premium | FALSE | [9 empty] | 4/14/2016 | Dimmable | Continuous (Cannot dim down to ≤ 10% (W) | No |  |  | 19272.73 | 124.34 | 155 | 20 | 0.9 | 5000 | 80
PAZTU6UF | Philips Day-Brite | Philips Day-Brite | LBX180L850-(UNV,120,208,240,277,347)-A-(_,EMLED) | Indoor Luminaires | Linear Ambient | Direct Linear Ambient Luminaires | Premium | FALSE | [9 empty] | 4/14/2016 | Dimmable | Continuous (Cannot dim down to ≤ 10% (W) | No |  |  | 19626 | 126.62 | 155 | 20 | 0.9 | 5000 | 80
PG6ZGSQ1 | Philips Day-Brite | Philips Day-Brite | LBX180L850-(UNV,120,208,240,277,347)-(_,EMLED)-UD | Indoor Luminaires | Linear Ambient | Direct Linear Ambient Luminaires | Premium | FALSE | [9 empty] | 4/14/2016 | Dimmable | Continuous (Cannot dim down to ≤ 10% (W) | No |  |  | 17565.27 | 113.32 | 155 | 20 | 0.9 | 5000 | 80
PA7VRH38 | Philips Day-Brite | Philips Day-Brite | LBX180L850-(UNV,120,208,240,277,347)-(_,EMLED)-FD | Indoor Luminaires | Linear Ambient | Direct Linear Ambient Luminaires | Standard | FALSE | [9 empty] | 4/14/2016 | Dimmable | Continuous (Cannot dim down to ≤ 10% (W) | No |  |  | 15960 | 102.97 | 155 | 20 | 0.9 | 5000 | 80
PEADT7G2 | Philips Day-Brite | Philips Day-Brite | LBX40L835-347 | Indoor Luminaires | Linear Ambient | Direct Linear Ambient Luminaires | Premium | FALSE | [9 empty] | 4/14/2016 | Dimmable | Continuous (Cannot dim down to ≤ 10% (W) | No |  |  | 4470 | 144.19 | 31 | 20 | 0.9 | 3500 | 80
PAFF5QU3 | Philips Day-Brite | Philips Day-Brite | LBX40L835-347-N | Indoor Luminaires | Linear Ambient | Direct Linear Ambient Luminaires | Premium | FALSE | [9 empty] | 4/14/2016 | Dimmable | Continuous (Cannot dim down to ≤ 10% (W) | No |  |  | 4394.01 | 141.74 | 31 | 20 | 0.9 | 3500 | 80
PRH35G27 | Philips Day-Brite | Philips Day-Brite | LBX40L835-347-M | Indoor Luminaires | Linear Ambient | Direct Linear Ambient Luminaires | Premium | FALSE | [9 empty] | 4/14/2016 | Dimmable | Continuous (Cannot dim down to ≤ 10% (W) | No |  |  | 4411.89 | 142.32 | 31 | 20 | 0.9 | 3500 | 80
P7T271QB | Philips Day-Brite | Philips Day-Brite | LBX40L835-347-W | Indoor Luminaires | Linear Ambient | Direct Linear Ambient Luminaires | Premium | FALSE | [9 empty] | 4/14/2016 | Dimmable | Continuous (Cannot dim down to ≤ 10% (W) | No |  |  | 4389.54 | 141.6 | 31 | 20 | 0.9 | 3500 | 80
PYXFG2G2 | Philips Day-Brite | Philips Day-Brite | LBX40L835-347-A | Indoor Luminaires | Linear Ambient | Direct Linear Ambient Luminaires | Premium | FALSE | [9 empty] | 4/14/2016 | Dimmable | Continuous (Cannot dim down to ≤ 10% (W) | No |  |  | 4470 | 144.19 | 31 | 20 | 0.9 | 3500 | 80
PMENG8UE | Philips Day-Brite | Philips Day-Brite | LBX40L835-347-UD | Indoor Luminaires | Linear Ambient | Direct Linear Ambient Luminaires | Premium | FALSE | [9 empty] | 4/14/2016 | Dimmable | Continuous (Cannot dim down to ≤ 10% (W) | No |  |  | 4000.65 | 129.05 | 31 | 20 | 0.9 | 3500 | 80
P1WR724A | Philips Day-Brite | Philips Day-Brite | LBX40L835-347-FD | Indoor Luminaires | Linear Ambient | Direct Linear Ambient Luminaires | Premium | FALSE | [9 empty] | 4/14/2016 | Dimmable | Continuous (Cannot dim down to ≤ 10% (W) | No |  |  | 3652 | 117.81 | 31 | 20 | 0.9 | 3500 | 80
PS3MH3AH | Philips Day-Brite | Philips Day-Brite | LBX40L840-(UNV,120,208,240,277)-(_,OCCLB,OCCHB) | Indoor Luminaires | Linear Ambient | Direct Linear Ambient Luminaires | Premium | FALSE | [9 empty] | 4/14/2016 | Dimmable | Continuous (Cannot dim down to ≤ 10% (W) | Yes |  |  | 4560 | 138.18 | 33 | 20 | 0.9 | 4000 | 80
PTNWG31N | Philips Day-Brite | Philips Day-Brite | LBX40L840-(UNV,120,208,240,277)-N-(_,OCCLB,OCCHB) | Indoor Luminaires | Linear Ambient | Direct Linear Ambient Luminaires | Premium | FALSE | [9 empty] | 4/14/2016 | Dimmable | Continuous (Cannot dim down to ≤ 10% (W) | Yes |  |  | 4482.48 | 135.83 | 33 | 20 | 0.9 | 4000 | 80
PU9XYMBD | Philips Day-Brite | Philips Day-Brite | LBX40L840-(UNV,120,208,240,277)-M-(_,OCCLB,OCCHB) | Indoor Luminaires | Linear Ambient | Direct Linear Ambient Luminaires | Premium | FALSE | [9 empty] | 4/14/2016 | Dimmable | Continuous (Cannot dim down to ≤ 10% (W) | Yes |  |  | 4500.72 | 136.39 | 33 | 20 | 0.9 | 4000 | 80
PDRYJG2G | Philips Day-Brite | Philips Day-Brite | LBX40L840-(UNV,120,208,240,277)-W-(_,OCCLB,OCCHB) | Indoor Luminaires | Linear Ambient | Direct Linear Ambient Luminaires | Premium | FALSE | [9 empty] | 4/14/2016 | Dimmable | Continuous (Cannot dim down to ≤ 10% (W) | Yes |  |  | 4477.92 | 135.69 | 33 | 20 | 0.9 | 4000 | 80
P6K98VBG | Philips Day-Brite | Philips Day-Brite | LBX40L840-(UNV,120,208,240,277)-A-(_,OCCLB,OCCHB) | Indoor Luminaires | Linear Ambient | Direct Linear Ambient Luminaires | Premium | FALSE | [9 empty] | 4/14/2016 | Dimmable | Continuous (Cannot dim down to ≤ 10% (W) | Yes |  |  | 4560 | 138.18 | 33 | 20 | 0.9 | 4000 | 80
P4488GT3 | Philips Day-Brite | Philips Day-Brite | LBX40L840-(UNV,120,208,240,277)-(_,OCCLB,OCCHB)-UD | Indoor Luminaires | Linear Ambient | Direct Linear Ambient Luminaires | Premium | FALSE | [9 empty] | 4/14/2016 | Dimmable | Continuous (Cannot dim down to ≤ 10% (W) | Yes |  |  | 4081.2 | 123.67 | 33 | 20 | 0.9 | 4000 | 80
P22AF43F | Philips Day-Brite | Philips Day-Brite | LBX40L840-(UNV,120,208,240,277)-(_,OCCLB,OCCHB)-FD | Indoor Luminaires | Linear Ambient | Direct Linear Ambient Luminaires | Premium | FALSE | [9 empty] | 4/14/2016 | Dimmable | Continuous (Cannot dim down to ≤ 10% (W) | Yes |  |  | 3725 | 112.88 | 33 | 20 | 0.9 | 4000 | 80
PW4JR36N | Philips Day-Brite | Philips Day-Brite | LBX40L840-347 | Indoor Luminaires | Linear Ambient | Direct Linear Ambient Luminaires | Premium | FALSE | [9 empty] | 4/14/2016 | Dimmable | Continuous (Cannot dim down to ≤ 10% (W) | No |  |  | 4560 | 147.1 | 31 | 20 | 0.9 | 4000 | 80
PNY9VJBW | Philips Day-Brite | Philips Day-Brite | LBX40L840-347-N | Indoor Luminaires | Linear Ambient | Direct Linear Ambient Luminaires | Premium | FALSE | [9 empty] | 4/14/2016 | Dimmable | Continuous (Cannot dim down to ≤ 10% (W) | No |  |  | 4482.48 | 144.6 | 31 | 20 | 0.9 | 4000 | 80
PBWHGYFZ | Philips Day-Brite | Philips Day-Brite | LBX40L840-347-M | Indoor Luminaires | Linear Ambient | Direct Linear Ambient Luminaires | Premium | FALSE | [9 empty] | 4/14/2016 | Dimmable | Continuous (Cannot dim down to ≤ 10% (W) | No |  |  | 4500.72 | 145.18 | 31 | 20 | 0.9 | 4000 | 80
PEYZETMM | Philips Day-Brite | Philips Day-Brite | LBX40L840-347-W | Indoor Luminaires | Linear Ambient | Direct Linear Ambient Luminaires | Premium | FALSE | [9 empty] | 4/14/2016 | Dimmable | Continuous (Cannot dim down to ≤ 10% (W) | No |  |  | 4477.92 | 144.45 | 31 | 20 | 0.9 | 4000 | 80
PYXDP9AK | Philips Day-Brite | Philips Day-Brite | LBX40L840-347-A | Indoor Luminaires | Linear Ambient | Direct Linear Ambient Luminaires | Premium | FALSE | [9 empty] | 4/14/2016 | Dimmable | Continuous (Cannot dim down to ≤ 10% (W) | No |  |  | 4560 | 147.1 | 31 | 20 | 0.9 | 4000 | 80
PS1T3F4S | Philips Day-Brite | Philips Day-Brite | LBX40L840-347-UD | Indoor Luminaires | Linear Ambient | Direct Linear Ambient Luminaires | Premium | FALSE | [9 empty] | 4/14/2016 | Dimmable | Continuous (Cannot dim down to ≤ 10% (W) | No |  |  | 4081.2 | 131.65 | 31 | 20 | 0.9 | 4000 | 80
PF9P8SG1 | Philips Day-Brite | Philips Day-Brite | LBX40L840-347-FD | Indoor Luminaires | Linear Ambient | Direct Linear Ambient Luminaires | Premium | FALSE | [9 empty] | 4/14/2016 | Dimmable | Continuous (Cannot dim down to ≤ 10% (W) | No |  |  | 3725 | 120.16 | 31 | 20 | 0.9 | 4000 | 80
PF28FWSR | Philips Day-Brite | Philips Day-Brite | LBX40L850-(UNV,120,208,240,277)-(_,OCCLB,OCCHB) | Indoor Luminaires | Linear Ambient | Direct Linear Ambient Luminaires | Premium | FALSE | [9 empty] | 4/14/2016 | Dimmable | Continuous (Cannot dim down to ≤ 10% (W) | Yes |  |  | 4605 | 139.55 | 33 | 20 | 0.9 | 5000 | 80
PEUKJVBY | Philips Day-Brite | Philips Day-Brite | LBX40L850-(UNV,120,208,240,277)-N-(_,OCCLB,OCCHB) | Indoor Luminaires | Linear Ambient | Direct Linear Ambient Luminaires | Premium | FALSE | [9 empty] | 4/14/2016 | Dimmable | Continuous (Cannot dim down to ≤ 10% (W) | Yes |  |  | 4526.72 | 137.17 | 33 | 20 | 0.9 | 5000 | 80
PB5GJAKU | Philips Day-Brite | Philips Day-Brite | LBX40L850-(UNV,120,208,240,277)-M-(_,OCCLB,OCCHB) | Indoor Luminaires | Linear Ambient | Direct Linear Ambient Luminaires | Premium | FALSE | [9 empty] | 4/14/2016 | Dimmable | Continuous (Cannot dim down to ≤ 10% (W) | Yes |  |  | 4545.14 | 137.73 | 33 | 20 | 0.9 | 5000 | 80
P51QSNH9 | Philips Day-Brite | Philips Day-Brite | LBX40L850-(UNV,120,208,240,277)-W-(_,OCCLB,OCCHB) | Indoor Luminaires | Linear Ambient | Direct Linear Ambient Luminaires | Premium | FALSE | [9 empty] | 4/14/2016 | Dimmable | Continuous (Cannot dim down to ≤ 10% (W) | Yes |  |  | 4522.11 | 137.03 | 33 | 20 | 0.9 | 5000 | 80
PZKGBDVT | Philips Day-Brite | Philips Day-Brite | LBX40L850-(UNV,120,208,240,277)-A-(_,OCCLB,OCCHB) | Indoor Luminaires | Linear Ambient | Direct Linear Ambient Luminaires | Premium | FALSE | [9 empty] | 4/14/2016 | Dimmable | Continuous (Cannot dim down to ≤ 10% (W) | Yes |  |  | 4605 | 139.55 | 33 | 20 | 0.9 | 5000 | 80
P5EHPU5N | Philips Day-Brite | Philips Day-Brite | LBX40L850-(UNV,120,208,240,277)-(_,OCCLB,OCCHB)-UD | Indoor Luminaires | Linear Ambient | Direct Linear Ambient Luminaires | Premium | FALSE | [9 empty] | 4/14/2016 | Dimmable | Continuous (Cannot dim down to ≤ 10% (W) | Yes |  |  | 4121.48 | 124.89 | 33 | 20 | 0.9 | 5000 | 80
PFGTW23D | Philips Day-Brite | Philips Day-Brite | LBX40L850-(UNV,120,208,240,277)-(_,OCCLB,OCCHB)-FD | Indoor Luminaires | Linear Ambient | Direct Linear Ambient Luminaires | Premium | FALSE | [9 empty] | 4/14/2016 | Dimmable | Continuous (Cannot dim down to ≤ 10% (W) | Yes |  |  | 3761 | 113.97 | 33 | 20 | 0.9 | 5000 | 80
PDGYR6FK | Philips Day-Brite | Philips Day-Brite | LBX40L850-347 | Indoor Luminaires | Linear Ambient | Direct Linear Ambient Luminaires | Premium | FALSE | [9 empty] | 4/14/2016 | Dimmable | Continuous (Cannot dim down to ≤ 10% (W) | No |  |  | 4605 | 148.55 | 31 | 20 | 0.9 | 5000 | 80
PBTYJHRR | Philips Day-Brite | Philips Day-Brite | LBX40L850-347-N | Indoor Luminaires | Linear Ambient | Direct Linear Ambient Luminaires | Premium | FALSE | [9 empty] | 4/14/2016 | Dimmable | Continuous (Cannot dim down to ≤ 10% (W) | No |  |  | 4526.72 | 146.02 | 31 | 20 | 0.9 | 5000 | 80
PJDGRRFF | Philips Day-Brite | Philips Day-Brite | LBX40L850-347-M | Indoor Luminaires | Linear Ambient | Direct Linear Ambient Luminaires | Premium | FALSE | [9 empty] | 4/14/2016 | Dimmable | Continuous (Cannot dim down to ≤ 10% (W) | No |  |  | 4545.14 | 146.62 | 31 | 20 | 0.9 | 5000 | 80
P186SRGZ | Philips Day-Brite | Philips Day-Brite | LBX40L850-347-W | Indoor Luminaires | Linear Ambient | Direct Linear Ambient Luminaires | Premium | FALSE | [9 empty] | 4/14/2016 | Dimmable | Continuous (Cannot dim down to ≤ 10% (W) | No |  |  | 4522.11 | 145.87 | 31 | 20 | 0.9 | 5000 | 80
PT65VR5V | Philips Day-Brite | Philips Day-Brite | LBX40L850-347-A | Indoor Luminaires | Linear Ambient | Direct Linear Ambient Luminaires | Premium | FALSE | [9 empty] | 4/14/2016 | Dimmable | Continuous (Cannot dim down to ≤ 10% (W) | No |  |  | 4605 | 148.55 | 31 | 20 | 0.9 | 5000 | 80
PDTVHQG4 | Philips Day-Brite | Philips Day-Brite | LBX40L850-347-UD | Indoor Luminaires | Linear Ambient | Direct Linear Ambient Luminaires | Premium | FALSE | [9 empty] | 4/14/2016 | Dimmable | Continuous (Cannot dim down to ≤ 10% (W) | No |  |  | 4121.48 | 132.95 | 31 | 20 | 0.9 | 5000 | 80
PXUEKQ67 | Philips Day-Brite | Philips Day-Brite | LBX40L850-347-FD | Indoor Luminaires | Linear Ambient | Direct Linear Ambient Luminaires | Premium | FALSE | [9 empty] | 4/14/2016 | Dimmable | Continuous (Cannot dim down to ≤ 10% (W) | No |  |  | 3761 | 121.32 | 31 | 20 | 0.9 | 5000 | 80
PDMFMW8P | Philips Day-Brite | Philips Day-Brite | LBX55L835-(UNV,120,208,240,277,347)-(_,OCCLB,OCCHB) | Indoor Luminaires | Linear Ambient | Direct Linear Ambient Luminaires | Premium | FALSE | [9 empty] | 4/14/2016 | Dimmable | Continuous (Cannot dim down to ≤ 10% (W) | Yes |  |  | 5929 | 128.89 | 46 | 20 | 0.9 | 3500 | 80
PH39Q9WU | Philips Day-Brite | Philips Day-Brite | LBX55L835-(UNV,120,208,240,277,347)-N-(_,OCCLB,OCCHB) | Indoor Luminaires | Linear Ambient | Direct Linear Ambient Luminaires | Premium | FALSE | [9 empty] | 4/14/2016 | Dimmable | Continuous (Cannot dim down to ≤ 10% (W) | Yes |  |  | 5828.21 | 126.7 | 46 | 20 | 0.9 | 3500 | 80
PX3Y3V5E | Philips Day-Brite | Philips Day-Brite | LBX55L835-(UNV,120,208,240,277,347)-M-(_,OCCLB,OCCHB) | Indoor Luminaires | Linear Ambient | Direct Linear Ambient Luminaires | Premium | FALSE | [9 empty] | 4/14/2016 | Dimmable | Continuous (Cannot dim down to ≤ 10% (W) | Yes |  |  | 5851.92 | 127.22 | 46 | 20 | 0.9 | 3500 | 80
PVWGB8ND | Philips Day-Brite | Philips Day-Brite | LBX55L835-(UNV,120,208,240,277,347)-W-(_,OCCLB,OCCHB) | Indoor Luminaires | Linear Ambient | Direct Linear Ambient Luminaires | Premium | FALSE | [9 empty] | 4/14/2016 | Dimmable | Continuous (Cannot dim down to ≤ 10% (W) | Yes |  |  | 5822.28 | 126.57 | 46 | 20 | 0.9 | 3500 | 80
PP2FBK2P | Philips Day-Brite | Philips Day-Brite | LBX55L835-(UNV,120,208,240,277,347)-A-(_,OCCLB,OCCHB) | Indoor Luminaires | Linear Ambient | Direct Linear Ambient Luminaires | Premium | FALSE | [9 empty] | 4/14/2016 | Dimmable | Continuous (Cannot dim down to ≤ 10% (W) | Yes |  |  | 5929 | 128.89 | 46 | 20 | 0.9 | 3500 | 80
PVZJ47F6 | Philips Day-Brite | Philips Day-Brite | LBX55L835-(UNV,120,208,240,277,347)-(_,OCCLB,OCCHB)-UD | Indoor Luminaires | Linear Ambient | Direct Linear Ambient Luminaires | Premium | FALSE | [9 empty] | 4/14/2016 | Dimmable | Continuous (Cannot dim down to ≤ 10% (W) | Yes |  |  | 5306.46 | 115.36 | 46 | 20 | 0.9 | 3500 | 80
P1W3QVJ9 | Philips Day-Brite | Philips Day-Brite | LBX55L835-(UNV,120,208,240,277,347)-(_,OCCLB,OCCHB)-FD | Indoor Luminaires | Linear Ambient | Direct Linear Ambient Luminaires | Standard | FALSE | [9 empty] | 4/14/2016 | Dimmable | Continuous (Cannot dim down to ≤ 10% (W) | Yes |  |  | 4953 | 107.67 | 46 | 20 | 0.9 | 3500 | 80
P2RT4B3U | Philips Day-Brite | Philips Day-Brite | LBX55L840-(UNV,120,208,240,277,347)-(_,OCCLB,OCCHB) | Indoor Luminaires | Linear Ambient | Direct Linear Ambient Luminaires | Premium | FALSE | [9 empty] | 4/14/2016 | Dimmable | Continuous (Cannot dim down to ≤ 10% (W) | Yes |  |  | 6050 | 131.52 | 46 | 20 | 0.9 | 4000 | 80
PZ8JXWK4 | Philips Day-Brite | Philips Day-Brite | LBX55L840-(UNV,120,208,240,277,347)-N-(_,OCCLB,OCCHB) | Indoor Luminaires | Linear Ambient | Direct Linear Ambient Luminaires | Premium | FALSE | [9 empty] | 4/14/2016 | Dimmable | Continuous (Cannot dim down to ≤ 10% (W) | Yes |  |  | 5947.15 | 129.29 | 46 | 20 | 0.9 | 4000 | 80
PB3PY5EB | Philips Day-Brite | Philips Day-Brite | LBX55L840-(UNV,120,208,240,277,347)-M-(_,OCCLB,OCCHB) | Indoor Luminaires | Linear Ambient | Direct Linear Ambient Luminaires | Premium | FALSE | [9 empty] | 4/14/2016 | Dimmable | Continuous (Cannot dim down to ≤ 10% (W) | Yes |  |  | 5971.35 | 129.81 | 46 | 20 | 0.9 | 4000 | 80
PCP9YZH4 | Philips Day-Brite | Philips Day-Brite | LBX55L840-(UNV,120,208,240,277,347)-W-(_,OCCLB,OCCHB) | Indoor Luminaires | Linear Ambient | Direct Linear Ambient Luminaires | Premium | FALSE | [9 empty] | 4/14/2016 | Dimmable | Continuous (Cannot dim down to ≤ 10% (W) | Yes |  |  | 5941.1 | 129.15 | 46 | 20 | 0.9 | 4000 | 80
PAPWPCDX | Philips Day-Brite | Philips Day-Brite | LBX55L840-(UNV,120,208,240,277,347)-A-(_,OCCLB,OCCHB) | Indoor Luminaires | Linear Ambient | Direct Linear Ambient Luminaires | Premium | FALSE | [9 empty] | 4/14/2016 | Dimmable | Continuous (Cannot dim down to ≤ 10% (W) | Yes |  |  | 6050 | 131.52 | 46 | 20 | 0.9 | 4000 | 80
PKYGJ956 | Philips Day-Brite | Philips Day-Brite | LBX55L840-(UNV,120,208,240,277,347)-(_,OCCLB,OCCHB)-UD | Indoor Luminaires | Linear Ambient | Direct Linear Ambient Luminaires | Premium | FALSE | [9 empty] | 4/14/2016 | Dimmable | Continuous (Cannot dim down to ≤ 10% (W) | Yes |  |  | 5414.75 | 117.71 | 46 | 20 | 0.9 | 4000 | 80
P19FK6BZ | Philips Day-Brite | Philips Day-Brite | LBX55L840-(UNV,120,208,240,277,347)-(_,OCCLB,OCCHB)-FD | Indoor Luminaires | Linear Ambient | Direct Linear Ambient Luminaires | Standard | FALSE | [9 empty] | 4/14/2016 | Dimmable | Continuous (Cannot dim down to ≤ 10% (W) | Yes |  |  | 5055 | 109.89 | 46 | 20 | 0.9 | 4000 | 80
P4P21E8Y | Philips Day-Brite | Philips Day-Brite | LBX55L850-(UNV,120,208,240,277,347)-(_,OCCLB,OCCHB) | Indoor Luminaires | Linear Ambient | Direct Linear Ambient Luminaires | Premium | FALSE | [9 empty] | 4/14/2016 | Dimmable | Continuous (Cannot dim down to ≤ 10% (W) | Yes |  |  | 6110 | 132.83 | 46 | 20 | 0.9 | 5000 | 80
PBUFNUZY | Philips Day-Brite | Philips Day-Brite | LBX55L850-(UNV,120,208,240,277,347)-N-(_,OCCLB,OCCHB) | Indoor Luminaires | Linear Ambient | Direct Linear Ambient Luminaires | Premium | FALSE | [9 empty] | 4/14/2016 | Dimmable | Continuous (Cannot dim down to ≤ 10% (W) | Yes |  |  | 6006.13 | 130.57 | 46 | 20 | 0.9 | 5000 | 80
PVYJUGG1 | Philips Day-Brite | Philips Day-Brite | LBX55L850-(UNV,120,208,240,277,347)-M-(_,OCCLB,OCCHB) | Indoor Luminaires | Linear Ambient | Direct Linear Ambient Luminaires | Premium | FALSE | [9 empty] | 4/14/2016 | Dimmable | Continuous (Cannot dim down to ≤ 10% (W) | Yes |  |  | 6030.57 | 131.1 | 46 | 20 | 0.9 | 5000 | 80
PEGP5JFM | Philips Day-Brite | Philips Day-Brite | LBX55L850-(UNV,120,208,240,277,347)-W-(_,OCCLB,OCCHB) | Indoor Luminaires | Linear Ambient | Direct Linear Ambient Luminaires | Premium | FALSE | [9 empty] | 4/14/2016 | Dimmable | Continuous (Cannot dim down to ≤ 10% (W) | Yes |  |  | 6000.02 | 130.44 | 46 | 20 | 0.9 | 5000 | 80
PQ4N3GEG | Philips Day-Brite | Philips Day-Brite | LBX55L850-(UNV,120,208,240,277,347)-A-(_,OCCLB,OCCHB) | Indoor Luminaires | Linear Ambient | Direct Linear Ambient Luminaires | Premium | FALSE | [9 empty] | 4/14/2016 | Dimmable | Continuous (Cannot dim down to ≤ 10% (W) | Yes |  |  | 6110 | 132.83 | 46 | 20 | 0.9 | 5000 | 80
P95X8F9J | Philips Day-Brite | Philips Day-Brite | LBX55L850-(UNV,120,208,240,277,347)-(_,OCCLB,OCCHB)-UD | Indoor Luminaires | Linear Ambient | Direct Linear Ambient Luminaires | Premium | FALSE | [9 empty] | 4/14/2016 | Dimmable | Continuous (Cannot dim down to ≤ 10% (W) | Yes |  |  | 5468.45 | 118.88 | 46 | 20 | 0.9 | 5000 | 80
PEA7QFGF | Philips Day-Brite | Philips Day-Brite | LBX55L850-(UNV,120,208,240,277,347)-(_,OCCLB,OCCHB)-FD | Indoor Luminaires | Linear Ambient | Direct Linear Ambient Luminaires | Premium | FALSE | [9 empty] | 4/14/2016 | Dimmable | Continuous (Cannot dim down to ≤ 10% (W) | Yes |  |  | 5105 | 110.98 | 46 | 20 | 0.9 | 5000 | 80
PM62Z58Y | Philips Day-Brite | Philips Day-Brite | LBX70L835-(UNV,120,208,240,277,347)-(_,OCCLB,OCCHB) | Indoor Luminaires | Linear Ambient | Direct Linear Ambient Luminaires | Premium | FALSE | [9 empty] | 4/14/2016 | Dimmable | Continuous (Cannot dim down to ≤ 10% (W) | Yes |  |  | 7590 | 129.52 | 58.6 | 20 | 0.9 | 3500 | 80
PGN552MX | Philips Day-Brite | Philips Day-Brite | LBX70L835-(UNV,120,208,240,277,347)-N-(_,OCCLB,OCCHB) | Indoor Luminaires | Linear Ambient | Direct Linear Ambient Luminaires | Premium | FALSE | [9 empty] | 4/14/2016 | Dimmable | Continuous (Cannot dim down to ≤ 10% (W) | Yes |  |  | 7460.97 | 127.32 | 58.6 | 20 | 0.9 | 3500 | 80
P14UNUSV | Philips Day-Brite | Philips Day-Brite | LBX70L835-(UNV,120,208,240,277,347)-M-(_,OCCLB,OCCHB) | Indoor Luminaires | Linear Ambient | Direct Linear Ambient Luminaires | Premium | FALSE | [9 empty] | 4/14/2016 | Dimmable | Continuous (Cannot dim down to ≤ 10% (W) | Yes |  |  | 7491.33 | 127.84 | 58.6 | 20 | 0.9 | 3500 | 80
P4XVAHSA | Philips Day-Brite | Philips Day-Brite | LBX70L835-(UNV,120,208,240,277,347)-W-(_,OCCLB,OCCHB) | Indoor Luminaires | Linear Ambient | Direct Linear Ambient Luminaires | Premium | FALSE | [9 empty] | 4/14/2016 | Dimmable | Continuous (Cannot dim down to ≤ 10% (W) | Yes |  |  | 7453.38 | 127.19 | 58.6 | 20 | 0.9 | 3500 | 80
PGSRC8ED | Philips Day-Brite | Philips Day-Brite | LBX70L835-(UNV,120,208,240,277,347)-A-(_,OCCLB,OCCHB) | Indoor Luminaires | Linear Ambient | Direct Linear Ambient Luminaires | Premium | FALSE | [9 empty] | 4/14/2016 | Dimmable | Continuous (Cannot dim down to ≤ 10% (W) | Yes |  |  | 7590 | 129.52 | 58.6 | 20 | 0.9 | 3500 | 80
P7VDMFT3 | Philips Day-Brite | Philips Day-Brite | LBX70L835-(UNV,120,208,240,277,347)-(_,OCCLB,OCCHB)-UD | Indoor Luminaires | Linear Ambient | Direct Linear Ambient Luminaires | Premium | FALSE | [9 empty] | 4/14/2016 | Dimmable | Continuous (Cannot dim down to ≤ 10% (W) | Yes |  |  | 6793.05 | 115.92 | 58.6 | 20 | 0.9 | 3500 | 80
PS2CPXWP | Philips Day-Brite | Philips Day-Brite | LBX70L835-(UNV,120,208,240,277,347)-(_,OCCLB,OCCHB)-FD | Indoor Luminaires | Linear Ambient | Direct Linear Ambient Luminaires | Standard | FALSE | [9 empty] | 4/14/2016 | Dimmable | Continuous (Cannot dim down to ≤ 10% (W) | Yes |  |  | 6338 | 108.16 | 58.6 | 20 | 0.9 | 3500 | 80
PGPCX1WT | Philips Day-Brite | Philips Day-Brite | LBX70L835-(UNV,120,208,240,277)-(_,OCCLB,OCCHB,EMLED) | Indoor Luminaires | Linear Ambient | Direct Linear Ambient Luminaires | Premium | FALSE | [9 empty] | 4/14/2016 | Dimmable | Continuous (Cannot dim down to ≤ 10% (W) | Yes |  |  | 7590 | 128.64 | 59 | 20 | 0.9 | 3500 | 80
PHFYXSYA | Philips Day-Brite | Philips Day-Brite | LBX70L835-(UNV,120,208,240,277)-N-(_,OCCLB,OCCHB,EMLED) | Indoor Luminaires | Linear Ambient | Direct Linear Ambient Luminaires | Premium | FALSE | [9 empty] | 4/14/2016 | Dimmable | Continuous (Cannot dim down to ≤ 10% (W) | Yes |  |  | 7460.97 | 126.46 | 59 | 20 | 0.9 | 3500 | 80
P6Q34FU3 | Philips Day-Brite | Philips Day-Brite | LBX70L835-(UNV,120,208,240,277)-M-(_,OCCLB,OCCHB,EMLED) | Indoor Luminaires | Linear Ambient | Direct Linear Ambient Luminaires | Premium | FALSE | [9 empty] | 4/14/2016 | Dimmable | Continuous (Cannot dim down to ≤ 10% (W) | Yes |  |  | 7491.33 | 126.97 | 59 | 20 | 0.9 | 3500 | 80
PHQAN82M | Philips Day-Brite | Philips Day-Brite | LBX70L835-(UNV,120,208,240,277)-W-(_,OCCLB,OCCHB,EMLED) | Indoor Luminaires | Linear Ambient | Direct Linear Ambient Luminaires | Premium | FALSE | [9 empty] | 4/14/2016 | Dimmable | Continuous (Cannot dim down to ≤ 10% (W) | Yes |  |  | 7453.38 | 126.33 | 59 | 20 | 0.9 | 3500 | 80
P6TXV5W9 | Philips Day-Brite | Philips Day-Brite | LBX70L835-(UNV,120,208,240,277)-A-(_,OCCLB,OCCHB,EMLED) | Indoor Luminaires | Linear Ambient | Direct Linear Ambient Luminaires | Premium | FALSE | [9 empty] | 4/14/2016 | Dimmable | Continuous (Cannot dim down to ≤ 10% (W) | Yes |  |  | 7590 | 128.64 | 59 | 20 | 0.9 | 3500 | 80
PCNRHUWZ | Philips Day-Brite | Philips Day-Brite | LBX70L835-(UNV,120,208,240,277)-(_,OCCLB,OCCHB,EMLED)-UD | Indoor Luminaires | Linear Ambient | Direct Linear Ambient Luminaires | Premium | FALSE | [9 empty] | 4/14/2016 | Dimmable | Continuous (Cannot dim down to ≤ 10% (W) | Yes |  |  | 6793.05 | 115.14 | 59 | 20 | 0.9 | 3500 | 80
PQRZZ53W | Philips Day-Brite | Philips Day-Brite | LBX70L835-(UNV,120,208,240,277)-(_,OCCLB,OCCHB,EMLED)-FD | Indoor Luminaires | Linear Ambient | Direct Linear Ambient Luminaires | Standard | FALSE | [9 empty] | 4/14/2016 | Dimmable | Continuous (Cannot dim down to ≤ 10% (W) | Yes |  |  | 6338 | 107.42 | 59 | 20 | 0.9 | 3500 | 80
PMJVSCW9 | Philips Day-Brite | Philips Day-Brite | LBX70L840-(UNV,120,208,240,277,347)-(_,OCCLB,OCCHB) | Indoor Luminaires | Linear Ambient | Direct Linear Ambient Luminaires | Premium | FALSE | [9 empty] | 4/14/2016 | Dimmable | Continuous (Cannot dim down to ≤ 10% (W) | Yes |  |  | 7744 | 132.15 | 58.6 | 20 | 0.9 | 4000 | 80
P8BJ24FN | Philips Day-Brite | Philips Day-Brite | LBX70L840-(UNV,120,208,240,277,347)-N-(_,OCCLB,OCCHB) | Indoor Luminaires | Linear Ambient | Direct Linear Ambient Luminaires | Premium | FALSE | [9 empty] | 4/14/2016 | Dimmable | Continuous (Cannot dim down to ≤ 10% (W) | Yes |  |  | 7612.35 | 129.9 | 58.6 | 20 | 0.9 | 4000 | 80
PXABWBA3 | Philips Day-Brite | Philips Day-Brite | LBX70L840-(UNV,120,208,240,277,347)-M-(_,OCCLB,OCCHB) | Indoor Luminaires | Linear Ambient | Direct Linear Ambient Luminaires | Premium | FALSE | [9 empty] | 4/14/2016 | Dimmable | Continuous (Cannot dim down to ≤ 10% (W) | Yes |  |  | 7643.33 | 130.43 | 58.6 | 20 | 0.9 | 4000 | 80
PBNVX7D4 | Philips Day-Brite | Philips Day-Brite | LBX70L840-(UNV,120,208,240,277,347)-W-(_,OCCLB,OCCHB) | Indoor Luminaires | Linear Ambient | Direct Linear Ambient Luminaires | Premium | FALSE | [9 empty] | 4/14/2016 | Dimmable | Continuous (Cannot dim down to ≤ 10% (W) | Yes |  |  | 7604.61 | 129.77 | 58.6 | 20 | 0.9 | 4000 | 80
P9MYD9ZU | Philips Day-Brite | Philips Day-Brite | LBX70L840-(UNV,120,208,240,277,347)-A-(_,OCCLB,OCCHB) | Indoor Luminaires | Linear Ambient | Direct Linear Ambient Luminaires | Premium | FALSE | [9 empty] | 4/14/2016 | Dimmable | Continuous (Cannot dim down to ≤ 10% (W) | Yes |  |  | 7744 | 132.15 | 58.6 | 20 | 0.9 | 4000 | 80
PJCD2AAE | Philips Day-Brite | Philips Day-Brite | LBX70L840-(UNV,120,208,240,277,347)-(_,OCCLB,OCCHB)-UD | Indoor Luminaires | Linear Ambient | Direct Linear Ambient Luminaires | Premium | FALSE | [9 empty] | 4/14/2016 | Dimmable | Continuous (Cannot dim down to ≤ 10% (W) | Yes |  |  | 6930.88 | 118.27 | 58.6 | 20 | 0.9 | 4000 | 80
PN923YSX | Philips Day-Brite | Philips Day-Brite | LBX70L850-(UNV,120,208,240,277)-(_,OCCLB,OCCHB,EMLED) | Indoor Luminaires | Linear Ambient | Direct Linear Ambient Luminaires | Premium | FALSE | [9 empty] | 4/14/2016 | Dimmable | Continuous (Cannot dim down to ≤ 10% (W) | Yes |  |  | 7822 | 132.58 | 59 | 20 | 0.9 | 5000 | 80
PQGPAKXA | Philips Day-Brite | Philips Day-Brite | LBX70L850-(UNV,120,208,240,277)-N-(_,OCCLB,OCCHB,EMLED) | Indoor Luminaires | Linear Ambient | Direct Linear Ambient Luminaires | Premium | FALSE | [9 empty] | 4/14/2016 | Dimmable | Continuous (Cannot dim down to ≤ 10% (W) | Yes |  |  | 7689.03 | 130.32 | 59 | 20 | 0.9 | 5000 | 80
P9HXXNHT | Philips Day-Brite | Philips Day-Brite | LBX70L850-(UNV,120,208,240,277)-M-(_,OCCLB,OCCHB,EMLED) | Indoor Luminaires | Linear Ambient | Direct Linear Ambient Luminaires | Premium | FALSE | [9 empty] | 4/14/2016 | Dimmable | Continuous (Cannot dim down to ≤ 10% (W) | Yes |  |  | 7720.31 | 130.85 | 59 | 20 | 0.9 | 5000 | 80
P4CTNQDU | Philips Day-Brite | Philips Day-Brite | LBX70L850-(UNV,120,208,240,277)-W-(_,OCCLB,OCCHB,EMLED) | Indoor Luminaires | Linear Ambient | Direct Linear Ambient Luminaires | Premium | FALSE | [9 empty] | 4/14/2016 | Dimmable | Continuous (Cannot dim down to ≤ 10% (W) | Yes |  |  | 7681.2 | 130.19 | 59 | 20 | 0.9 | 5000 | 80
P5G43TWM | Philips Day-Brite | Philips Day-Brite | LBX70L850-(UNV,120,208,240,277)-A-(_,OCCLB,OCCHB,EMLED) | Indoor Luminaires | Linear Ambient | Direct Linear Ambient Luminaires | Premium | FALSE | [9 empty] | 4/14/2016 | Dimmable | Continuous (Cannot dim down to ≤ 10% (W) | Yes |  |  | 7822 | 132.58 | 59 | 20 | 0.9 | 5000 | 80
PH2M4Z66 | Philips Day-Brite | Philips Day-Brite | LBX70L850-(UNV,120,208,240,277)-(_,OCCLB,OCCHB,EMLED)-UD | Indoor Luminaires | Linear Ambient | Direct Linear Ambient Luminaires | Premium | FALSE | [9 empty] | 4/14/2016 | Dimmable | Continuous (Cannot dim down to ≤ 10% (W) | Yes |  |  | 7000.69 | 118.66 | 59 | 20 | 0.9 | 5000 | 80
P6FGQP8Q | Philips Day-Brite | Philips Day-Brite | LBX70L850-(UNV,120,208,240,277)-(_,OCCLB,OCCHB,EMLED)-FD | Indoor Luminaires | Linear Ambient | Direct Linear Ambient Luminaires | Premium | FALSE | [9 empty] | 4/14/2016 | Dimmable | Continuous (Cannot dim down to ≤ 10% (W) | Yes |  |  | 6535 | 110.76 | 59 | 20 | 0.9 | 5000 | 80
PK2CNM1U | Philips Day-Brite | Philips Day-Brite | LBX90L835-(UNV,120,208,240,277,347)-(_,OCCLB,OCCHB) | Indoor Luminaires | Linear Ambient | Direct Linear Ambient Luminaires | Premium | FALSE | [9 empty] | 4/14/2016 | Dimmable | Continuous (Cannot dim down to ≤ 10% (W) | Yes |  |  | 9522 | 128.68 | 74 | 20 | 0.9 | 3500 | 80
P7JQJPDV | Philips Day-Brite | Philips Day-Brite | LBX90L835-(UNV,120,208,240,277,347)-N-(_,OCCLB,OCCHB) | Indoor Luminaires | Linear Ambient | Direct Linear Ambient Luminaires | Premium | FALSE | [9 empty] | 4/14/2016 | Dimmable | Continuous (Cannot dim down to ≤ 10% (W) | Yes |  |  | 9360.13 | 126.49 | 74 | 20 | 0.9 | 3500 | 80
P9UG2BZ1 | Philips Day-Brite | Philips Day-Brite | LBX90L835-(UNV,120,208,240,277,347)-M-(_,OCCLB,OCCHB) | Indoor Luminaires | Linear Ambient | Direct Linear Ambient Luminaires | Premium | FALSE | [9 empty] | 4/14/2016 | Dimmable | Continuous (Cannot dim down to ≤ 10% (W) | Yes |  |  | 9398.21 | 127 | 74 | 20 | 0.9 | 3500 | 80
PRM3YNX7 | Philips Day-Brite | Philips Day-Brite | LBX90L835-(UNV,120,208,240,277,347)-W-(_,OCCLB,OCCHB) | Indoor Luminaires | Linear Ambient | Direct Linear Ambient Luminaires | Premium | FALSE | [9 empty] | 4/14/2016 | Dimmable | Continuous (Cannot dim down to ≤ 10% (W) | Yes |  |  | 9350.6 | 126.36 | 74 | 20 | 0.9 | 3500 | 80
P7K8AEEU | Philips Day-Brite | Philips Day-Brite | LBX90L835-(UNV,120,208,240,277,347)-A-(_,OCCLB,OCCHB) | Indoor Luminaires | Linear Ambient | Direct Linear Ambient Luminaires | Premium | FALSE | [9 empty] | 4/14/2016 | Dimmable | Continuous (Cannot dim down to ≤ 10% (W) | Yes |  |  | 9522 | 128.68 | 74 | 20 | 0.9 | 3500 | 80
PR1RG52M | Philips Day-Brite | Philips Day-Brite | LBX90L835-(UNV,120,208,240,277,347)-(_,OCCLB,OCCHB)-UD | Indoor Luminaires | Linear Ambient | Direct Linear Ambient Luminaires | Premium | FALSE | [9 empty] | 4/14/2016 | Dimmable | Continuous (Cannot dim down to ≤ 10% (W) | Yes |  |  | 8522.19 | 115.16 | 74 | 20 | 0.9 | 3500 | 80
PT7VK3K7 | Philips Day-Brite | Philips Day-Brite | LBX90L835-(UNV,120,208,240,277,347)-(_,OCCLB,OCCHB)-FD | Indoor Luminaires | Linear Ambient | Direct Linear Ambient Luminaires | Standard | FALSE | [9 empty] | 4/14/2016 | Dimmable | Continuous (Cannot dim down to ≤ 10% (W) | Yes |  |  | 7907 | 106.85 | 74 | 20 | 0.9 | 3500 | 80
PW9XNJY5 | Philips Day-Brite | Philips Day-Brite | LBX90L835-(UNV,120,208,240,277,347)-(_,EMLED) | Indoor Luminaires | Linear Ambient | Direct Linear Ambient Luminaires | Premium | FALSE | [9 empty] | 4/14/2016 | Dimmable | Continuous (Cannot dim down to ≤ 10% (W) | No |  |  | 9522 | 122.86 | 77.5 | 20 | 0.9 | 3500 | 80
PRKZ8DWA | Philips Day-Brite | Philips Day-Brite | LBX90L835-(UNV,120,208,240,277,347)-N-(_,EMLED) | Indoor Luminaires | Linear Ambient | Direct Linear Ambient Luminaires | Premium | FALSE | [9 empty] | 4/14/2016 | Dimmable | Continuous (Cannot dim down to ≤ 10% (W) | No |  |  | 9360.13 | 120.78 | 77.5 | 20 | 0.9 | 3500 | 80
P8SJJ8BU | Philips Day-Brite | Philips Day-Brite | LBX90L835-(UNV,120,208,240,277,347)-M-(_,EMLED) | Indoor Luminaires | Linear Ambient | Direct Linear Ambient Luminaires | Premium | FALSE | [9 empty] | 4/14/2016 | Dimmable | Continuous (Cannot dim down to ≤ 10% (W) | No |  |  | 9398.21 | 121.27 | 77.5 | 20 | 0.9 | 3500 | 80
P32VF7Q8 | Philips Day-Brite | Philips Day-Brite | LBX90L835-(UNV,120,208,240,277,347)-W-(_,EMLED) | Indoor Luminaires | Linear Ambient | Direct Linear Ambient Luminaires | Premium | FALSE | [9 empty] | 4/14/2016 | Dimmable | Continuous (Cannot dim down to ≤ 10% (W) | No |  |  | 9350.6 | 120.65 | 77.5 | 20 | 0.9 | 3500 | 80
PQGNVMAK | Philips Day-Brite | Philips Day-Brite | LBX90L835-(UNV,120,208,240,277,347)-A-(_,EMLED) | Indoor Luminaires | Linear Ambient | Direct Linear Ambient Luminaires | Premium | FALSE | [9 empty] | 4/14/2016 | Dimmable | Continuous (Cannot dim down to ≤ 10% (W) | No |  |  | 9522 | 122.86 | 77.5 | 20 | 0.9 | 3500 | 80
PKKX6SZ9 | Philips Day-Brite | Philips Day-Brite | LBX90L835-(UNV,120,208,240,277,347)-(_,EMLED)-UD | Indoor Luminaires | Linear Ambient | Direct Linear Ambient Luminaires | Standard | FALSE | [9 empty] | 4/14/2016 | Dimmable | Continuous (Cannot dim down to ≤ 10% (W) | No |  |  | 8522.19 | 109.96 | 77.5 | 20 | 0.9 | 3500 | 80
PR1J2EMU | Philips Day-Brite | Philips Day-Brite | LBX90L835-(UNV,120,208,240,277,347)-(_,EMLED)-FD | Indoor Luminaires | Linear Ambient | Direct Linear Ambient Luminaires | Standard | FALSE | [9 empty] | 4/14/2016 | Dimmable | Continuous (Cannot dim down to ≤ 10% (W) | No |  |  | 7907 | 102.03 | 77.5 | 20 | 0.9 | 3500 | 80
PQMB4JN3 | Philips Day-Brite | Philips Day-Brite | LBX90L840-(UNV,120,208,240,277,347)-(_,OCCLB,OCCHB) | Indoor Luminaires | Linear Ambient | Direct Linear Ambient Luminaires | Premium | FALSE | [9 empty] | 4/14/2016 | Dimmable | Continuous (Cannot dim down to ≤ 10% (W) | Yes |  |  | 9716 | 131.3 | 74 | 20 | 0.9 | 4000 | 80
PHCGMJ6B | Philips Day-Brite | Philips Day-Brite | LBX90L840-(UNV,120,208,240,277,347)-N-(_,OCCLB,OCCHB) | Indoor Luminaires | Linear Ambient | Direct Linear Ambient Luminaires | Premium | FALSE | [9 empty] | 4/14/2016 | Dimmable | Continuous (Cannot dim down to ≤ 10% (W) | Yes |  |  | 9550.83 | 129.07 | 74 | 20 | 0.9 | 4000 | 80
PCMN2WZX | Philips Day-Brite | Philips Day-Brite | LBX90L840-(UNV,120,208,240,277,347)-M-(_,OCCLB,OCCHB) | Indoor Luminaires | Linear Ambient | Direct Linear Ambient Luminaires | Premium | FALSE | [9 empty] | 4/14/2016 | Dimmable | Continuous (Cannot dim down to ≤ 10% (W) | Yes |  |  | 9589.69 | 129.59 | 74 | 20 | 0.9 | 4000 | 80
PGWNSNUN | Philips Day-Brite | Philips Day-Brite | LBX90L840-(UNV,120,208,240,277,347)-W-(_,OCCLB,OCCHB) | Indoor Luminaires | Linear Ambient | Direct Linear Ambient Luminaires | Premium | FALSE | [9 empty] | 4/14/2016 | Dimmable | Continuous (Cannot dim down to ≤ 10% (W) | Yes |  |  | 9541.11 | 128.93 | 74 | 20 | 0.9 | 4000 | 80
PAMP3CP9 | Philips Day-Brite | Philips Day-Brite | LBX90L840-(UNV,120,208,240,277,347)-A-(_,OCCLB,OCCHB) | Indoor Luminaires | Linear Ambient | Direct Linear Ambient Luminaires | Premium | FALSE | [9 empty] | 4/14/2016 | Dimmable | Continuous (Cannot dim down to ≤ 10% (W) | Yes |  |  | 9716 | 131.3 | 74 | 20 | 0.9 | 4000 | 80
P6M1BXSC | Philips Day-Brite | Philips Day-Brite | LBX90L840-(UNV,120,208,240,277,347)-(_,OCCLB,OCCHB)-UD | Indoor Luminaires | Linear Ambient | Direct Linear Ambient Luminaires | Premium | FALSE | [9 empty] | 4/14/2016 | Dimmable | Continuous (Cannot dim down to ≤ 10% (W) | Yes |  |  | 8695.82 | 117.51 | 74 | 20 | 0.9 | 4000 | 80
PGRUG37N | Philips Day-Brite | Philips Day-Brite | LBX90L840-(UNV,120,208,240,277,347)-(_,OCCLB,OCCHB)-FD | Indoor Luminaires | Linear Ambient | Direct Linear Ambient Luminaires | Standard | FALSE | [9 empty] | 4/14/2016 | Dimmable | Continuous (Cannot dim down to ≤ 10% (W) | Yes |  |  | 7907 | 106.85 | 74 | 20 | 0.9 | 4000 | 80
PQ69UX6H | Philips Day-Brite | Philips Day-Brite | LBX90L840-(UNV,120,208,240,277,347)-(_,EMLED) | Indoor Luminaires | Linear Ambient | Direct Linear Ambient Luminaires | Premium | FALSE | [9 empty] | 4/14/2016 | Dimmable | Continuous (Cannot dim down to ≤ 10% (W) | No |  |  | 9716 | 125.37 | 77.5 | 20 | 0.9 | 4000 | 80
P1YN74RG | Philips Day-Brite | Philips Day-Brite | LBX90L840-(UNV,120,208,240,277,347)-N-(_,EMLED) | Indoor Luminaires | Linear Ambient | Direct Linear Ambient Luminaires | Premium | FALSE | [9 empty] | 4/14/2016 | Dimmable | Continuous (Cannot dim down to ≤ 10% (W) | No |  |  | 9550.83 | 123.24 | 77.5 | 20 | 0.9 | 4000 | 80
P23TFTCG | Philips Day-Brite | Philips Day-Brite | LBX90L840-(UNV,120,208,240,277,347)-M-(_,EMLED) | Indoor Luminaires | Linear Ambient | Direct Linear Ambient Luminaires | Premium | FALSE | [9 empty] | 4/14/2016 | Dimmable | Continuous (Cannot dim down to ≤ 10% (W) | No |  |  | 9589.69 | 123.74 | 77.5 | 20 | 0.9 | 4000 | 80
PAX18GV9 | Philips Day-Brite | Philips Day-Brite | LBX90L840-(UNV,120,208,240,277,347)-W-(_,EMLED) | Indoor Luminaires | Linear Ambient | Direct Linear Ambient Luminaires | Premium | FALSE | [9 empty] | 4/14/2016 | Dimmable | Continuous (Cannot dim down to ≤ 10% (W) | No |  |  | 9541.11 | 123.11 | 77.5 | 20 | 0.9 | 4000 | 80
PE4JUW9W | Philips Day-Brite | Philips Day-Brite | LBX90L840-(UNV,120,208,240,277,347)-A-(_,EMLED) | Indoor Luminaires | Linear Ambient | Direct Linear Ambient Luminaires | Premium | FALSE | [9 empty] | 4/14/2016 | Dimmable | Continuous (Cannot dim down to ≤ 10% (W) | No |  |  | 9716 | 125.37 | 77.5 | 20 | 0.9 | 4000 | 80
PRPHRS1F | Philips Day-Brite | Philips Day-Brite | LBX90L840-(UNV,120,208,240,277,347)-(_,EMLED)-UD | Indoor Luminaires | Linear Ambient | Direct Linear Ambient Luminaires | Premium | FALSE | [9 empty] | 4/14/2016 | Dimmable | Continuous (Cannot dim down to ≤ 10% (W) | No |  |  | 8695.82 | 112.2 | 77.5 | 20 | 0.9 | 4000 | 80
PKPQUT1Z | Philips Day-Brite | Philips Day-Brite | LBX40L835-(UNV,120,208,240,277)-(_,OCCLB,OCCHB) | Indoor Luminaires | Linear Ambient | Direct Linear Ambient Luminaires | Premium | FALSE | [9 empty] | 4/14/2016 | Dimmable | Continuous (Cannot dim down to ≤ 10% (W) | Yes |  |  | 4470 | 135.45 | 33 | 20 | 0.9 | 3500 | 80
PZ3RY9NC | Philips Day-Brite | Philips Day-Brite | LBX40L835-(UNV,120,208,240,277)-N-(_,OCCLB,OCCHB) | Indoor Luminaires | Linear Ambient | Direct Linear Ambient Luminaires | Premium | FALSE | [9 empty] | 4/14/2016 | Dimmable | Continuous (Cannot dim down to ≤ 10% (W) | Yes |  |  | 4394.01 | 133.15 | 33 | 20 | 0.9 | 3500 | 80
PC4JCJBB | Philips Day-Brite | Philips Day-Brite | LBX40L835-(UNV,120,208,240,277)-M-(_,OCCLB,OCCHB) | Indoor Luminaires | Linear Ambient | Direct Linear Ambient Luminaires | Premium | FALSE | [9 empty] | 4/14/2016 | Dimmable | Continuous (Cannot dim down to ≤ 10% (W) | Yes |  |  | 4411.89 | 133.69 | 33 | 20 | 0.9 | 3500 | 80
PTNHPYME | Philips Day-Brite | Philips Day-Brite | LBX40L835-(UNV,120,208,240,277)-W-(_,OCCLB,OCCHB) | Indoor Luminaires | Linear Ambient | Direct Linear Ambient Luminaires | Premium | FALSE | [9 empty] | 4/14/2016 | Dimmable | Continuous (Cannot dim down to ≤ 10% (W) | Yes |  |  | 4389.54 | 133.02 | 33 | 20 | 0.9 | 3500 | 80
P6NH6EEM | Philips Day-Brite | Philips Day-Brite | LBX40L835-(UNV,120,208,240,277)-A)-(_,OCCLB,OCCHB) | Indoor Luminaires | Linear Ambient | Direct Linear Ambient Luminaires | Premium | FALSE | [9 empty] | 4/14/2016 | Dimmable | Continuous (Cannot dim down to ≤ 10% (W) | Yes |  |  | 4470 | 135.45 | 33 | 20 | 0.9 | 3500 | 80
PF72MNMX | Philips Day-Brite | Philips Day-Brite | LBX40L835-(UNV,120,208,240,277)-(_,OCCLB,OCCHB)-UD | Indoor Luminaires | Linear Ambient | Direct Linear Ambient Luminaires | Premium | FALSE | [9 empty] | 4/14/2016 | Dimmable | Continuous (Cannot dim down to ≤ 10% (W) | Yes |  |  | 4000.65 | 121.23 | 33 | 20 | 0.9 | 3500 | 80
PQXC324K | Philips Day-Brite | Philips Day-Brite | LBX70L840-(UNV,120,208,240,277)-(_,OCCLB,OCCHB,EMLED) | Indoor Luminaires | Linear Ambient | Direct Linear Ambient Luminaires | Premium | FALSE | [9 empty] | 4/14/2016 | Dimmable | Continuous (Cannot dim down to ≤ 10% (W) | Yes |  |  | 7744 | 131.25 | 59 | 20 | 0.9 | 4000 | 80
P794ESE9 | Philips Day-Brite | Philips Day-Brite | LBX70L840-(UNV,120,208,240,277)-N-(_,OCCLB,OCCHB,EMLED) | Indoor Luminaires | Linear Ambient | Direct Linear Ambient Luminaires | Premium | FALSE | [9 empty] | 4/14/2016 | Dimmable | Continuous (Cannot dim down to ≤ 10% (W) | Yes |  |  | 7612.35 | 129.02 | 59 | 20 | 0.9 | 4000 | 80
P1VY5R3P | Philips Day-Brite | Philips Day-Brite | LBX70L840-(UNV,120,208,240,277)-M-(_,OCCLB,OCCHB,EMLED) | Indoor Luminaires | Linear Ambient | Direct Linear Ambient Luminaires | Premium | FALSE | [9 empty] | 4/14/2016 | Dimmable | Continuous (Cannot dim down to ≤ 10% (W) | Yes |  |  | 7643.33 | 129.55 | 59 | 20 | 0.9 | 4000 | 80
P885B9Y1 | Philips Day-Brite | Philips Day-Brite | LBX70L840-(UNV,120,208,240,277)-W-(_,OCCLB,OCCHB,EMLED) | Indoor Luminaires | Linear Ambient | Direct Linear Ambient Luminaires | Premium | FALSE | [9 empty] | 4/14/2016 | Dimmable | Continuous (Cannot dim down to ≤ 10% (W) | Yes |  |  | 7604.61 | 128.89 | 59 | 20 | 0.9 | 4000 | 80
PEE7T2CU | Philips Day-Brite | Philips Day-Brite | LBX70L840-(UNV,120,208,240,277)-A-(_,OCCLB,OCCHB,EMLED) | Indoor Luminaires | Linear Ambient | Direct Linear Ambient Luminaires | Premium | FALSE | [9 empty] | 4/14/2016 | Dimmable | Continuous (Cannot dim down to ≤ 10% (W) | Yes |  |  | 7744 | 131.25 | 59 | 20 | 0.9 | 4000 | 80
PYWKG6JM | Philips Day-Brite | Philips Day-Brite | LBX70L840-(UNV,120,208,240,277)-(_,OCCLB,OCCHB,EMLED)-UD | Indoor Luminaires | Linear Ambient | Direct Linear Ambient Luminaires | Premium | FALSE | [9 empty] | 4/14/2016 | Dimmable | Continuous (Cannot dim down to ≤ 10% (W) | Yes |  |  | 6930.88 | 117.47 | 59 | 20 | 0.9 | 4000 | 80
PDJWT5EV | Philips Day-Brite | Philips Day-Brite | LBX70L840-(UNV,120,208,240,277)-(_,OCCLB,OCCHB,EMLED)-FD | Indoor Luminaires | Linear Ambient | Direct Linear Ambient Luminaires | Standard | FALSE | [9 empty] | 4/14/2016 | Dimmable | Continuous (Cannot dim down to ≤ 10% (W) | Yes |  |  | 6469 | 109.64 | 59 | 20 | 0.9 | 4000 | 80
PW358UNS | Philips Day-Brite | Philips Day-Brite | LBX70L850-(UNV,120,208,240,277,347)-(_,OCCLB,OCCHB) | Indoor Luminaires | Linear Ambient | Direct Linear Ambient Luminaires | Premium | FALSE | [9 empty] | 4/14/2016 | Dimmable | Continuous (Cannot dim down to ≤ 10% (W) | Yes |  |  | 7822 | 133.48 | 58.6 | 20 | 0.9 | 5000 | 80
PZG22FU2 | Philips Day-Brite | Philips Day-Brite | LBX70L850-(UNV,120,208,240,277,347)-N-(_,OCCLB,OCCHB) | Indoor Luminaires | Linear Ambient | Direct Linear Ambient Luminaires | Premium | FALSE | [9 empty] | 4/14/2016 | Dimmable | Continuous (Cannot dim down to ≤ 10% (W) | Yes |  |  | 7689.03 | 131.21 | 58.6 | 20 | 0.9 | 5000 | 80
P56X1CRC | Philips Day-Brite | Philips Day-Brite | LBX70L850-(UNV,120,208,240,277,347)-M-(_,OCCLB,OCCHB) | Indoor Luminaires | Linear Ambient | Direct Linear Ambient Luminaires | Premium | FALSE | [9 empty] | 4/14/2016 | Dimmable | Continuous (Cannot dim down to ≤ 10% (W) | Yes |  |  | 7720.31 | 131.75 | 58.6 | 20 | 0.9 | 5000 | 80
P8NXVTC5 | Philips Day-Brite | Philips Day-Brite | LBX70L850-(UNV,120,208,240,277,347)-W-(_,OCCLB,OCCHB) | Indoor Luminaires | Linear Ambient | Direct Linear Ambient Luminaires | Premium | FALSE | [9 empty] | 4/14/2016 | Dimmable | Continuous (Cannot dim down to ≤ 10% (W) | Yes |  |  | 7681.2 | 131.08 | 58.6 | 20 | 0.9 | 5000 | 80
PYHUETFU | Philips Day-Brite | Philips Day-Brite | LBX70L850-(UNV,120,208,240,277,347)-A-(_,OCCLB,OCCHB) | Indoor Luminaires | Linear Ambient | Direct Linear Ambient Luminaires | Premium | FALSE | [9 empty] | 4/14/2016 | Dimmable | Continuous (Cannot dim down to ≤ 10% (W) | Yes |  |  | 7822 | 133.48 | 58.6 | 20 | 0.9 | 5000 | 80
PMCUHZB9 | Philips Day-Brite | Philips Day-Brite | LBX70L850-(UNV,120,208,240,277,347)-(_,OCCLB,OCCHB)-UD | Indoor Luminaires | Linear Ambient | Direct Linear Ambient Luminaires | Premium | FALSE | [9 empty] | 4/14/2016 | Dimmable | Continuous (Cannot dim down to ≤ 10% (W) | Yes |  |  | 7000.69 | 119.47 | 58.6 | 20 | 0.9 | 5000 | 80
PZT2DPFY | Philips Ledalite | Philips Ledalite | 29x1LCEQN04[1,3]1 | Indoor Luminaires | Linear Ambient | Direct Linear Ambient Luminaires | Standard | TRUE | 3139 | 89.9 | 34.9 | 15 | 0.927 | 3118 | 81 | 5 | 50000 | 3/11/2015 | Not Dimmable | Not Dimmable | Not Yet Verified |  | 2.1 | 3139 | 89.94 | 34.9 | 5.9 | 0.995 | 3118 | 81
PG9TFK55 | Philips Ledalite | Philips Ledalite | 29x1LCKQN04[1,3]1 | Indoor Luminaires | Linear Ambient | Direct Linear Ambient Luminaires | Standard | TRUE | 1444 | 95.6 | 15.3 | 15 | 0.927 | 3099 | 82.9 | 5 | 50000 | 3/11/2015 | Not Dimmable | Not Dimmable | Not Yet Verified |  | 2.1 | 1444 | 95.63 | 15.1 | 5.9 | 0.996 | 3099 | 81
PZVTKW6S | Philips Ledalite | Philips Ledalite | 29x1LCKQN04[1,3]2 | Indoor Luminaires | Linear Ambient | Direct Linear Ambient Luminaires | Standard | FALSE | [9 empty] | 3/11/2015 | Not Dimmable | Not Dimmable | Not Yet Verified |  |  | 1444 | 95.63 | 15.1 | 5.9 | 0.927 | 3099 | 81
P98G6G2X | Philips Ledalite | Philips Ledalite | 29x1LCKQN04[1,3]D | Indoor Luminaires | Linear Ambient | Direct Linear Ambient Luminaires | Standard | FALSE | [9 empty] | 3/11/2015 | Not Dimmable | Not Dimmable | Not Yet Verified |  |  | 1444 | 95.63 | 15.1 | 5.9 | 0.927 | 3099 | 81
PW5WKDJ7 | Philips Ledalite | Philips Ledalite | 29x1LAEQN06[1,3]1 | Indoor Luminaires | Linear Ambient | Direct Linear Ambient Luminaires | Standard | FALSE | [9 empty] | 3/11/2015 | Not Dimmable | Not Dimmable | Not Yet Verified |  |  | 4885.5 | 92.01 | 53.1 | 5.9 | 0.995 | 4065 | 83
P7MY7RR9 | Philips Ledalite | Philips Ledalite | 29x1LAEQN06[1,3]2 | Indoor Luminaires | Linear Ambient | Direct Linear Ambient Luminaires | Standard | FALSE | [9 empty] | 3/11/2015 | Not Dimmable | Not Dimmable | Not Yet Verified |  |  | 4885.5 | 92.01 | 53.1 | 5.9 | 0.97 | 4065 | 83
PTJD2R98 | Philips Ledalite | Philips Ledalite | 29x1LAEQN06[1,3]D | Indoor Luminaires | Linear Ambient | Direct Linear Ambient Luminaires | Standard | FALSE | [9 empty] | 3/11/2015 | Not Dimmable | Not Dimmable | Not Yet Verified |  |  | 4885.5 | 92.01 | 53.1 | 5.9 | 0.97 | 4065 | 83
PKR5WTMY | Philips Ledalite | Philips Ledalite | 29x1LBEQN06[1,3]1 | Indoor Luminaires | Linear Ambient | Direct Linear Ambient Luminaires | Standard | FALSE | [9 empty] | 3/11/2015 | Not Dimmable | Not Dimmable | Not Yet Verified |  |  | 4870.5 | 93.04 | 52.35 | 5.9 | 0.995 | 3424 | 82
PNRR4B3V | Philips Ledalite | Philips Ledalite | 29x1LBEQN06[1,3]2 | Indoor Luminaires | Linear Ambient | Direct Linear Ambient Luminaires | Standard | FALSE | [9 empty] | 3/11/2015 | Not Dimmable | Not Dimmable | Not Yet Verified |  |  | 4870.5 | 93.04 | 52.35 | 5.9 | 0.97 | 3424 | 82
PE76FV73 | Philips Ledalite | Philips Ledalite | 29x1LBEQN06[1,3]D | Indoor Luminaires | Linear Ambient | Direct Linear Ambient Luminaires | Standard | FALSE | [9 empty] | 3/11/2015 | Not Dimmable | Not Dimmable | Not Yet Verified |  |  | 4870.5 | 93.04 | 52.35 | 5.9 | 0.97 | 3424 | 82
PH4NFQSR | Philips Ledalite | Philips Ledalite | 29x1LCEQN06[1,3]1 | Indoor Luminaires | Linear Ambient | Direct Linear Ambient Luminaires | Standard | FALSE | [9 empty] | 3/11/2015 | Not Dimmable | Not Dimmable | Not Yet Verified |  |  | 4708.5 | 89.94 | 52.35 | 5.9 | 0.995 | 3118 | 81
PYDE23YM | Philips Ledalite | Philips Ledalite | 29x1LCEQN06[1,3]2 | Indoor Luminaires | Linear Ambient | Direct Linear Ambient Luminaires | Standard | FALSE | [9 empty] | 3/11/2015 | Not Dimmable | Not Dimmable | Not Yet Verified |  |  | 4708.5 | 89.94 | 52.35 | 5.9 | 0.97 | 3118 | 81
PP2YW8JU | Philips Ledalite | Philips Ledalite | 29x1LCEQN06[1,3]D | Indoor Luminaires | Linear Ambient | Direct Linear Ambient Luminaires | Standard | FALSE | [9 empty] | 3/11/2015 | Not Dimmable | Not Dimmable | Not Yet Verified |  |  | 4708.5 | 89.94 | 52.35 | 5.9 | 0.97 | 3118 | 81
P6HDPYQP | Philips Ledalite | Philips Ledalite | 29x1LAGQN06[1,3]1 | Indoor Luminaires | Linear Ambient | Direct Linear Ambient Luminaires | Standard | FALSE | [9 empty] | 3/11/2015 | Not Dimmable | Not Dimmable | Not Yet Verified |  |  | 3510 | 97.1 | 36.15 | 5.9 | 0.996 | 4065 | 83
PNHV5BEC | Philips Ledalite | Philips Ledalite | 29x1LAGQN06[1,3]2 | Indoor Luminaires | Linear Ambient | Direct Linear Ambient Luminaires | Standard | FALSE | [9 empty] | 3/11/2015 | Not Dimmable | Not Dimmable | Not Yet Verified |  |  | 3510 | 97.1 | 36.15 | 5.9 | 0.961 | 4065 | 83
PXSQC4GZ | Philips Ledalite | Philips Ledalite | 29x1LAGQN06[1,3]D | Indoor Luminaires | Linear Ambient | Direct Linear Ambient Luminaires | Standard | FALSE | [9 empty] | 3/11/2015 | Not Dimmable | Not Dimmable | Not Yet Verified |  |  | 3510 | 97.1 | 36.15 | 5.9 | 0.961 | 4065 | 83
PMMBJEJ2 | Philips Ledalite | Philips Ledalite | 29x1LBGQN06[1,3]1 | Indoor Luminaires | Linear Ambient | Direct Linear Ambient Luminaires | Standard | FALSE | [9 empty] | 3/11/2015 | Not Dimmable | Not Dimmable | Not Yet Verified |  |  | 3498 | 97.98 | 35.7 | 5.9 | 0.996 | 3424 | 82
PFGVXYHN | Philips Ledalite | Philips Ledalite | 29x1LBGQN06[1,3]2 | Indoor Luminaires | Linear Ambient | Direct Linear Ambient Luminaires | Standard | FALSE | [9 empty] | 3/11/2015 | Not Dimmable | Not Dimmable | Not Yet Verified |  |  | 3498 | 97.98 | 35.7 | 5.9 | 0.961 | 3424 | 82
PVJ32BCM | Philips Ledalite | Philips Ledalite | 29x1LBGQN06[1,3]D | Indoor Luminaires | Linear Ambient | Direct Linear Ambient Luminaires | Standard | FALSE | [9 empty] | 3/11/2015 | Not Dimmable | Not Dimmable | Not Yet Verified |  |  | 3498 | 97.98 | 35.7 | 5.9 | 0.961 | 3424 | 82
P5U71TJ1 | Philips Ledalite | Philips Ledalite | 29x1LCGQN06[1,3]1 | Indoor Luminaires | Linear Ambient | Direct Linear Ambient Luminaires | Standard | FALSE | [9 empty] | 3/11/2015 | Not Dimmable | Not Dimmable | Not Yet Verified |  |  | 3382.5 | 94.75 | 35.7 | 5.9 | 0.996 | 3107 | 81
PJJTDC5U | Philips Ledalite | Philips Ledalite | 29x1LCGQN06[1,3]2 | Indoor Luminaires | Linear Ambient | Direct Linear Ambient Luminaires | Standard | FALSE | [9 empty] | 3/11/2015 | Not Dimmable | Not Dimmable | Not Yet Verified |  |  | 3382.5 | 94.75 | 35.7 | 5.9 | 0.961 | 3107 | 81
P7BETFXF | Philips Ledalite | Philips Ledalite | 29x1LCGQN06[1,3]D | Indoor Luminaires | Linear Ambient | Direct Linear Ambient Luminaires | Standard | FALSE | [9 empty] | 3/11/2015 | Not Dimmable | Not Dimmable | Not Yet Verified |  |  | 3382.5 | 94.75 | 35.7 | 5.9 | 0.961 | 3107 | 81
PAAHP6ZB | Philips Ledalite | Philips Ledalite | 29x1LAKQN06[1,3]1 | Indoor Luminaires | Linear Ambient | Direct Linear Ambient Luminaires | Standard | FALSE | [9 empty] | 3/11/2015 | Not Dimmable | Not Dimmable | Not Yet Verified |  |  | 2247 | 97.91 | 22.95 | 5.9 | 0.996 | 4065 | 83
PHXK2DPR | Philips Ledalite | Philips Ledalite | 29x1LAKQN06[1,3]2 | Indoor Luminaires | Linear Ambient | Direct Linear Ambient Luminaires | Standard | FALSE | [9 empty] | 3/11/2015 | Not Dimmable | Not Dimmable | Not Yet Verified |  |  | 2247 | 97.91 | 22.95 | 5.9 | 0.927 | 4065 | 83
P2ETW9A6 | Philips Ledalite | Philips Ledalite | 29x1LAKQN06[1,3]D | Indoor Luminaires | Linear Ambient | Direct Linear Ambient Luminaires | Standard | FALSE | [9 empty] | 3/11/2015 | Not Dimmable | Not Dimmable | Not Yet Verified |  |  | 2247 | 97.91 | 22.95 | 5.9 | 0.927 | 4065 | 83
P8BTVP3Y | Philips Ledalite | Philips Ledalite | 29x1LBKQN06[1,3]1 | Indoor Luminaires | Linear Ambient | Direct Linear Ambient Luminaires | Standard | FALSE | [9 empty] | 3/11/2015 | Not Dimmable | Not Dimmable | Not Yet Verified |  |  | 2239.5 | 98.87 | 22.65 | 5.9 | 0.996 | 3424 | 82
PGXH6RE5 | Philips Ledalite | Philips Ledalite | 29x1LBKQN06[1,3]2 | Indoor Luminaires | Linear Ambient | Direct Linear Ambient Luminaires | Standard | FALSE | [9 empty] | 3/11/2015 | Not Dimmable | Not Dimmable | Not Yet Verified |  |  | 2239.5 | 98.87 | 22.65 | 5.9 | 0.927 | 3424 | 82
PUZMWUZA | Philips Ledalite | Philips Ledalite | 29x1LBKQN06[1,3]D | Indoor Luminaires | Linear Ambient | Direct Linear Ambient Luminaires | Standard | FALSE | [9 empty] | 3/11/2015 | Not Dimmable | Not Dimmable | Not Yet Verified |  |  | 2239.5 | 98.87 | 22.65 | 5.9 | 0.927 | 3424 | 82
PWGM8SCE | Philips Ledalite | Philips Ledalite | 29x1LCKQN06[1,3]1 | Indoor Luminaires | Linear Ambient | Direct Linear Ambient Luminaires | Standard | FALSE | [9 empty] | 3/11/2015 | Not Dimmable | Not Dimmable | Not Yet Verified |  |  | 2166 | 95.63 | 22.65 | 5.9 | 0.996 | 3099 | 81
P7W7FXKC | Philips Ledalite | Philips Ledalite | 29x1LCKQN06[1,3]2 | Indoor Luminaires | Linear Ambient | Direct Linear Ambient Luminaires | Standard | FALSE | [9 empty] | 3/11/2015 | Not Dimmable | Not Dimmable | Not Yet Verified |  |  | 2166 | 95.63 | 22.65 | 5.9 | 0.927 | 3099 | 81
P8Z3T6PB | Philips Ledalite | Philips Ledalite | 29x1LCKQN06[1,3]D | Indoor Luminaires | Linear Ambient | Direct Linear Ambient Luminaires | Standard | FALSE | [9 empty] | 3/11/2015 | Not Dimmable | Not Dimmable | Not Yet Verified |  |  | 2166 | 95.63 | 22.65 | 5.9 | 0.927 | 3099 | 81
P9C6YHWG | Philips Ledalite | Philips Ledalite | 29x1LAEQN08[1,3]1 | Indoor Luminaires | Linear Ambient | Direct Linear Ambient Luminaires | Standard | FALSE | [9 empty] | 3/11/2015 | Not Dimmable | Not Dimmable | Not Yet Verified |  |  | 6514 | 92.01 | 70.8 | 5.9 | 0.995 | 4065 | 83
PQF9RM6M | Philips Ledalite | Philips Ledalite | 29x1LAEQN08[1,3]2 | Indoor Luminaires | Linear Ambient | Direct Linear Ambient Luminaires | Standard | FALSE | [9 empty] | 3/11/2015 | Not Dimmable | Not Dimmable | Not Yet Verified |  |  | 6514 | 92.01 | 70.8 | 5.9 | 0.97 | 4065 | 83
P5FX71UJ | Philips Ledalite | Philips Ledalite | 29x1LAEQN08[1,3]D | Indoor Luminaires | Linear Ambient | Direct Linear Ambient Luminaires | Standard | FALSE | [9 empty] | 3/11/2015 | Not Dimmable | Not Dimmable | Not Yet Verified |  |  | 6514 | 92.01 | 70.8 | 5.9 | 0.97 | 4065 | 83
PAMZ352W | Philips Ledalite | Philips Ledalite | 29x1LBEQN08[1,3]1 | Indoor Luminaires | Linear Ambient | Direct Linear Ambient Luminaires | Standard | FALSE | [9 empty] | 3/11/2015 | Not Dimmable | Not Dimmable | Not Yet Verified |  |  | 6494 | 93.04 | 69.8 | 5.9 | 0.995 | 3424 | 82
P9UDXM9W | Philips Ledalite | Philips Ledalite | 29x1LBEQN08[1,3]2 | Indoor Luminaires | Linear Ambient | Direct Linear Ambient Luminaires | Standard | FALSE | [9 empty] | 3/11/2015 | Not Dimmable | Not Dimmable | Not Yet Verified |  |  | 6494 | 93.04 | 69.8 | 5.9 | 0.97 | 3424 | 82
PERKHR7S | Philips Ledalite | Philips Ledalite | 29x1LBEQN08[1,3]D | Indoor Luminaires | Linear Ambient | Direct Linear Ambient Luminaires | Standard | FALSE | [9 empty] | 3/11/2015 | Not Dimmable | Not Dimmable | Not Yet Verified |  |  | 6494 | 93.04 | 69.8 | 5.9 | 0.97 | 3424 | 82
PR81MP1C | Philips Ledalite | Philips Ledalite | 29x1LCEQN08[1,3]1 | Indoor Luminaires | Linear Ambient | Direct Linear Ambient Luminaires | Standard | FALSE | [9 empty] | 3/11/2015 | Not Dimmable | Not Dimmable | Not Yet Verified |  |  | 6278 | 89.94 | 69.8 | 5.9 | 0.995 | 3118 | 81
PUFVF529 | Philips Ledalite | Philips Ledalite | 29x1LCEQN08[1,3]2 | Indoor Luminaires | Linear Ambient | Direct Linear Ambient Luminaires | Standard | FALSE | [9 empty] | 3/11/2015 | Not Dimmable | Not Dimmable | Not Yet Verified |  |  | 6278 | 89.94 | 69.8 | 5.9 | 0.97 | 3118 | 81
P1F5P5WR | Philips Ledalite | Philips Ledalite | 29x1LCEQN08[1,3]D | Indoor Luminaires | Linear Ambient | Direct Linear Ambient Luminaires | Standard | FALSE | [9 empty] | 3/11/2015 | Not Dimmable | Not Dimmable | Not Yet Verified |  |  | 6278 | 89.94 | 69.8 | 5.9 | 0.97 | 3118 | 81
PX53A6ZZ | Philips Ledalite | Philips Ledalite | 29x1LAGQN08[1,3]1 | Indoor Luminaires | Linear Ambient | Direct Linear Ambient Luminaires | Standard | FALSE | [9 empty] | 3/11/2015 | Not Dimmable | Not Dimmable | Not Yet Verified |  |  | 4680 | 97.1 | 48.2 | 5.9 | 0.996 | 4065 | 83
PZNZJW2V | Philips Ledalite | Philips Ledalite | 29x1LAGQN08[1,3]2 | Indoor Luminaires | Linear Ambient | Direct Linear Ambient Luminaires | Standard | FALSE | [9 empty] | 3/11/2015 | Not Dimmable | Not Dimmable | Not Yet Verified |  |  | 4680 | 97.1 | 48.2 | 5.9 | 0.961 | 4065 | 83
PP9SRATR | Philips Ledalite | Philips Ledalite | 29x1LAGQN08[1,3]D | Indoor Luminaires | Linear Ambient | Direct Linear Ambient Luminaires | Standard | FALSE | [9 empty] | 3/11/2015 | Not Dimmable | Not Dimmable | Not Yet Verified |  |  | 4680 | 97.1 | 48.2 | 5.9 | 0.961 | 4065 | 83
PNUSRGXP | Philips Ledalite | Philips Ledalite | 29x1LBGQN08[1,3]1 | Indoor Luminaires | Linear Ambient | Direct Linear Ambient Luminaires | Standard | FALSE | [9 empty] | 3/11/2015 | Not Dimmable | Not Dimmable | Not Yet Verified |  |  | 4664 | 97.98 | 47.6 | 5.9 | 0.996 | 3424 | 82
PJQ4WMB3 | Philips Ledalite | Philips Ledalite | 29x1LBGQN08[1,3]2 | Indoor Luminaires | Linear Ambient | Direct Linear Ambient Luminaires | Standard | FALSE | [9 empty] | 3/11/2015 | Not Dimmable | Not Dimmable | Not Yet Verified |  |  | 4664 | 97.98 | 47.6 | 5.9 | 0.961 | 3424 | 82
PC7MTBN4 | Philips Ledalite | Philips Ledalite | 29x1LBGQN08[1,3]D | Indoor Luminaires | Linear Ambient | Direct Linear Ambient Luminaires | Standard | FALSE | [9 empty] | 3/11/2015 | Not Dimmable | Not Dimmable | Not Yet Verified |  |  | 4664 | 97.98 | 47.6 | 5.9 | 0.961 | 3424 | 82
P466H9PN | Philips Ledalite | Philips Ledalite | 29x1LCGQN08[1,3]1 | Indoor Luminaires | Linear Ambient | Direct Linear Ambient Luminaires | Standard | FALSE | [9 empty] | 3/11/2015 | Not Dimmable | Not Dimmable | Not Yet Verified |  |  | 4510 | 94.75 | 47.6 | 5.9 | 0.996 | 3107 | 81
PGN84C9J | Philips Ledalite | Philips Ledalite | 29x1LCGQN08[1,3]2 | Indoor Luminaires | Linear Ambient | Direct Linear Ambient Luminaires | Standard | FALSE | [9 empty] | 3/11/2015 | Not Dimmable | Not Dimmable | Not Yet Verified |  |  | 4510 | 94.75 | 47.6 | 5.9 | 0.961 | 3107 | 81
PMKUYCMR | Philips Ledalite | Philips Ledalite | 29x1LCGQN08[1,3]D | Indoor Luminaires | Linear Ambient | Direct Linear Ambient Luminaires | Standard | FALSE | [9 empty] | 3/11/2015 | Not Dimmable | Not Dimmable | Not Yet Verified |  |  | 4510 | 94.75 | 47.6 | 5.9 | 0.961 | 3107 | 81
P75YJ12K | Philips Ledalite | Philips Ledalite | 29x1LAKQN08[1,3]1 | Indoor Luminaires | Linear Ambient | Direct Linear Ambient Luminaires | Standard | FALSE | [9 empty] | 3/11/2015 | Not Dimmable | Not Dimmable | Not Yet Verified |  |  | 2996 | 97.91 | 30.6 | 5.9 | 0.996 | 4065 | 83
PBF79EXU | Philips Ledalite | Philips Ledalite | 29x1LAKQN08[1,3]2 | Indoor Luminaires | Linear Ambient | Direct Linear Ambient Luminaires | Standard | FALSE | [9 empty] | 3/11/2015 | Not Dimmable | Not Dimmable | Not Yet Verified |  |  | 2996 | 97.91 | 30.6 | 5.9 | 0.927 | 4065 | 83
PXVHHHAC | Philips Ledalite | Philips Ledalite | 29x1LAKQN08[1,3]D | Indoor Luminaires | Linear Ambient | Direct Linear Ambient Luminaires | Standard | FALSE | [9 empty] | 3/11/2015 | Not Dimmable | Not Dimmable | Not Yet Verified |  |  | 2996 | 97.91 | 30.6 | 5.9 | 0.927 | 4065 | 83
PB52HCT1 | Philips Ledalite | Philips Ledalite | 29x1LBKQN08[1,3]1 | Indoor Luminaires | Linear Ambient | Direct Linear Ambient Luminaires | Standard | FALSE | [9 empty] | 3/11/2015 | Not Dimmable | Not Dimmable | Not Yet Verified |  |  | 2986 | 98.87 | 30.2 | 5.9 | 0.996 | 3424 | 82
PW349BN6 | Philips Ledalite | Philips Ledalite | 29x1LBKQN08[1,3]2 | Indoor Luminaires | Linear Ambient | Direct Linear Ambient Luminaires | Standard | FALSE | [9 empty] | 3/11/2015 | Not Dimmable | Not Dimmable | Not Yet Verified |  |  | 2986 | 98.87 | 30.2 | 5.9 | 0.927 | 3424 | 82
PAH8JXBE | Philips Ledalite | Philips Ledalite | 29x1LBKQN08[1,3]D | Indoor Luminaires | Linear Ambient | Direct Linear Ambient Luminaires | Standard | FALSE | [9 empty] | 3/11/2015 | Not Dimmable | Not Dimmable | Not Yet Verified |  |  | 2986 | 98.87 | 30.2 | 5.9 | 0.927 | 3424 | 82
PFA57NZZ | Philips Ledalite | Philips Ledalite | 29x1LCKQN08[1,3]1 | Indoor Luminaires | Linear Ambient | Direct Linear Ambient Luminaires | Standard | FALSE | [9 empty] | 3/11/2015 | Not Dimmable | Not Dimmable | Not Yet Verified |  |  | 2888 | 95.63 | 30.2 | 5.9 | 0.996 | 3099 | 81
P1KR4KP5 | Philips Ledalite | Philips Ledalite | 29x1LCKQN08[1,3]2 | Indoor Luminaires | Linear Ambient | Direct Linear Ambient Luminaires | Standard | FALSE | [9 empty] | 3/11/2015 | Not Dimmable | Not Dimmable | Not Yet Verified |  |  | 2888 | 95.63 | 30.2 | 5.9 | 0.927 | 3099 | 81
P96BXJVR | Philips Ledalite | Philips Ledalite | 29x1LCKQN08[1,3]D | Indoor Luminaires | Linear Ambient | Direct Linear Ambient Luminaires | Standard | FALSE | [9 empty] | 3/11/2015 | Not Dimmable | Not Dimmable | Not Yet Verified |  |  | 2888 | 95.63 | 30.2 | 5.9 | 0.927 | 3099 | 81
PPDACJXX | Philips Ledalite | Philips Ledalite | 29x1LAEQN04[8,7]1 | Indoor Luminaires | Linear Ambient | Direct Linear Ambient Luminaires | Standard | FALSE | [9 empty] | 3/11/2015 | Dimmable | Continuous (Can dim down to ≤ 10% (W)) | Not Yet Verified |  |  | 3257 | 92.01 | 35.4 | 5.9 | 0.995 | 4065 | 83
PMJ8W975 | Philips Ledalite | Philips Ledalite | 29x1LAEQN04[8,7]2 | Indoor Luminaires | Linear Ambient | Direct Linear Ambient Luminaires | Standard | FALSE | [9 empty] | 3/11/2015 | Dimmable | Continuous (Can dim down to ≤ 10% (W)) | Not Yet Verified |  |  | 3257 | 92.01 | 35.4 | 5.9 | 0.97 | 4065 | 83
P57KZ3B6 | Philips Ledalite | Philips Ledalite | 29x1LAEQN04[8,7]D | Indoor Luminaires | Linear Ambient | Direct Linear Ambient Luminaires | Standard | FALSE | [9 empty] | 3/11/2015 | Dimmable | Continuous (Can dim down to ≤ 10% (W)) | Not Yet Verified |  |  | 3257 | 92.01 | 35.4 | 5.9 | 0.97 | 4065 | 83
PSNE29BA | Philips Ledalite | Philips Ledalite | 29x1LBEQN04[8,7]1 | Indoor Luminaires | Linear Ambient | Direct Linear Ambient Luminaires | Standard | FALSE | [9 empty] | 3/11/2015 | Dimmable | Continuous (Can dim down to ≤ 10% (W)) | Not Yet Verified |  |  | 3247 | 93.04 | 34.9 | 5.9 | 0.995 | 3424 | 82
PN7WPSZ3 | Philips Ledalite | Philips Ledalite | 29x1LBEQN04[8,7]2 | Indoor Luminaires | Linear Ambient | Direct Linear Ambient Luminaires | Standard | FALSE | [9 empty] | 3/11/2015 | Dimmable | Continuous (Can dim down to ≤ 10% (W)) | Not Yet Verified |  |  | 3247 | 93.04 | 34.9 | 5.9 | 0.97 | 3424 | 82
P744DCBP | Philips Ledalite | Philips Ledalite | 29x1LBEQN04[8,7]D | Indoor Luminaires | Linear Ambient | Direct Linear Ambient Luminaires | Standard | FALSE | [9 empty] | 3/11/2015 | Dimmable | Continuous (Can dim down to ≤ 10% (W)) | Not Yet Verified |  |  | 3247 | 93.04 | 34.9 | 5.9 | 0.97 | 3424 | 82
PBSHMR9E | Philips Ledalite | Philips Ledalite | 29x1LCEQN04[8,7]1 | Indoor Luminaires | Linear Ambient | Direct Linear Ambient Luminaires | Standard | FALSE | [9 empty] | 3/11/2015 | Dimmable | Continuous (Can dim down to ≤ 10% (W)) | Not Yet Verified |  |  | 3139 | 89.94 | 34.9 | 5.9 | 0.995 | 3118 | 81
P818RTU7 | Philips Ledalite | Philips Ledalite | 29x1LCEQN04[8,7]2 | Indoor Luminaires | Linear Ambient | Direct Linear Ambient Luminaires | Standard | FALSE | [9 empty] | 3/11/2015 | Dimmable | Continuous (Can dim down to ≤ 10% (W)) | Not Yet Verified |  |  | 3139 | 89.94 | 34.9 | 5.9 | 0.97 | 3118 | 81
P15MJWW9 | Philips Ledalite | Philips Ledalite | 29x1LCEQN04[8,7]D | Indoor Luminaires | Linear Ambient | Direct Linear Ambient Luminaires | Standard | FALSE | [9 empty] | 3/11/2015 | Dimmable | Continuous (Can dim down to ≤ 10% (W)) | Not Yet Verified |  |  | 3139 | 89.94 | 34.9 | 5.9 | 0.97 | 3118 | 81
PMNHSHC8 | Philips Ledalite | Philips Ledalite | 29x1LAGQN04[8,7]1 | Indoor Luminaires | Linear Ambient | Direct Linear Ambient Luminaires | Standard | FALSE | [9 empty] | 3/11/2015 | Dimmable | Continuous (Can dim down to ≤ 10% (W)) | Not Yet Verified |  |  | 2340 | 97.1 | 24.1 | 5.9 | 0.996 | 4065 | 83
PDSW19SQ | Philips Ledalite | Philips Ledalite | 29x1LAGQN04[8,7]2 | Indoor Luminaires | Linear Ambient | Direct Linear Ambient Luminaires | Standard | FALSE | [9 empty] | 3/11/2015 | Dimmable | Continuous (Can dim down to ≤ 10% (W)) | Not Yet Verified |  |  | 2340 | 97.1 | 24.1 | 5.9 | 0.961 | 4065 | 83
P67RUB5Q | Philips Ledalite | Philips Ledalite | 29x1LAGQN04[8,7]D | Indoor Luminaires | Linear Ambient | Direct Linear Ambient Luminaires | Standard | FALSE | [9 empty] | 3/11/2015 | Dimmable | Continuous (Can dim down to ≤ 10% (W)) | Not Yet Verified |  |  | 2340 | 97.1 | 24.1 | 5.9 | 0.961 | 4065 | 83
PGY78E6F | Philips Ledalite | Philips Ledalite | 29x1LBGQN04[8,7]1 | Indoor Luminaires | Linear Ambient | Direct Linear Ambient Luminaires | Standard | FALSE | [9 empty] | 3/11/2015 | Dimmable | Continuous (Can dim down to ≤ 10% (W)) | Not Yet Verified |  |  | 2332 | 97.98 | 23.8 | 5.9 | 0.996 | 3424 | 82
P9T5RRQZ | Philips Ledalite | Philips Ledalite | 29x1LBGQN04[8,7]2 | Indoor Luminaires | Linear Ambient | Direct Linear Ambient Luminaires | Standard | FALSE | [9 empty] | 3/11/2015 | Dimmable | Continuous (Can dim down to ≤ 10% (W)) | Not Yet Verified |  |  | 2332 | 97.98 | 23.8 | 5.9 | 0.961 | 3424 | 82
PE94G7G5 | Philips Ledalite | Philips Ledalite | 29x1LBGQN04[8,7]D | Indoor Luminaires | Linear Ambient | Direct Linear Ambient Luminaires | Standard | FALSE | [9 empty] | 3/11/2015 | Dimmable | Continuous (Can dim down to ≤ 10% (W)) | Not Yet Verified |  |  | 2332 | 97.98 | 23.8 | 5.9 | 0.961 | 3424 | 82
PJNZUBS5 | Philips Ledalite | Philips Ledalite | 29x1LCGQN04[8,7]1 | Indoor Luminaires | Linear Ambient | Direct Linear Ambient Luminaires | Standard | FALSE | [9 empty] | 3/11/2015 | Dimmable | Continuous (Can dim down to ≤ 10% (W)) | Not Yet Verified |  |  | 2255 | 94.75 | 23.8 | 5.9 | 0.996 | 3107 | 81
P86ZU1UE | Philips Ledalite | Philips Ledalite | 29x1LCGQN04[8,7]2 | Indoor Luminaires | Linear Ambient | Direct Linear Ambient Luminaires | Standard | FALSE | [9 empty] | 3/11/2015 | Dimmable | Continuous (Can dim down to ≤ 10% (W)) | Not Yet Verified |  |  | 2255 | 94.75 | 23.8 | 5.9 | 0.961 | 3107 | 81
PZKUDG2D | Philips Ledalite | Philips Ledalite | 29x1LCGQN04[8,7]D | Indoor Luminaires | Linear Ambient | Direct Linear Ambient Luminaires | Standard | FALSE | [9 empty] | 3/11/2015 | Dimmable | Continuous (Can dim down to ≤ 10% (W)) | Not Yet Verified |  |  | 2255 | 94.75 | 23.8 | 5.9 | 0.961 | 3107 | 81
P81KUC11 | Philips Ledalite | Philips Ledalite | 29x1LAKQN04[8,7]1 | Indoor Luminaires | Linear Ambient | Direct Linear Ambient Luminaires | Standard | FALSE | [9 empty] | 3/11/2015 | Dimmable | Continuous (Can dim down to ≤ 10% (W)) | Not Yet Verified |  |  | 1498 | 97.91 | 15.3 | 5.9 | 0.996 | 4065 | 83
P7WNEXV8 | Philips Ledalite | Philips Ledalite | 29x1LAKQN04[8,7]2 | Indoor Luminaires | Linear Ambient | Direct Linear Ambient Luminaires | Standard | FALSE | [9 empty] | 3/11/2015 | Dimmable | Continuous (Can dim down to ≤ 10% (W)) | Not Yet Verified |  |  | 1498 | 97.91 | 15.3 | 5.9 | 0.927 | 4065 | 83
PKHQCPMA | Philips Ledalite | Philips Ledalite | 29x1LAKQN04[8,7]D | Indoor Luminaires | Linear Ambient | Direct Linear Ambient Luminaires | Standard | FALSE | [9 empty] | 3/11/2015 | Dimmable | Continuous (Can dim down to ≤ 10% (W)) | Not Yet Verified |  |  | 1498 | 97.91 | 15.3 | 5.9 | 0.927 | 4065 | 83
PWE6Z5VR | Philips Ledalite | Philips Ledalite | 29x1LBKQN04[8,7]1 | Indoor Luminaires | Linear Ambient | Direct Linear Ambient Luminaires | Standard | FALSE | [9 empty] | 3/11/2015 | Dimmable | Continuous (Can dim down to ≤ 10% (W)) | Not Yet Verified |  |  | 1493 | 98.87 | 15.1 | 5.9 | 0.996 | 3424 | 82
PZKDZR1K | Philips Ledalite | Philips Ledalite | 29x1LBKQN04[8,7]2 | Indoor Luminaires | Linear Ambient | Direct Linear Ambient Luminaires | Standard | FALSE | [9 empty] | 3/11/2015 | Dimmable | Continuous (Can dim down to ≤ 10% (W)) | Not Yet Verified |  |  | 1493 | 98.87 | 15.1 | 5.9 | 0.927 | 3424 | 82
PWQ992DA | Philips Ledalite | Philips Ledalite | 29x1LBKQN04[8,7]D | Indoor Luminaires | Linear Ambient | Direct Linear Ambient Luminaires | Standard | FALSE | [9 empty] | 3/11/2015 | Dimmable | Continuous (Can dim down to ≤ 10% (W)) | Not Yet Verified |  |  | 1493 | 98.87 | 15.1 | 5.9 | 0.927 | 3424 | 82
PJNQD9FP | Philips Ledalite | Philips Ledalite | 29x1LCKQN04[8,7]1 | Indoor Luminaires | Linear Ambient | Direct Linear Ambient Luminaires | Standard | FALSE | [9 empty] | 3/11/2015 | Dimmable | Continuous (Can dim down to ≤ 10% (W)) | Not Yet Verified |  |  | 1444 | 95.63 | 15.1 | 5.9 | 0.996 | 3099 | 81
PBDA3RDM | Philips Ledalite | Philips Ledalite | 29x1LCKQN04[8,7]2 | Indoor Luminaires | Linear Ambient | Direct Linear Ambient Luminaires | Standard | FALSE | [9 empty] | 3/11/2015 | Dimmable | Continuous (Can dim down to ≤ 10% (W)) | Not Yet Verified |  |  | 1444 | 95.63 | 15.1 | 5.9 | 0.927 | 3099 | 81
PWP5GEKH | Philips Ledalite | Philips Ledalite | 29x1LCKQN04[8,7]D | Indoor Luminaires | Linear Ambient | Direct Linear Ambient Luminaires | Standard | FALSE | [9 empty] | 3/11/2015 | Dimmable | Continuous (Can dim down to ≤ 10% (W)) | Not Yet Verified |  |  | 1444 | 95.63 | 15.1 | 5.9 | 0.927 | 3099 | 81
PMHQG4YZ | Philips Ledalite | Philips Ledalite | 29x1LAEQN06[8,7]1 | Indoor Luminaires | Linear Ambient | Direct Linear Ambient Luminaires | Standard | FALSE | [9 empty] | 3/11/2015 | Dimmable | Continuous (Can dim down to ≤ 10% (W)) | Not Yet Verified |  |  | 4885.5 | 92.01 | 53.1 | 5.9 | 0.995 | 4065 | 83
P4QCXGAN | Philips Ledalite | Philips Ledalite | 29x1LAEQN06[8,7]2 | Indoor Luminaires | Linear Ambient | Direct Linear Ambient Luminaires | Standard | FALSE | [9 empty] | 3/11/2015 | Dimmable | Continuous (Can dim down to ≤ 10% (W)) | Not Yet Verified |  |  | 4885.5 | 92.01 | 53.1 | 5.9 | 0.97 | 4065 | 83
P2SW5QCX | Philips Ledalite | Philips Ledalite | 29x1LAEQN06[8,7]D | Indoor Luminaires | Linear Ambient | Direct Linear Ambient Luminaires | Standard | FALSE | [9 empty] | 3/11/2015 | Dimmable | Continuous (Can dim down to ≤ 10% (W)) | Not Yet Verified |  |  | 4885.5 | 92.01 | 53.1 | 5.9 | 0.97 | 4065 | 83
PGC69X8A | Philips Ledalite | Philips Ledalite | 29x1LBEQN06[8,7]1 | Indoor Luminaires | Linear Ambient | Direct Linear Ambient Luminaires | Standard | FALSE | [9 empty] | 3/11/2015 | Dimmable | Continuous (Can dim down to ≤ 10% (W)) | Not Yet Verified |  |  | 4870.5 | 93.04 | 52.35 | 5.9 | 0.995 | 3424 | 82
PAE2X428 | Philips Ledalite | Philips Ledalite | 29x1LBEQN06[8,7]2 | Indoor Luminaires | Linear Ambient | Direct Linear Ambient Luminaires | Standard | FALSE | [9 empty] | 3/11/2015 | Dimmable | Continuous (Can dim down to ≤ 10% (W)) | Not Yet Verified |  |  | 4870.5 | 93.04 | 52.35 | 5.9 | 0.97 | 3424 | 82
PD96FTYH | Philips Ledalite | Philips Ledalite | 29x1LBEQN06[8,7]D | Indoor Luminaires | Linear Ambient | Direct Linear Ambient Luminaires | Standard | FALSE | [9 empty] | 3/11/2015 | Dimmable | Continuous (Can dim down to ≤ 10% (W)) | Not Yet Verified |  |  | 4870.5 | 93.04 | 52.35 | 5.9 | 0.97 | 3424 | 82
PY7FHC94 | Philips Ledalite | Philips Ledalite | 29x1LCEQN06[8,7]1 | Indoor Luminaires | Linear Ambient | Direct Linear Ambient Luminaires | Standard | FALSE | [9 empty] | 3/11/2015 | Dimmable | Continuous (Can dim down to ≤ 10% (W)) | Not Yet Verified |  |  | 4708.5 | 89.94 | 52.35 | 5.9 | 0.995 | 3118 | 81
P7JM1HWD | Philips Ledalite | Philips Ledalite | 29x1LCEQN06[8,7]2 | Indoor Luminaires | Linear Ambient | Direct Linear Ambient Luminaires | Standard | FALSE | [9 empty] | 3/11/2015 | Dimmable | Continuous (Can dim down to ≤ 10% (W)) | Not Yet Verified |  |  | 4708.5 | 89.94 | 52.35 | 5.9 | 0.97 | 3118 | 81
PFUGGZZ3 | Philips Ledalite | Philips Ledalite | 29x1LCEQN06[8,7]D | Indoor Luminaires | Linear Ambient | Direct Linear Ambient Luminaires | Standard | FALSE | [9 empty] | 3/11/2015 | Dimmable | Continuous (Can dim down to ≤ 10% (W)) | Not Yet Verified |  |  | 4708.5 | 89.94 | 52.35 | 5.9 | 0.97 | 3118 | 81
PKMAPHPY | Philips Ledalite | Philips Ledalite | 29x1LAGQN06[8,7]1 | Indoor Luminaires | Linear Ambient | Direct Linear Ambient Luminaires | Standard | FALSE | [9 empty] | 3/11/2015 | Dimmable | Continuous (Can dim down to ≤ 10% (W)) | Not Yet Verified |  |  | 3510 | 97.1 | 36.15 | 5.9 | 0.996 | 4065 | 83
PSZZ7PPT | Philips Ledalite | Philips Ledalite | 29x1LAGQN06[8,7]2 | Indoor Luminaires | Linear Ambient | Direct Linear Ambient Luminaires | Standard | FALSE | [9 empty] | 3/11/2015 | Dimmable | Continuous (Can dim down to ≤ 10% (W)) | Not Yet Verified |  |  | 3510 | 97.1 | 36.15 | 5.9 | 0.961 | 4065 | 83
PFZ2U8FD | Philips Ledalite | Philips Ledalite | 29x1LAGQN06[8,7]D | Indoor Luminaires | Linear Ambient | Direct Linear Ambient Luminaires | Standard | FALSE | [9 empty] | 3/11/2015 | Dimmable | Continuous (Can dim down to ≤ 10% (W)) | Not Yet Verified |  |  | 3510 | 97.1 | 36.15 | 5.9 | 0.961 | 4065 | 83
P6Q7VF48 | Philips Ledalite | Philips Ledalite | 29x1LBGQN06[8,7]1 | Indoor Luminaires | Linear Ambient | Direct Linear Ambient Luminaires | Standard | FALSE | [9 empty] | 3/11/2015 | Dimmable | Continuous (Can dim down to ≤ 10% (W)) | Not Yet Verified |  |  | 3498 | 97.98 | 35.7 | 5.9 | 0.996 | 3424 | 82
PRY939RP | Philips Ledalite | Philips Ledalite | 29x1LBGQN06[8,7]2 | Indoor Luminaires | Linear Ambient | Direct Linear Ambient Luminaires | Standard | FALSE | [9 empty] | 3/11/2015 | Dimmable | Continuous (Can dim down to ≤ 10% (W)) | Not Yet Verified |  |  | 3498 | 97.98 | 35.7 | 5.9 | 0.961 | 3424 | 82
PWF54WFQ | Philips Ledalite | Philips Ledalite | 29x1LBGQN06[8,7]D | Indoor Luminaires | Linear Ambient | Direct Linear Ambient Luminaires | Standard | FALSE | [9 empty] | 3/11/2015 | Dimmable | Continuous (Can dim down to ≤ 10% (W)) | Not Yet Verified |  |  | 3498 | 97.98 | 35.7 | 5.9 | 0.961 | 3424 | 82
PUX34GWA | Philips Ledalite | Philips Ledalite | 29x1LCGQN06[8,7]1 | Indoor Luminaires | Linear Ambient | Direct Linear Ambient Luminaires | Standard | FALSE | [9 empty] | 3/11/2015 | Dimmable | Continuous (Can dim down to ≤ 10% (W)) | Not Yet Verified |  |  | 3382.5 | 94.75 | 35.7 | 5.9 | 0.996 | 3107 | 81
P4RX2TYQ | Philips Ledalite | Philips Ledalite | 29x1LCGQN06[8,7]2 | Indoor Luminaires | Linear Ambient | Direct Linear Ambient Luminaires | Standard | FALSE | [9 empty] | 3/11/2015 | Dimmable | Continuous (Can dim down to ≤ 10% (W)) | Not Yet Verified |  |  | 3382.5 | 94.75 | 35.7 | 5.9 | 0.961 | 3107 | 81
P6C3CUZA | Philips Ledalite | Philips Ledalite | 29x1LCGQN06[8,7]D | Indoor Luminaires | Linear Ambient | Direct Linear Ambient Luminaires | Standard | FALSE | [9 empty] | 3/11/2015 | Dimmable | Continuous (Can dim down to ≤ 10% (W)) | Not Yet Verified |  |  | 3382.5 | 94.75 | 35.7 | 5.9 | 0.961 | 3107 | 81
PB1DP8EU | Philips Ledalite | Philips Ledalite | 29x1LAKQN06[8,7]1 | Indoor Luminaires | Linear Ambient | Direct Linear Ambient Luminaires | Standard | FALSE | [9 empty] | 3/11/2015 | Dimmable | Continuous (Can dim down to ≤ 10% (W)) | Not Yet Verified |  |  | 2247 | 97.91 | 22.95 | 5.9 | 0.996 | 4065 | 83
PU61N9ZM | Philips Ledalite | Philips Ledalite | 29x1LAKQN06[8,7]2 | Indoor Luminaires | Linear Ambient | Direct Linear Ambient Luminaires | Standard | FALSE | [9 empty] | 3/11/2015 | Dimmable | Continuous (Can dim down to ≤ 10% (W)) | Not Yet Verified |  |  | 2247 | 97.91 | 22.95 | 5.9 | 0.927 | 4065 | 83
P3D28H8X | Philips Ledalite | Philips Ledalite | 29x1LAKQN06[8,7]D | Indoor Luminaires | Linear Ambient | Direct Linear Ambient Luminaires | Standard | FALSE | [9 empty] | 3/11/2015 | Dimmable | Continuous (Can dim down to ≤ 10% (W)) | Not Yet Verified |  |  | 2247 | 97.91 | 22.95 | 5.9 | 0.927 | 4065 | 83
PGMBR281 | Philips Ledalite | Philips Ledalite | 29x1LBKQN06[8,7]1 | Indoor Luminaires | Linear Ambient | Direct Linear Ambient Luminaires | Standard | FALSE | [9 empty] | 3/11/2015 | Dimmable | Continuous (Can dim down to ≤ 10% (W)) | Not Yet Verified |  |  | 2239.5 | 98.87 | 22.65 | 5.9 | 0.996 | 3424 | 82
PCB2BRPT | Philips Ledalite | Philips Ledalite | 29x1LBKQN06[8,7]2 | Indoor Luminaires | Linear Ambient | Direct Linear Ambient Luminaires | Standard | FALSE | [9 empty] | 3/11/2015 | Dimmable | Continuous (Can dim down to ≤ 10% (W)) | Not Yet Verified |  |  | 2239.5 | 98.87 | 22.65 | 5.9 | 0.927 | 3424 | 82
P6ZQHSRK | Philips Ledalite | Philips Ledalite | 29x1LBKQN06[8,7]D | Indoor Luminaires | Linear Ambient | Direct Linear Ambient Luminaires | Standard | FALSE | [9 empty] | 3/11/2015 | Dimmable | Continuous (Can dim down to ≤ 10% (W)) | Not Yet Verified |  |  | 2239.5 | 98.87 | 22.65 | 5.9 | 0.927 | 3424 | 82
PV7PU9CC | Philips Ledalite | Philips Ledalite | 29x1LCKQN06[8,7]1 | Indoor Luminaires | Linear Ambient | Direct Linear Ambient Luminaires | Standard | FALSE | [9 empty] | 3/11/2015 | Dimmable | Continuous (Can dim down to ≤ 10% (W)) | Not Yet Verified |  |  | 2166 | 95.63 | 22.65 | 5.9 | 0.996 | 3099 | 81
P9BDM2P4 | Philips Ledalite | Philips Ledalite | 29x1LCKQN06[8,7]2 | Indoor Luminaires | Linear Ambient | Direct Linear Ambient Luminaires | Standard | FALSE | [9 empty] | 3/11/2015 | Dimmable | Continuous (Can dim down to ≤ 10% (W)) | Not Yet Verified |  |  | 2166 | 95.63 | 22.65 | 5.9 | 0.927 | 3099 | 81
PPC8GF3R | Philips Ledalite | Philips Ledalite | 29x1LCKQN06[8,7]D | Indoor Luminaires | Linear Ambient | Direct Linear Ambient Luminaires | Standard | FALSE | [9 empty] | 3/11/2015 | Dimmable | Continuous (Can dim down to ≤ 10% (W)) | Not Yet Verified |  |  | 2166 | 95.63 | 22.65 | 5.9 | 0.927 | 3099 | 81
P48KTK46 | Philips Ledalite | Philips Ledalite | 29x1LAEQN08[8,7]1 | Indoor Luminaires | Linear Ambient | Direct Linear Ambient Luminaires | Standard | FALSE | [9 empty] | 3/11/2015 | Dimmable | Continuous (Can dim down to ≤ 10% (W)) | Not Yet Verified |  |  | 6514 | 92.01 | 70.8 | 5.9 | 0.995 | 4065 | 83
PPMZ1SNX | Philips Ledalite | Philips Ledalite | 29x1LAEQN08[8,7]2 | Indoor Luminaires | Linear Ambient | Direct Linear Ambient Luminaires | Standard | FALSE | [9 empty] | 3/11/2015 | Dimmable | Continuous (Can dim down to ≤ 10% (W)) | Not Yet Verified |  |  | 6514 | 92.01 | 70.8 | 5.9 | 0.97 | 4065 | 83
PQX726XC | Philips Ledalite | Philips Ledalite | 29x1LAEQN08[8,7]D | Indoor Luminaires | Linear Ambient | Direct Linear Ambient Luminaires | Standard | FALSE | [9 empty] | 3/11/2015 | Dimmable | Continuous (Can dim down to ≤ 10% (W)) | Not Yet Verified |  |  | 6514 | 92.01 | 70.8 | 5.9 | 0.97 | 4065 | 83
PAY1ZAYS | Philips Ledalite | Philips Ledalite | 29x1LBEQN08[8,7]1 | Indoor Luminaires | Linear Ambient | Direct Linear Ambient Luminaires | Standard | FALSE | [9 empty] | 3/11/2015 | Dimmable | Continuous (Can dim down to ≤ 10% (W)) | Not Yet Verified |  |  | 6494 | 93.04 | 69.8 | 5.9 | 0.995 | 3424 | 82
PWSBMX41 | Philips Ledalite | Philips Ledalite | 29x1LBEQN08[8,7]2 | Indoor Luminaires | Linear Ambient | Direct Linear Ambient Luminaires | Standard | FALSE | [9 empty] | 3/11/2015 | Dimmable | Continuous (Can dim down to ≤ 10% (W)) | Not Yet Verified |  |  | 6494 | 93.04 | 69.8 | 5.9 | 0.97 | 3424 | 82
P8DAZJFW | Philips Ledalite | Philips Ledalite | 29x1LBEQN08[8,7]D | Indoor Luminaires | Linear Ambient | Direct Linear Ambient Luminaires | Standard | FALSE | [9 empty] | 3/11/2015 | Dimmable | Continuous (Can dim down to ≤ 10% (W)) | Not Yet Verified |  |  | 6494 | 93.04 | 69.8 | 5.9 | 0.97 | 3424 | 82
P1PVKAF9 | Philips Ledalite | Philips Ledalite | 29x1LCEQN08[8,7]1 | Indoor Luminaires | Linear Ambient | Direct Linear Ambient Luminaires | Standard | FALSE | [9 empty] | 3/11/2015 | Dimmable | Continuous (Can dim down to ≤ 10% (W)) | Not Yet Verified |  |  | 6278 | 89.94 | 69.8 | 5.9 | 0.995 | 3118 | 81
PQAQKFN4 | Philips Ledalite | Philips Ledalite | 29x1LCEQN08[8,7]2 | Indoor Luminaires | Linear Ambient | Direct Linear Ambient Luminaires | Standard | FALSE | [9 empty] | 3/11/2015 | Dimmable | Continuous (Can dim down to ≤ 10% (W)) | Not Yet Verified |  |  | 6278 | 89.94 | 69.8 | 5.9 | 0.97 | 3118 | 81
PKV4JEP2 | Philips Ledalite | Philips Ledalite | 29x1LCEQN08[8,7]D | Indoor Luminaires | Linear Ambient | Direct Linear Ambient Luminaires | Standard | FALSE | [9 empty] | 3/11/2015 | Dimmable | Continuous (Can dim down to ≤ 10% (W)) | Not Yet Verified |  |  | 6278 | 89.94 | 69.8 | 5.9 | 0.97 | 3118 | 81
P4YQ4T7R | Philips Ledalite | Philips Ledalite | 29x1LAGQN08[8,7]1 | Indoor Luminaires | Linear Ambient | Direct Linear Ambient Luminaires | Standard | FALSE | [9 empty] | 3/11/2015 | Dimmable | Continuous (Can dim down to ≤ 10% (W)) | Not Yet Verified |  |  | 4680 | 97.1 | 48.2 | 5.9 | 0.996 | 4065 | 83
PU7CXSSK | Philips Ledalite | Philips Ledalite | 29x1LAGQN08[8,7]2 | Indoor Luminaires | Linear Ambient | Direct Linear Ambient Luminaires | Standard | FALSE | [9 empty] | 3/11/2015 | Dimmable | Continuous (Can dim down to ≤ 10% (W)) | Not Yet Verified |  |  | 4680 | 97.1 | 48.2 | 5.9 | 0.961 | 4065 | 83
PJEQ9TTF | Philips Ledalite | Philips Ledalite | 29x1LAGQN08[8,7]D | Indoor Luminaires | Linear Ambient | Direct Linear Ambient Luminaires | Standard | FALSE | [9 empty] | 3/11/2015 | Dimmable | Continuous (Can dim down to ≤ 10% (W)) | Not Yet Verified |  |  | 4680 | 97.1 | 48.2 | 5.9 | 0.961 | 4065 | 83
PRXBSR7Y | Philips Ledalite | Philips Ledalite | 29x1LBGQN08[8,7]1 | Indoor Luminaires | Linear Ambient | Direct Linear Ambient Luminaires | Standard | FALSE | [9 empty] | 3/11/2015 | Dimmable | Continuous (Can dim down to ≤ 10% (W)) | Not Yet Verified |  |  | 4664 | 97.98 | 47.6 | 5.9 | 0.996 | 3424 | 82
PTFQD346 | Philips Ledalite | Philips Ledalite | 29x1LBGQN08[8,7]2 | Indoor Luminaires | Linear Ambient | Direct Linear Ambient Luminaires | Standard | FALSE | [9 empty] | 3/11/2015 | Dimmable | Continuous (Can dim down to ≤ 10% (W)) | Not Yet Verified |  |  | 4664 | 97.98 | 47.6 | 5.9 | 0.961 | 3424 | 82
P1FRTJU6 | Philips Ledalite | Philips Ledalite | 29x1LBGQN08[8,7]D | Indoor Luminaires | Linear Ambient | Direct Linear Ambient Luminaires | Standard | FALSE | [9 empty] | 3/11/2015 | Dimmable | Continuous (Can dim down to ≤ 10% (W)) | Not Yet Verified |  |  | 4664 | 97.98 | 47.6 | 5.9 | 0.961 | 3424 | 82
PDMXZ6TB | Philips Ledalite | Philips Ledalite | 29x1LCGQN08[8,7]1 | Indoor Luminaires | Linear Ambient | Direct Linear Ambient Luminaires | Standard | FALSE | [9 empty] | 3/11/2015 | Dimmable | Continuous (Can dim down to ≤ 10% (W)) | Not Yet Verified |  |  | 4510 | 94.75 | 47.6 | 5.9 | 0.996 | 3107 | 81
PRQKX6VN | Philips Ledalite | Philips Ledalite | 29x1LCGQN08[8,7]2 | Indoor Luminaires | Linear Ambient | Direct Linear Ambient Luminaires | Standard | FALSE | [9 empty] | 3/11/2015 | Dimmable | Continuous (Can dim down to ≤ 10% (W)) | Not Yet Verified |  |  | 4510 | 94.75 | 47.6 | 5.9 | 0.961 | 3107 | 81
PAPMCA2A | Philips Ledalite | Philips Ledalite | 29x1LCGQN08[8,7]D | Indoor Luminaires | Linear Ambient | Direct Linear Ambient Luminaires | Standard | FALSE | [9 empty] | 3/11/2015 | Dimmable | Continuous (Can dim down to ≤ 10% (W)) | Not Yet Verified |  |  | 4510 | 94.75 | 47.6 | 5.9 | 0.961 | 3107 | 81
P1XTYYPT | Philips Ledalite | Philips Ledalite | 29x1LAKQN08[8,7]1 | Indoor Luminaires | Linear Ambient | Direct Linear Ambient Luminaires | Standard | FALSE | [9 empty] | 3/11/2015 | Dimmable | Continuous (Can dim down to ≤ 10% (W)) | Not Yet Verified |  |  | 2996 | 97.91 | 30.6 | 5.9 | 0.996 | 4065 | 83
P98SJ8KN | Philips Ledalite | Philips Ledalite | 29x1LAKQN08[8,7]2 | Indoor Luminaires | Linear Ambient | Direct Linear Ambient Luminaires | Standard | FALSE | [9 empty] | 3/11/2015 | Dimmable | Continuous (Can dim down to ≤ 10% (W)) | Not Yet Verified |  |  | 2996 | 97.91 | 30.6 | 5.9 | 0.927 | 4065 | 83
PKP3VPXC | Philips Ledalite | Philips Ledalite | 29x1LAKQN08[8,7]D | Indoor Luminaires | Linear Ambient | Direct Linear Ambient Luminaires | Standard | FALSE | [9 empty] | 3/11/2015 | Dimmable | Continuous (Can dim down to ≤ 10% (W)) | Not Yet Verified |  |  | 2996 | 97.91 | 30.6 | 5.9 | 0.927 | 4065 | 83
P2ES6HUZ | Philips Ledalite | Philips Ledalite | 29x1LBKQN08[8,7]1 | Indoor Luminaires | Linear Ambient | Direct Linear Ambient Luminaires | Standard | FALSE | [9 empty] | 3/11/2015 | Dimmable | Continuous (Can dim down to ≤ 10% (W)) | Not Yet Verified |  |  | 2986 | 98.87 | 30.2 | 5.9 | 0.996 | 3424 | 82
P2DRH25N | Philips Ledalite | Philips Ledalite | 29x1LBKQN08[8,7]2 | Indoor Luminaires | Linear Ambient | Direct Linear Ambient Luminaires | Standard | FALSE | [9 empty] | 3/11/2015 | Dimmable | Continuous (Can dim down to ≤ 10% (W)) | Not Yet Verified |  |  | 2986 | 98.87 | 30.2 | 5.9 | 0.927 | 3424 | 82
PZEAGETR | Philips Ledalite | Philips Ledalite | 29x1LBKQN08[8,7]D | Indoor Luminaires | Linear Ambient | Direct Linear Ambient Luminaires | Standard | FALSE | [9 empty] | 3/11/2015 | Dimmable | Continuous (Can dim down to ≤ 10% (W)) | Not Yet Verified |  |  | 2986 | 98.87 | 30.2 | 5.9 | 0.927 | 3424 | 82
PR3N7K91 | Philips Ledalite | Philips Ledalite | 29x1LCKQN08[8,7]1 | Indoor Luminaires | Linear Ambient | Direct Linear Ambient Luminaires | Standard | FALSE | [9 empty] | 3/11/2015 | Dimmable | Continuous (Can dim down to ≤ 10% (W)) | Not Yet Verified |  |  | 2888 | 95.63 | 30.2 | 5.9 | 0.996 | 3099 | 81
PAUSWE89 | Philips Ledalite | Philips Ledalite | 29x1LCKQN08[8,7]2 | Indoor Luminaires | Linear Ambient | Direct Linear Ambient Luminaires | Standard | FALSE | [9 empty] | 3/11/2015 | Dimmable | Continuous (Can dim down to ≤ 10% (W)) | Not Yet Verified |  |  | 2888 | 95.63 | 30.2 | 5.9 | 0.927 | 3099 | 81
PTB3Q44G | Philips Ledalite | Philips Ledalite | 29x1LCKQN08[8,7]D | Indoor Luminaires | Linear Ambient | Direct Linear Ambient Luminaires | Standard | FALSE | [9 empty] | 3/11/2015 | Dimmable | Continuous (Can dim down to ≤ 10% (W)) | Not Yet Verified |  |  | 2888 | 95.63 | 30.2 | 5.9 | 0.927 | 3099 | 81
PWAA6VFM | Philips Ledalite | Philips Ledalite | 29x1LCEQN04[1,3]2 | Indoor Luminaires | Linear Ambient | Direct Linear Ambient Luminaires | Standard | FALSE | [9 empty] | 3/11/2015 | Not Dimmable | Not Dimmable | Not Yet Verified |  |  | 3139 | 89.94 | 34.9 | 5.9 | 0.97 | 3118 | 81
PNVXEPKW | Philips Ledalite | Philips Ledalite | 29x1LCEQN04[1,3]D | Indoor Luminaires | Linear Ambient | Direct Linear Ambient Luminaires | Standard | FALSE | [9 empty] | 3/11/2015 | Not Dimmable | Not Dimmable | Not Yet Verified |  |  | 3139 | 89.94 | 34.9 | 5.9 | 0.97 | 3118 | 81
PRGGZ53V | Philips Ledalite | Philips Ledalite | 29x1LAGQN04[1,3]1 | Indoor Luminaires | Linear Ambient | Direct Linear Ambient Luminaires | Standard | FALSE | [9 empty] | 3/11/2015 | Not Dimmable | Not Dimmable | Not Yet Verified |  |  | 2340 | 97.1 | 24.1 | 5.9 | 0.996 | 4065 | 83
PPU54R52 | Philips Ledalite | Philips Ledalite | 29x1LAGQN04[1,3]2 | Indoor Luminaires | Linear Ambient | Direct Linear Ambient Luminaires | Standard | FALSE | [9 empty] | 3/11/2015 | Not Dimmable | Not Dimmable | Not Yet Verified |  |  | 2340 | 97.1 | 24.1 | 5.9 | 0.961 | 4065 | 83
P757MEW2 | Philips Ledalite | Philips Ledalite | 29x1LAGQN04[1,3]D | Indoor Luminaires | Linear Ambient | Direct Linear Ambient Luminaires | Standard | FALSE | [9 empty] | 3/11/2015 | Not Dimmable | Not Dimmable | Not Yet Verified |  |  | 2340 | 97.1 | 24.1 | 5.9 | 0.961 | 4065 | 83
PT2JEMTZ | Philips Ledalite | Philips Ledalite | 29x1LBGQN04[1,3]1 | Indoor Luminaires | Linear Ambient | Direct Linear Ambient Luminaires | Standard | FALSE | [9 empty] | 3/11/2015 | Not Dimmable | Not Dimmable | Not Yet Verified |  |  | 2332 | 97.98 | 23.8 | 5.9 | 0.996 | 3424 | 82
PW6MC87H | Philips Ledalite | Philips Ledalite | 29x1LBGQN04[1,3]2 | Indoor Luminaires | Linear Ambient | Direct Linear Ambient Luminaires | Standard | FALSE | [9 empty] | 3/11/2015 | Not Dimmable | Not Dimmable | Not Yet Verified |  |  | 2332 | 97.98 | 23.8 | 5.9 | 0.961 | 3424 | 82
PKVQTPDG | Philips Ledalite | Philips Ledalite | 29x1LBGQN04[1,3]D | Indoor Luminaires | Linear Ambient | Direct Linear Ambient Luminaires | Standard | FALSE | [9 empty] | 3/11/2015 | Not Dimmable | Not Dimmable | Not Yet Verified |  |  | 2332 | 97.98 | 23.8 | 5.9 | 0.961 | 3424 | 82
PRFBEKVR | Philips Ledalite | Philips Ledalite | 29x1LCGQN04[1,3]1 | Indoor Luminaires | Linear Ambient | Direct Linear Ambient Luminaires | Standard | FALSE | [9 empty] | 3/11/2015 | Not Dimmable | Not Dimmable | Not Yet Verified |  |  | 2255 | 94.75 | 23.8 | 5.9 | 0.996 | 3107 | 81
PZZ4JY57 | Philips Ledalite | Philips Ledalite | 29x1LCGQN04[1,3]2 | Indoor Luminaires | Linear Ambient | Direct Linear Ambient Luminaires | Standard | FALSE | [9 empty] | 3/11/2015 | Not Dimmable | Not Dimmable | Not Yet Verified |  |  | 2255 | 94.75 | 23.8 | 5.9 | 0.961 | 3107 | 81
PR7UUJ63 | Philips Ledalite | Philips Ledalite | 29x1LCGQN04[1,3]D | Indoor Luminaires | Linear Ambient | Direct Linear Ambient Luminaires | Standard | FALSE | [9 empty] | 3/11/2015 | Not Dimmable | Not Dimmable | Not Yet Verified |  |  | 2255 | 94.75 | 23.8 | 5.9 | 0.961 | 3107 | 81
PYT1S8TX | Philips Ledalite | Philips Ledalite | 29x1LAKQN04[1,3]1 | Indoor Luminaires | Linear Ambient | Direct Linear Ambient Luminaires | Standard | FALSE | [9 empty] | 3/11/2015 | Not Dimmable | Not Dimmable | Not Yet Verified |  |  | 1498 | 97.91 | 15.3 | 5.9 | 0.996 | 4065 | 83
PJT41TUC | Philips Ledalite | Philips Ledalite | 29x1LAKQN04[1,3]2 | Indoor Luminaires | Linear Ambient | Direct Linear Ambient Luminaires | Standard | FALSE | [9 empty] | 3/11/2015 | Not Dimmable | Not Dimmable | Not Yet Verified |  |  | 1498 | 97.91 | 15.3 | 5.9 | 0.927 | 4065 | 83
PVG9A8J6 | Philips Ledalite | Philips Ledalite | 29x1LAKQN04[1,3]D | Indoor Luminaires | Linear Ambient | Direct Linear Ambient Luminaires | Standard | FALSE | [9 empty] | 3/11/2015 | Not Dimmable | Not Dimmable | Not Yet Verified |  |  | 1498 | 97.91 | 15.3 | 5.9 | 0.927 | 4065 | 83
PGT3JCK5 | Philips Ledalite | Philips Ledalite | 29x1LBKQN04[1,3]1 | Indoor Luminaires | Linear Ambient | Direct Linear Ambient Luminaires | Standard | FALSE | [9 empty] | 3/11/2015 | Not Dimmable | Not Dimmable | Not Yet Verified |  |  | 1493 | 98.87 | 15.1 | 5.9 | 0.996 | 3424 | 82
PX69EHQ3 | Philips Ledalite | Philips Ledalite | 29x1LBKQN04[1,3]2 | Indoor Luminaires | Linear Ambient | Direct Linear Ambient Luminaires | Standard | FALSE | [9 empty] | 3/11/2015 | Not Dimmable | Not Dimmable | Not Yet Verified |  |  | 1493 | 98.87 | 15.1 | 5.9 | 0.927 | 3424 | 82
PXKYNB3Q | Philips Ledalite | Philips Ledalite | 29x1LBKQN04[1,3]D | Indoor Luminaires | Linear Ambient | Direct Linear Ambient Luminaires | Standard | FALSE | [9 empty] | 3/11/2015 | Not Dimmable | Not Dimmable | Not Yet Verified |  |  | 1493 | 98.87 | 15.1 | 5.9 | 0.927 | 3424 | 82
P23GZ5ZV | Philips Ledalite | Philips Ledalite | 29x1LAEQN04[1,3]1 | Indoor Luminaires | Linear Ambient | Direct Linear Ambient Luminaires | Standard | FALSE | [9 empty] | 3/11/2015 | Not Dimmable | Not Dimmable | Not Yet Verified |  |  | 3257 | 92.01 | 35.4 | 5.9 | 0.995 | 4065 | 83
P9A9NQNX | Philips Ledalite | Philips Ledalite | 29x1LAEQN04[1,3]2 | Indoor Luminaires | Linear Ambient | Direct Linear Ambient Luminaires | Standard | FALSE | [9 empty] | 3/11/2015 | Not Dimmable | Not Dimmable | Not Yet Verified |  |  | 3257 | 92.01 | 35.4 | 5.9 | 0.97 | 4065 | 83
PWVCNKZN | Philips Ledalite | Philips Ledalite | 29x1LAEQN04[1,3]D | Indoor Luminaires | Linear Ambient | Direct Linear Ambient Luminaires | Standard | FALSE | [9 empty] | 3/11/2015 | Not Dimmable | Not Dimmable | Not Yet Verified |  |  | 3257 | 92.01 | 35.4 | 5.9 | 0.97 | 4065 | 83
PRQXBZKK | Philips Ledalite | Philips Ledalite | 29x1LBEQN04[1,3]1 | Indoor Luminaires | Linear Ambient | Direct Linear Ambient Luminaires | Standard | FALSE | [9 empty] | 3/11/2015 | Not Dimmable | Not Dimmable | Not Yet Verified |  |  | 3247 | 93.04 | 34.9 | 5.9 | 0.995 | 3424 | 82
PNU3E1T5 | Philips Ledalite | Philips Ledalite | 29x1LBEQN04[1,3]2 | Indoor Luminaires | Linear Ambient | Direct Linear Ambient Luminaires | Standard | FALSE | [9 empty] | 3/11/2015 | Not Dimmable | Not Dimmable | Not Yet Verified |  |  | 3247 | 93.04 | 34.9 | 5.9 | 0.97 | 3424 | 82
PBFTSSJT | Philips Ledalite | Philips Ledalite | 29x1LBEQN04[1,3]D | Indoor Luminaires | Linear Ambient | Direct Linear Ambient Luminaires | Standard | FALSE | [9 empty] | 3/11/2015 | Not Dimmable | Not Dimmable | Not Yet Verified |  |  | 3247 | 93.04 | 34.9 | 5.9 | 0.97 | 3424 | 82
PTNTDDBK | Philips Ledalite | Philips Ledalite | 2906LCDQQ04[1,2,3,8]1 | Indoor Luminaires | Linear Ambient | Direct Linear Ambient Luminaires | Standard | TRUE | 3555 | 102.4 | 34.7 | 13.9 | 0.94 | 3102 | 81 | 5 | 50000 | 3/11/2015 | Not Dimmable | Not Dimmable | Not Yet Verified |  | 2.1 | 3555 | 102.45 | 34.7 | 7.2 | 0.997 | 3102 | 81
PKAA7FCJ | Philips Ledalite | Philips Ledalite | 2906LCCQQ04[1,2,3,8]1 | Indoor Luminaires | Linear Ambient | Direct Linear Ambient Luminaires | Standard | TRUE | 4444 | 96.8 | 46 | 12.6 | 0.963 | 3110 | 81 | 5 | 50000 | 3/11/2015 | Not Dimmable | Not Dimmable | Not Yet Verified |  | 2.1 | 4444 | 96.82 | 45.9 | 7.2 | 0.998 | 3110 | 81
PNGM1FY1 | Philips Ledalite | Philips Ledalite | 2906LCCQQ04[1,2,3,8]2 | Indoor Luminaires | Linear Ambient | Direct Linear Ambient Luminaires | Standard | FALSE | [9 empty] | 3/11/2015 | Not Dimmable | Not Dimmable | Not Yet Verified |  |  | 4444 | 96.82 | 45.9 | 7.2 | 0.963 | 3110 | 81
PJRMQMJT | Philips Ledalite | Philips Ledalite | 2906LCCQQ04[1,2,3,8]D | Indoor Luminaires | Linear Ambient | Direct Linear Ambient Luminaires | Standard | FALSE | [9 empty] | 3/11/2015 | Not Dimmable | Not Dimmable | Not Yet Verified |  |  | 4444 | 96.82 | 45.9 | 7.2 | 0.963 | 3110 | 81
PJM14672 | Philips Ledalite | Philips Ledalite | 2906LADQQ04[1,2,3,8]1 | Indoor Luminaires | Linear Ambient | Direct Linear Ambient Luminaires | Standard | FALSE | [9 empty] | 3/11/2015 | Not Dimmable | Not Dimmable | Not Yet Verified |  |  | 3666 | 104.44 | 35.1 | 7.2 | 0.997 | 4079 | 83
PMZ9HCUY | Philips Ledalite | Philips Ledalite | 2906LADQQ04[1,2,3,8]2 | Indoor Luminaires | Linear Ambient | Direct Linear Ambient Luminaires | Standard | FALSE | [9 empty] | 3/11/2015 | Not Dimmable | Not Dimmable | Not Yet Verified |  |  | 3666 | 104.44 | 35.1 | 7.2 | 0.94 | 4079 | 83
P9F65Q2C | Philips Ledalite | Philips Ledalite | 2906LADQQ04[1,2,3,8]D | Indoor Luminaires | Linear Ambient | Direct Linear Ambient Luminaires | Standard | FALSE | [9 empty] | 3/11/2015 | Not Dimmable | Not Dimmable | Not Yet Verified |  |  | 3666 | 104.44 | 35.1 | 7.2 | 0.94 | 4079 | 83
PGFQK5DZ | Philips Ledalite | Philips Ledalite | 2906LBDQQ04[1,2,3,8]1 | Indoor Luminaires | Linear Ambient | Direct Linear Ambient Luminaires | Standard | FALSE | [9 empty] | 3/11/2015 | Not Dimmable | Not Dimmable | Not Yet Verified |  |  | 3650 | 104.89 | 34.8 | 7.2 | 0.997 | 3434 | 82
PXN3EZEB | Philips Ledalite | Philips Ledalite | 2906LBDQQ04[1,2,3,8]2 | Indoor Luminaires | Linear Ambient | Direct Linear Ambient Luminaires | Standard | FALSE | [9 empty] | 3/11/2015 | Not Dimmable | Not Dimmable | Not Yet Verified |  |  | 3650 | 104.89 | 34.8 | 7.2 | 0.94 | 3434 | 82
PZJCKETB | Philips Ledalite | Philips Ledalite | 2906LBDQQ04[1,2,3,8]D | Indoor Luminaires | Linear Ambient | Direct Linear Ambient Luminaires | Standard | FALSE | [9 empty] | 3/11/2015 | Not Dimmable | Not Dimmable | Not Yet Verified |  |  | 3650 | 104.89 | 34.8 | 7.2 | 0.94 | 3434 | 82
PJQV6TQC | Philips Ledalite | Philips Ledalite | 2906LCDQQ04[1,2,3,8]2 | Indoor Luminaires | Linear Ambient | Direct Linear Ambient Luminaires | Standard | FALSE | [9 empty] | 3/11/2015 | Not Dimmable | Not Dimmable | Not Yet Verified |  |  | 3555 | 102.45 | 34.7 | 7.2 | 0.94 | 3102 | 81
PEMUB4BY | Philips Ledalite | Philips Ledalite | 2906LCDQQ04[1,2,3,8]D | Indoor Luminaires | Linear Ambient | Direct Linear Ambient Luminaires | Standard | FALSE | [9 empty] | 3/11/2015 | Not Dimmable | Not Dimmable | Not Yet Verified |  |  | 3555 | 102.45 | 34.7 | 7.2 | 0.94 | 3102 | 81
PMFCPQXJ | Philips Ledalite | Philips Ledalite | 2906LABQQ06[1,2,3,8]1 | Indoor Luminaires | Linear Ambient | Direct Linear Ambient Luminaires | Standard | FALSE | [9 empty] | 3/11/2015 | Not Dimmable | Not Dimmable | Not Yet Verified |  |  | 7743 | 102.22 | 75.75 | 7.2 | 0.992 | 4096 | 83
P73UKHBY | Philips Ledalite | Philips Ledalite | 2906LABQQ06[1,2,3,8]2 | Indoor Luminaires | Linear Ambient | Direct Linear Ambient Luminaires | Standard | FALSE | [9 empty] | 3/11/2015 | Not Dimmable | Not Dimmable | Not Yet Verified |  |  | 7743 | 102.22 | 75.75 | 7.2 | 0.963 | 4096 | 83
P37F1CPP | Philips Ledalite | Philips Ledalite | 2906LABQQ06[1,2,3,8]D | Indoor Luminaires | Linear Ambient | Direct Linear Ambient Luminaires | Standard | FALSE | [9 empty] | 3/11/2015 | Not Dimmable | Not Dimmable | Not Yet Verified |  |  | 7743 | 102.22 | 75.75 | 7.2 | 0.963 | 4096 | 83
P8GJGZ8U | Philips Ledalite | Philips Ledalite | 2906LBBQQ06[1,2,3,8]1 | Indoor Luminaires | Linear Ambient | Direct Linear Ambient Luminaires | Standard | FALSE | [9 empty] | 3/11/2015 | Not Dimmable | Not Dimmable | Not Yet Verified |  |  | 7680 | 102.4 | 75 | 7.2 | 0.992 | 3440 | 82
P8UHMRNF | Philips Ledalite | Philips Ledalite | 2906LBBQQ06[1,2,3,8]2 | Indoor Luminaires | Linear Ambient | Direct Linear Ambient Luminaires | Standard | FALSE | [9 empty] | 3/11/2015 | Not Dimmable | Not Dimmable | Not Yet Verified |  |  | 7680 | 102.4 | 75 | 7.2 | 0.963 | 3440 | 82
PGQ1ZPAN | Philips Ledalite | Philips Ledalite | 2906LBBQQ06[1,2,3,8]D | Indoor Luminaires | Linear Ambient | Direct Linear Ambient Luminaires | Standard | FALSE | [9 empty] | 3/11/2015 | Not Dimmable | Not Dimmable | Not Yet Verified |  |  | 7680 | 102.4 | 75 | 7.2 | 0.963 | 3440 | 82
PXAWJPPN | Philips Ledalite | Philips Ledalite | 2906LCBQQ06[1,2,3,8]1 | Indoor Luminaires | Linear Ambient | Direct Linear Ambient Luminaires | Standard | FALSE | [9 empty] | 3/11/2015 | Not Dimmable | Not Dimmable | Not Yet Verified |  |  | 7509 | 99.92 | 75.15 | 7.2 | 0.992 | 3108 | 81
PQNM2YKP | Philips Ledalite | Philips Ledalite | 2906LCBQQ06[1,2,3,8]2 | Indoor Luminaires | Linear Ambient | Direct Linear Ambient Luminaires | Standard | FALSE | [9 empty] | 3/11/2015 | Not Dimmable | Not Dimmable | Not Yet Verified |  |  | 7509 | 99.92 | 75.15 | 7.2 | 0.963 | 3108 | 81
P84GZZ18 | Philips Ledalite | Philips Ledalite | 2906LCBQQ06[1,2,3,8]D | Indoor Luminaires | Linear Ambient | Direct Linear Ambient Luminaires | Standard | FALSE | [9 empty] | 3/11/2015 | Not Dimmable | Not Dimmable | Not Yet Verified |  |  | 7509 | 99.92 | 75.15 | 7.2 | 0.963 | 3108 | 81
PJK83YSW | Philips Ledalite | Philips Ledalite | 2906LACQQ06[1,2,3,8]1 | Indoor Luminaires | Linear Ambient | Direct Linear Ambient Luminaires | Standard | FALSE | [9 empty] | 3/11/2015 | Not Dimmable | Not Dimmable | Not Yet Verified |  |  | 6835.5 | 98.42 | 69.45 | 7.2 | 0.998 | 4097 | 83
PSRAYPAM | Philips Ledalite | Philips Ledalite | 2906LACQQ06[1,2,3,8]2 | Indoor Luminaires | Linear Ambient | Direct Linear Ambient Luminaires | Standard | FALSE | [9 empty] | 3/11/2015 | Not Dimmable | Not Dimmable | Not Yet Verified |  |  | 6835.5 | 98.42 | 69.45 | 7.2 | 0.963 | 4097 | 83
PFX7MVGU | Philips Ledalite | Philips Ledalite | 2906LACQQ06[1,2,3,8]D | Indoor Luminaires | Linear Ambient | Direct Linear Ambient Luminaires | Standard | FALSE | [9 empty] | 3/11/2015 | Not Dimmable | Not Dimmable | Not Yet Verified |  |  | 6835.5 | 98.42 | 69.45 | 7.2 | 0.963 | 4097 | 83
PG7U3C3H | Philips Ledalite | Philips Ledalite | 2906LBCQQ06[1,2,3,8]1 | Indoor Luminaires | Linear Ambient | Direct Linear Ambient Luminaires | Standard | FALSE | [9 empty] | 3/11/2015 | Not Dimmable | Not Dimmable | Not Yet Verified |  |  | 6864 | 99.48 | 69 | 7.2 | 0.998 | 3442 | 82
PVT9ZJPN | Philips Ledalite | Philips Ledalite | 2906LBCQQ06[1,2,3,8]2 | Indoor Luminaires | Linear Ambient | Direct Linear Ambient Luminaires | Standard | FALSE | [9 empty] | 3/11/2015 | Not Dimmable | Not Dimmable | Not Yet Verified |  |  | 6864 | 99.48 | 69 | 7.2 | 0.963 | 3442 | 82
PZXRZ617 | Philips Ledalite | Philips Ledalite | 2906LBCQQ06[1,2,3,8]D | Indoor Luminaires | Linear Ambient | Direct Linear Ambient Luminaires | Standard | FALSE | [9 empty] | 3/11/2015 | Not Dimmable | Not Dimmable | Not Yet Verified |  |  | 6864 | 99.48 | 69 | 7.2 | 0.963 | 3442 | 82
P6KDJJC3 | Philips Ledalite | Philips Ledalite | 2906LCCQQ06[1,2,3,8]1 | Indoor Luminaires | Linear Ambient | Direct Linear Ambient Luminaires | Standard | FALSE | [9 empty] | 3/11/2015 | Not Dimmable | Not Dimmable | Not Yet Verified |  |  | 6666 | 96.82 | 68.85 | 7.2 | 0.998 | 3110 | 81
PFJPDUQC | Philips Ledalite | Philips Ledalite | 2906LCCQQ06[1,2,3,8]2 | Indoor Luminaires | Linear Ambient | Direct Linear Ambient Luminaires | Standard | FALSE | [9 empty] | 3/11/2015 | Not Dimmable | Not Dimmable | Not Yet Verified |  |  | 6666 | 96.82 | 68.85 | 7.2 | 0.963 | 3110 | 81
PPQAWZP6 | Philips Ledalite | Philips Ledalite | 2906LCCQQ06[1,2,3,8]D | Indoor Luminaires | Linear Ambient | Direct Linear Ambient Luminaires | Standard | FALSE | [9 empty] | 3/11/2015 | Not Dimmable | Not Dimmable | Not Yet Verified |  |  | 6666 | 96.82 | 68.85 | 7.2 | 0.963 | 3110 | 81
P7B8DW8R | Philips Ledalite | Philips Ledalite | 2906LADQQ06[1,2,3,8]1 | Indoor Luminaires | Linear Ambient | Direct Linear Ambient Luminaires | Standard | FALSE | [9 empty] | 3/11/2015 | Not Dimmable | Not Dimmable | Not Yet Verified |  |  | 5499 | 104.44 | 52.65 | 7.2 | 0.997 | 4079 | 83
PASWYRWK | Philips Ledalite | Philips Ledalite | 2906LADQQ06[1,2,3,8]2 | Indoor Luminaires | Linear Ambient | Direct Linear Ambient Luminaires | Standard | FALSE | [9 empty] | 3/11/2015 | Not Dimmable | Not Dimmable | Not Yet Verified |  |  | 5499 | 104.44 | 52.65 | 7.2 | 0.94 | 4079 | 83
PXRT3ZQQ | Philips Ledalite | Philips Ledalite | 2906LADQQ06[1,2,3,8]D | Indoor Luminaires | Linear Ambient | Direct Linear Ambient Luminaires | Standard | FALSE | [9 empty] | 3/11/2015 | Not Dimmable | Not Dimmable | Not Yet Verified |  |  | 5499 | 104.44 | 52.65 | 7.2 | 0.94 | 4079 | 83
PJVV19KM | Philips Ledalite | Philips Ledalite | 2906LBDQQ06[1,2,3,8]1 | Indoor Luminaires | Linear Ambient | Direct Linear Ambient Luminaires | Standard | FALSE | [9 empty] | 3/11/2015 | Not Dimmable | Not Dimmable | Not Yet Verified |  |  | 5475 | 104.89 | 52.2 | 7.2 | 0.997 | 3434 | 82
PHRCFNA9 | Philips Ledalite | Philips Ledalite | 2906LBDQQ06[1,2,3,8]2 | Indoor Luminaires | Linear Ambient | Direct Linear Ambient Luminaires | Standard | FALSE | [9 empty] | 3/11/2015 | Not Dimmable | Not Dimmable | Not Yet Verified |  |  | 5475 | 104.89 | 52.2 | 7.2 | 0.94 | 3434 | 82
PHEFXEMF | Philips Ledalite | Philips Ledalite | 2906LBDQQ06[1,2,3,8]D | Indoor Luminaires | Linear Ambient | Direct Linear Ambient Luminaires | Standard | FALSE | [9 empty] | 3/11/2015 | Not Dimmable | Not Dimmable | Not Yet Verified |  |  | 5475 | 104.89 | 52.2 | 7.2 | 0.94 | 3434 | 82
P22RC322 | Philips Ledalite | Philips Ledalite | 2906LCDQQ06[1,2,3,8]1 | Indoor Luminaires | Linear Ambient | Direct Linear Ambient Luminaires | Standard | FALSE | [9 empty] | 3/11/2015 | Not Dimmable | Not Dimmable | Not Yet Verified |  |  | 5332.5 | 102.45 | 52.05 | 7.2 | 0.997 | 3102 | 81
P8S4A8SX | Philips Ledalite | Philips Ledalite | 2906LCDQQ06[1,2,3,8]2 | Indoor Luminaires | Linear Ambient | Direct Linear Ambient Luminaires | Standard | FALSE | [9 empty] | 3/11/2015 | Not Dimmable | Not Dimmable | Not Yet Verified |  |  | 5332.5 | 102.45 | 52.05 | 7.2 | 0.94 | 3102 | 81
PRNPXXE2 | Philips Ledalite | Philips Ledalite | 2906LCDQQ06[1,2,3,8]D | Indoor Luminaires | Linear Ambient | Direct Linear Ambient Luminaires | Standard | FALSE | [9 empty] | 3/11/2015 | Not Dimmable | Not Dimmable | Not Yet Verified |  |  | 5332.5 | 102.45 | 52.05 | 7.2 | 0.94 | 3102 | 81
PATSDWMP | Philips Ledalite | Philips Ledalite | 2906LABQQ08[1,2,3,8]1 | Indoor Luminaires | Linear Ambient | Direct Linear Ambient Luminaires | Standard | FALSE | [9 empty] | 3/11/2015 | Not Dimmable | Not Dimmable | Not Yet Verified |  |  | 10324 | 102.22 | 101 | 7.2 | 0.992 | 4096 | 83
PMNEUDJS | Philips Ledalite | Philips Ledalite | 2906LABQQ08[1,2,3,8]2 | Indoor Luminaires | Linear Ambient | Direct Linear Ambient Luminaires | Standard | FALSE | [9 empty] | 3/11/2015 | Not Dimmable | Not Dimmable | Not Yet Verified |  |  | 10324 | 102.22 | 101 | 7.2 | 0.963 | 4096 | 83
P3EXGTVK | Philips Ledalite | Philips Ledalite | 2906LABQQ08[1,2,3,8]D | Indoor Luminaires | Linear Ambient | Direct Linear Ambient Luminaires | Standard | FALSE | [9 empty] | 3/11/2015 | Not Dimmable | Not Dimmable | Not Yet Verified |  |  | 10324 | 102.22 | 101 | 7.2 | 0.963 | 4096 | 83
P9JFPUM3 | Philips Ledalite | Philips Ledalite | 2906LBBQQ08[1,2,3,8]1 | Indoor Luminaires | Linear Ambient | Direct Linear Ambient Luminaires | Standard | FALSE | [9 empty] | 3/11/2015 | Not Dimmable | Not Dimmable | Not Yet Verified |  |  | 10240 | 102.4 | 100 | 7.2 | 0.992 | 3440 | 82
P32ASFP2 | Philips Ledalite | Philips Ledalite | 2906LBBQQ08[1,2,3,8]2 | Indoor Luminaires | Linear Ambient | Direct Linear Ambient Luminaires | Standard | FALSE | [9 empty] | 3/11/2015 | Not Dimmable | Not Dimmable | Not Yet Verified |  |  | 10240 | 102.4 | 100 | 7.2 | 0.963 | 3440 | 82
PJ99GRNX | Philips Ledalite | Philips Ledalite | 2906LBBQQ08[1,2,3,8]D | Indoor Luminaires | Linear Ambient | Direct Linear Ambient Luminaires | Standard | FALSE | [9 empty] | 3/11/2015 | Not Dimmable | Not Dimmable | Not Yet Verified |  |  | 10240 | 102.4 | 100 | 7.2 | 0.963 | 3440 | 82
PEYR4GFX | Philips Ledalite | Philips Ledalite | 2906LCBQQ08[1,2,3,8]1 | Indoor Luminaires | Linear Ambient | Direct Linear Ambient Luminaires | Standard | FALSE | [9 empty] | 3/11/2015 | Not Dimmable | Not Dimmable | Not Yet Verified |  |  | 10012 | 99.92 | 100.2 | 7.2 | 0.992 | 3108 | 81
PH2RDUSB | Philips Ledalite | Philips Ledalite | 2906LCBQQ08[1,2,3,8]2 | Indoor Luminaires | Linear Ambient | Direct Linear Ambient Luminaires | Standard | FALSE | [9 empty] | 3/11/2015 | Not Dimmable | Not Dimmable | Not Yet Verified |  |  | 10012 | 99.92 | 100.2 | 7.2 | 0.963 | 3108 | 81
PJMZB9WU | Philips Ledalite | Philips Ledalite | 2906LCBQQ08[1,2,3,8]D | Indoor Luminaires | Linear Ambient | Direct Linear Ambient Luminaires | Standard | FALSE | [9 empty] | 3/11/2015 | Not Dimmable | Not Dimmable | Not Yet Verified |  |  | 10012 | 99.92 | 100.2 | 7.2 | 0.963 | 3108 | 81
PVDC761U | Philips Ledalite | Philips Ledalite | 2906LACQQ08[1,2,3,8]1 | Indoor Luminaires | Linear Ambient | Direct Linear Ambient Luminaires | Standard | FALSE | [9 empty] | 3/11/2015 | Not Dimmable | Not Dimmable | Not Yet Verified |  |  | 9114 | 98.42 | 92.6 | 7.2 | 0.998 | 4097 | 83
PEX9BGY4 | Philips Ledalite | Philips Ledalite | 2906LACQQ08[1,2,3,8]2 | Indoor Luminaires | Linear Ambient | Direct Linear Ambient Luminaires | Standard | FALSE | [9 empty] | 3/11/2015 | Not Dimmable | Not Dimmable | Not Yet Verified |  |  | 9114 | 98.42 | 92.6 | 7.2 | 0.963 | 4097 | 83
PVZUMFEU | Philips Ledalite | Philips Ledalite | 2906LACQQ08[1,2,3,8]D | Indoor Luminaires | Linear Ambient | Direct Linear Ambient Luminaires | Standard | FALSE | [9 empty] | 3/11/2015 | Not Dimmable | Not Dimmable | Not Yet Verified |  |  | 9114 | 98.42 | 92.6 | 7.2 | 0.963 | 4097 | 83
PAVNX6ZA | Philips Ledalite | Philips Ledalite | 2906LBCQQ08[1,2,3,8]1 | Indoor Luminaires | Linear Ambient | Direct Linear Ambient Luminaires | Standard | FALSE | [9 empty] | 3/11/2015 | Not Dimmable | Not Dimmable | Not Yet Verified |  |  | 9152 | 99.48 | 92 | 7.2 | 0.998 | 3442 | 82
PYJER2DU | Philips Ledalite | Philips Ledalite | 2906LBCQQ08[1,2,3,8]2 | Indoor Luminaires | Linear Ambient | Direct Linear Ambient Luminaires | Standard | FALSE | [9 empty] | 3/11/2015 | Not Dimmable | Not Dimmable | Not Yet Verified |  |  | 9152 | 99.48 | 92 | 7.2 | 0.963 | 3442 | 82
PUP6MQDC | Philips Ledalite | Philips Ledalite | 2906LBCQQ08[1,2,3,8]D | Indoor Luminaires | Linear Ambient | Direct Linear Ambient Luminaires | Standard | FALSE | [9 empty] | 3/11/2015 | Not Dimmable | Not Dimmable | Not Yet Verified |  |  | 9152 | 99.48 | 92 | 7.2 | 0.963 | 3442 | 82
PDRCN4GY | Philips Ledalite | Philips Ledalite | 2906LCCQQ08[1,2,3,8]1 | Indoor Luminaires | Linear Ambient | Direct Linear Ambient Luminaires | Standard | FALSE | [9 empty] | 3/11/2015 | Not Dimmable | Not Dimmable | Not Yet Verified |  |  | 8888 | 96.82 | 91.8 | 7.2 | 0.998 | 3110 | 81
PWE14R9U | Philips Ledalite | Philips Ledalite | 2906LCCQQ08[1,2,3,8]2 | Indoor Luminaires | Linear Ambient | Direct Linear Ambient Luminaires | Standard | FALSE | [9 empty] | 3/11/2015 | Not Dimmable | Not Dimmable | Not Yet Verified |  |  | 8888 | 96.82 | 91.8 | 7.2 | 0.963 | 3110 | 81
PUZK9AUS | Philips Ledalite | Philips Ledalite | 2906LCCQQ08[1,2,3,8]D | Indoor Luminaires | Linear Ambient | Direct Linear Ambient Luminaires | Standard | FALSE | [9 empty] | 3/11/2015 | Not Dimmable | Not Dimmable | Not Yet Verified |  |  | 8888 | 96.82 | 91.8 | 7.2 | 0.963 | 3110 | 81
PN5WRUKB | Philips Ledalite | Philips Ledalite | 2906LADQQ08[1,2,3,8]1 | Indoor Luminaires | Linear Ambient | Direct Linear Ambient Luminaires | Standard | FALSE | [9 empty] | 3/11/2015 | Not Dimmable | Not Dimmable | Not Yet Verified |  |  | 7332 | 104.44 | 70.2 | 7.2 | 0.997 | 4079 | 83
PMY91BS7 | Philips Ledalite | Philips Ledalite | 2906LADQQ08[1,2,3,8]2 | Indoor Luminaires | Linear Ambient | Direct Linear Ambient Luminaires | Standard | FALSE | [9 empty] | 3/11/2015 | Not Dimmable | Not Dimmable | Not Yet Verified |  |  | 7332 | 104.44 | 70.2 | 7.2 | 0.94 | 4079 | 83
PEKKCTMC | Philips Ledalite | Philips Ledalite | 2906LADQQ08[1,2,3,8]D | Indoor Luminaires | Linear Ambient | Direct Linear Ambient Luminaires | Standard | FALSE | [9 empty] | 3/11/2015 | Not Dimmable | Not Dimmable | Not Yet Verified |  |  | 7332 | 104.44 | 70.2 | 7.2 | 0.94 | 4079 | 83
PEQXMD9A | Philips Ledalite | Philips Ledalite | 2906LBDQQ08[1,2,3,8]1 | Indoor Luminaires | Linear Ambient | Direct Linear Ambient Luminaires | Standard | FALSE | [9 empty] | 3/11/2015 | Not Dimmable | Not Dimmable | Not Yet Verified |  |  | 7300 | 104.89 | 69.6 | 7.2 | 0.997 | 3434 | 82
PZWNQUV1 | Philips Ledalite | Philips Ledalite | 2906LBDQQ08[1,2,3,8]2 | Indoor Luminaires | Linear Ambient | Direct Linear Ambient Luminaires | Standard | FALSE | [9 empty] | 3/11/2015 | Not Dimmable | Not Dimmable | Not Yet Verified |  |  | 7300 | 104.89 | 69.6 | 7.2 | 0.94 | 3434 | 82
PVR6J7XJ | Philips Ledalite | Philips Ledalite | 2906LBDQQ08[1,2,3,8]D | Indoor Luminaires | Linear Ambient | Direct Linear Ambient Luminaires | Standard | FALSE | [9 empty] | 3/11/2015 | Not Dimmable | Not Dimmable | Not Yet Verified |  |  | 7300 | 104.89 | 69.6 | 7.2 | 0.94 | 3434 | 82
PS1DQTXQ | Philips Ledalite | Philips Ledalite | 2906LCDQQ08[1,2,3,8]1 | Indoor Luminaires | Linear Ambient | Direct Linear Ambient Luminaires | Standard | FALSE | [9 empty] | 3/11/2015 | Not Dimmable | Not Dimmable | Not Yet Verified |  |  | 7110 | 102.45 | 69.4 | 7.2 | 0.997 | 3102 | 81
PPA7TGQH | Philips Ledalite | Philips Ledalite | 2906LCDQQ08[1,2,3,8]2 | Indoor Luminaires | Linear Ambient | Direct Linear Ambient Luminaires | Standard | FALSE | [9 empty] | 3/11/2015 | Not Dimmable | Not Dimmable | Not Yet Verified |  |  | 7110 | 102.45 | 69.4 | 7.2 | 0.94 | 3102 | 81
PR9ERKAX | Philips Ledalite | Philips Ledalite | 2906LCDQQ08[1,2,3,8]D | Indoor Luminaires | Linear Ambient | Direct Linear Ambient Luminaires | Standard | FALSE | [9 empty] | 3/11/2015 | Not Dimmable | Not Dimmable | Not Yet Verified |  |  | 7110 | 102.45 | 69.4 | 7.2 | 0.94 | 3102 | 81
PCXMT6GU | Philips Ledalite | Philips Ledalite | 2906LABQQ04[7.G]1 | Indoor Luminaires | Linear Ambient | Direct Linear Ambient Luminaires | Standard | FALSE | [9 empty] | 3/11/2015 | Dimmable | Continuous (Can dim down to ≤ 10% (W)) | Not Yet Verified |  |  | 5162 | 102.22 | 50.5 | 7.2 | 0.992 | 4096 | 83
P4P3VZ3X | Philips Ledalite | Philips Ledalite | 2906LABQQ04[7.G]2 | Indoor Luminaires | Linear Ambient | Direct Linear Ambient Luminaires | Standard | FALSE | [9 empty] | 3/11/2015 | Dimmable | Continuous (Can dim down to ≤ 10% (W)) | Not Yet Verified |  |  | 5162 | 102.22 | 50.5 | 7.2 | 0.963 | 4096 | 83
PYT6WNWK | Philips Ledalite | Philips Ledalite | 2906LABQQ04[7.G]D | Indoor Luminaires | Linear Ambient | Direct Linear Ambient Luminaires | Standard | FALSE | [9 empty] | 3/11/2015 | Dimmable | Continuous (Can dim down to ≤ 10% (W)) | Not Yet Verified |  |  | 5162 | 102.22 | 50.5 | 7.2 | 0.963 | 4096 | 83
PVR7MESE | Philips Ledalite | Philips Ledalite | 2906LBBQQ04[7.G]1 | Indoor Luminaires | Linear Ambient | Direct Linear Ambient Luminaires | Standard | FALSE | [9 empty] | 3/11/2015 | Dimmable | Continuous (Can dim down to ≤ 10% (W)) | Not Yet Verified |  |  | 5120 | 102.4 | 50 | 7.2 | 0.992 | 3440 | 82
PS24WWXQ | Philips Ledalite | Philips Ledalite | 2906LBBQQ04[7.G]2 | Indoor Luminaires | Linear Ambient | Direct Linear Ambient Luminaires | Standard | FALSE | [9 empty] | 3/11/2015 | Dimmable | Continuous (Can dim down to ≤ 10% (W)) | Not Yet Verified |  |  | 5120 | 102.4 | 50 | 7.2 | 0.963 | 3440 | 82
PC27WR5U | Philips Ledalite | Philips Ledalite | 2906LBBQQ04[7.G]D | Indoor Luminaires | Linear Ambient | Direct Linear Ambient Luminaires | Standard | FALSE | [9 empty] | 3/11/2015 | Dimmable | Continuous (Can dim down to ≤ 10% (W)) | Not Yet Verified |  |  | 5120 | 102.4 | 50 | 7.2 | 0.963 | 3440 | 82
PXD7TXV2 | Philips Ledalite | Philips Ledalite | 2906LCBQQ04[7.G]1 | Indoor Luminaires | Linear Ambient | Direct Linear Ambient Luminaires | Standard | FALSE | [9 empty] | 3/11/2015 | Dimmable | Continuous (Can dim down to ≤ 10% (W)) | Not Yet Verified |  |  | 5006 | 99.92 | 50.1 | 7.2 | 0.992 | 3108 | 81
PRH48PMS | Philips Ledalite | Philips Ledalite | 2906LCBQQ04[7.G]2 | Indoor Luminaires | Linear Ambient | Direct Linear Ambient Luminaires | Standard | FALSE | [9 empty] | 3/11/2015 | Dimmable | Continuous (Can dim down to ≤ 10% (W)) | Not Yet Verified |  |  | 5006 | 99.92 | 50.1 | 7.2 | 0.963 | 3108 | 81
PGQF1ZPN | Philips Ledalite | Philips Ledalite | 2906LCBQQ04[7.G]D | Indoor Luminaires | Linear Ambient | Direct Linear Ambient Luminaires | Standard | FALSE | [9 empty] | 3/11/2015 | Dimmable | Continuous (Can dim down to ≤ 10% (W)) | Not Yet Verified |  |  | 5006 | 99.92 | 50.1 | 7.2 | 0.963 | 3108 | 81
PW98DFHW | Philips Ledalite | Philips Ledalite | 2906LACQQ04[7.G]1 | Indoor Luminaires | Linear Ambient | Direct Linear Ambient Luminaires | Standard | FALSE | [9 empty] | 3/11/2015 | Dimmable | Continuous (Can dim down to ≤ 10% (W)) | Not Yet Verified |  |  | 4557 | 98.42 | 46.3 | 7.2 | 0.998 | 4097 | 83
P1997128 | Philips Ledalite | Philips Ledalite | 2906LACQQ04[7.G]2 | Indoor Luminaires | Linear Ambient | Direct Linear Ambient Luminaires | Standard | FALSE | [9 empty] | 3/11/2015 | Dimmable | Continuous (Can dim down to ≤ 10% (W)) | Not Yet Verified |  |  | 4557 | 98.42 | 46.3 | 7.2 | 0.963 | 4097 | 83
PM94T7NB | Philips Ledalite | Philips Ledalite | 2906LACQQ04[7.G]D | Indoor Luminaires | Linear Ambient | Direct Linear Ambient Luminaires | Standard | FALSE | [9 empty] | 3/11/2015 | Dimmable | Continuous (Can dim down to ≤ 10% (W)) | Not Yet Verified |  |  | 4557 | 98.42 | 46.3 | 7.2 | 0.963 | 4097 | 83
PU9YGM76 | Philips Ledalite | Philips Ledalite | 2906LBCQQ04[7.G]1 | Indoor Luminaires | Linear Ambient | Direct Linear Ambient Luminaires | Standard | FALSE | [9 empty] | 3/11/2015 | Dimmable | Continuous (Can dim down to ≤ 10% (W)) | Not Yet Verified |  |  | 4576 | 99.48 | 46 | 7.2 | 0.998 | 3442 | 82
PN162RGA | Philips Ledalite | Philips Ledalite | 2906LBCQQ04[7.G]2 | Indoor Luminaires | Linear Ambient | Direct Linear Ambient Luminaires | Standard | FALSE | [9 empty] | 3/11/2015 | Dimmable | Continuous (Can dim down to ≤ 10% (W)) | Not Yet Verified |  |  | 4576 | 99.48 | 46 | 7.2 | 0.963 | 3442 | 82
PD8PSNFZ | Philips Ledalite | Philips Ledalite | 2906LBCQQ04[7.G]D | Indoor Luminaires | Linear Ambient | Direct Linear Ambient Luminaires | Standard | FALSE | [9 empty] | 3/11/2015 | Dimmable | Continuous (Can dim down to ≤ 10% (W)) | Not Yet Verified |  |  | 4576 | 99.48 | 46 | 7.2 | 0.963 | 3442 | 82
PH5BXUU5 | Philips Ledalite | Philips Ledalite | 2906LCCQQ04[7.G]1 | Indoor Luminaires | Linear Ambient | Direct Linear Ambient Luminaires | Standard | FALSE | [9 empty] | 3/11/2015 | Dimmable | Continuous (Can dim down to ≤ 10% (W)) | Not Yet Verified |  |  | 4444 | 96.82 | 45.9 | 7.2 | 0.998 | 3110 | 81
PQMG2AKC | Philips Ledalite | Philips Ledalite | 2906LCCQQ04[7.G]2 | Indoor Luminaires | Linear Ambient | Direct Linear Ambient Luminaires | Standard | FALSE | [9 empty] | 3/11/2015 | Dimmable | Continuous (Can dim down to ≤ 10% (W)) | Not Yet Verified |  |  | 4444 | 96.82 | 45.9 | 7.2 | 0.963 | 3110 | 81
PAJ65K1P | Philips Ledalite | Philips Ledalite | 2906LCCQQ04[7.G]D | Indoor Luminaires | Linear Ambient | Direct Linear Ambient Luminaires | Standard | FALSE | [9 empty] | 3/11/2015 | Dimmable | Continuous (Can dim down to ≤ 10% (W)) | Not Yet Verified |  |  | 4444 | 96.82 | 45.9 | 7.2 | 0.963 | 3110 | 81
PJDEKV7H | Philips Ledalite | Philips Ledalite | 2906LADQQ04[7.G]1 | Indoor Luminaires | Linear Ambient | Direct Linear Ambient Luminaires | Standard | FALSE | [9 empty] | 3/11/2015 | Dimmable | Continuous (Can dim down to ≤ 10% (W)) | Not Yet Verified |  |  | 3666 | 104.44 | 35.1 | 7.2 | 0.997 | 4079 | 83
PBQBVGNM | Philips Ledalite | Philips Ledalite | 2906LADQQ04[7.G]2 | Indoor Luminaires | Linear Ambient | Direct Linear Ambient Luminaires | Standard | FALSE | [9 empty] | 3/11/2015 | Dimmable | Continuous (Can dim down to ≤ 10% (W)) | Not Yet Verified |  |  | 3666 | 104.44 | 35.1 | 7.2 | 0.94 | 4079 | 83
PEXV2PA8 | Philips Ledalite | Philips Ledalite | 2906LADQQ04[7.G]D | Indoor Luminaires | Linear Ambient | Direct Linear Ambient Luminaires | Standard | FALSE | [9 empty] | 3/11/2015 | Dimmable | Continuous (Can dim down to ≤ 10% (W)) | Not Yet Verified |  |  | 3666 | 104.44 | 35.1 | 7.2 | 0.94 | 4079 | 83
PPY9R68D | Philips Ledalite | Philips Ledalite | 2906LBDQQ04[7.G]1 | Indoor Luminaires | Linear Ambient | Direct Linear Ambient Luminaires | Standard | FALSE | [9 empty] | 3/11/2015 | Dimmable | Continuous (Can dim down to ≤ 10% (W)) | Not Yet Verified |  |  | 3650 | 104.89 | 34.8 | 7.2 | 0.997 | 3434 | 82
PYTXBRK8 | Philips Ledalite | Philips Ledalite | 2906LBDQQ04[7.G]2 | Indoor Luminaires | Linear Ambient | Direct Linear Ambient Luminaires | Standard | FALSE | [9 empty] | 3/11/2015 | Dimmable | Continuous (Can dim down to ≤ 10% (W)) | Not Yet Verified |  |  | 3650 | 104.89 | 34.8 | 7.2 | 0.94 | 3434 | 82
P26N9XXN | Philips Ledalite | Philips Ledalite | 2906LBDQQ04[7.G]D | Indoor Luminaires | Linear Ambient | Direct Linear Ambient Luminaires | Standard | FALSE | [9 empty] | 3/11/2015 | Dimmable | Continuous (Can dim down to ≤ 10% (W)) | Not Yet Verified |  |  | 3650 | 104.89 | 34.8 | 7.2 | 0.94 | 3434 | 82
P7FG4716 | Philips Ledalite | Philips Ledalite | 2906LCDQQ04[7.G]1 | Indoor Luminaires | Linear Ambient | Direct Linear Ambient Luminaires | Standard | FALSE | [9 empty] | 3/11/2015 | Dimmable | Continuous (Can dim down to ≤ 10% (W)) | Not Yet Verified |  |  | 3555 | 102.45 | 34.7 | 7.2 | 0.997 | 3102 | 81
PXKC7ZQ5 | Philips Ledalite | Philips Ledalite | 2906LCDQQ04[7.G]2 | Indoor Luminaires | Linear Ambient | Direct Linear Ambient Luminaires | Standard | FALSE | [9 empty] | 3/11/2015 | Dimmable | Continuous (Can dim down to ≤ 10% (W)) | Not Yet Verified |  |  | 3555 | 102.45 | 34.7 | 7.2 | 0.94 | 3102 | 81
PQF4Y8EN | Philips Ledalite | Philips Ledalite | 2906LCDQQ04[7.G]D | Indoor Luminaires | Linear Ambient | Direct Linear Ambient Luminaires | Standard | FALSE | [9 empty] | 3/11/2015 | Dimmable | Continuous (Can dim down to ≤ 10% (W)) | Not Yet Verified |  |  | 3555 | 102.45 | 34.7 | 7.2 | 0.94 | 3102 | 81
P6QT2BNP | Philips Ledalite | Philips Ledalite | 2906LABQQ06[7.G]1 | Indoor Luminaires | Linear Ambient | Direct Linear Ambient Luminaires | Standard | FALSE | [9 empty] | 3/11/2015 | Dimmable | Continuous (Can dim down to ≤ 10% (W)) | Not Yet Verified |  |  | 7743 | 102.22 | 75.75 | 7.2 | 0.992 | 4096 | 83
P2G32NVS | Philips Ledalite | Philips Ledalite | 2906LABQQ06[7.G]2 | Indoor Luminaires | Linear Ambient | Direct Linear Ambient Luminaires | Standard | FALSE | [9 empty] | 3/11/2015 | Dimmable | Continuous (Can dim down to ≤ 10% (W)) | Not Yet Verified |  |  | 7743 | 102.22 | 75.75 | 7.2 | 0.963 | 4096 | 83
PT2W9GGB | Philips Ledalite | Philips Ledalite | 2906LABQQ06[7.G]D | Indoor Luminaires | Linear Ambient | Direct Linear Ambient Luminaires | Standard | FALSE | [9 empty] | 3/11/2015 | Dimmable | Continuous (Can dim down to ≤ 10% (W)) | Not Yet Verified |  |  | 7743 | 102.22 | 75.75 | 7.2 | 0.963 | 4096 | 83
PGUE16DM | Philips Ledalite | Philips Ledalite | 2906LBBQQ06[7.G]1 | Indoor Luminaires | Linear Ambient | Direct Linear Ambient Luminaires | Standard | FALSE | [9 empty] | 3/11/2015 | Dimmable | Continuous (Can dim down to ≤ 10% (W)) | Not Yet Verified |  |  | 7680 | 102.4 | 75 | 7.2 | 0.992 | 3440 | 82
P1TKYTAA | Philips Ledalite | Philips Ledalite | 2906LBBQQ06[7.G]2 | Indoor Luminaires | Linear Ambient | Direct Linear Ambient Luminaires | Standard | FALSE | [9 empty] | 3/11/2015 | Dimmable | Continuous (Can dim down to ≤ 10% (W)) | Not Yet Verified |  |  | 7680 | 102.4 | 75 | 7.2 | 0.963 | 3440 | 82
P1ZB5PT5 | Philips Ledalite | Philips Ledalite | 2906LBBQQ06[7.G]D | Indoor Luminaires | Linear Ambient | Direct Linear Ambient Luminaires | Standard | FALSE | [9 empty] | 3/11/2015 | Dimmable | Continuous (Can dim down to ≤ 10% (W)) | Not Yet Verified |  |  | 7680 | 102.4 | 75 | 7.2 | 0.963 | 3440 | 82
PDKEN5P6 | Philips Ledalite | Philips Ledalite | 2906LCBQQ06[7.G]1 | Indoor Luminaires | Linear Ambient | Direct Linear Ambient Luminaires | Standard | FALSE | [9 empty] | 3/11/2015 | Dimmable | Continuous (Can dim down to ≤ 10% (W)) | Not Yet Verified |  |  | 7509 | 99.92 | 75.15 | 7.2 | 0.992 | 3108 | 81
PPHZ17MY | Philips Ledalite | Philips Ledalite | 2906LCBQQ06[7.G]2 | Indoor Luminaires | Linear Ambient | Direct Linear Ambient Luminaires | Standard | FALSE | [9 empty] | 3/11/2015 | Dimmable | Continuous (Can dim down to ≤ 10% (W)) | Not Yet Verified |  |  | 7509 | 99.92 | 75.15 | 7.2 | 0.963 | 3108 | 81
P6NBFJBB | Philips Ledalite | Philips Ledalite | 2906LCBQQ06[7.G]D | Indoor Luminaires | Linear Ambient | Direct Linear Ambient Luminaires | Standard | FALSE | [9 empty] | 3/11/2015 | Dimmable | Continuous (Can dim down to ≤ 10% (W)) | Not Yet Verified |  |  | 7509 | 99.92 | 75.15 | 7.2 | 0.963 | 3108 | 81
PYSC5VR3 | Philips Ledalite | Philips Ledalite | 2906LACQQ06[7.G]1 | Indoor Luminaires | Linear Ambient | Direct Linear Ambient Luminaires | Standard | FALSE | [9 empty] | 3/11/2015 | Dimmable | Continuous (Can dim down to ≤ 10% (W)) | Not Yet Verified |  |  | 6835.5 | 98.42 | 69.45 | 7.2 | 0.998 | 4097 | 83
PCVD4ZFD | Philips Ledalite | Philips Ledalite | 2906LACQQ06[7.G]2 | Indoor Luminaires | Linear Ambient | Direct Linear Ambient Luminaires | Standard | FALSE | [9 empty] | 3/11/2015 | Dimmable | Continuous (Can dim down to ≤ 10% (W)) | Not Yet Verified |  |  | 6835.5 | 98.42 | 69.45 | 7.2 | 0.963 | 4097 | 83
PH9PAZQM | Philips Ledalite | Philips Ledalite | 2906LACQQ06[7.G]D | Indoor Luminaires | Linear Ambient | Direct Linear Ambient Luminaires | Standard | FALSE | [9 empty] | 3/11/2015 | Dimmable | Continuous (Can dim down to ≤ 10% (W)) | Not Yet Verified |  |  | 6835.5 | 98.42 | 69.45 | 7.2 | 0.963 | 4097 | 83
PKW7WYM5 | Philips Ledalite | Philips Ledalite | 2906LBCQQ06[7.G]1 | Indoor Luminaires | Linear Ambient | Direct Linear Ambient Luminaires | Standard | FALSE | [9 empty] | 3/11/2015 | Dimmable | Continuous (Can dim down to ≤ 10% (W)) | Not Yet Verified |  |  | 6864 | 99.48 | 69 | 7.2 | 0.998 | 3442 | 82
PMAZER4Q | Philips Ledalite | Philips Ledalite | 2906LBCQQ06[7.G]2 | Indoor Luminaires | Linear Ambient | Direct Linear Ambient Luminaires | Standard | FALSE | [9 empty] | 3/11/2015 | Dimmable | Continuous (Can dim down to ≤ 10% (W)) | Not Yet Verified |  |  | 6864 | 99.48 | 69 | 7.2 | 0.963 | 3442 | 82
P4CSJ8DK | Philips Ledalite | Philips Ledalite | 2906LBCQQ06[7.G]D | Indoor Luminaires | Linear Ambient | Direct Linear Ambient Luminaires | Standard | FALSE | [9 empty] | 3/11/2015 | Dimmable | Continuous (Can dim down to ≤ 10% (W)) | Not Yet Verified |  |  | 6864 | 99.48 | 69 | 7.2 | 0.963 | 3442 | 82
PXV7GFVX | Philips Ledalite | Philips Ledalite | 2906LCCQQ06[7.G]1 | Indoor Luminaires | Linear Ambient | Direct Linear Ambient Luminaires | Standard | FALSE | [9 empty] | 3/11/2015 | Dimmable | Continuous (Can dim down to ≤ 10% (W)) | Not Yet Verified |  |  | 6666 | 96.82 | 68.85 | 7.2 | 0.998 | 3110 | 81
PNYEUWZP | Philips Ledalite | Philips Ledalite | 2906LCCQQ06[7.G]2 | Indoor Luminaires | Linear Ambient | Direct Linear Ambient Luminaires | Standard | FALSE | [9 empty] | 3/11/2015 | Dimmable | Continuous (Can dim down to ≤ 10% (W)) | Not Yet Verified |  |  | 6666 | 96.82 | 68.85 | 7.2 | 0.963 | 3110 | 81
P5EH7D71 | Philips Ledalite | Philips Ledalite | 2906LCCQQ06[7.G]D | Indoor Luminaires | Linear Ambient | Direct Linear Ambient Luminaires | Standard | FALSE | [9 empty] | 3/11/2015 | Dimmable | Continuous (Can dim down to ≤ 10% (W)) | Not Yet Verified |  |  | 6666 | 96.82 | 68.85 | 7.2 | 0.963 | 3110 | 81
PUQYJMYQ | Philips Ledalite | Philips Ledalite | 2906LADQQ06[7.G]1 | Indoor Luminaires | Linear Ambient | Direct Linear Ambient Luminaires | Standard | FALSE | [9 empty] | 3/11/2015 | Dimmable | Continuous (Can dim down to ≤ 10% (W)) | Not Yet Verified |  |  | 5499 | 104.44 | 52.65 | 7.2 | 0.997 | 4079 | 83
P7612MAX | Philips Ledalite | Philips Ledalite | 2906LADQQ06[7.G]2 | Indoor Luminaires | Linear Ambient | Direct Linear Ambient Luminaires | Standard | FALSE | [9 empty] | 3/11/2015 | Dimmable | Continuous (Can dim down to ≤ 10% (W)) | Not Yet Verified |  |  | 5499 | 104.44 | 52.65 | 7.2 | 0.94 | 4079 | 83
PBAQT2G8 | Philips Ledalite | Philips Ledalite | 2906LADQQ06[7.G]D | Indoor Luminaires | Linear Ambient | Direct Linear Ambient Luminaires | Standard | FALSE | [9 empty] | 3/11/2015 | Dimmable | Continuous (Can dim down to ≤ 10% (W)) | Not Yet Verified |  |  | 5499 | 104.44 | 52.65 | 7.2 | 0.94 | 4079 | 83
PNUV5DB8 | Philips Ledalite | Philips Ledalite | 2906LBDQQ06[7.G]1 | Indoor Luminaires | Linear Ambient | Direct Linear Ambient Luminaires | Standard | FALSE | [9 empty] | 3/11/2015 | Dimmable | Continuous (Can dim down to ≤ 10% (W)) | Not Yet Verified |  |  | 5475 | 104.89 | 52.2 | 7.2 | 0.997 | 3434 | 82
P7JN4FVC | Philips Ledalite | Philips Ledalite | 2906LBDQQ06[7.G]2 | Indoor Luminaires | Linear Ambient | Direct Linear Ambient Luminaires | Standard | FALSE | [9 empty] | 3/11/2015 | Dimmable | Continuous (Can dim down to ≤ 10% (W)) | Not Yet Verified |  |  | 5475 | 104.89 | 52.2 | 7.2 | 0.94 | 3434 | 82
PFH846HQ | Philips Ledalite | Philips Ledalite | 2906LBDQQ06[7.G]D | Indoor Luminaires | Linear Ambient | Direct Linear Ambient Luminaires | Standard | FALSE | [9 empty] | 3/11/2015 | Dimmable | Continuous (Can dim down to ≤ 10% (W)) | Not Yet Verified |  |  | 5475 | 104.89 | 52.2 | 7.2 | 0.94 | 3434 | 82
P2P3KY14 | Philips Ledalite | Philips Ledalite | 2906LCDQQ06[7.G]1 | Indoor Luminaires | Linear Ambient | Direct Linear Ambient Luminaires | Standard | FALSE | [9 empty] | 3/11/2015 | Dimmable | Continuous (Can dim down to ≤ 10% (W)) | Not Yet Verified |  |  | 5332.5 | 102.45 | 52.05 | 7.2 | 0.997 | 3102 | 81
PD4QM12G | Philips Ledalite | Philips Ledalite | 2906LCDQQ06[7.G]2 | Indoor Luminaires | Linear Ambient | Direct Linear Ambient Luminaires | Standard | FALSE | [9 empty] | 3/11/2015 | Dimmable | Continuous (Can dim down to ≤ 10% (W)) | Not Yet Verified |  |  | 5332.5 | 102.45 | 52.05 | 7.2 | 0.94 | 3102 | 81
P5CPHXRA | Philips Ledalite | Philips Ledalite | 2906LCDQQ06[7.G]D | Indoor Luminaires | Linear Ambient | Direct Linear Ambient Luminaires | Standard | FALSE | [9 empty] | 3/11/2015 | Dimmable | Continuous (Can dim down to ≤ 10% (W)) | Not Yet Verified |  |  | 5332.5 | 102.45 | 52.05 | 7.2 | 0.94 | 3102 | 81
PXP7ERV5 | Philips Ledalite | Philips Ledalite | 2906LABQQ08[7.G]1 | Indoor Luminaires | Linear Ambient | Direct Linear Ambient Luminaires | Standard | FALSE | [9 empty] | 3/11/2015 | Dimmable | Continuous (Can dim down to ≤ 10% (W)) | Not Yet Verified |  |  | 10324 | 102.22 | 101 | 7.2 | 0.992 | 4096 | 83
P3RY69UV | Philips Ledalite | Philips Ledalite | 2906LABQQ08[7.G]2 | Indoor Luminaires | Linear Ambient | Direct Linear Ambient Luminaires | Standard | FALSE | [9 empty] | 3/11/2015 | Dimmable | Continuous (Can dim down to ≤ 10% (W)) | Not Yet Verified |  |  | 10324 | 102.22 | 101 | 7.2 | 0.963 | 4096 | 83
PE3UQMD3 | Philips Ledalite | Philips Ledalite | 2906LABQQ08[7.G]D | Indoor Luminaires | Linear Ambient | Direct Linear Ambient Luminaires | Standard | FALSE | [9 empty] | 3/11/2015 | Dimmable | Continuous (Can dim down to ≤ 10% (W)) | Not Yet Verified |  |  | 10324 | 102.22 | 101 | 7.2 | 0.963 | 4096 | 83
PQ8SR36K | Philips Ledalite | Philips Ledalite | 2906LBBQQ08[7.G]1 | Indoor Luminaires | Linear Ambient | Direct Linear Ambient Luminaires | Standard | FALSE | [9 empty] | 3/11/2015 | Dimmable | Continuous (Can dim down to ≤ 10% (W)) | Not Yet Verified |  |  | 10240 | 102.4 | 100 | 7.2 | 0.992 | 3440 | 82
PEUWH2QE | Philips Ledalite | Philips Ledalite | 2906LBBQQ08[7.G]2 | Indoor Luminaires | Linear Ambient | Direct Linear Ambient Luminaires | Standard | FALSE | [9 empty] | 3/11/2015 | Dimmable | Continuous (Can dim down to ≤ 10% (W)) | Not Yet Verified |  |  | 10240 | 102.4 | 100 | 7.2 | 0.963 | 3440 | 82
PA5FHF8M | Philips Ledalite | Philips Ledalite | 2906LBBQQ08[7.G]D | Indoor Luminaires | Linear Ambient | Direct Linear Ambient Luminaires | Standard | FALSE | [9 empty] | 3/11/2015 | Dimmable | Continuous (Can dim down to ≤ 10% (W)) | Not Yet Verified |  |  | 10240 | 102.4 | 100 | 7.2 | 0.963 | 3440 | 82
PN1R1HWZ | Philips Ledalite | Philips Ledalite | 2906LCBQQ08[7.G]1 | Indoor Luminaires | Linear Ambient | Direct Linear Ambient Luminaires | Standard | FALSE | [9 empty] | 3/11/2015 | Dimmable | Continuous (Can dim down to ≤ 10% (W)) | Not Yet Verified |  |  | 10012 | 99.92 | 100.2 | 7.2 | 0.992 | 3108 | 81
PK53KMHG | Philips Ledalite | Philips Ledalite | 2906LCBQQ08[7.G]2 | Indoor Luminaires | Linear Ambient | Direct Linear Ambient Luminaires | Standard | FALSE | [9 empty] | 3/11/2015 | Dimmable | Continuous (Can dim down to ≤ 10% (W)) | Not Yet Verified |  |  | 10012 | 99.92 | 100.2 | 7.2 | 0.963 | 3108 | 81
PQRYYYUY | Philips Ledalite | Philips Ledalite | 2906LCBQQ08[7.G]D | Indoor Luminaires | Linear Ambient | Direct Linear Ambient Luminaires | Standard | FALSE | [9 empty] | 3/11/2015 | Dimmable | Continuous (Can dim down to ≤ 10% (W)) | Not Yet Verified |  |  | 10012 | 99.92 | 100.2 | 7.2 | 0.963 | 3108 | 81
P7CXHDQE | Philips Ledalite | Philips Ledalite | 2906LACQQ08[7.G]1 | Indoor Luminaires | Linear Ambient | Direct Linear Ambient Luminaires | Standard | FALSE | [9 empty] | 3/11/2015 | Dimmable | Continuous (Can dim down to ≤ 10% (W)) | Not Yet Verified |  |  | 9114 | 98.42 | 92.6 | 7.2 | 0.998 | 4097 | 83
P8PGFESC | Philips Ledalite | Philips Ledalite | 2906LACQQ08[7.G]2 | Indoor Luminaires | Linear Ambient | Direct Linear Ambient Luminaires | Standard | FALSE | [9 empty] | 3/11/2015 | Dimmable | Continuous (Can dim down to ≤ 10% (W)) | Not Yet Verified |  |  | 9114 | 98.42 | 92.6 | 7.2 | 0.963 | 4097 | 83
PHBZUJW5 | Philips Ledalite | Philips Ledalite | 2906LACQQ08[7.G]D | Indoor Luminaires | Linear Ambient | Direct Linear Ambient Luminaires | Standard | FALSE | [9 empty] | 3/11/2015 | Dimmable | Continuous (Can dim down to ≤ 10% (W)) | Not Yet Verified |  |  | 9114 | 98.42 | 92.6 | 7.2 | 0.963 | 4097 | 83
PY48QG8W | Philips Ledalite | Philips Ledalite | 2906LBCQQ08[7.G]1 | Indoor Luminaires | Linear Ambient | Direct Linear Ambient Luminaires | Standard | FALSE | [9 empty] | 3/11/2015 | Dimmable | Continuous (Can dim down to ≤ 10% (W)) | Not Yet Verified |  |  | 9152 | 99.48 | 92 | 7.2 | 0.998 | 3442 | 82
PPSVSQXQ | Philips Ledalite | Philips Ledalite | 2906LBCQQ08[7.G]2 | Indoor Luminaires | Linear Ambient | Direct Linear Ambient Luminaires | Standard | FALSE | [9 empty] | 3/11/2015 | Dimmable | Continuous (Can dim down to ≤ 10% (W)) | Not Yet Verified |  |  | 9152 | 99.48 | 92 | 7.2 | 0.963 | 3442 | 82
PY3TDGVM | Philips Ledalite | Philips Ledalite | 2906LBCQQ08[7.G]D | Indoor Luminaires | Linear Ambient | Direct Linear Ambient Luminaires | Standard | FALSE | [9 empty] | 3/11/2015 | Dimmable | Continuous (Can dim down to ≤ 10% (W)) | Not Yet Verified |  |  | 9152 | 99.48 | 92 | 7.2 | 0.963 | 3442 | 82
PRVEG1EG | Philips Ledalite | Philips Ledalite | 2906LCCQQ08[7.G]1 | Indoor Luminaires | Linear Ambient | Direct Linear Ambient Luminaires | Standard | FALSE | [9 empty] | 3/11/2015 | Dimmable | Continuous (Can dim down to ≤ 10% (W)) | Not Yet Verified |  |  | 8888 | 96.82 | 91.8 | 7.2 | 0.998 | 3110 | 81
PF582QRT | Philips Ledalite | Philips Ledalite | 2906LABQQ04[1,2,3,8]1 | Indoor Luminaires | Linear Ambient | Direct Linear Ambient Luminaires | Standard | FALSE | [9 empty] | 3/11/2015 | Not Dimmable | Not Dimmable | Not Yet Verified |  |  | 5162 | 102.22 | 50.5 | 7.2 | 0.992 | 4096 | 83
PWYB1DDE | Philips Ledalite | Philips Ledalite | 2906LABQQ04[1,2,3,8]2 | Indoor Luminaires | Linear Ambient | Direct Linear Ambient Luminaires | Standard | FALSE | [9 empty] | 3/11/2015 | Not Dimmable | Not Dimmable | Not Yet Verified |  |  | 5162 | 102.22 | 50.5 | 7.2 | 0.963 | 4096 | 83
PKFY4T92 | Philips Ledalite | Philips Ledalite | 2906LABQQ04[1,2,3,8]D | Indoor Luminaires | Linear Ambient | Direct Linear Ambient Luminaires | Standard | FALSE | [9 empty] | 3/11/2015 | Not Dimmable | Not Dimmable | Not Yet Verified |  |  | 5162 | 102.22 | 50.5 | 7.2 | 0.963 | 4096 | 83
PM6FF69K | Philips Ledalite | Philips Ledalite | 2906LBBQQ04[1,2,3,8]1 | Indoor Luminaires | Linear Ambient | Direct Linear Ambient Luminaires | Standard | FALSE | [9 empty] | 3/11/2015 | Not Dimmable | Not Dimmable | Not Yet Verified |  |  | 5120 | 102.4 | 50 | 7.2 | 0.992 | 3440 | 82
P283CAXM | Philips Ledalite | Philips Ledalite | 2906LBBQQ04[1,2,3,8]2 | Indoor Luminaires | Linear Ambient | Direct Linear Ambient Luminaires | Standard | FALSE | [9 empty] | 3/11/2015 | Not Dimmable | Not Dimmable | Not Yet Verified |  |  | 5120 | 102.4 | 50 | 7.2 | 0.963 | 3440 | 82
P9HAAXYN | Philips Ledalite | Philips Ledalite | 2906LBBQQ04[1,2,3,8]D | Indoor Luminaires | Linear Ambient | Direct Linear Ambient Luminaires | Standard | FALSE | [9 empty] | 3/11/2015 | Not Dimmable | Not Dimmable | Not Yet Verified |  |  | 5120 | 102.4 | 50 | 7.2 | 0.963 | 3440 | 82
PUG13ZJJ | Philips Ledalite | Philips Ledalite | 2906LCBQQ04[1,2,3,8]1 | Indoor Luminaires | Linear Ambient | Direct Linear Ambient Luminaires | Standard | FALSE | [9 empty] | 3/11/2015 | Not Dimmable | Not Dimmable | Not Yet Verified |  |  | 5006 | 99.92 | 50.1 | 7.2 | 0.992 | 3108 | 81
PV947GV4 | Philips Ledalite | Philips Ledalite | 2906LCBQQ04[1,2,3,8]2 | Indoor Luminaires | Linear Ambient | Direct Linear Ambient Luminaires | Standard | FALSE | [9 empty] | 3/11/2015 | Not Dimmable | Not Dimmable | Not Yet Verified |  |  | 5006 | 99.92 | 50.1 | 7.2 | 0.963 | 3108 | 81
P83WTRG5 | Philips Ledalite | Philips Ledalite | 2906LCBQQ04[1,2,3,8]D | Indoor Luminaires | Linear Ambient | Direct Linear Ambient Luminaires | Standard | FALSE | [9 empty] | 3/11/2015 | Not Dimmable | Not Dimmable | Not Yet Verified |  |  | 5006 | 99.92 | 50.1 | 7.2 | 0.963 | 3108 | 81
PZHXDR3K | Philips Ledalite | Philips Ledalite | 2906LACQQ04[1,2,3,8]1 | Indoor Luminaires | Linear Ambient | Direct Linear Ambient Luminaires | Standard | FALSE | [9 empty] | 3/11/2015 | Not Dimmable | Not Dimmable | Not Yet Verified |  |  | 4557 | 98.42 | 46.3 | 7.2 | 0.998 | 4097 | 83
P8Y46KP2 | Philips Ledalite | Philips Ledalite | 2906LACQQ04[1,2,3,8]2 | Indoor Luminaires | Linear Ambient | Direct Linear Ambient Luminaires | Standard | FALSE | [9 empty] | 3/11/2015 | Not Dimmable | Not Dimmable | Not Yet Verified |  |  | 4557 | 98.42 | 46.3 | 7.2 | 0.963 | 4097 | 83
PZQPGZBF | Philips Ledalite | Philips Ledalite | 2906LACQQ04[1,2,3,8]D | Indoor Luminaires | Linear Ambient | Direct Linear Ambient Luminaires | Standard | FALSE | [9 empty] | 3/11/2015 | Not Dimmable | Not Dimmable | Not Yet Verified |  |  | 4557 | 98.42 | 46.3 | 7.2 | 0.963 | 4097 | 83
P99F3BSA | Philips Ledalite | Philips Ledalite | 2906LBCQQ04[1,2,3,8]1 | Indoor Luminaires | Linear Ambient | Direct Linear Ambient Luminaires | Standard | FALSE | [9 empty] | 3/11/2015 | Not Dimmable | Not Dimmable | Not Yet Verified |  |  | 4576 | 99.48 | 46 | 7.2 | 0.998 | 3442 | 82
PRQSFST4 | Philips Ledalite | Philips Ledalite | 2906LBCQQ04[1,2,3,8]2 | Indoor Luminaires | Linear Ambient | Direct Linear Ambient Luminaires | Standard | FALSE | [9 empty] | 3/11/2015 | Not Dimmable | Not Dimmable | Not Yet Verified |  |  | 4576 | 99.48 | 46 | 7.2 | 0.963 | 3442 | 82
P8DYHR8X | Philips Ledalite | Philips Ledalite | 2906LBCQQ04[1,2,3,8]D | Indoor Luminaires | Linear Ambient | Direct Linear Ambient Luminaires | Standard | FALSE | [9 empty] | 3/11/2015 | Not Dimmable | Not Dimmable | Not Yet Verified |  |  | 4576 | 99.48 | 46 | 7.2 | 0.963 | 3442 | 82
PP8DQ84H | Philips Ledalite | Philips Ledalite | 2906LCCQQ08[7.G]2 | Indoor Luminaires | Linear Ambient | Direct Linear Ambient Luminaires | Standard | FALSE | [9 empty] | 3/11/2015 | Dimmable | Continuous (Can dim down to ≤ 10% (W)) | Not Yet Verified |  |  | 8888 | 96.82 | 91.8 | 7.2 | 0.963 | 3110 | 81
PJZ47SUV | Philips Ledalite | Philips Ledalite | 2906LCCQQ08[7.G]D | Indoor Luminaires | Linear Ambient | Direct Linear Ambient Luminaires | Standard | FALSE | [9 empty] | 3/11/2015 | Dimmable | Continuous (Can dim down to ≤ 10% (W)) | Not Yet Verified |  |  | 8888 | 96.82 | 91.8 | 7.2 | 0.963 | 3110 | 81
P7XZ14XU | Philips Ledalite | Philips Ledalite | 2906LADQQ08[7.G]1 | Indoor Luminaires | Linear Ambient | Direct Linear Ambient Luminaires | Standard | FALSE | [9 empty] | 3/11/2015 | Dimmable | Continuous (Can dim down to ≤ 10% (W)) | Not Yet Verified |  |  | 7332 | 104.44 | 70.2 | 7.2 | 0.997 | 4079 | 83
PJGQCAUH | Philips Ledalite | Philips Ledalite | 2906LADQQ08[7.G]2 | Indoor Luminaires | Linear Ambient | Direct Linear Ambient Luminaires | Standard | FALSE | [9 empty] | 3/11/2015 | Dimmable | Continuous (Can dim down to ≤ 10% (W)) | Not Yet Verified |  |  | 7332 | 104.44 | 70.2 | 7.2 | 0.94 | 4079 | 83
PH4HR3PA | Philips Ledalite | Philips Ledalite | 2906LADQQ08[7.G]D | Indoor Luminaires | Linear Ambient | Direct Linear Ambient Luminaires | Standard | FALSE | [9 empty] | 3/11/2015 | Dimmable | Continuous (Can dim down to ≤ 10% (W)) | Not Yet Verified |  |  | 7332 | 104.44 | 70.2 | 7.2 | 0.94 | 4079 | 83
PTRCR4GP | Philips Ledalite | Philips Ledalite | 2906LBDQQ08[7.G]1 | Indoor Luminaires | Linear Ambient | Direct Linear Ambient Luminaires | Standard | FALSE | [9 empty] | 3/11/2015 | Dimmable | Continuous (Can dim down to ≤ 10% (W)) | Not Yet Verified |  |  | 7300 | 104.89 | 69.6 | 7.2 | 0.997 | 3434 | 82
PCZGZB2U | Philips Ledalite | Philips Ledalite | 2906LBDQQ08[7.G]2 | Indoor Luminaires | Linear Ambient | Direct Linear Ambient Luminaires | Standard | FALSE | [9 empty] | 3/11/2015 | Dimmable | Continuous (Can dim down to ≤ 10% (W)) | Not Yet Verified |  |  | 7300 | 104.89 | 69.6 | 7.2 | 0.94 | 3434 | 82
P8RR7TXE | Philips Ledalite | Philips Ledalite | 2906LBDQQ08[7.G]D | Indoor Luminaires | Linear Ambient | Direct Linear Ambient Luminaires | Standard | FALSE | [9 empty] | 3/11/2015 | Dimmable | Continuous (Can dim down to ≤ 10% (W)) | Not Yet Verified |  |  | 7300 | 104.89 | 69.6 | 7.2 | 0.94 | 3434 | 82
P2YM8KAA | Philips Ledalite | Philips Ledalite | 2906LCDQQ08[7.G]1 | Indoor Luminaires | Linear Ambient | Direct Linear Ambient Luminaires | Standard | FALSE | [9 empty] | 3/11/2015 | Dimmable | Continuous (Can dim down to ≤ 10% (W)) | Not Yet Verified |  |  | 7110 | 102.45 | 69.4 | 7.2 | 0.997 | 3102 | 81
P6VSYEUP | Philips Ledalite | Philips Ledalite | 2906LCDQQ08[7.G]2 | Indoor Luminaires | Linear Ambient | Direct Linear Ambient Luminaires | Standard | FALSE | [9 empty] | 3/11/2015 | Dimmable | Continuous (Can dim down to ≤ 10% (W)) | Not Yet Verified |  |  | 7110 | 102.45 | 69.4 | 7.2 | 0.94 | 3102 | 81
PFWKARFF | Philips Ledalite | Philips Ledalite | 2906LCDQQ08[7.G]D | Indoor Luminaires | Linear Ambient | Direct Linear Ambient Luminaires | Standard | FALSE | [9 empty] | 3/11/2015 | Dimmable | Continuous (Can dim down to ≤ 10% (W)) | Not Yet Verified |  |  | 7110 | 102.45 | 69.4 | 7.2 | 0.94 | 3102 | 81
PYZNZ5X2 | Philips Ledalite | Philips Ledalite | 24x5LCBAJ04[1,B,3,8]x | Indoor Luminaires | Linear Ambient | Direct Linear Ambient Luminaires | Standard | TRUE | 4709 | 94.6 | 49.8 | 13.4 | 0.963 | 3032 | 81 | 5 | 50000 | 8/10/2015 | Not Dimmable | Not Dimmable | Not Yet Verified |  | 3 | 4999 | 100.38 | 49.8 | 13.4 | 0.963 | 3032 | 81
PR466V72 | Philips Ledalite | Philips Ledalite | 24x5LCEAJ04[1,B,3,8]x | Indoor Luminaires | Linear Ambient | Direct Linear Ambient Luminaires | Standard | TRUE | 2471 | 99.2 | 24.9 | 14 | 0.959 | 3023 | 81 | 5 | 50000 | 8/10/2015 | Not Dimmable | Not Dimmable | Not Yet Verified |  | 3 | 2623 | 105.34 | 24.9 | 14 | 0.959 | 3023 | 81
P51XNTNT | Philips Ledalite | Philips Ledalite | 24x5LABAJ047x | Indoor Luminaires | Linear Ambient | Direct Linear Ambient Luminaires | Standard | FALSE | [9 empty] | 8/10/2015 | Dimmable | Continuous (Can dim down to ≤ 10% (W)) | Not Yet Verified |  |  | 5140 | 103.21 | 49.8 | 13.4 | 0.963 | 3907 | 83
P6H3HCQC | Philips Ledalite | Philips Ledalite | 24x5LBBAJ047x | Indoor Luminaires | Linear Ambient | Direct Linear Ambient Luminaires | Standard | FALSE | [9 empty] | 8/10/2015 | Dimmable | Continuous (Can dim down to ≤ 10% (W)) | Not Yet Verified |  |  | 5104 | 102.49 | 49.8 | 13.4 | 0.963 | 3344 | 82
PX6YU5BR | Philips Ledalite | Philips Ledalite | 24x5LCBAJ047x | Indoor Luminaires | Linear Ambient | Direct Linear Ambient Luminaires | Standard | FALSE | [9 empty] | 8/10/2015 | Dimmable | Continuous (Can dim down to ≤ 10% (W)) | Not Yet Verified |  |  | 4999 | 100.38 | 49.8 | 13.4 | 0.963 | 3032 | 81
PUJYYHSZ | Philips Ledalite | Philips Ledalite | 24x5LACAJ047x | Indoor Luminaires | Linear Ambient | Direct Linear Ambient Luminaires | Standard | FALSE | [9 empty] | 8/10/2015 | Dimmable | Continuous (Can dim down to ≤ 10% (W)) | Not Yet Verified |  |  | 3782 | 106.24 | 35.6 | 12.9 | 0.98 | 3907 | 83
P9J9BWVE | Philips Ledalite | Philips Ledalite | 24x5LBCAJ047x | Indoor Luminaires | Linear Ambient | Direct Linear Ambient Luminaires | Standard | FALSE | [9 empty] | 8/10/2015 | Dimmable | Continuous (Can dim down to ≤ 10% (W)) | Not Yet Verified |  |  | 3753 | 105.42 | 35.6 | 12.9 | 0.98 | 3344 | 82
P14R1M15 | Philips Ledalite | Philips Ledalite | 24x5LCCAJ047x | Indoor Luminaires | Linear Ambient | Direct Linear Ambient Luminaires | Standard | FALSE | [9 empty] | 8/10/2015 | Dimmable | Continuous (Can dim down to ≤ 10% (W)) | Not Yet Verified |  |  | 3674 | 103.2 | 35.6 | 12.9 | 0.98 | 3028 | 81
P87EA614 | Philips Ledalite | Philips Ledalite | 24x5LAEAJ047x | Indoor Luminaires | Linear Ambient | Direct Linear Ambient Luminaires | Standard | FALSE | [9 empty] | 8/10/2015 | Dimmable | Continuous (Can dim down to ≤ 10% (W)) | Not Yet Verified |  |  | 2699 | 108.39 | 24.9 | 14 | 0.959 | 3907 | 83
P8GM15KM | Philips Ledalite | Philips Ledalite | 24x5LBEAJ047x | Indoor Luminaires | Linear Ambient | Direct Linear Ambient Luminaires | Standard | FALSE | [9 empty] | 8/10/2015 | Dimmable | Continuous (Can dim down to ≤ 10% (W)) | Not Yet Verified |  |  | 2678 | 107.55 | 24.9 | 14 | 0.959 | 3344 | 82
PS9ZK546 | Philips Ledalite | Philips Ledalite | 24x5LCEAJ047x | Indoor Luminaires | Linear Ambient | Direct Linear Ambient Luminaires | Standard | FALSE | [9 empty] | 8/10/2015 | Dimmable | Continuous (Can dim down to ≤ 10% (W)) | Not Yet Verified |  |  | 2623 | 105.34 | 24.9 | 14 | 0.959 | 3023 | 81
P84GR576 | Philips Ledalite | Philips Ledalite | 24x5LABAJ06[1,B,3,8]x | Indoor Luminaires | Linear Ambient | Direct Linear Ambient Luminaires | Standard | FALSE | [9 empty] | 8/10/2015 | Not Dimmable | Not Dimmable | Not Yet Verified |  |  | 7710 | 103.21 | 74.7 | 13.4 | 0.963 | 3907 | 83
PBH4TMWV | Philips Ledalite | Philips Ledalite | 24x5LBBAJ06[1,B,3,8]x | Indoor Luminaires | Linear Ambient | Direct Linear Ambient Luminaires | Standard | FALSE | [9 empty] | 8/10/2015 | Not Dimmable | Not Dimmable | Not Yet Verified |  |  | 7656 | 102.49 | 74.7 | 13.4 | 0.963 | 3344 | 82
PMTYM26A | Philips Ledalite | Philips Ledalite | 24x5LCBAJ06[1,B,3,8]x | Indoor Luminaires | Linear Ambient | Direct Linear Ambient Luminaires | Standard | FALSE | [9 empty] | 8/10/2015 | Not Dimmable | Not Dimmable | Not Yet Verified |  |  | 7498.5 | 100.38 | 74.7 | 13.4 | 0.963 | 3032 | 81
PBXK2J4H | Philips Ledalite | Philips Ledalite | 24x5LACAJ06[1,B,3,8]x | Indoor Luminaires | Linear Ambient | Direct Linear Ambient Luminaires | Standard | FALSE | [9 empty] | 8/10/2015 | Not Dimmable | Not Dimmable | Not Yet Verified |  |  | 5673 | 106.24 | 53.4 | 12.9 | 0.98 | 3907 | 83
P41RR689 | Philips Ledalite | Philips Ledalite | 24x5LBCAJ06[1,B,3,8]x | Indoor Luminaires | Linear Ambient | Direct Linear Ambient Luminaires | Standard | FALSE | [9 empty] | 8/10/2015 | Not Dimmable | Not Dimmable | Not Yet Verified |  |  | 5629.5 | 105.42 | 53.4 | 12.9 | 0.98 | 3344 | 82
PD8UB476 | Philips Ledalite | Philips Ledalite | 24x5LCCAJ06[1,B,3,8]x | Indoor Luminaires | Linear Ambient | Direct Linear Ambient Luminaires | Standard | FALSE | [9 empty] | 8/10/2015 | Not Dimmable | Not Dimmable | Not Yet Verified |  |  | 5511 | 103.2 | 53.4 | 12.9 | 0.98 | 3028 | 81
P9TGTZ1E | Philips Ledalite | Philips Ledalite | 24x5LAEAJ06[1,B,3,8]x | Indoor Luminaires | Linear Ambient | Direct Linear Ambient Luminaires | Standard | FALSE | [9 empty] | 8/10/2015 | Not Dimmable | Not Dimmable | Not Yet Verified |  |  | 4048.5 | 108.39 | 37.35 | 14 | 0.959 | 3907 | 83
PSA8D756 | Philips Ledalite | Philips Ledalite | 24x5LBEAJ06[1,B,3,8]x | Indoor Luminaires | Linear Ambient | Direct Linear Ambient Luminaires | Standard | FALSE | [9 empty] | 8/10/2015 | Not Dimmable | Not Dimmable | Not Yet Verified |  |  | 4017 | 107.55 | 37.35 | 14 | 0.959 | 3344 | 82
PF6ZVCXH | Philips Ledalite | Philips Ledalite | 24x5LCEAJ06[1,B,3,8]x | Indoor Luminaires | Linear Ambient | Direct Linear Ambient Luminaires | Standard | FALSE | [9 empty] | 8/10/2015 | Not Dimmable | Not Dimmable | Not Yet Verified |  |  | 3934.5 | 105.34 | 37.35 | 14 | 0.959 | 3023 | 81
PSPCQXVH | Philips Ledalite | Philips Ledalite | 24x5LABAJ067x | Indoor Luminaires | Linear Ambient | Direct Linear Ambient Luminaires | Standard | FALSE | [9 empty] | 8/10/2015 | Dimmable | Continuous (Can dim down to ≤ 10% (W)) | Not Yet Verified |  |  | 7710 | 103.21 | 74.7 | 13.4 | 0.963 | 3907 | 83
PVEK79EC | Philips Ledalite | Philips Ledalite | 24x5LBBAJ067x | Indoor Luminaires | Linear Ambient | Direct Linear Ambient Luminaires | Standard | FALSE | [9 empty] | 8/10/2015 | Dimmable | Continuous (Can dim down to ≤ 10% (W)) | Not Yet Verified |  |  | 7656 | 102.49 | 74.7 | 13.4 | 0.963 | 3344 | 82
PEDHVDCN | Philips Ledalite | Philips Ledalite | 24x5LCBAJ067x | Indoor Luminaires | Linear Ambient | Direct Linear Ambient Luminaires | Standard | FALSE | [9 empty] | 8/10/2015 | Dimmable | Continuous (Can dim down to ≤ 10% (W)) | Not Yet Verified |  |  | 7498.5 | 100.38 | 74.7 | 13.4 | 0.963 | 3032 | 81
P1TM9CD7 | Philips Ledalite | Philips Ledalite | 24x5LACAJ067x | Indoor Luminaires | Linear Ambient | Direct Linear Ambient Luminaires | Standard | FALSE | [9 empty] | 8/10/2015 | Dimmable | Continuous (Can dim down to ≤ 10% (W)) | Not Yet Verified |  |  | 5673 | 106.24 | 53.4 | 12.9 | 0.98 | 3907 | 83
PB4S1JYS | Philips Ledalite | Philips Ledalite | 24x5LBCAJ067x | Indoor Luminaires | Linear Ambient | Direct Linear Ambient Luminaires | Standard | FALSE | [9 empty] | 8/10/2015 | Dimmable | Continuous (Can dim down to ≤ 10% (W)) | Not Yet Verified |  |  | 5629.5 | 105.42 | 53.4 | 12.9 | 0.98 | 3344 | 82
PDECCE77 | Philips Ledalite | Philips Ledalite | 24x5LCCAJ067x | Indoor Luminaires | Linear Ambient | Direct Linear Ambient Luminaires | Standard | FALSE | [9 empty] | 8/10/2015 | Dimmable | Continuous (Can dim down to ≤ 10% (W)) | Not Yet Verified |  |  | 5511 | 103.2 | 53.4 | 12.9 | 0.98 | 3028 | 81
P6XF813B | Philips Ledalite | Philips Ledalite | 24x5LAEAJ067x | Indoor Luminaires | Linear Ambient | Direct Linear Ambient Luminaires | Standard | FALSE | [9 empty] | 8/10/2015 | Dimmable | Continuous (Can dim down to ≤ 10% (W)) | Not Yet Verified |  |  | 4048.5 | 108.39 | 37.35 | 14 | 0.959 | 3907 | 83
P3R98U62 | Philips Ledalite | Philips Ledalite | 24x5LBEAJ067x | Indoor Luminaires | Linear Ambient | Direct Linear Ambient Luminaires | Standard | FALSE | [9 empty] | 8/10/2015 | Dimmable | Continuous (Can dim down to ≤ 10% (W)) | Not Yet Verified |  |  | 4017 | 107.55 | 37.35 | 14 | 0.959 | 3344 | 82
P61RUSKT | Philips Ledalite | Philips Ledalite | 24x5LCEAJ067x | Indoor Luminaires | Linear Ambient | Direct Linear Ambient Luminaires | Standard | FALSE | [9 empty] | 8/10/2015 | Dimmable | Continuous (Can dim down to ≤ 10% (W)) | Not Yet Verified |  |  | 3934.5 | 105.34 | 37.35 | 14 | 0.959 | 3023 | 81
PK4GZSWA | Philips Ledalite | Philips Ledalite | 24x5LABAJ08[1,B,3,8]x | Indoor Luminaires | Linear Ambient | Direct Linear Ambient Luminaires | Standard | FALSE | [9 empty] | 8/10/2015 | Not Dimmable | Not Dimmable | Not Yet Verified |  |  | 10280 | 103.21 | 99.6 | 13.4 | 0.963 | 3907 | 83
P9ET9FR5 | Philips Ledalite | Philips Ledalite | 24x5LBBAJ08[1,B,3,8]x | Indoor Luminaires | Linear Ambient | Direct Linear Ambient Luminaires | Standard | FALSE | [9 empty] | 8/10/2015 | Not Dimmable | Not Dimmable | Not Yet Verified |  |  | 10208 | 102.49 | 99.6 | 13.4 | 0.963 | 3344 | 82
P5EANK6J | Philips Ledalite | Philips Ledalite | 24x5LCBAJ08[1,B,3,8]x | Indoor Luminaires | Linear Ambient | Direct Linear Ambient Luminaires | Standard | FALSE | [9 empty] | 8/10/2015 | Not Dimmable | Not Dimmable | Not Yet Verified |  |  | 9998 | 100.38 | 99.6 | 13.4 | 0.963 | 3032 | 81
PPS2Z21H | Philips Ledalite | Philips Ledalite | 24x5LACAJ08[1,B,3,8]x | Indoor Luminaires | Linear Ambient | Direct Linear Ambient Luminaires | Standard | FALSE | [9 empty] | 8/10/2015 | Not Dimmable | Not Dimmable | Not Yet Verified |  |  | 7564 | 106.24 | 71.2 | 12.9 | 0.98 | 3907 | 83
PQXTXWPV | Philips Ledalite | Philips Ledalite | 24x5LBCAJ08[1,B,3,8]x | Indoor Luminaires | Linear Ambient | Direct Linear Ambient Luminaires | Standard | FALSE | [9 empty] | 8/10/2015 | Not Dimmable | Not Dimmable | Not Yet Verified |  |  | 7506 | 105.42 | 71.2 | 12.9 | 0.98 | 3344 | 82
P49JJGA4 | Philips Ledalite | Philips Ledalite | 24x5LCCAJ08[1,B,3,8]x | Indoor Luminaires | Linear Ambient | Direct Linear Ambient Luminaires | Standard | FALSE | [9 empty] | 8/10/2015 | Not Dimmable | Not Dimmable | Not Yet Verified |  |  | 7348 | 103.2 | 71.2 | 12.9 | 0.98 | 3028 | 81
PKS9PR7A | Philips Ledalite | Philips Ledalite | 24x5LAEAJ08[1,B,3,8]x | Indoor Luminaires | Linear Ambient | Direct Linear Ambient Luminaires | Standard | FALSE | [9 empty] | 8/10/2015 | Not Dimmable | Not Dimmable | Not Yet Verified |  |  | 5398 | 108.39 | 49.8 | 14 | 0.959 | 3907 | 83
PVRGFQJ7 | Philips Ledalite | Philips Ledalite | 24x5LBEAJ08[1,B,3,8]x | Indoor Luminaires | Linear Ambient | Direct Linear Ambient Luminaires | Standard | FALSE | [9 empty] | 8/10/2015 | Not Dimmable | Not Dimmable | Not Yet Verified |  |  | 5356 | 107.55 | 49.8 | 14 | 0.959 | 3344 | 82
PMR9Z62U | Philips Ledalite | Philips Ledalite | 24x5LCEAJ08[1,B,3,8]x | Indoor Luminaires | Linear Ambient | Direct Linear Ambient Luminaires | Standard | FALSE | [9 empty] | 8/10/2015 | Not Dimmable | Not Dimmable | Not Yet Verified |  |  | 5246 | 105.34 | 49.8 | 14 | 0.959 | 3023 | 81
PTANUBJB | Philips Ledalite | Philips Ledalite | 24x5LABAJ087x | Indoor Luminaires | Linear Ambient | Direct Linear Ambient Luminaires | Standard | FALSE | [9 empty] | 8/10/2015 | Dimmable | Continuous (Can dim down to ≤ 10% (W)) | Not Yet Verified |  |  | 10280 | 103.21 | 99.6 | 13.4 | 0.963 | 3907 | 83
PF2CD6QC | Philips Ledalite | Philips Ledalite | 24x5LBBAJ087x | Indoor Luminaires | Linear Ambient | Direct Linear Ambient Luminaires | Standard | FALSE | [9 empty] | 8/10/2015 | Dimmable | Continuous (Can dim down to ≤ 10% (W)) | Not Yet Verified |  |  | 10208 | 102.49 | 99.6 | 13.4 | 0.963 | 3344 | 82
P93MM4H4 | Philips Ledalite | Philips Ledalite | 24x5LCBAJ087x | Indoor Luminaires | Linear Ambient | Direct Linear Ambient Luminaires | Standard | FALSE | [9 empty] | 8/10/2015 | Dimmable | Continuous (Can dim down to ≤ 10% (W)) | Not Yet Verified |  |  | 9998 | 100.38 | 99.6 | 13.4 | 0.963 | 3032 | 81
PGKRGEYS | Philips Ledalite | Philips Ledalite | 24x5LACAJ087x | Indoor Luminaires | Linear Ambient | Direct Linear Ambient Luminaires | Standard | FALSE | [9 empty] | 8/10/2015 | Dimmable | Continuous (Can dim down to ≤ 10% (W)) | Not Yet Verified |  |  | 7564 | 106.24 | 71.2 | 12.9 | 0.98 | 3907 | 83
PUJUKJJ3 | Philips Ledalite | Philips Ledalite | 24x5LBCAJ087x | Indoor Luminaires | Linear Ambient | Direct Linear Ambient Luminaires | Standard | FALSE | [9 empty] | 8/10/2015 | Dimmable | Continuous (Can dim down to ≤ 10% (W)) | Not Yet Verified |  |  | 7506 | 105.42 | 71.2 | 12.9 | 0.98 | 3344 | 82
PSW4PY9P | Philips Ledalite | Philips Ledalite | 24x5LCCAJ087x | Indoor Luminaires | Linear Ambient | Direct Linear Ambient Luminaires | Standard | FALSE | [9 empty] | 8/10/2015 | Dimmable | Continuous (Can dim down to ≤ 10% (W)) | Not Yet Verified |  |  | 7348 | 103.2 | 71.2 | 12.9 | 0.98 | 3028 | 81
PYDCU44N | Philips Ledalite | Philips Ledalite | 24x5LAEAJ087x | Indoor Luminaires | Linear Ambient | Direct Linear Ambient Luminaires | Standard | FALSE | [9 empty] | 8/10/2015 | Dimmable | Continuous (Can dim down to ≤ 10% (W)) | Not Yet Verified |  |  | 5398 | 108.39 | 49.8 | 14 | 0.959 | 3907 | 83
PXXNCU1M | Philips Ledalite | Philips Ledalite | 24x5LBEAJ087x | Indoor Luminaires | Linear Ambient | Direct Linear Ambient Luminaires | Standard | FALSE | [9 empty] | 8/10/2015 | Dimmable | Continuous (Can dim down to ≤ 10% (W)) | Not Yet Verified |  |  | 5356 | 107.55 | 49.8 | 14 | 0.959 | 3344 | 82
PZ6M7VUX | Philips Ledalite | Philips Ledalite | 24x5LCEAJ087x | Indoor Luminaires | Linear Ambient | Direct Linear Ambient Luminaires | Standard | FALSE | [9 empty] | 8/10/2015 | Dimmable | Continuous (Can dim down to ≤ 10% (W)) | Not Yet Verified |  |  | 5246 | 105.34 | 49.8 | 14 | 0.959 | 3023 | 81
PDENS3UK | Philips Ledalite | Philips Ledalite | 24x5LACAJ04[1,B,3,8]x | Indoor Luminaires | Linear Ambient | Direct Linear Ambient Luminaires | Standard | FALSE | [9 empty] | 8/10/2015 | Not Dimmable | Not Dimmable | Not Yet Verified |  |  | 3782 | 106.24 | 35.6 | 12.9 | 0.98 | 3907 | 83
PG19B2VM | Philips Ledalite | Philips Ledalite | 24x5LBCAJ04[1,B,3,8]x | Indoor Luminaires | Linear Ambient | Direct Linear Ambient Luminaires | Standard | FALSE | [9 empty] | 8/10/2015 | Not Dimmable | Not Dimmable | Not Yet Verified |  |  | 3753 | 105.42 | 35.6 | 12.9 | 0.98 | 3344 | 82
PF4E6WUM | Philips Ledalite | Philips Ledalite | 24x5LCCAJ04[1,B,3,8]x | Indoor Luminaires | Linear Ambient | Direct Linear Ambient Luminaires | Standard | FALSE | [9 empty] | 8/10/2015 | Not Dimmable | Not Dimmable | Not Yet Verified |  |  | 3674 | 103.2 | 35.6 | 12.9 | 0.98 | 3028 | 81
PASR3JZH | Philips Ledalite | Philips Ledalite | 24x5LAEAJ04[1,B,3,8]x | Indoor Luminaires | Linear Ambient | Direct Linear Ambient Luminaires | Standard | FALSE | [9 empty] | 8/10/2015 | Not Dimmable | Not Dimmable | Not Yet Verified |  |  | 2699 | 108.39 | 24.9 | 14 | 0.959 | 3907 | 83
P1F1PCM4 | Philips Ledalite | Philips Ledalite | 24x5LBEAJ04[1,B,3,8]x | Indoor Luminaires | Linear Ambient | Direct Linear Ambient Luminaires | Standard | FALSE | [9 empty] | 8/10/2015 | Not Dimmable | Not Dimmable | Not Yet Verified |  |  | 2678 | 107.55 | 24.9 | 14 | 0.959 | 3344 | 82
P3RSDPCA | Philips Ledalite | Philips Ledalite | 24x5LABAG04[1,B,3,8]x | Indoor Luminaires | Linear Ambient | Direct Linear Ambient Luminaires | Standard | FALSE | [9 empty] | 8/10/2015 | Not Dimmable | Not Dimmable | Not Yet Verified |  |  | 5140 | 103.21 | 49.8 | 13.4 | 0.963 | 3907 | 83
PVG3Z4AP | Philips Ledalite | Philips Ledalite | 24x5LBBAG04[1,B,3,8]x | Indoor Luminaires | Linear Ambient | Direct Linear Ambient Luminaires | Standard | FALSE | [9 empty] | 8/10/2015 | Not Dimmable | Not Dimmable | Not Yet Verified |  |  | 5104 | 102.49 | 49.8 | 13.4 | 0.963 | 3344 | 82
PZUBCCP7 | Philips Ledalite | Philips Ledalite | 24x5LCBAG04[1,B,3,8]x | Indoor Luminaires | Linear Ambient | Direct Linear Ambient Luminaires | Standard | FALSE | [9 empty] | 8/10/2015 | Not Dimmable | Not Dimmable | Not Yet Verified |  |  | 4999 | 100.38 | 49.8 | 13.4 | 0.963 | 3032 | 81
PYEJP4MY | Philips Ledalite | Philips Ledalite | 24x5LACAG04[1,B,3,8]x | Indoor Luminaires | Linear Ambient | Direct Linear Ambient Luminaires | Standard | FALSE | [9 empty] | 8/10/2015 | Not Dimmable | Not Dimmable | Not Yet Verified |  |  | 3782 | 106.24 | 35.6 | 12.9 | 0.98 | 3907 | 83
P12B3VCG | Philips Ledalite | Philips Ledalite | 24x5LBCAG04[1,B,3,8]x | Indoor Luminaires | Linear Ambient | Direct Linear Ambient Luminaires | Standard | FALSE | [9 empty] | 8/10/2015 | Not Dimmable | Not Dimmable | Not Yet Verified |  |  | 3753 | 105.42 | 35.6 | 12.9 | 0.98 | 3344 | 82
PGCV9E9V | Philips Ledalite | Philips Ledalite | 24x5LCCAG04[1,B,3,8]x | Indoor Luminaires | Linear Ambient | Direct Linear Ambient Luminaires | Standard | FALSE | [9 empty] | 8/10/2015 | Not Dimmable | Not Dimmable | Not Yet Verified |  |  | 3674 | 103.2 | 35.6 | 12.9 | 0.98 | 3028 | 81
P4DE85DH | Philips Ledalite | Philips Ledalite | 24x5LAEAG04[1,B,3,8]x | Indoor Luminaires | Linear Ambient | Direct Linear Ambient Luminaires | Standard | FALSE | [9 empty] | 8/10/2015 | Not Dimmable | Not Dimmable | Not Yet Verified |  |  | 2699 | 108.39 | 24.9 | 14 | 0.959 | 3907 | 83
P8P61B9E | Philips Ledalite | Philips Ledalite | 24x5LBEAG04[1,B,3,8]x | Indoor Luminaires | Linear Ambient | Direct Linear Ambient Luminaires | Standard | FALSE | [9 empty] | 8/10/2015 | Not Dimmable | Not Dimmable | Not Yet Verified |  |  | 2678 | 107.55 | 24.9 | 14 | 0.959 | 3344 | 82
PMHZV2M5 | Philips Ledalite | Philips Ledalite | 24x5LCEAG04[1,B,3,8]x | Indoor Luminaires | Linear Ambient | Direct Linear Ambient Luminaires | Standard | FALSE | [9 empty] | 8/10/2015 | Not Dimmable | Not Dimmable | Not Yet Verified |  |  | 2623 | 105.34 | 24.9 | 14 | 0.959 | 3023 | 81
PQ16J8GT | Philips Ledalite | Philips Ledalite | 24x5LABAG047x | Indoor Luminaires | Linear Ambient | Direct Linear Ambient Luminaires | Standard | FALSE | [9 empty] | 8/10/2015 | Dimmable | Continuous (Can dim down to ≤ 10% (W)) | Not Yet Verified |  |  | 5140 | 103.21 | 49.8 | 13.4 | 0.963 | 3907 | 83
PRSC8QM5 | Philips Ledalite | Philips Ledalite | 24x5LBBAG047x | Indoor Luminaires | Linear Ambient | Direct Linear Ambient Luminaires | Standard | FALSE | [9 empty] | 8/10/2015 | Dimmable | Continuous (Can dim down to ≤ 10% (W)) | Not Yet Verified |  |  | 5104 | 102.49 | 49.8 | 13.4 | 0.963 | 3344 | 82
PADR9GR2 | Philips Ledalite | Philips Ledalite | 24x5LCBAG047x | Indoor Luminaires | Linear Ambient | Direct Linear Ambient Luminaires | Standard | FALSE | [9 empty] | 8/10/2015 | Dimmable | Continuous (Can dim down to ≤ 10% (W)) | Not Yet Verified |  |  | 4999 | 100.38 | 49.8 | 13.4 | 0.963 | 3032 | 81
PPFCUDC5 | Philips Ledalite | Philips Ledalite | 24x5LACAG047x | Indoor Luminaires | Linear Ambient | Direct Linear Ambient Luminaires | Standard | FALSE | [9 empty] | 8/10/2015 | Dimmable | Continuous (Can dim down to ≤ 10% (W)) | Not Yet Verified |  |  | 3782 | 106.24 | 35.6 | 12.9 | 0.98 | 3907 | 83
P55QNX1P | Philips Ledalite | Philips Ledalite | 24x5LBCAG047x | Indoor Luminaires | Linear Ambient | Direct Linear Ambient Luminaires | Standard | FALSE | [9 empty] | 8/10/2015 | Dimmable | Continuous (Can dim down to ≤ 10% (W)) | Not Yet Verified |  |  | 3753 | 105.42 | 35.6 | 12.9 | 0.98 | 3344 | 82
PNHZ67ZS | Philips Ledalite | Philips Ledalite | 24x5LCCAG047x | Indoor Luminaires | Linear Ambient | Direct Linear Ambient Luminaires | Standard | FALSE | [9 empty] | 8/10/2015 | Dimmable | Continuous (Can dim down to ≤ 10% (W)) | Not Yet Verified |  |  | 3674 | 103.2 | 35.6 | 12.9 | 0.98 | 3028 | 81
P642XXJM | Philips Ledalite | Philips Ledalite | 24x5LAEAG047x | Indoor Luminaires | Linear Ambient | Direct Linear Ambient Luminaires | Standard | FALSE | [9 empty] | 8/10/2015 | Dimmable | Continuous (Can dim down to ≤ 10% (W)) | Not Yet Verified |  |  | 2699 | 108.39 | 24.9 | 14 | 0.959 | 3907 | 83
PDJWU6CB | Philips Ledalite | Philips Ledalite | 24x5LBEAG047x | Indoor Luminaires | Linear Ambient | Direct Linear Ambient Luminaires | Standard | FALSE | [9 empty] | 8/10/2015 | Dimmable | Continuous (Can dim down to ≤ 10% (W)) | Not Yet Verified |  |  | 2678 | 107.55 | 24.9 | 14 | 0.959 | 3344 | 82
PV414DXW | Philips Ledalite | Philips Ledalite | 24x5LCEAG047x | Indoor Luminaires | Linear Ambient | Direct Linear Ambient Luminaires | Standard | FALSE | [9 empty] | 8/10/2015 | Dimmable | Continuous (Can dim down to ≤ 10% (W)) | Not Yet Verified |  |  | 2623 | 105.34 | 24.9 | 14 | 0.959 | 3023 | 81
PWYV3VRX | Philips Ledalite | Philips Ledalite | 24x5LABAG06[1,B,3,8]x | Indoor Luminaires | Linear Ambient | Direct Linear Ambient Luminaires | Standard | FALSE | [9 empty] | 8/10/2015 | Not Dimmable | Not Dimmable | Not Yet Verified |  |  | 7710 | 103.21 | 74.7 | 13.4 | 0.963 | 3907 | 83
P51CK1JS | Philips Ledalite | Philips Ledalite | 24x5LBBAG06[1,B,3,8]x | Indoor Luminaires | Linear Ambient | Direct Linear Ambient Luminaires | Standard | FALSE | [9 empty] | 8/10/2015 | Not Dimmable | Not Dimmable | Not Yet Verified |  |  | 7656 | 102.49 | 74.7 | 13.4 | 0.963 | 3344 | 82
PNK6S3U1 | Philips Ledalite | Philips Ledalite | 24x5LCBAG06[1,B,3,8]x | Indoor Luminaires | Linear Ambient | Direct Linear Ambient Luminaires | Standard | FALSE | [9 empty] | 8/10/2015 | Not Dimmable | Not Dimmable | Not Yet Verified |  |  | 7498.5 | 100.38 | 74.7 | 13.4 | 0.963 | 3032 | 81
PW342YN3 | Philips Ledalite | Philips Ledalite | 24x5LACAG06[1,B,3,8]x | Indoor Luminaires | Linear Ambient | Direct Linear Ambient Luminaires | Standard | FALSE | [9 empty] | 8/10/2015 | Not Dimmable | Not Dimmable | Not Yet Verified |  |  | 5673 | 106.24 | 53.4 | 12.9 | 0.98 | 3907 | 83
PQ9B3C6J | Philips Ledalite | Philips Ledalite | 24x5LBCAG06[1,B,3,8]x | Indoor Luminaires | Linear Ambient | Direct Linear Ambient Luminaires | Standard | FALSE | [9 empty] | 8/10/2015 | Not Dimmable | Not Dimmable | Not Yet Verified |  |  | 5629.5 | 105.42 | 53.4 | 12.9 | 0.98 | 3344 | 82
PFG4B3YJ | Philips Ledalite | Philips Ledalite | 24x5LCCAG06[1,B,3,8]x | Indoor Luminaires | Linear Ambient | Direct Linear Ambient Luminaires | Standard | FALSE | [9 empty] | 8/10/2015 | Not Dimmable | Not Dimmable | Not Yet Verified |  |  | 5511 | 103.2 | 53.4 | 12.9 | 0.98 | 3028 | 81
PTUHE3UH | Philips Ledalite | Philips Ledalite | 24x5LAEAG06[1,B,3,8]x | Indoor Luminaires | Linear Ambient | Direct Linear Ambient Luminaires | Standard | FALSE | [9 empty] | 8/10/2015 | Not Dimmable | Not Dimmable | Not Yet Verified |  |  | 4048.5 | 108.39 | 37.35 | 14 | 0.959 | 3907 | 83
PU4NMC5A | Philips Ledalite | Philips Ledalite | 24x5LBEAG06[1,B,3,8]x | Indoor Luminaires | Linear Ambient | Direct Linear Ambient Luminaires | Standard | FALSE | [9 empty] | 8/10/2015 | Not Dimmable | Not Dimmable | Not Yet Verified |  |  | 4017 | 107.55 | 37.35 | 14 | 0.959 | 3344 | 82
P52B7D4R | Philips Ledalite | Philips Ledalite | 24x5LCEAG06[1,B,3,8]x | Indoor Luminaires | Linear Ambient | Direct Linear Ambient Luminaires | Standard | FALSE | [9 empty] | 8/10/2015 | Not Dimmable | Not Dimmable | Not Yet Verified |  |  | 3934.5 | 105.34 | 37.35 | 14 | 0.959 | 3023 | 81
P2ATYPGG | Philips Ledalite | Philips Ledalite | 24x5LABAG067x | Indoor Luminaires | Linear Ambient | Direct Linear Ambient Luminaires | Standard | FALSE | [9 empty] | 8/10/2015 | Dimmable | Continuous (Can dim down to ≤ 10% (W)) | Not Yet Verified |  |  | 7710 | 103.21 | 74.7 | 13.4 | 0.963 | 3907 | 83
PDBQA6SC | Philips Ledalite | Philips Ledalite | 24x5LBBAG067x | Indoor Luminaires | Linear Ambient | Direct Linear Ambient Luminaires | Standard | FALSE | [9 empty] | 8/10/2015 | Dimmable | Continuous (Can dim down to ≤ 10% (W)) | Not Yet Verified |  |  | 7656 | 102.49 | 74.7 | 13.4 | 0.963 | 3344 | 82
PHVW54V6 | Philips Ledalite | Philips Ledalite | 24x5LCBAG067x | Indoor Luminaires | Linear Ambient | Direct Linear Ambient Luminaires | Standard | FALSE | [9 empty] | 8/10/2015 | Dimmable | Continuous (Can dim down to ≤ 10% (W)) | Not Yet Verified |  |  | 7498.5 | 100.38 | 74.7 | 13.4 | 0.963 | 3032 | 81
PFYS9BHK | Philips Ledalite | Philips Ledalite | 24x5LACAG067x | Indoor Luminaires | Linear Ambient | Direct Linear Ambient Luminaires | Standard | FALSE | [9 empty] | 8/10/2015 | Dimmable | Continuous (Can dim down to ≤ 10% (W)) | Not Yet Verified |  |  | 5673 | 106.24 | 53.4 | 12.9 | 0.98 | 3907 | 83
PQ3DZ442 | Philips Ledalite | Philips Ledalite | 24x5LBCAG067x | Indoor Luminaires | Linear Ambient | Direct Linear Ambient Luminaires | Standard | FALSE | [9 empty] | 8/10/2015 | Dimmable | Continuous (Can dim down to ≤ 10% (W)) | Not Yet Verified |  |  | 5629.5 | 105.42 | 53.4 | 12.9 | 0.98 | 3344 | 82
PT1SQMAQ | Philips Ledalite | Philips Ledalite | 24x5LCCAG067x | Indoor Luminaires | Linear Ambient | Direct Linear Ambient Luminaires | Standard | FALSE | [9 empty] | 8/10/2015 | Dimmable | Continuous (Can dim down to ≤ 10% (W)) | Not Yet Verified |  |  | 5511 | 103.2 | 53.4 | 12.9 | 0.98 | 3028 | 81
P28KGP8X | Philips Ledalite | Philips Ledalite | 24x5LAEAG067x | Indoor Luminaires | Linear Ambient | Direct Linear Ambient Luminaires | Standard | FALSE | [9 empty] | 8/10/2015 | Dimmable | Continuous (Can dim down to ≤ 10% (W)) | Not Yet Verified |  |  | 4048.5 | 108.39 | 37.35 | 14 | 0.959 | 3907 | 83
PGQBKJUV | Philips Ledalite | Philips Ledalite | 24x5LBEAG067x | Indoor Luminaires | Linear Ambient | Direct Linear Ambient Luminaires | Standard | FALSE | [9 empty] | 8/10/2015 | Dimmable | Continuous (Can dim down to ≤ 10% (W)) | Not Yet Verified |  |  | 4017 | 107.55 | 37.35 | 14 | 0.959 | 3344 | 82
PMBYM86Z | Philips Ledalite | Philips Ledalite | 24x5LCEAG067x | Indoor Luminaires | Linear Ambient | Direct Linear Ambient Luminaires | Standard | FALSE | [9 empty] | 8/10/2015 | Dimmable | Continuous (Can dim down to ≤ 10% (W)) | Not Yet Verified |  |  | 3934.5 | 105.34 | 37.35 | 14 | 0.959 | 3023 | 81
PJKMBXMZ | Philips Ledalite | Philips Ledalite | 24x5LABAG08[1,B,3,8]x | Indoor Luminaires | Linear Ambient | Direct Linear Ambient Luminaires | Standard | FALSE | [9 empty] | 8/10/2015 | Not Dimmable | Not Dimmable | Not Yet Verified |  |  | 10280 | 103.21 | 99.6 | 13.4 | 0.963 | 3907 | 83
P5ERSURP | Philips Ledalite | Philips Ledalite | 24x5LBBAG08[1,B,3,8]x | Indoor Luminaires | Linear Ambient | Direct Linear Ambient Luminaires | Standard | FALSE | [9 empty] | 8/10/2015 | Not Dimmable | Not Dimmable | Not Yet Verified |  |  | 10208 | 102.49 | 99.6 | 13.4 | 0.963 | 3344 | 82
P1F3YKYH | Philips Ledalite | Philips Ledalite | 24x5LCBAG08[1,B,3,8]x | Indoor Luminaires | Linear Ambient | Direct Linear Ambient Luminaires | Standard | FALSE | [9 empty] | 8/10/2015 | Not Dimmable | Not Dimmable | Not Yet Verified |  |  | 9998 | 100.38 | 99.6 | 13.4 | 0.963 | 3032 | 81
PPCPVJFG | Philips Ledalite | Philips Ledalite | 24x5LACAG08[1,B,3,8]x | Indoor Luminaires | Linear Ambient | Direct Linear Ambient Luminaires | Standard | FALSE | [9 empty] | 8/10/2015 | Not Dimmable | Not Dimmable | Not Yet Verified |  |  | 7564 | 106.24 | 71.2 | 12.9 | 0.98 | 3907 | 83
PY3CND1T | Philips Ledalite | Philips Ledalite | 24x5LBCAG08[1,B,3,8]x | Indoor Luminaires | Linear Ambient | Direct Linear Ambient Luminaires | Standard | FALSE | [9 empty] | 8/10/2015 | Not Dimmable | Not Dimmable | Not Yet Verified |  |  | 7506 | 105.42 | 71.2 | 12.9 | 0.98 | 3344 | 82
PX9F1X7N | Philips Ledalite | Philips Ledalite | 24x5LCCAG08[1,B,3,8]x | Indoor Luminaires | Linear Ambient | Direct Linear Ambient Luminaires | Standard | FALSE | [9 empty] | 8/10/2015 | Not Dimmable | Not Dimmable | Not Yet Verified |  |  | 7348 | 103.2 | 71.2 | 12.9 | 0.98 | 3028 | 81
PKW3ZDGV | Philips Ledalite | Philips Ledalite | 24x5LAEAG08[1,B,3,8]x | Indoor Luminaires | Linear Ambient | Direct Linear Ambient Luminaires | Standard | FALSE | [9 empty] | 8/10/2015 | Not Dimmable | Not Dimmable | Not Yet Verified |  |  | 5398 | 108.39 | 49.8 | 14 | 0.959 | 3907 | 83
P65YYHR5 | Philips Ledalite | Philips Ledalite | 24x5LBEAG08[1,B,3,8]x | Indoor Luminaires | Linear Ambient | Direct Linear Ambient Luminaires | Standard | FALSE | [9 empty] | 8/10/2015 | Not Dimmable | Not Dimmable | Not Yet Verified |  |  | 5356 | 107.55 | 49.8 | 14 | 0.959 | 3344 | 82
PH7RPETF | Philips Ledalite | Philips Ledalite | 24x5LCEAG08[1,B,3,8]x | Indoor Luminaires | Linear Ambient | Direct Linear Ambient Luminaires | Standard | FALSE | [9 empty] | 8/10/2015 | Not Dimmable | Not Dimmable | Not Yet Verified |  |  | 5246 | 105.34 | 49.8 | 14 | 0.959 | 3023 | 81
PMNEQZ6D | Philips Ledalite | Philips Ledalite | 24x5LABAG087x | Indoor Luminaires | Linear Ambient | Direct Linear Ambient Luminaires | Standard | FALSE | [9 empty] | 8/10/2015 | Dimmable | Continuous (Can dim down to ≤ 10% (W)) | Not Yet Verified |  |  | 10280 | 103.21 | 99.6 | 13.4 | 0.963 | 3907 | 83
PFX7Y16D | Philips Ledalite | Philips Ledalite | 24x5LBBAG087x | Indoor Luminaires | Linear Ambient | Direct Linear Ambient Luminaires | Standard | FALSE | [9 empty] | 8/10/2015 | Dimmable | Continuous (Can dim down to ≤ 10% (W)) | Not Yet Verified |  |  | 10208 | 102.49 | 99.6 | 13.4 | 0.963 | 3344 | 82
PSW5E9W3 | Philips Ledalite | Philips Ledalite | 24x5LCBAG087x | Indoor Luminaires | Linear Ambient | Direct Linear Ambient Luminaires | Standard | FALSE | [9 empty] | 8/10/2015 | Dimmable | Continuous (Can dim down to ≤ 10% (W)) | Not Yet Verified |  |  | 9998 | 100.38 | 99.6 | 13.4 | 0.963 | 3032 | 81
P8QZ6JXP | Philips Ledalite | Philips Ledalite | 24x5LACAG087x | Indoor Luminaires | Linear Ambient | Direct Linear Ambient Luminaires | Standard | FALSE | [9 empty] | 8/10/2015 | Dimmable | Continuous (Can dim down to ≤ 10% (W)) | Not Yet Verified |  |  | 7564 | 106.24 | 71.2 | 12.9 | 0.98 | 3907 | 83
PCZNSPF8 | Philips Ledalite | Philips Ledalite | 24x5LBCAG087x | Indoor Luminaires | Linear Ambient | Direct Linear Ambient Luminaires | Standard | FALSE | [9 empty] | 8/10/2015 | Dimmable | Continuous (Can dim down to ≤ 10% (W)) | Not Yet Verified |  |  | 7506 | 105.42 | 71.2 | 12.9 | 0.98 | 3344 | 82
PHXJQKSZ | Philips Ledalite | Philips Ledalite | 24x5LCCAG087x | Indoor Luminaires | Linear Ambient | Direct Linear Ambient Luminaires | Standard | FALSE | [9 empty] | 8/10/2015 | Dimmable | Continuous (Can dim down to ≤ 10% (W)) | Not Yet Verified |  |  | 7348 | 103.2 | 71.2 | 12.9 | 0.98 | 3028 | 81
PH19TV22 | Philips Ledalite | Philips Ledalite | 24x5LAEAG087x | Indoor Luminaires | Linear Ambient | Direct Linear Ambient Luminaires | Standard | FALSE | [9 empty] | 8/10/2015 | Dimmable | Continuous (Can dim down to ≤ 10% (W)) | Not Yet Verified |  |  | 5398 | 108.39 | 49.8 | 14 | 0.959 | 3907 | 83
PKWHE7NP | Philips Ledalite | Philips Ledalite | 24x5LBEAG087x | Indoor Luminaires | Linear Ambient | Direct Linear Ambient Luminaires | Standard | FALSE | [9 empty] | 8/10/2015 | Dimmable | Continuous (Can dim down to ≤ 10% (W)) | Not Yet Verified |  |  | 5356 | 107.55 | 49.8 | 14 | 0.959 | 3344 | 82
P7RUQJZD | Philips Ledalite | Philips Ledalite | 24x5LCEAG087x | Indoor Luminaires | Linear Ambient | Direct Linear Ambient Luminaires | Standard | FALSE | [9 empty] | 8/10/2015 | Dimmable | Continuous (Can dim down to ≤ 10% (W)) | Not Yet Verified |  |  | 5246 | 105.34 | 49.8 | 14 | 0.959 | 3023 | 81
P7VFNZEH | Philips Ledalite | Philips Ledalite | 24x5LABAJ04[1,B,3,8]x | Indoor Luminaires | Linear Ambient | Direct Linear Ambient Luminaires | Standard | FALSE | [9 empty] | 8/10/2015 | Not Dimmable | Not Dimmable | Not Yet Verified |  |  | 5140 | 103.21 | 49.8 | 13.4 | 0.963 | 3907 | 83
P8V1ZDDZ | Philips Ledalite | Philips Ledalite | 24x5LBBAJ04[1,B,3,8]x | Indoor Luminaires | Linear Ambient | Direct Linear Ambient Luminaires | Standard | FALSE | [9 empty] | 8/10/2015 | Not Dimmable | Not Dimmable | Not Yet Verified |  |  | 5104 | 102.49 | 49.8 | 13.4 | 0.963 | 3344 | 82
P11PSQ529 | Philips Optimum | Philips Optimum | SL 4FT 04L UV 840 | Indoor Luminaires | Linear Ambient | Direct Linear Ambient Luminaires | Standard | TRUE | 3905.21 | 117.27 | 33.3 | 11.83 | 0.972 | 3946 | 82.21 | 5 | 70000 | 10/2/2014 | Not Yet Verified | Not Yet Verified | Not Yet Verified |  | 2.1 | 4000 |  | 32 |  |  | 4000 | 80
P000014WY | Philips Optimum | Philips Optimum | SRL 4FT 05L UV 840 | Indoor Luminaires | Linear Ambient | Direct Linear Ambient Luminaires | Standard | TRUE | 4745 | 116 | 40.74 | 20.5 | 0.918 | 4198 | 84.5 | 5 | 70000 | 1/13/2014 | Not Yet Verified | Not Yet Verified | Not Yet Verified |  | 2.1 | 4656 | 116 | 40 |  |  | 4000 | 80
P000015IA | Philips Optimum | Philips Optimum | SL 3FT 02L UV 840 | Indoor Luminaires | Linear Ambient | Direct Linear Ambient Luminaires | Standard | TRUE | 1590 | 124 | 12.83 | 14.7 | 0.889 | 4003 | 84.2 | 5 | 70000 | 6/10/2014 | Not Yet Verified | Not Yet Verified | Not Yet Verified |  | 2.1 | 2000 |  |  |  |  | 4000 | 80
P000015IB | Philips Optimum | Philips Optimum | SL 4FT 02L UV 840 | Indoor Luminaires | Linear Ambient | Direct Linear Ambient Luminaires | Standard | TRUE | 2016 | 124.4 | 16.23 | 16.1 | 0.894 | 4001 | 84.1 | 5 | 70000 | 6/10/2014 | Not Yet Verified | Not Yet Verified | Not Yet Verified |  | 2.1 | 2000 |  |  |  |  | 4000 | 80
PVRV7BTHJ | Philips Optimum | Philips Optimum | SL 8FT 06L UV 840 | Indoor Luminaires | Linear Ambient | Direct Linear Ambient Luminaires | Standard | TRUE | 6197 | 126 | 49.32 | 18.61 | 0.935 | 4020 | 82.6 | 5 | 70000 | 10/21/2014 | Not Yet Verified | Not Yet Verified | Not Yet Verified |  | 2.1 | 6000 |  | 51 |  |  | 4000 | 80
P1ZDURBY | Philips Optimum | Philips Optimum | SL WD 4FT 05L UV 835 | Indoor Luminaires | Linear Ambient | Direct Linear Ambient Luminaires | Standard | TRUE | 3980.74 | 94.78 | 42 | 14.6 | 0.935 | 3421 | 82.05 | 5 | 50000 | 12/8/2014 | Dimmable | Continuous (Cannot dim down to ≤ 10% (W) | Not Yet Verified |  | 2.1 | 8820 | 107.56 | 82 | 20 | 0.9 | 3500 | 80
PN4KMPGZ | Philips Optimum | Philips Optimum | SL 4FT 05L UV 840 | Indoor Luminaires | Linear Ambient | Direct Linear Ambient Luminaires | Standard | TRUE | 4802.17 | 114.07 | 42.1 | 14.6 | 0.935 | 3953 | 82.1 | 5 | 50000 | 12/8/2014 | Dimmable | Continuous (Cannot dim down to ≤ 10% (W) | Not Yet Verified |  | 2.1 | 4500 | 107.14 | 42 | 20 | 0.9 | 4000 | 80
PGXPW2VP | Philips Optimum | Philips Optimum | SL WD 4FT 02L UV 835 | Indoor Luminaires | Linear Ambient | Direct Linear Ambient Luminaires | Standard | TRUE | 1613.77 | 100.23 | 16.1 | 14.6 | 0.935 | 3372 | 83.25 | 5 | 50000 | 12/8/2014 | Dimmable | Continuous (Cannot dim down to ≤ 10% (W) | Not Yet Verified |  | 2.1 | 1905 | 119.06 | 16 | 20 | 0.9 | 3500 | 80
PX7NAZA5 | Philips Optimum | Philips Optimum | SL 8FT 09L UV 835 | Indoor Luminaires | Linear Ambient | Direct Linear Ambient Luminaires | Standard | FALSE | [9 empty] | 12/8/2014 | Dimmable | Continuous (Cannot dim down to ≤ 10% (W) | Not Yet Verified |  |  | 3675 | 87.5 | 42 | 20 | 0.9 | 3500 | 80
PTKUZYGP | Philips Optimum | Philips Optimum | SL 4FT 04L UV 835 | Indoor Luminaires | Linear Ambient | Direct Linear Ambient Luminaires | Standard | FALSE | [9 empty] | 12/8/2014 | Dimmable | Continuous (Cannot dim down to ≤ 10% (W) | Not Yet Verified |  |  | 3822 | 119.43 | 32 | 20 | 0.9 | 3500 | 80
P3AHQFAH | Philips Optimum | Philips Optimum | SL 4FT 05L UV 835 | Indoor Luminaires | Linear Ambient | Direct Linear Ambient Luminaires | Standard | FALSE | [9 empty] | 12/8/2014 | Dimmable | Continuous (Cannot dim down to ≤ 10% (W) | Not Yet Verified |  |  | 4410 | 105 | 42 | 20 | 0.9 | 3500 | 80
PBK5V1Q9 | Philips Optimum | Philips Optimum | SL 4FT 02L UV 835 | Indoor Luminaires | Linear Ambient | Direct Linear Ambient Luminaires | Standard | FALSE | [9 empty] | 12/8/2014 | Dimmable | Continuous (Cannot dim down to ≤ 10% (W) | Not Yet Verified |  |  | 1588 | 99.25 | 16 | 20 | 0.9 | 3500 | 80
PS6YWUA5 | Philips Optimum | Philips Optimum | SL WD 4FT 02L UV 840 | Indoor Luminaires | Linear Ambient | Direct Linear Ambient Luminaires | Standard | FALSE | [9 empty] | 12/8/2014 | Dimmable | Continuous (Cannot dim down to ≤ 10% (W) | Not Yet Verified |  |  | 1619.76 | 101.23 | 16 | 20 | 0.9 | 4000 | 80
P3DJPPZE | Philips Optimum | Philips Optimum | SL WD 4FT 04L UV 835 | Indoor Luminaires | Linear Ambient | Direct Linear Ambient Luminaires | Standard | FALSE | [9 empty] | 12/8/2014 | Dimmable | Continuous (Cannot dim down to ≤ 10% (W) | Not Yet Verified |  |  | 3172.26 | 99.13 | 32 | 20 | 0.9 | 3500 | 80
PX4MA4S8 | Philips Optimum | Philips Optimum | SL WD 4FT 04L UV 840 | Indoor Luminaires | Linear Ambient | Direct Linear Ambient Luminaires | Standard | FALSE | [9 empty] | 12/8/2014 | Dimmable | Continuous (Cannot dim down to ≤ 10% (W) | Not Yet Verified |  |  | 3237 | 101.15 | 32 | 20 | 0.9 | 4000 | 80
PY6DJAQK | Philips Optimum | Philips Optimum | SL WD 4FT 05L UV 840 | Indoor Luminaires | Linear Ambient | Direct Linear Ambient Luminaires | Standard | FALSE | [9 empty] | 12/8/2014 | Dimmable | Continuous (Cannot dim down to ≤ 10% (W) | Not Yet Verified |  |  | 3750 | 89.28 | 42 | 20 | 0.9 | 4000 | 80
PUR2X2ZA | Philips Optimum | Philips Optimum | SL 8FT 04L UV 835 | Indoor Luminaires | Linear Ambient | Direct Linear Ambient Luminaires | Standard | FALSE | [9 empty] | 12/8/2014 | Dimmable | Continuous (Cannot dim down to ≤ 10% (W) | Not Yet Verified |  |  | 3810 | 119.06 | 32 | 20 | 0.9 | 3500 | 80
PP5CEFU9 | Philips Optimum | Philips Optimum | SL 8FT 04L UV 840 | Indoor Luminaires | Linear Ambient | Direct Linear Ambient Luminaires | Standard | FALSE | [9 empty] | 12/8/2014 | Dimmable | Continuous (Cannot dim down to ≤ 10% (W) | Not Yet Verified |  |  | 3886.2 | 121.44 | 32 | 20 | 0.9 | 4000 | 80
P78A3MCQ | Philips Optimum | Philips Optimum | SL 8FT 05L UV 835 | Indoor Luminaires | Linear Ambient | Direct Linear Ambient Luminaires | Standard | FALSE | [9 empty] | 12/8/2014 | Dimmable | Continuous (Cannot dim down to ≤ 10% (W) | Not Yet Verified |  |  | 4900 | 122.5 | 40 | 20 | 0.9 | 3500 | 80
PRTV68B3 | Philips Optimum | Philips Optimum | SL 8FT 05L UV 840 | Indoor Luminaires | Linear Ambient | Direct Linear Ambient Luminaires | Standard | FALSE | [9 empty] | 12/8/2014 | Dimmable | Continuous (Cannot dim down to ≤ 10% (W) | Not Yet Verified |  |  | 5000 | 125 | 40 | 20 | 0.9 | 4000 | 80
PAUMTVUJ | Philips Optimum | Philips Optimum | SL 8FT 06L UV 835 | Indoor Luminaires | Linear Ambient | Direct Linear Ambient Luminaires | Standard | FALSE | [9 empty] | 12/8/2014 | Dimmable | Continuous (Cannot dim down to ≤ 10% (W) | Not Yet Verified |  |  | 5880 | 115.29 | 51 | 20 | 0.9 | 3500 | 80
PYT1W9DH | Philips Optimum | Philips Optimum | SL 8FT 07L UV 835 | Indoor Luminaires | Linear Ambient | Direct Linear Ambient Luminaires | Standard | FALSE | [9 empty] | 12/8/2014 | Dimmable | Continuous (Cannot dim down to ≤ 10% (W) | Not Yet Verified |  |  | 7644 | 119.43 | 64 | 20 | 0.9 | 3500 | 80
P9J5X792 | Philips Optimum | Philips Optimum | SL 8FT 07L UV 840 | Indoor Luminaires | Linear Ambient | Direct Linear Ambient Luminaires | Standard | FALSE | [9 empty] | 12/8/2014 | Dimmable | Continuous (Cannot dim down to ≤ 10% (W) | Not Yet Verified |  |  | 7800 | 121.87 | 64 | 20 | 0.9 | 4000 | 80
P8DSYN6C | Philips Optimum | Philips Optimum | SL 8FT 09L UV 840 | Indoor Luminaires | Linear Ambient | Direct Linear Ambient Luminaires | Standard | FALSE | [9 empty] | 12/8/2014 | Dimmable | Continuous (Cannot dim down to ≤ 10% (W) | Not Yet Verified |  |  | 9000 | 109.75 | 82 | 20 | 0.9 | 4000 | 80
P7G14YGP | Philips Optimum | Philips Optimum | SL WD 8FT 04L UV 835 | Indoor Luminaires | Linear Ambient | Direct Linear Ambient Luminaires | Standard | FALSE | [9 empty] | 12/8/2014 | Dimmable | Continuous (Cannot dim down to ≤ 10% (W) | Not Yet Verified |  |  | 3162.3 | 98.82 | 32 | 20 | 0.9 | 3500 | 80
PM1XVAZH | Philips Optimum | Philips Optimum | SL WD 8FT 04L UV 840 | Indoor Luminaires | Linear Ambient | Direct Linear Ambient Luminaires | Standard | FALSE | [9 empty] | 12/8/2014 | Dimmable | Continuous (Cannot dim down to ≤ 10% (W) | Not Yet Verified |  |  | 3225.546 | 100.79 | 32 | 20 | 0.9 | 4000 | 80
PQJGN9FS | Philips Optimum | Philips Optimum | SL WD 8FT 05L UV 835 | Indoor Luminaires | Linear Ambient | Direct Linear Ambient Luminaires | Standard | FALSE | [9 empty] | 12/8/2014 | Dimmable | Continuous (Cannot dim down to ≤ 10% (W) | Not Yet Verified |  |  | 4067 | 101.67 | 40 | 20 | 0.9 | 3500 | 80
PJZJACBB | Philips Optimum | Philips Optimum | SL WD 8FT 05L UV 840 | Indoor Luminaires | Linear Ambient | Direct Linear Ambient Luminaires | Standard | FALSE | [9 empty] | 12/8/2014 | Dimmable | Continuous (Cannot dim down to ≤ 10% (W) | Not Yet Verified |  |  | 4150 | 103.75 | 40 | 20 | 0.9 | 4000 | 80
PR54HXG1 | Philips Optimum | Philips Optimum | SL WD 8FT 06L UV 835 | Indoor Luminaires | Linear Ambient | Direct Linear Ambient Luminaires | Standard | FALSE | [9 empty] | 12/8/2014 | Dimmable | Continuous (Cannot dim down to ≤ 10% (W) | Not Yet Verified |  |  | 4880.4 | 95.69 | 51 | 20 | 0.9 | 3500 | 80
PM92M64X | Philips Optimum | Philips Optimum | SL WD 8FT 06L UV 840 | Indoor Luminaires | Linear Ambient | Direct Linear Ambient Luminaires | Standard | FALSE | [9 empty] | 12/8/2014 | Dimmable | Continuous (Cannot dim down to ≤ 10% (W) | Not Yet Verified |  |  | 4980 | 97.64 | 51 | 20 | 0.9 | 4000 | 80
PTHB7JTT | Philips Optimum | Philips Optimum | SL WD 8FT 07L UV 835 | Indoor Luminaires | Linear Ambient | Direct Linear Ambient Luminaires | Standard | FALSE | [9 empty] | 12/8/2014 | Dimmable | Continuous (Cannot dim down to ≤ 10% (W) | Not Yet Verified |  |  | 6344.52 | 99.13 | 64 | 20 | 0.9 | 3500 | 80
P4KMNZWY | Philips Optimum | Philips Optimum | SL WD 8FT 07L UV 840 | Indoor Luminaires | Linear Ambient | Direct Linear Ambient Luminaires | Standard | FALSE | [9 empty] | 12/8/2014 | Dimmable | Continuous (Cannot dim down to ≤ 10% (W) | Not Yet Verified |  |  | 6474 | 101.15 | 64 | 20 | 0.9 | 4000 | 80
PSS3WFM5 | Philips Optimum | Philips Optimum | SL WD 8FT 09L UV 835 | Indoor Luminaires | Linear Ambient | Direct Linear Ambient Luminaires | Standard | FALSE | [9 empty] | 12/8/2014 | Dimmable | Continuous (Cannot dim down to ≤ 10% (W) | Not Yet Verified |  |  | 7320.6 | 89.27 | 82 | 20 | 0.9 | 3500 | 80
P63NNTTC | Philips Optimum | Philips Optimum | SL WD 8FT 09L UV 840 | Indoor Luminaires | Linear Ambient | Direct Linear Ambient Luminaires | Standard | FALSE | [9 empty] | 12/8/2014 | Dimmable | Continuous (Cannot dim down to ≤ 10% (W) | Not Yet Verified |  |  | 7470 | 91.09 | 82 | 20 | 0.9 | 4000 | 80
PTJ988CB | Pinnacle Architectural Lighting | EV6, ET6 | EV6V-40HO-4'-AC48X-UNV-1C-W-X | Indoor Luminaires | Linear Ambient | Direct Linear Ambient Luminaires | Standard | TRUE | 3104 | 89.5 | 34.7 | 17.1 | 0.935 | 4010 | 89.5 | 5 | 50000 | 8/30/2016 | Not Dimmable | Not Dimmable | No |  | 3.1 | 3104 | 89.5 | 34.7 | 17.6 | 0.94 | 4010 | 84
P8GKQY3W | Pinnacle Architectural Lighting | EV6, ET6 | EV6V-35-4'-AC48X-UNV-1C-W-X | Indoor Luminaires | Linear Ambient | Direct Linear Ambient Luminaires | Standard | TRUE | 1635 | 87 | 18.8 | 17.7 | 0.893 | 3487 | 84 | 5 | 50000 | 8/30/2016 | Not Dimmable | Not Dimmable | No |  | 3.1 | 1635 | 88.4 | 18.5 | 18.6 | 0.88 | 3487 | 84
PM1X5PAA | Pinnacle Architectural Lighting | EV6, ET6 | EV6V-35HO-4'-AC48X-UNV-1C-W-X | Indoor Luminaires | Linear Ambient | Direct Linear Ambient Luminaires | Standard | TRUE | 3021 | 87.3 | 34.6 | 17.8 | 0.932 | 3495 | 84 | 5 | 50000 | 8/30/2016 | Not Dimmable | Not Dimmable | No |  | 3.1 | 3021 | 87.3 | 34.6 | 17.6 | 0.94 | 3495 | 84
PRSYUHW9 | Pinnacle Architectural Lighting | EV6, ET6 | EV6V-40-4'-AC48X-UNV-1C-W-X | Indoor Luminaires | Linear Ambient | Direct Linear Ambient Luminaires | Standard | FALSE | [9 empty] | 8/30/2016 | Not Dimmable | Not Dimmable | No |  |  | 1699 | 90.4 | 18.8 | 18.6 | 0.88 | 4007 | 84
PH49W3EE | Pinnacle Architectural Lighting | EV6, ET6 | EV6A-35-4'-X-UNV-1C-W-X | Indoor Luminaires | Linear Ambient | Direct Linear Ambient Luminaires | Standard | FALSE | [9 empty] | 8/30/2016 | Not Dimmable | Not Dimmable | No |  |  | 1692 | 91.5 | 18.5 | 18.6 | 0.88 | 3477 | 83
PFJQBJN8 | Pinnacle Architectural Lighting | EV6, ET6 | EV6A-35HO-4'-X-UNV-1C-W-X | Indoor Luminaires | Linear Ambient | Direct Linear Ambient Luminaires | Standard | FALSE | [9 empty] | 8/30/2016 | Not Dimmable | Not Dimmable | No |  |  | 3094 | 89.4 | 34.6 | 17.6 | 0.94 | 3482 | 83
P78FB6EE | Pinnacle Architectural Lighting | EV6, ET6 | EV6A-40-4'-X-UNV-1C-W-X | Indoor Luminaires | Linear Ambient | Direct Linear Ambient Luminaires | Standard | FALSE | [9 empty] | 8/30/2016 | Not Dimmable | Not Dimmable | No |  |  | 1738 | 93.9 | 18.5 | 18.6 | 0.88 | 3976 | 83
PEBX82RB | Pinnacle Architectural Lighting | EV6, ET6 | EV6A-40HO-4'-X-UNV-1C-W-X | Indoor Luminaires | Linear Ambient | Direct Linear Ambient Luminaires | Standard | FALSE | [9 empty] | 8/30/2016 | Not Dimmable | Not Dimmable | No |  |  | 3178 | 91.8 | 34.6 | 17.6 | 0.94 | 3979 | 83
PVMX22UK | Pinnacle Architectural Lighting | EV6, ET6 | ET6A-35-4'-X-UNV-1C-W-X | Indoor Luminaires | Linear Ambient | Direct Linear Ambient Luminaires | Standard | FALSE | [9 empty] | 8/30/2016 | Not Dimmable | Not Dimmable | No |  |  | 1692 | 91.5 | 18.5 | 18.6 | 0.88 | 3477 | 83
PF9H48G5 | Pinnacle Architectural Lighting | EV6, ET6 | ET6A-35HO-4'-X-UNV-1C-W-X | Indoor Luminaires | Linear Ambient | Direct Linear Ambient Luminaires | Standard | FALSE | [9 empty] | 8/30/2016 | Not Dimmable | Not Dimmable | No |  |  | 3094 | 89.4 | 34.6 | 17.6 | 0.94 | 3482 | 83
P3MYBYCK | Pinnacle Architectural Lighting | EV6, ET6 | ET6A-40-4'-X-UNV-1C-W-X | Indoor Luminaires | Linear Ambient | Direct Linear Ambient Luminaires | Standard | FALSE | [9 empty] | 8/30/2016 | Not Dimmable | Not Dimmable | No |  |  | 1738 | 93.9 | 18.5 | 18.6 | 0.88 | 3976 | 83
PXTJDV59 | Pinnacle Architectural Lighting | EV6, ET6 | ET6A-40HO-4'-X-UNV-1C-W-X | Indoor Luminaires | Linear Ambient | Direct Linear Ambient Luminaires | Standard | FALSE | [9 empty] | 8/30/2016 | Not Dimmable | Not Dimmable | No |  |  | 3178 | 91.8 | 34.6 | 17.6 | 0.94 | 3979 | 83
PBPE3JFU | Pinnacle Architectural Lighting | EV6, ET6 | EV6AL-35-4'-AC48X-UNV-1C-W-X | Indoor Luminaires | Linear Ambient | Direct Linear Ambient Luminaires | Standard | FALSE | [9 empty] | 8/30/2016 | Not Dimmable | Not Dimmable | No |  |  | 1930 | 104.3 | 18.5 | 18.6 | 0.88 | 3500 | 83
PHV7G8T2 | Pinnacle Architectural Lighting | EV6, ET6 | EV6AL-35HO-4'-AC48X-UNV-1C-W-X | Indoor Luminaires | Linear Ambient | Direct Linear Ambient Luminaires | Standard | FALSE | [9 empty] | 8/30/2016 | Not Dimmable | Not Dimmable | No |  |  | 3561 | 102.9 | 34.6 | 17.6 | 0.94 | 3504 | 83
P991CR9J | Pinnacle Architectural Lighting | EV6, ET6 | EV6AL-40-4'-AC48X-UNV-1C-W-X | Indoor Luminaires | Linear Ambient | Direct Linear Ambient Luminaires | Standard | FALSE | [9 empty] | 8/30/2016 | Not Dimmable | Not Dimmable | No |  |  | 1988 | 107.5 | 18.5 | 18.6 | 0.88 | 4001 | 83
PZQ8S4T1 | Pinnacle Architectural Lighting | EV6, ET6 | EV6AL-40HO-4'-AC48X-UNV-1C-W-X | Indoor Luminaires | Linear Ambient | Direct Linear Ambient Luminaires | Standard | FALSE | [9 empty] | 8/30/2016 | Not Dimmable | Not Dimmable | No |  |  | 3662 | 105.5 | 34.7 | 17.6 | 0.94 | 4007 | 83
PWJGVCD2 | Pinnacle Architectural Lighting | EV6, ET6 | ET6AL-35-4'-X-UNV-1C-W-X | Indoor Luminaires | Linear Ambient | Direct Linear Ambient Luminaires | Standard | FALSE | [9 empty] | 8/30/2016 | Not Dimmable | Not Dimmable | No |  |  | 1930 | 104.3 | 18.5 | 18.6 | 0.88 | 3500 | 83
P8UHQ62Y | Pinnacle Architectural Lighting | EV6, ET6 | ET6AL-35HO-4'-X-UNV-1C-W-X | Indoor Luminaires | Linear Ambient | Direct Linear Ambient Luminaires | Standard | FALSE | [9 empty] | 8/30/2016 | Not Dimmable | Not Dimmable | No |  |  | 3561 | 102.9 | 34.6 | 17.6 | 0.94 | 3504 | 83
PZ6YT5VX | Pinnacle Architectural Lighting | EV6, ET6 | ET6AL-40-4'-X-UNV-1C-W-X | Indoor Luminaires | Linear Ambient | Direct Linear Ambient Luminaires | Standard | FALSE | [9 empty] | 8/30/2016 | Not Dimmable | Not Dimmable | No |  |  | 1988 | 107.5 | 18.5 | 18.6 | 0.88 | 4001 | 83
PUUAE51N | Pinnacle Architectural Lighting | EV6, ET6 | ET6AL-40HO-4'-X-UNV-1C-W-X | Indoor Luminaires | Linear Ambient | Direct Linear Ambient Luminaires | Standard | FALSE | [9 empty] | 8/30/2016 | Not Dimmable | Not Dimmable | No |  |  | 3662 | 105.5 | 34.7 | 17.6 | 0.94 | 4007 | 83
P1FQHPP9 | Pinnacle Architectural Lighting | EV6, ET6 | ET6V-35-4'-AC48X-UNV-1C-W-X | Indoor Luminaires | Linear Ambient | Direct Linear Ambient Luminaires | Standard | FALSE | [9 empty] | 8/30/2016 | Not Dimmable | Not Dimmable | No |  |  | 1635 | 88.4 | 18.5 | 18.6 | 0.88 | 3487 | 84
PM89H8BP | Pinnacle Architectural Lighting | EV6, ET6 | ET6V-35HO-4'-AC48X-UNV-1C-W-X | Indoor Luminaires | Linear Ambient | Direct Linear Ambient Luminaires | Standard | FALSE | [9 empty] | 8/30/2016 | Not Dimmable | Not Dimmable | No |  |  | 3021 | 87.3 | 34.6 | 17.6 | 0.94 | 3495 | 84
PFBXRVXD | Pinnacle Architectural Lighting | EV6, ET6 | ET6V-40-4'-AC48X-UNV-1C-W-X | Indoor Luminaires | Linear Ambient | Direct Linear Ambient Luminaires | Standard | FALSE | [9 empty] | 8/30/2016 | Not Dimmable | Not Dimmable | No |  |  | 1699 | 90.4 | 18.8 | 18.6 | 0.88 | 4007 | 84
PBNVWDNR | Pinnacle Architectural Lighting | EV6, ET6 | ET6V-40HO-4'-AC48X-UNV-1C-W-X | Indoor Luminaires | Linear Ambient | Direct Linear Ambient Luminaires | Standard | FALSE | [9 empty] | 8/30/2016 | Not Dimmable | Not Dimmable | No |  |  | 3104 | 89.5 | 34.7 | 17.6 | 0.94 | 4010 | 84
P7MR11UV | Pinnacle Architectural Lighting | EV6, ET6 | EV6A-35-4'-X-UNV-1D-W-X | Indoor Luminaires | Linear Ambient | Direct Linear Ambient Luminaires | Standard | FALSE | [9 empty] | 8/30/2016 | Dimmable | Continuous (Can dim down to ≤ 10% (W)) | No |  |  | 1692 | 91.5 | 18.5 | 18.6 | 0.88 | 3477 | 83
PVGXAWBD | Pinnacle Architectural Lighting | EV6, ET6 | EV6A-35HO-4'-X-UNV-1D-W-X | Indoor Luminaires | Linear Ambient | Direct Linear Ambient Luminaires | Standard | FALSE | [9 empty] | 8/30/2016 | Dimmable | Continuous (Can dim down to ≤ 10% (W)) | No |  |  | 3094 | 89.4 | 34.6 | 17.6 | 0.94 | 3482 | 83
PUZKKUWN | Pinnacle Architectural Lighting | EV6, ET6 | EV6A-40-4'-X-UNV-1D-W-X | Indoor Luminaires | Linear Ambient | Direct Linear Ambient Luminaires | Standard | FALSE | [9 empty] | 8/30/2016 | Dimmable | Continuous (Can dim down to ≤ 10% (W)) | No |  |  | 1738 | 93.9 | 18.5 | 18.6 | 0.88 | 3976 | 83
PHMTPR7Z | Pinnacle Architectural Lighting | EV6, ET6 | EV6A-40HO-4'-X-UNV-1D-W-X | Indoor Luminaires | Linear Ambient | Direct Linear Ambient Luminaires | Standard | FALSE | [9 empty] | 8/30/2016 | Dimmable | Continuous (Can dim down to ≤ 10% (W)) | No |  |  | 3178 | 91.8 | 34.6 | 17.6 | 0.94 | 3979 | 83
P45XJAUQ | Pinnacle Architectural Lighting | EV6, ET6 | ET6A-35-4'-X-UNV-1D-W-X | Indoor Luminaires | Linear Ambient | Direct Linear Ambient Luminaires | Standard | FALSE | [9 empty] | 8/30/2016 | Dimmable | Continuous (Can dim down to ≤ 10% (W)) | No |  |  | 1692 | 91.5 | 18.5 | 18.6 | 0.88 | 3477 | 83
PWTTGS4V | Pinnacle Architectural Lighting | EV6, ET6 | ET6A-35HO-4'-X-UNV-1D-W-X | Indoor Luminaires | Linear Ambient | Direct Linear Ambient Luminaires | Standard | FALSE | [9 empty] | 8/30/2016 | Dimmable | Continuous (Can dim down to ≤ 10% (W)) | No |  |  | 3094 | 89.4 | 34.6 | 17.6 | 0.94 | 3482 | 83
P5AR8VAS | Pinnacle Architectural Lighting | EV6, ET6 | ET6A-40-4'-X-UNV-1D-W-X | Indoor Luminaires | Linear Ambient | Direct Linear Ambient Luminaires | Standard | FALSE | [9 empty] | 8/30/2016 | Dimmable | Continuous (Can dim down to ≤ 10% (W)) | No |  |  | 1738 | 93.9 | 18.5 | 18.6 | 0.88 | 3976 | 83
PXJKV2CZ | Pinnacle Architectural Lighting | EV6, ET6 | ET6A-40HO-4'-X-UNV-1D-W-X | Indoor Luminaires | Linear Ambient | Direct Linear Ambient Luminaires | Standard | FALSE | [9 empty] | 8/30/2016 | Dimmable | Continuous (Can dim down to ≤ 10% (W)) | No |  |  | 3178 | 91.8 | 34.6 | 17.6 | 0.94 | 3979 | 83
P98MKX52 | Pinnacle Architectural Lighting | EV6, ET6 | EV6AL-35-4'-AC48X-UNV-1D-W-X | Indoor Luminaires | Linear Ambient | Direct Linear Ambient Luminaires | Standard | FALSE | [9 empty] | 8/30/2016 | Dimmable | Continuous (Can dim down to ≤ 10% (W)) | No |  |  | 1930 | 104.3 | 18.5 | 18.6 | 0.88 | 3500 | 83
PNA2VSZ7 | Pinnacle Architectural Lighting | EV6, ET6 | EV6AL-35HO-4'-AC48X-UNV-1D-W-X | Indoor Luminaires | Linear Ambient | Direct Linear Ambient Luminaires | Standard | FALSE | [9 empty] | 8/30/2016 | Dimmable | Continuous (Can dim down to ≤ 10% (W)) | No |  |  | 3561 | 102.9 | 34.6 | 17.6 | 0.94 | 3504 | 83
PF3DB22P | Pinnacle Architectural Lighting | EV6, ET6 | EV6AL-40-4'-AC48X-UNV-1D-W-X | Indoor Luminaires | Linear Ambient | Direct Linear Ambient Luminaires | Standard | FALSE | [9 empty] | 8/30/2016 | Dimmable | Continuous (Can dim down to ≤ 10% (W)) | No |  |  | 1988 | 107.5 | 18.5 | 18.6 | 0.88 | 4001 | 83
PMCR57GF | Pinnacle Architectural Lighting | EV6, ET6 | EV6AL-40HO-4'-AC48X-UNV-1D-W-X | Indoor Luminaires | Linear Ambient | Direct Linear Ambient Luminaires | Standard | FALSE | [9 empty] | 8/30/2016 | Dimmable | Continuous (Can dim down to ≤ 10% (W)) | No |  |  | 3662 | 105.5 | 34.7 | 17.6 | 0.94 | 4007 | 83
PVMYJRZX | Pinnacle Architectural Lighting | EV6, ET6 | ET6AL-35-4'-X-UNV-1D-W-X | Indoor Luminaires | Linear Ambient | Direct Linear Ambient Luminaires | Standard | FALSE | [9 empty] | 8/30/2016 | Dimmable | Continuous (Can dim down to ≤ 10% (W)) | No |  |  | 1930 | 104.3 | 18.5 | 18.6 | 0.88 | 3500 | 83
PUF7584T | Pinnacle Architectural Lighting | EV6, ET6 | ET6AL-35HO-4'-X-UNV-1D-W-X | Indoor Luminaires | Linear Ambient | Direct Linear Ambient Luminaires | Standard | FALSE | [9 empty] | 8/30/2016 | Dimmable | Continuous (Can dim down to ≤ 10% (W)) | No |  |  | 3561 | 102.9 | 34.6 | 17.6 | 0.94 | 3504 | 83
PAYNDMUS | Pinnacle Architectural Lighting | EV6, ET6 | ET6AL-40-4'-X-UNV-1D-W-X | Indoor Luminaires | Linear Ambient | Direct Linear Ambient Luminaires | Standard | FALSE | [9 empty] | 8/30/2016 | Dimmable | Continuous (Can dim down to ≤ 10% (W)) | No |  |  | 1988 | 107.5 | 18.5 | 18.6 | 0.88 | 4001 | 83
PSGT9KMX | Pinnacle Architectural Lighting | EV6, ET6 | ET6AL-40HO-4'-X-UNV-1D-W-X | Indoor Luminaires | Linear Ambient | Direct Linear Ambient Luminaires | Standard | FALSE | [9 empty] | 8/30/2016 | Dimmable | Continuous (Can dim down to ≤ 10% (W)) | No |  |  | 3662 | 105.5 | 34.7 | 17.6 | 0.94 | 4007 | 83
P66Q1XW2 | Pinnacle Architectural Lighting | EV6, ET6 | EV6V-35-4'-AC48X-UNV-1D-W-X | Indoor Luminaires | Linear Ambient | Direct Linear Ambient Luminaires | Standard | FALSE | [9 empty] | 8/30/2016 | Dimmable | Continuous (Can dim down to ≤ 10% (W)) | No |  |  | 1635 | 88.4 | 18.5 | 18.6 | 0.88 | 3487 | 84
PYDMA9KX | Pinnacle Architectural Lighting | EV6, ET6 | EV6V-35HO-4'-AC48X-UNV-1D-W-X | Indoor Luminaires | Linear Ambient | Direct Linear Ambient Luminaires | Standard | FALSE | [9 empty] | 8/30/2016 | Dimmable | Continuous (Can dim down to ≤ 10% (W)) | No |  |  | 3021 | 87.3 | 34.6 | 17.6 | 0.94 | 3495 | 84
PWFF485M | Pinnacle Architectural Lighting | EV6, ET6 | EV6V-40-4'-AC48X-UNV-1D-W-X | Indoor Luminaires | Linear Ambient | Direct Linear Ambient Luminaires | Standard | FALSE | [9 empty] | 8/30/2016 | Dimmable | Continuous (Can dim down to ≤ 10% (W)) | No |  |  | 1699 | 90.4 | 18.8 | 18.6 | 0.88 | 4007 | 84
PPC2VYZC | Pinnacle Architectural Lighting | EV6, ET6 | EV6V-40HO-4'-AC48X-UNV-1D-W-X | Indoor Luminaires | Linear Ambient | Direct Linear Ambient Luminaires | Standard | FALSE | [9 empty] | 8/30/2016 | Dimmable | Continuous (Can dim down to ≤ 10% (W)) | No |  |  | 3104 | 89.5 | 34.7 | 17.6 | 0.94 | 4010 | 84
PEEJEP9Y | Pinnacle Architectural Lighting | EV6, ET6 | ET6V-35-4'-AC48X-UNV-1D-W-X | Indoor Luminaires | Linear Ambient | Direct Linear Ambient Luminaires | Standard | FALSE | [9 empty] | 8/30/2016 | Dimmable | Continuous (Can dim down to ≤ 10% (W)) | No |  |  | 1635 | 88.4 | 18.5 | 18.6 | 0.88 | 3487 | 84
PJTEKH1M | Pinnacle Architectural Lighting | EV6, ET6 | ET6V-35HO-4'-AC48X-UNV-1D-W-X | Indoor Luminaires | Linear Ambient | Direct Linear Ambient Luminaires | Standard | FALSE | [9 empty] | 8/30/2016 | Dimmable | Continuous (Can dim down to ≤ 10% (W)) | No |  |  | 3021 | 87.3 | 34.6 | 17.6 | 0.94 | 3495 | 84
PVACNJ46 | Pinnacle Architectural Lighting | EV6, ET6 | ET6V-40-4'-AC48X-UNV-1D-W-X | Indoor Luminaires | Linear Ambient | Direct Linear Ambient Luminaires | Standard | FALSE | [9 empty] | 8/30/2016 | Dimmable | Continuous (Can dim down to ≤ 10% (W)) | No |  |  | 1699 | 90.4 | 18.8 | 18.6 | 0.88 | 4007 | 84
PAMFNRMS | Pinnacle Architectural Lighting | EV6, ET6 | ET6V-40HO-4'-AC48X-UNV-1D-W-X | Indoor Luminaires | Linear Ambient | Direct Linear Ambient Luminaires | Standard | FALSE | [9 empty] | 8/30/2016 | Dimmable | Continuous (Can dim down to ≤ 10% (W)) | No |  |  | 3104 | 89.5 | 34.7 | 17.6 | 0.94 | 4010 | 84
P3TDKH95 | Pinnacle Architectural Lighting | L6A100, LC6A100 | [[L6A100, LC6A100]-35-4'-AC48X-UNV-1C-W-X | Indoor Luminaires | Linear Ambient | Direct Linear Ambient Luminaires | Standard | TRUE | 1699 | 91.3 | 17.1 | 18.2 | 0.895 | 3491 | 82 | 5 | 60000 | 8/23/2016 | Not Dimmable | Not Dimmable | Yes |  | 3.1 | 1699 | 91.8 | 18.5 | 18.2 | 0.88 | 3491 | 82
PJ6SQGMU | Pinnacle Architectural Lighting | L6A100, LC6A100 | [L6A100, LC6A100]-35HO-4'-AC48X-UNV-1C-W-X | Indoor Luminaires | Linear Ambient | Direct Linear Ambient Luminaires | Standard | TRUE | 3164 | 91.7 | 34.5 | 17 | 0.936 | 3489 | 82 | 5 | 60000 | 8/23/2016 | Not Dimmable | Not Dimmable | Yes |  | 3.1 | 3164 | 91.7 | 34.5 | 17 | 0.94 | 3489 | 82
PB6J5XP1 | Pinnacle Architectural Lighting | L6A100, LC6A100 | [L6A100, LC6A100]-40-4'-AC48X-UNV-1C-W-X | Indoor Luminaires | Linear Ambient | Direct Linear Ambient Luminaires | Standard | FALSE | [9 empty] | 8/23/2016 | Not Dimmable | Not Dimmable | Yes |  |  | 1761 | 96.2 | 18.3 | 18.2 | 0.89 | 4000 | 82
PXEJD6WU | Pinnacle Architectural Lighting | L6A100, LC6A100 | [L6A100, LC6A100]-40HO-4'-AC48X-UNV-1C-W-X | Indoor Luminaires | Linear Ambient | Direct Linear Ambient Luminaires | Standard | FALSE | [9 empty] | 8/23/2016 | Not Dimmable | Not Dimmable | Yes |  |  | 3268 | 94.7 | 34.5 | 17 | 0.94 | 4002 | 82
PQ8G8YFN | Pinnacle Architectural Lighting | L6A100, LC6A100 | [L6A100, LC6A100]-35-4'-AC48X-UNV-1D-W-X | Indoor Luminaires | Linear Ambient | Direct Linear Ambient Luminaires | Standard | FALSE | [9 empty] | 8/23/2016 | Dimmable | Continuous (Can dim down to ≤ 10% (W)) | Yes |  |  | 1699 | 91.8 | 18.5 | 18.2 | 0.88 | 3491 | 82
PEN4RJQE | Pinnacle Architectural Lighting | L6A100, LC6A100 | [L6A100, LC6A100]-35HO-4'-AC48X-UNV-1D-W-X | Indoor Luminaires | Linear Ambient | Direct Linear Ambient Luminaires | Standard | FALSE | [9 empty] | 8/23/2016 | Dimmable | Continuous (Can dim down to ≤ 10% (W)) | Yes |  |  | 3164 | 91.7 | 34.5 | 17 | 0.94 | 3489 | 82
PZJYVDG7 | Pinnacle Architectural Lighting | L6A100, LC6A100 | [L6A100, LC6A100]-40-4'-AC48X-UNV-1D-W-X | Indoor Luminaires | Linear Ambient | Direct Linear Ambient Luminaires | Standard | FALSE | [9 empty] | 8/23/2016 | Dimmable | Continuous (Can dim down to ≤ 10% (W)) | Yes |  |  | 1761 | 96.2 | 18.3 | 18.2 | 0.89 | 4000 | 82
P3DU298E | Pinnacle Architectural Lighting | L6A100, LC6A100 | [L6A100, LC6A100]-40HO-4'-AC48X-UNV-1D-W-X | Indoor Luminaires | Linear Ambient | Direct Linear Ambient Luminaires | Standard | FALSE | [9 empty] | 8/23/2016 | Dimmable | Continuous (Can dim down to ≤ 10% (W)) | Yes |  |  | 3268 | 94.7 | 34.5 | 17 | 0.94 | 4002 | 82
PUAKE8EB | Pinnacle Architectural Lighting | L6A75, LC6A75 | [L6A75, LC6A75]-35-4'-AC48X-UNV-1C-W-X | Indoor Luminaires | Linear Ambient | Direct Linear Ambient Luminaires | Standard | TRUE | 1914 | 102.9 | 18.6 | 18.4 | 0.884 | 3470 | 82 | 5 | 60000 | 10/17/2016 | Not Dimmable | Not Dimmable | Yes |  | 4 | 1914 | 103.5 | 18.5 | 18.4 | 0.88 | 3470 | 82
PFRAR2KT | Pinnacle Architectural Lighting | L6A75, LC6A75 | [L6A75, LC6A75]-50-4'-AC48X-UNV-1C-W-X | Indoor Luminaires | Linear Ambient | Direct Linear Ambient Luminaires | Standard | TRUE | 2142 | 115.2 | 18.6 | 15.9 | 0.884 | 5005 | 82 | 5 | 60000 | 10/17/2016 | Not Dimmable | Not Dimmable | Yes |  | 4 | 2142 | 115.2 | 18.6 | 18.4 | 0.88 | 5005 | 82
P5DBAWKC | Pinnacle Architectural Lighting | L6A75, LC6A75 | [L6A75, LC6A75]-50HO-4'-AC48X-UNV-1C-W-X | Indoor Luminaires | Linear Ambient | Direct Linear Ambient Luminaires | Standard | FALSE | [9 empty] | 10/17/2016 | Not Dimmable | Not Dimmable | Yes |  |  | 3981 | 115.7 | 34.4 | 17.5 | 0.94 | 5036 | 81
PCD7W4TQ | Pinnacle Architectural Lighting | L6A75, LC6A75 | [L6A75, LC6A75]-35-4'-AC48X-UNV-1D-W-X | Indoor Luminaires | Linear Ambient | Direct Linear Ambient Luminaires | Standard | FALSE | [9 empty] | 10/17/2016 | Dimmable | Continuous (Can dim down to ≤ 10% (W)) | Yes |  |  | 1914 | 103.5 | 18.5 | 18.4 | 0.88 | 3470 | 82
PGKUFDU9 | Pinnacle Architectural Lighting | L6A75, LC6A75 | [L6A75, LC6A75]-35HO-4'-AC48X-UNV-1D-W-X | Indoor Luminaires | Linear Ambient | Direct Linear Ambient Luminaires | Standard | FALSE | [9 empty] | 10/17/2016 | Dimmable | Continuous (Can dim down to ≤ 10% (W)) | Yes |  |  | 3539 | 103.5 | 34.2 | 17.5 | 0.94 | 3478 | 82
PVY3ZSFR | Pinnacle Architectural Lighting | L6A75, LC6A75 | [L6A75, LC6A75]-40-4'-AC48X-UNV-1D-W-X | Indoor Luminaires | Linear Ambient | Direct Linear Ambient Luminaires | Standard | FALSE | [9 empty] | 10/17/2016 | Dimmable | Continuous (Can dim down to ≤ 10% (W)) | Yes |  |  | 1962 | 106.6 | 18.4 | 18.4 | 0.89 | 3996 | 83
PU1ZE7J6 | Pinnacle Architectural Lighting | L6A75, LC6A75 | [L6A75, LC6A75]-40HO-4'-AC48X-UNV-1D-W-X | Indoor Luminaires | Linear Ambient | Direct Linear Ambient Luminaires | Standard | FALSE | [9 empty] | 10/17/2016 | Dimmable | Continuous (Can dim down to ≤ 10% (W)) | Yes |  |  | 3596 | 104.8 | 34.3 | 17.5 | 0.93 | 3997 | 82
PMV4BV2S | Pinnacle Architectural Lighting | L6A75, LC6A75 | [L6A75, LC6A75]-50-4'-AC48X-UNV-1D-W-X | Indoor Luminaires | Linear Ambient | Direct Linear Ambient Luminaires | Standard | FALSE | [9 empty] | 10/17/2016 | Dimmable | Continuous (Can dim down to ≤ 10% (W)) | Yes |  |  | 2142 | 115.2 | 18.6 | 18.4 | 0.88 | 5005 | 82
PMZ1QDQ8 | Pinnacle Architectural Lighting | L6A75, LC6A75 | [L6A75, LC6A75]-50HO-4'-AC48X-UNV-1D-W-X | Indoor Luminaires | Linear Ambient | Direct Linear Ambient Luminaires | Standard | FALSE | [9 empty] | 10/17/2016 | Dimmable | Continuous (Can dim down to ≤ 10% (W)) | Yes |  |  | 3981 | 115.7 | 34.4 | 17.5 | 0.94 | 5036 | 81
PW91E7G2 | Pinnacle Architectural Lighting | L6A75, LC6A75 | [L6A75, LC6A75]-35HO-4'-AC48X-UNV-1C-W-X | Indoor Luminaires | Linear Ambient | Direct Linear Ambient Luminaires | Standard | FALSE | [9 empty] | 10/17/2016 | Not Dimmable | Not Dimmable | Yes |  |  | 3539 | 103.5 | 34.2 | 17.5 | 0.94 | 3478 | 82
P2QX5Y55 | Pinnacle Architectural Lighting | L6A75, LC6A75 | [L6A75, LC6A75]-40-4'-AC48X-UNV-1C-W-X | Indoor Luminaires | Linear Ambient | Direct Linear Ambient Luminaires | Standard | FALSE | [9 empty] | 10/17/2016 | Not Dimmable | Not Dimmable | Yes |  |  | 1962 | 106.6 | 18.4 | 18.4 | 0.89 | 3996 | 83
PVQXNHX5 | Pinnacle Architectural Lighting | L6A75, LC6A75 | [L6A75, LC6A75]-40HO-4'-AC48X-UNV-1C-W-X | Indoor Luminaires | Linear Ambient | Direct Linear Ambient Luminaires | Standard | FALSE | [9 empty] | 10/17/2016 | Not Dimmable | Not Dimmable | Yes |  |  | 3596 | 104.8 | 34.3 | 17.5 | 0.93 | 3997 | 82
PJSKQTVN6 | Power Concepts LLC | POWER CONCEPTS | P-OC480120LO6A302 | Indoor Luminaires | Linear Ambient | Direct Linear Ambient Luminaires | Standard | TRUE | 2893.07 | 105.59 | 27.4 | 10.44 | 0.933 | 3479 | 86.6 | 5 | 50000 | 9/4/2015 | Not Dimmable | Not Dimmable | Not Yet Verified |  | 2.1 | 2893 | 105.59 | 27.4 | 10.44 | 0.933 | 3500 | 86.6
P1Y2UXN2D | Power Concepts LLC | POWER CONCEPTS | P-OC480120LO5A302 | Indoor Luminaires | Linear Ambient | Direct Linear Ambient Luminaires | Standard | FALSE | [9 empty] | 9/4/2015 | Not Dimmable | Not Dimmable | Not Yet Verified |  |  | 3098.925 | 110.01 | 28.17 | 9.91 | 0.933 | 4000 | 84.1
PDYD7MG7 | Power Concepts LLC | POWER CONCEPTS | P-OC480120LO6A301 | Indoor Luminaires | Linear Ambient | Direct Linear Ambient Luminaires | Standard | TRUE | 4459.6 | 95.29 | 46.8 | 14.08 | 0.955 | 3443 | 84.8 | 5 | 50000 | 8/12/2015 | Dimmable | Continuous (Cannot dim down to ≤ 10% (W) | Not Yet Verified |  | 2.1 | 4459.6 | 95.29 | 46.8 | 2.9 | 0.95 | 3443 | 84.8
PT5XZWKY | Power Concepts LLC | POWER CONCEPTS | P-OC480120LO5A301 | Indoor Luminaires | Linear Ambient | Direct Linear Ambient Luminaires | Standard | FALSE | [9 empty] | 8/12/2015 | Dimmable | Continuous (Cannot dim down to ≤ 10% (W) | Not Yet Verified |  |  | 4501.02 | 99.36 | 45.3 | 13.7 | 0.95 | 3966 | 84.8
PRYAJMSN | Power Concepts LLC | POWER CONCEPTS | P-OC960240LO6A301 | Indoor Luminaires | Linear Ambient | Direct Linear Ambient Luminaires | Standard | TRUE | 8814 | 94.5 | 93.27 | 15.12 | 0.951 | 3461 | 84.3 | 5 | 50000 | 8/12/2015 | Dimmable | Continuous (Cannot dim down to ≤ 10% (W) | Not Yet Verified |  | 2.1 | 8814 | 94.5 | 93.27 | 4.13 | 0.999 | 3461 | 84.3
PHBFJSP8 | Power Concepts LLC | POWER CONCEPTS | P-OC960240LO5A301 | Indoor Luminaires | Linear Ambient | Direct Linear Ambient Luminaires | Standard | FALSE | [9 empty] | 8/12/2015 | Dimmable | Continuous (Cannot dim down to ≤ 10% (W) | Not Yet Verified |  |  | 8906 | 99.36 | 89.72 | 4.33 | 0.999 | 4022 | 83.9
P34886SX | Power Concepts LLC | POWER CONCEPTS | P-OC960240LO6A302 | Indoor Luminaires | Linear Ambient | Direct Linear Ambient Luminaires | Standard | TRUE | 6010 | 108.7 | 55.3 | 11.77 | 0.94 | 3483 | 86.4 | 5 | 50000 | 10/14/2015 | Not Dimmable | Not Dimmable | No |  | 3 | 6010 | 108.7 | 55.3 | 11.77 | 0.94 | 3483 | 86.4
P8CJKMVF | Power Concepts LLC | POWER CONCEPTS | P-OC960240LO5A302 | Indoor Luminaires | Linear Ambient | Direct Linear Ambient Luminaires | Standard | FALSE | [9 empty] | 10/14/2015 | Not Dimmable | Not Dimmable | No |  |  | 5907 | 106 | 55.63 | 11.8 | 0.943 | 3930 | 83.9
PGDSC9JE | Pozeen LED LTD | Pozeen | RKBP1418HU35K | Indoor Luminaires | Linear Ambient | Direct Linear Ambient Luminaires | Standard | TRUE | 1531 | 90.97 | 16.83 | 14.72 | 0.918 | 3465 | 83.7 | 5 |  | 12/17/2014 | Dimmable | Continuous (Can dim down to ≤ 10% (W)) | Not Yet Verified |  | 2.1 | 1531 | 90 | 18 |  |  | 3500 | 83
PY5EWXTQ | Pozeen LED LTD | Pozeen | RKBP1418HU40K | Indoor Luminaires | Linear Ambient | Direct Linear Ambient Luminaires | Standard | FALSE | [9 empty] | 12/17/2014 | Dimmable | Continuous (Can dim down to ≤ 10% (W)) | Not Yet Verified |  |  | 1531 | 90 | 18 |  |  | 4000 | 83
P4569F8R | Pozeen LED LTD | Pozeen | RKBP1418HU50K | Indoor Luminaires | Linear Ambient | Direct Linear Ambient Luminaires | Standard | FALSE | [9 empty] | 12/17/2014 | Dimmable | Continuous (Can dim down to ≤ 10% (W)) | Not Yet Verified |  |  | 1624 | 95 | 18 |  |  | 5000 | 82
P2FJT6V9 | Pozeen LED LTD | Pozeen | RKBP1430HU35K | Indoor Luminaires | Linear Ambient | Direct Linear Ambient Luminaires | Standard | TRUE | 2754.9 | 94.54 | 29.14 | 14.83 | 0.92 | 3457 | 83.5 | 5 |  | 12/17/2014 | Dimmable | Continuous (Can dim down to ≤ 10% (W)) | Not Yet Verified |  | 2.1 | 2700 | 90 | 30 |  |  | 3500 | 83
P3WYN4KZ | Pozeen LED LTD | Pozeen | RKBP1430HU40K | Indoor Luminaires | Linear Ambient | Direct Linear Ambient Luminaires | Standard | FALSE | [9 empty] | 12/17/2014 | Dimmable | Continuous (Can dim down to ≤ 10% (W)) | Not Yet Verified |  |  | 2700 | 90 | 30 |  |  | 4000 | 83
PW782DFW | Pozeen LED LTD | Pozeen | RKBP1430HU50K | Indoor Luminaires | Linear Ambient | Direct Linear Ambient Luminaires | Standard | FALSE | [9 empty] | 12/17/2014 | Dimmable | Continuous (Can dim down to ≤ 10% (W)) | Not Yet Verified |  |  | 3000 | 100 | 30 |  |  | 5000 | 84
PABXCJFP | PreciseLED Inc. | PreciseLED | STVW-4-25W(3000K) | Indoor Luminaires | Linear Ambient | Direct Linear Ambient Luminaires | Standard | TRUE | 3355.264 | 130.402 | 25.73 | 22.35 | 0.908 | 2996 | 83 | 5 | 50000 | 2/8/2016 | Not Dimmable | Not Dimmable | No |  | 3.1 | 3355.264 | 130.402 | 25.73 | 22.35 | 0.982 | 3000 | 83
P7UKFEPY | PreciseLED Inc. | PreciseLED | STVW-4-25W(3500K) | Indoor Luminaires | Linear Ambient | Direct Linear Ambient Luminaires | Standard | FALSE | [9 empty] | 2/8/2016 | Not Dimmable | Not Dimmable | No |  |  | 3355.264 | 130.402 | 25.73 | 22.35 | 0.982 | 3500 | 83
PUZDM331 | PreciseLED Inc. | PreciseLED | STVW-4-25W(4000K) | Indoor Luminaires | Linear Ambient | Direct Linear Ambient Luminaires | Standard | FALSE | [9 empty] | 2/8/2016 | Not Dimmable | Not Dimmable | No |  |  | 3355.264 | 130.402 | 25.73 | 22.35 | 0.982 | 4000 | 83
PUYHYSAS | PreciseLED Inc. | PreciseLED | STVW-4-25W(4500K) | Indoor Luminaires | Linear Ambient | Direct Linear Ambient Luminaires | Standard | FALSE | [9 empty] | 2/8/2016 | Not Dimmable | Not Dimmable | No |  |  | 3355.264 | 130.402 | 25.73 | 22.35 | 0.982 | 4500 | 83
P3THDPM1 | PreciseLED Inc. | PreciseLED | STVW-4-25W(5000K) | Indoor Luminaires | Linear Ambient | Direct Linear Ambient Luminaires | Standard | FALSE | [9 empty] | 2/8/2016 | Not Dimmable | Not Dimmable | No |  |  | 3415.162 | 131.251 | 26.02 | 21.69 | 0.984 | 5000 | 82.5
P000016TM | Precision Paragon [P2] | Precision Paragon | SNL-1X4-HL-F-UL-40K | Indoor Luminaires | Linear Ambient | Direct Linear Ambient Luminaires | Standard | TRUE | 8860.57 | 95 | 93.31 | 11 | 0.93 | 4070 | 84 | 5 | 50000 | 6/17/2014 | Not Yet Verified | Not Yet Verified | Not Yet Verified |  | 2.1 | 8861 | 95 | 93 | 11 | 0.93 | 4000 | 84
P000016TV | Precision Paragon [P2] | Precision Paragon | SNL-1X4-ML-F-UL-40K | Indoor Luminaires | Linear Ambient | Direct Linear Ambient Luminaires | Standard | TRUE | 6857.97 | 93.61 | 73.26 | 11.6 | 0.949 | 4107 | 83.3 | 5 | 50000 | 6/17/2014 | Not Yet Verified | Not Yet Verified | Not Yet Verified |  | 2.1 | 6858 | 93.6 | 73 | 11.6 | 0.95 | 4000 | 83
P000016U5 | Precision Paragon [P2] | Precision Paragon | SNL-1X4-XL-F-UL-40K | Indoor Luminaires | Linear Ambient | Direct Linear Ambient Luminaires | Standard | TRUE | 3180.6 | 99 | 32.17 | 17 | 0.94 | 4026 | 83 | 5 | 50000 | 6/20/2014 | Not Yet Verified | Not Yet Verified | Not Yet Verified |  | 2.1 | 3180 | 100 | 32 | 17 | 0.94 | 4000 | 83
P000016TY | Precision Paragon [P2] | Precision Paragon | SNL-1X4-LW-F-UL-40K | Indoor Luminaires | Linear Ambient | Direct Linear Ambient Luminaires | Standard | TRUE | 5270.46 | 100 | 52.48 | 19 | 0.93 | 4038 | 84 | 5 | 50000 | 6/17/2014 | Not Yet Verified | Not Yet Verified | Not Yet Verified |  | 2.1 | 5270.5 | 100 | 52.5 | 19 | 0.93 | 4000 | 84
P000016TZ | Precision Paragon [P2] | Precision Paragon | SNL-1X4-LW-DM-UL-40K | Indoor Luminaires | Linear Ambient | Direct Linear Ambient Luminaires | Standard | FALSE | [9 empty] | 6/17/2014 | Not Yet Verified | Not Yet Verified | Not Yet Verified |  |  | 5270.5 | 100 | 52.5 | 19 | 0.93 | 4000 | 84
P000016U0 | Precision Paragon [P2] | Precision Paragon | SNL-1X4-LW-BL-UL-40K | Indoor Luminaires | Linear Ambient | Direct Linear Ambient Luminaires | Standard | FALSE | [9 empty] | 6/17/2014 | Not Yet Verified | Not Yet Verified | Not Yet Verified |  |  | 5270.5 | 100 | 52.5 | 19 | 0.93 | 4000 | 84
P000016U6 | Precision Paragon [P2] | Precision Paragon | SNL-1X4-XL-DM-UL-40K | Indoor Luminaires | Linear Ambient | Direct Linear Ambient Luminaires | Standard | FALSE | [9 empty] | 6/20/2014 | Not Yet Verified | Not Yet Verified | Not Yet Verified |  |  | 3180.6 | 99 | 32 | 17 | 0.94 | 4000 | 83
P000016U7 | Precision Paragon [P2] | Precision Paragon | SNL-1X4-XL-BL-UL-40K | Indoor Luminaires | Linear Ambient | Direct Linear Ambient Luminaires | Standard | FALSE | [9 empty] | 6/20/2014 | Not Yet Verified | Not Yet Verified | Not Yet Verified |  |  | 3180.6 | 99 | 32 | 17 | 0.94 | 4000 | 83
P000016TW | Precision Paragon [P2] | Precision Paragon | SNL-1X4-ML-DM-UL-40K | Indoor Luminaires | Linear Ambient | Direct Linear Ambient Luminaires | Standard | FALSE | [9 empty] | 6/17/2014 | Not Yet Verified | Not Yet Verified | Not Yet Verified |  |  | 6858 | 93.6 | 73 | 11.6 | 0.95 | 4000 | 83
P000016TX | Precision Paragon [P2] | Precision Paragon | SNL-1X4-ML-BL-UL-40K | Indoor Luminaires | Linear Ambient | Direct Linear Ambient Luminaires | Standard | FALSE | [9 empty] | 6/17/2014 | Not Yet Verified | Not Yet Verified | Not Yet Verified |  |  | 6858 | 93.6 | 73 | 11.6 | 0.95 | 4000 | 83
P000016TN | Precision Paragon [P2] | Precision Paragon | SNL-1X4-HL-DM-UL-40K | Indoor Luminaires | Linear Ambient | Direct Linear Ambient Luminaires | Standard | FALSE | [9 empty] | 6/17/2014 | Not Yet Verified | Not Yet Verified | Not Yet Verified |  |  | 8861 | 95 | 93 | 11 | 0.93 | 4000 | 84
P000016TO | Precision Paragon [P2] | Precision Paragon | SNL-1X4-HL-BL-UL-40K | Indoor Luminaires | Linear Ambient | Direct Linear Ambient Luminaires | Standard | FALSE | [9 empty] | 6/17/2014 | Not Yet Verified | Not Yet Verified | Not Yet Verified |  |  | 8861 | 95 | 93 | 11 | 0.93 | 4000 | 84
P9XMCUCA | Precision Paragon [P2] | Precision Paragon | SNL-1X4-HL-BL-UL-50K | Indoor Luminaires | Linear Ambient | Direct Linear Ambient Luminaires | Standard | FALSE | [9 empty] | 10/24/2014 | Not Yet Verified | Not Yet Verified | Not Yet Verified |  |  | 8861 | 95 | 93 | 11 | 0.93 | 5000 | 84
PK2G2BYE | Precision Paragon [P2] | Precision Paragon | SNL-1X4-HL-DM-UL-50K | Indoor Luminaires | Linear Ambient | Direct Linear Ambient Luminaires | Standard | FALSE | [9 empty] | 10/24/2014 | Not Yet Verified | Not Yet Verified | Not Yet Verified |  |  | 8861 | 95 | 93 | 11 | 0.93 | 5000 | 84
PPKQ6R8G | Precision Paragon [P2] | Precision Paragon | SNL-1X4-HL-F-UL-50K | Indoor Luminaires | Linear Ambient | Direct Linear Ambient Luminaires | Standard | FALSE | [9 empty] | 10/24/2014 | Not Yet Verified | Not Yet Verified | Not Yet Verified |  |  | 8861 | 95 | 93 | 11 | 0.93 | 5000 | 84
PFG6D4SP | Precision Paragon [P2] | Precision Paragon | SNL-1X4-LW-BL-UL-50K | Indoor Luminaires | Linear Ambient | Direct Linear Ambient Luminaires | Standard | FALSE | [9 empty] | 10/24/2014 | Not Yet Verified | Not Yet Verified | Not Yet Verified |  |  | 5270.5 | 100 | 52.5 | 19 | 0.93 | 5000 | 84
PPY2Y41B | Precision Paragon [P2] | Precision Paragon | SNL-1X4-LW-DM-UL-50K | Indoor Luminaires | Linear Ambient | Direct Linear Ambient Luminaires | Standard | FALSE | [9 empty] | 10/24/2014 | Not Yet Verified | Not Yet Verified | Not Yet Verified |  |  | 5270.5 | 100 | 52.5 | 19 | 0.93 | 5000 | 84
PT4FKZBK | Precision Paragon [P2] | Precision Paragon | SNL-1X4-LW-F-UL-50K | Indoor Luminaires | Linear Ambient | Direct Linear Ambient Luminaires | Standard | FALSE | [9 empty] | 10/24/2014 | Not Yet Verified | Not Yet Verified | Not Yet Verified |  |  | 5270.5 | 100 | 52.5 | 19 | 0.93 | 5000 | 84
P6JCSQDH | Precision Paragon [P2] | Precision Paragon | SNL-1X4-ML-BL-UL-50K | Indoor Luminaires | Linear Ambient | Direct Linear Ambient Luminaires | Standard | FALSE | [9 empty] | 10/24/2014 | Not Yet Verified | Not Yet Verified | Not Yet Verified |  |  | 6858 | 93.6 | 73 | 11.6 | 0.95 | 5000 | 83
PH91QC73 | Precision Paragon [P2] | Precision Paragon | SNL-1X4-ML-DM-UL-50K | Indoor Luminaires | Linear Ambient | Direct Linear Ambient Luminaires | Standard | FALSE | [9 empty] | 10/24/2014 | Not Yet Verified | Not Yet Verified | Not Yet Verified |  |  | 6858 | 93.6 | 73 | 11.6 | 0.95 | 5000 | 83
PRQ91VX7 | Precision Paragon [P2] | Precision Paragon | SNL-1X4-ML-F-UL-50K | Indoor Luminaires | Linear Ambient | Direct Linear Ambient Luminaires | Standard | FALSE | [9 empty] | 10/24/2014 | Not Yet Verified | Not Yet Verified | Not Yet Verified |  |  | 6858 | 93.6 | 73 | 11.6 | 0.95 | 5000 | 83
PDRDH7D5 | Precision Paragon [P2] | Precision Paragon | SNL-1X4-XL-BL-UL-50K | Indoor Luminaires | Linear Ambient | Direct Linear Ambient Luminaires | Standard | FALSE | [9 empty] | 10/24/2014 | Not Yet Verified | Not Yet Verified | Not Yet Verified |  |  | 3180.6 | 99 | 32 | 17 | 0.94 | 5000 | 83
PSHW267K | Precision Paragon [P2] | Precision Paragon | SNL-1X4-XL-DM-UL-50K | Indoor Luminaires | Linear Ambient | Direct Linear Ambient Luminaires | Standard | FALSE | [9 empty] | 10/24/2014 | Not Yet Verified | Not Yet Verified | Not Yet Verified |  |  | 3180.6 | 99 | 32 | 17 | 0.94 | 5000 | 83
P84XPPEF | Precision Paragon [P2] | Precision Paragon | SNL-1X4-XL-F-UL-50K | Indoor Luminaires | Linear Ambient | Direct Linear Ambient Luminaires | Standard | FALSE | [9 empty] | 10/24/2014 | Not Yet Verified | Not Yet Verified | Not Yet Verified |  |  | 3180 | 100 | 32 | 17 | 0.94 | 5000 | 83
PNHH9EZM | Precision Paragon [P2] | Precision Paragon | SNL-1x8-XL-F-UL-50K | Indoor Luminaires | Linear Ambient | Direct Linear Ambient Luminaires | Standard | FALSE | [9 empty] | 9/14/2015 | Not Dimmable | Not Dimmable | Not Yet Verified |  |  | 6360 | 99.375 | 64 |  |  | 5000 | 83
P4HHCVG8 | Precision Paragon [P2] | Precision Paragon | SNL-1x8-XL-DM-UL-50K | Indoor Luminaires | Linear Ambient | Direct Linear Ambient Luminaires | Standard | FALSE | [9 empty] | 9/14/2015 | Dimmable | Continuous (Can dim down to ≤ 10% (W)) | Not Yet Verified |  |  | 6360 | 99.375 | 64 |  |  | 5000 | 83
P1477KBA | Precision Paragon [P2] | Precision Paragon | SNL-1x8-XL-BL-UL-50K | Indoor Luminaires | Linear Ambient | Direct Linear Ambient Luminaires | Standard | FALSE | [9 empty] | 9/14/2015 | Dimmable | Stepped | Not Yet Verified |  |  | 6360 | 99.375 | 64 |  |  | 5000 | 83
PRX4S3BV | Precision Paragon [P2] | Precision Paragon | SNL-1x8-ML-F-UL-50K | Indoor Luminaires | Linear Ambient | Direct Linear Ambient Luminaires | Standard | FALSE | [9 empty] | 9/14/2015 | Not Dimmable | Not Dimmable | Not Yet Verified |  |  | 13716 | 93.9452 | 146 |  |  | 5000 | 83
PH3KDN2M | Precision Paragon [P2] | Precision Paragon | SNL-1x8-ML-DM-UL-50K | Indoor Luminaires | Linear Ambient | Direct Linear Ambient Luminaires | Standard | FALSE | [9 empty] | 9/14/2015 | Dimmable | Continuous (Can dim down to ≤ 10% (W)) | Not Yet Verified |  |  | 13716 | 93.9452 | 146 |  |  | 5000 | 83
PKZDWGR7 | Precision Paragon [P2] | Precision Paragon | SNL-1x8-ML-BL-UL-50K | Indoor Luminaires | Linear Ambient | Direct Linear Ambient Luminaires | Standard | FALSE | [9 empty] | 9/14/2015 | Dimmable | Stepped | Not Yet Verified |  |  | 13716 | 93.9452 | 146 |  |  | 5000 | 83
PB8NG7U2 | Precision Paragon [P2] | Precision Paragon | SNL-1x8-LW-F-UL-50K | Indoor Luminaires | Linear Ambient | Direct Linear Ambient Luminaires | Standard | FALSE | [9 empty] | 9/14/2015 | Not Dimmable | Not Dimmable | Not Yet Verified |  |  | 10542 | 99.4528 | 106 |  |  | 5000 | 84
PW46N376 | Precision Paragon [P2] | Precision Paragon | SNL-1x8-LW-DM-UL-50K | Indoor Luminaires | Linear Ambient | Direct Linear Ambient Luminaires | Standard | FALSE | [9 empty] | 9/14/2015 | Dimmable | Continuous (Can dim down to ≤ 10% (W)) | Not Yet Verified |  |  | 10542 | 99.4528 | 106 |  |  | 5000 | 84
PWQSMX1W | Precision Paragon [P2] | Precision Paragon | SNL-1x8-LW-BL-UL-50K | Indoor Luminaires | Linear Ambient | Direct Linear Ambient Luminaires | Standard | FALSE | [9 empty] | 9/14/2015 | Dimmable | Stepped | Not Yet Verified |  |  | 10542 | 99.4528 | 106 |  |  | 5000 | 84
PR79GRXQ | Precision Paragon [P2] | Precision Paragon | SNL-1x8-HL-F-UL-50K | Indoor Luminaires | Linear Ambient | Direct Linear Ambient Luminaires | Standard | FALSE | [9 empty] | 9/14/2015 | Not Dimmable | Not Dimmable | Not Yet Verified |  |  | 17722 | 95.2796 | 186 |  |  | 5000 | 84
PE3MDWCP | Precision Paragon [P2] | Precision Paragon | SNL-1x8-HL-DM-UL-50K | Indoor Luminaires | Linear Ambient | Direct Linear Ambient Luminaires | Standard | FALSE | [9 empty] | 9/14/2015 | Dimmable | Continuous (Can dim down to ≤ 10% (W)) | Not Yet Verified |  |  | 17722 | 95.2796 | 186 |  |  | 5000 | 84
PZSK6T4W | Precision Paragon [P2] | Precision Paragon | SNL-1x8-HL-BL-UL-50K | Indoor Luminaires | Linear Ambient | Direct Linear Ambient Luminaires | Standard | FALSE | [9 empty] | 9/14/2015 | Dimmable | Stepped | Not Yet Verified |  |  | 17722 | 95.2796 | 186 |  |  | 5000 | 84
P8Q1U4QY | Precision Paragon [P2] | Precision Paragon | SNL-1x8-XL-F-UL-40K | Indoor Luminaires | Linear Ambient | Direct Linear Ambient Luminaires | Standard | FALSE | [9 empty] | 9/14/2015 | Not Dimmable | Not Dimmable | Not Yet Verified |  |  | 6360 | 99.375 | 64 |  |  | 4000 | 83
PJWJUZMW | Precision Paragon [P2] | Precision Paragon | SNL-1x8-XL-DM-UL-40K | Indoor Luminaires | Linear Ambient | Direct Linear Ambient Luminaires | Standard | FALSE | [9 empty] | 9/14/2015 | Dimmable | Continuous (Can dim down to ≤ 10% (W)) | Not Yet Verified |  |  | 6360 | 99.375 | 64 |  |  | 4000 | 83
PAN9S7MS | Precision Paragon [P2] | Precision Paragon | SNL-1x8-XL-BL-UL-40K | Indoor Luminaires | Linear Ambient | Direct Linear Ambient Luminaires | Standard | FALSE | [9 empty] | 9/14/2015 | Dimmable | Stepped | Not Yet Verified |  |  | 6360 | 99.375 | 64 |  |  | 4000 | 83
PAVHG5S7 | Precision Paragon [P2] | Precision Paragon | SNL-1x8-LW-F-UL-40K | Indoor Luminaires | Linear Ambient | Direct Linear Ambient Luminaires | Standard | FALSE | [9 empty] | 9/14/2015 | Not Dimmable | Not Dimmable | Not Yet Verified |  |  | 13716 | 93.9452 | 146 |  |  | 4000 | 84
P7GRE69S | Precision Paragon [P2] | Precision Paragon | SNL-1x8-LW-DM-UL-40K | Indoor Luminaires | Linear Ambient | Direct Linear Ambient Luminaires | Standard | FALSE | [9 empty] | 9/14/2015 | Dimmable | Continuous (Can dim down to ≤ 10% (W)) | Not Yet Verified |  |  | 13716 | 93.9452 | 146 |  |  | 4000 | 84
PTHYWG25 | Precision Paragon [P2] | Precision Paragon | SNL-1x8-LW-BL-UL-40K | Indoor Luminaires | Linear Ambient | Direct Linear Ambient Luminaires | Standard | FALSE | [9 empty] | 9/14/2015 | Dimmable | Stepped | Not Yet Verified |  |  | 13716 | 93.9452 | 146 |  |  | 4000 | 84
PFCU723Y | Precision Paragon [P2] | Precision Paragon | SNL-1x8-ML-F-UL-40K | Indoor Luminaires | Linear Ambient | Direct Linear Ambient Luminaires | Standard | FALSE | [9 empty] | 9/14/2015 | Not Dimmable | Not Dimmable | Not Yet Verified |  |  | 10542 | 99.4528 | 106 |  |  | 4000 | 83.3
PDKPVTE7 | Precision Paragon [P2] | Precision Paragon | SNL-1x8-ML-DM-UL-40K | Indoor Luminaires | Linear Ambient | Direct Linear Ambient Luminaires | Standard | FALSE | [9 empty] | 9/14/2015 | Dimmable | Continuous (Can dim down to ≤ 10% (W)) | Not Yet Verified |  |  | 10542 | 99.4528 | 106 |  |  | 4000 | 83
P4TN972M | Precision Paragon [P2] | Precision Paragon | SNL-1x8-ML-BL-UL-40K | Indoor Luminaires | Linear Ambient | Direct Linear Ambient Luminaires | Standard | FALSE | [9 empty] | 9/14/2015 | Dimmable | Stepped | Not Yet Verified |  |  | 10542 | 99.4528 | 106 |  |  | 4000 | 83
PQ4Q3NDT | Precision Paragon [P2] | Precision Paragon | SNL-1x8-Hl-F-UL-40K | Indoor Luminaires | Linear Ambient | Direct Linear Ambient Luminaires | Standard | FALSE | [9 empty] | 9/14/2015 | Not Dimmable | Not Dimmable | Not Yet Verified |  |  | 17722 | 95.2796 | 186 |  |  | 4000 | 84
PDK6ZVW4 | Precision Paragon [P2] | Precision Paragon | SNL-1x8-Hl-BL-UL-40K | Indoor Luminaires | Linear Ambient | Direct Linear Ambient Luminaires | Standard | FALSE | [9 empty] | 9/14/2015 | Dimmable | Continuous (Can dim down to ≤ 10% (W)) | Not Yet Verified |  |  | 17722 | 95.2796 | 186 |  |  | 4000 | 84
PTYJCZJ3 | Precision Paragon [P2] | Precision Paragon | SNL-1x8-Hl-DM-UL-40K | Indoor Luminaires | Linear Ambient | Direct Linear Ambient Luminaires | Standard | FALSE | [9 empty] | 9/14/2015 | Dimmable | Stepped | Not Yet Verified |  |  | 17722 | 95.2796 | 186 |  |  | 4000 | 84
P000016VR | Precision Paragon [P2] | Precision Paragon [P2] | RLL-1X2-XXL-F-UL-40K | Indoor Luminaires | Linear Ambient | Direct Linear Ambient Luminaires | Standard | TRUE | 2279.39 | 87 | 26.07 | 9 | 0.94 | 4196 | 84 | 5 | 50000 | 9/8/2014 | Not Yet Verified | Not Yet Verified | Not Yet Verified |  | 2.1 | 2279.39 | 87 | 26 | 9 | 0.94 | 4000 | 84
P000016VS | Precision Paragon [P2] | Precision Paragon [P2] | RLL-1X2-XXL-DM-UL-40K | Indoor Luminaires | Linear Ambient | Direct Linear Ambient Luminaires | Standard | FALSE | [9 empty] | 9/8/2014 | Not Yet Verified | Not Yet Verified | Not Yet Verified |  |  | 2279.4 | 87 | 26 | 9 | 0.94 | 4000 | 84
P000016VT | Precision Paragon [P2] | precision Paragon [P2] | RLL-1X2-XXL-BL-UL-40K | Indoor Luminaires | Linear Ambient | Direct Linear Ambient Luminaires | Standard | FALSE | [9 empty] | 9/8/2014 | Not Yet Verified | Not Yet Verified | Not Yet Verified |  |  | 2279.4 | 87 | 26 | 9 | 0.94 | 4000 | 84
P000016VU | Precision Paragon [P2] | Precision Paragon [P2] | RLL-1X2-VL-F-UL-40K | Indoor Luminaires | Linear Ambient | Direct Linear Ambient Luminaires | Standard | TRUE | 1659.44 | 86 | 19.2 | 9 | 0.92 | 4207 | 84 | 5 | 50000 | 9/8/2014 | Not Yet Verified | Not Yet Verified | Not Yet Verified |  | 2.1 | 1659.44 | 86 | 19 | 9 | 0.9 | 4000 | 84
P000016VW | Precision Paragon [P2] | Precision Paragon | RLL-1X2-VL-BL-UL-40K | Indoor Luminaires | Linear Ambient | Direct Linear Ambient Luminaires | Standard | FALSE | [9 empty] | 9/8/2014 | Not Yet Verified | Not Yet Verified | Not Yet Verified |  |  | 1659.44 | 86 | 19 | 9 | 0.9 | 4000 | 84
P000016VV | Precision Paragon [P2] | Precision Paragon [P2] | RLL-1X2-VL-DM-UL-40K | Indoor Luminaires | Linear Ambient | Direct Linear Ambient Luminaires | Standard | FALSE | [9 empty] | 9/8/2014 | Not Yet Verified | Not Yet Verified | Not Yet Verified |  |  | 1659.44 | 86 | 19.2 | 9 | 0.92 | 4000 | 84
PV4FP8HQ | Precision Paragon [P2] | Precision Paragon [P2] | SIL-1x4-HL-F-UL-35K | Indoor Luminaires | Linear Ambient | Direct Linear Ambient Luminaires | Standard | TRUE | 9044.5 | 93 | 97.66 | 8 | 0.96 | 3390 | 84 | 5 | 51000 | 10/20/2014 | Not Dimmable | Not Dimmable | Not Yet Verified |  | 2.1 | 8781 | 92 | 95 |  | 0.9 | 3500 | 80
P46S4H6G | Precision Paragon [P2] | Precision Paragon [P2] | SIL-1x4-HL-BL-UL-35K | Indoor Luminaires | Linear Ambient | Direct Linear Ambient Luminaires | Standard | FALSE | [9 empty] | 10/20/2014 | Dimmable | Stepped | Not Yet Verified |  |  | 8781 | 92 | 95 |  | 0.9 | 3500 | 80
PY2JKV4A | Precision Paragon [P2] | Precision Paragon [P2] | SIL-1x4-HL-BL-UL-40K | Indoor Luminaires | Linear Ambient | Direct Linear Ambient Luminaires | Standard | FALSE | [9 empty] | 10/20/2014 | Dimmable | Stepped | Not Yet Verified |  |  | 8781 | 92 | 95 |  | 0.9 | 4000 | 80
PQHJQBMP | Precision Paragon [P2] | Precision Paragon [P2] | SIL-1X4-HL-BL-UL-50K | Indoor Luminaires | Linear Ambient | Direct Linear Ambient Luminaires | Standard | FALSE | [9 empty] | 10/20/2014 | Dimmable | Stepped | Not Yet Verified |  |  | 10088 | 103 | 98 | 7.9 | 0.96 | 5182 | 84
PDZ98YEX | Precision Paragon [P2] | Precision Paragon [P2] | SIL-1x4-HL-DM-UL-35K | Indoor Luminaires | Linear Ambient | Direct Linear Ambient Luminaires | Standard | FALSE | [9 empty] | 10/20/2014 | Dimmable | Continuous (Can dim down to ≤ 10% (W)) | Not Yet Verified |  |  | 8781 | 92 | 95 |  | 0.9 | 3500 | 80
PTYC63KS | Precision Paragon [P2] | Precision Paragon [P2] | SIL-1x4-HL-DM-UL-40K | Indoor Luminaires | Linear Ambient | Direct Linear Ambient Luminaires | Standard | FALSE | [9 empty] | 10/20/2014 | Dimmable | Continuous (Can dim down to ≤ 10% (W)) | Not Yet Verified |  |  | 8781 | 92 | 95 |  | 0.9 | 4000 | 80
P7CCE7WY | Precision Paragon [P2] | Precision Paragon [P2] | SIL-1X4-HL-DM-UL-50K | Indoor Luminaires | Linear Ambient | Direct Linear Ambient Luminaires | Standard | FALSE | [9 empty] | 10/20/2014 | Dimmable | Continuous (Can dim down to ≤ 10% (W)) | Not Yet Verified |  |  | 10088 | 103 | 98 | 7.9 | 0.96 | 5182 | 84
PW84G5MF | Precision Paragon [P2] | Precision Paragon [P2] | SIL-1x4-HL-F-UL-40K | Indoor Luminaires | Linear Ambient | Direct Linear Ambient Luminaires | Standard | FALSE | [9 empty] | 10/20/2014 | Not Dimmable | Not Dimmable | Not Yet Verified |  |  | 8781 | 92 | 95 |  | 0.9 | 4000 | 80
PW6976B1 | Precision Paragon [P2] | Precision Paragon [P2] | SIL-1x4-HL-F-UL-50K | Indoor Luminaires | Linear Ambient | Direct Linear Ambient Luminaires | Standard | FALSE | [9 empty] | 10/20/2014 | Not Dimmable | Not Dimmable | Not Yet Verified |  |  | 10088 | 103 | 98 | 7.9 | 0.96 | 5182 | 84
PFS6U1UF | Precision Paragon [P2] | Precision Paragon [P2] | SIL-1X8-HL-BL-UL-40K | Indoor Luminaires | Linear Ambient | Direct Linear Ambient Luminaires | Standard | FALSE | [9 empty] | 10/20/2014 | Dimmable | Stepped | Not Yet Verified |  |  | 19799 | 103 | 191 | 7.9 | 0.9589 | 3793 | 84.06
PDGP3UTS | Precision Paragon [P2] | Precision Paragon [P2] | SIL-1X8-HL-BL-UL-50K | Indoor Luminaires | Linear Ambient | Direct Linear Ambient Luminaires | Standard | FALSE | [9 empty] | 10/20/2014 | Dimmable | Stepped | Not Yet Verified |  |  | 20175 | 103 | 195 | 7.9 | 0.96 | 5182 | 84
PEFJD1ZS | Precision Paragon [P2] | Precision Paragon [P2] | SIL-1X8-HL-DM-UL-40K | Indoor Luminaires | Linear Ambient | Direct Linear Ambient Luminaires | Standard | FALSE | [9 empty] | 10/20/2014 | Dimmable | Continuous (Can dim down to ≤ 10% (W)) | Not Yet Verified |  |  | 19799 | 103 | 191 | 7.9 | 0.9589 | 3793 | 84.06
P2F143S6 | Precision Paragon [P2] | Precision Paragon [P2] | SIL-1X8-HL-DM-UL-50K | Indoor Luminaires | Linear Ambient | Direct Linear Ambient Luminaires | Standard | FALSE | [9 empty] | 10/20/2014 | Dimmable | Continuous (Can dim down to ≤ 10% (W)) | Not Yet Verified |  |  | 20175 | 103 | 195 | 7.9 | 0.96 | 5182 | 84
P2D96H22 | Precision Paragon [P2] | Precision Paragon [P2] | SIL-1x8-HL-F-UL-40K | Indoor Luminaires | Linear Ambient | Direct Linear Ambient Luminaires | Standard | FALSE | [9 empty] | 10/20/2014 | Not Dimmable | Not Dimmable | Not Yet Verified |  |  | 19799 | 103 | 191 | 7.9 | 0.9589 | 3793 | 84.06
PVGVGBTT | Precision Paragon [P2] | Precision Paragon [P2] | SIL-1x8-HL-F-UL-50K | Indoor Luminaires | Linear Ambient | Direct Linear Ambient Luminaires | Standard | FALSE | [9 empty] | 10/20/2014 | Not Dimmable | Not Dimmable | Not Yet Verified |  |  | 20175 | 103 | 195 | 7.9 | 0.96 | 5182 | 84
PYNW49YV | Precision Paragon [P2] | Precision Paragon [P2] | CKL-1x4-HL-BL-UL-35K | Indoor Luminaires | Linear Ambient | Direct Linear Ambient Luminaires | Standard | FALSE | [9 empty] | 3/25/2015 | Dimmable | Stepped | Not Yet Verified |  |  | 8781 | 92 | 95 |  | 0.9 | 3500 | 80
PRPZPDK4 | Precision Paragon [P2] | Precision Paragon [P2] | CKL-1x4-HL-BL-UL-40K | Indoor Luminaires | Linear Ambient | Direct Linear Ambient Luminaires | Standard | FALSE | [9 empty] | 3/25/2015 | Dimmable | Stepped | Not Yet Verified |  |  | 8781 | 92 | 95 |  | 0.9 | 4000 | 80
P66VBQ2W | Precision Paragon [P2] | Precision Paragon [P2] | CKL-1X4-HL-BL-UL-50K | Indoor Luminaires | Linear Ambient | Direct Linear Ambient Luminaires | Standard | FALSE | [9 empty] | 3/25/2015 | Dimmable | Stepped | Not Yet Verified |  |  | 10088 | 103 | 98 | 7.9 | 0.96 | 5182 | 84
PYPMXM4B | Precision Paragon [P2] | Precision Paragon [P2] | CKL-1x4-HL-DM-UL-35K | Indoor Luminaires | Linear Ambient | Direct Linear Ambient Luminaires | Standard | FALSE | [9 empty] | 3/25/2015 | Dimmable | Continuous (Can dim down to ≤ 10% (W)) | Not Yet Verified |  |  | 8781 | 92 | 95 |  | 0.9 | 3500 | 80
PC83TZMD | Precision Paragon [P2] | Precision Paragon [P2] | CKL-1x4-HL-DM-UL-40K | Indoor Luminaires | Linear Ambient | Direct Linear Ambient Luminaires | Standard | FALSE | [9 empty] | 3/25/2015 | Dimmable | Continuous (Can dim down to ≤ 10% (W)) | Not Yet Verified |  |  | 8781 | 92 | 95 |  | 0.9 | 4000 | 80
P2GH6BHS | Precision Paragon [P2] | Precision Paragon [P2] | CKL-1X4-HL-DM-UL-50K | Indoor Luminaires | Linear Ambient | Direct Linear Ambient Luminaires | Standard | FALSE | [9 empty] | 3/25/2015 | Dimmable | Continuous (Can dim down to ≤ 10% (W)) | Not Yet Verified |  |  | 10088 | 103 | 98 | 7.9 | 0.96 | 5182 | 84
PFVJ7N4S | Precision Paragon [P2] | Precision Paragon [P2] | CKL-1x4-HL-F-UL-35K | Indoor Luminaires | Linear Ambient | Direct Linear Ambient Luminaires | Standard | FALSE | [9 empty] | 3/25/2015 | Not Dimmable | Not Dimmable | Not Yet Verified |  |  | 8781 | 92 | 95 |  | 0.9 | 3500 | 80
P388RSP9 | Precision Paragon [P2] | Precision Paragon [P2] | CKL-1x4-HL-F-UL-40K | Indoor Luminaires | Linear Ambient | Direct Linear Ambient Luminaires | Standard | FALSE | [9 empty] | 3/25/2015 | Not Dimmable | Not Dimmable | Not Yet Verified |  |  | 8781 | 92 | 95 |  | 0.9 | 4000 | 80
P9KFY5UN | Precision Paragon [P2] | Precision Paragon [P2] | CKL-1x4-HL-F-UL-50K | Indoor Luminaires | Linear Ambient | Direct Linear Ambient Luminaires | Standard | FALSE | [9 empty] | 3/25/2015 | Not Dimmable | Not Dimmable | Not Yet Verified |  |  | 10088 | 103 | 98 | 7.9 | 0.96 | 5182 | 84
PX2BH5H6 | Precision Paragon [P2] | Precision Paragon [P2] | CKL-1X8-HL-BL-UL-40K | Indoor Luminaires | Linear Ambient | Direct Linear Ambient Luminaires | Standard | FALSE | [9 empty] | 3/25/2015 | Dimmable | Stepped | Not Yet Verified |  |  | 19799 | 103 | 191 | 7.9 | 0.9589 | 3793 | 84.06
PRNZJ8HP | Precision Paragon [P2] | Precision Paragon [P2] | CKL-1X8-HL-BL-UL-50K | Indoor Luminaires | Linear Ambient | Direct Linear Ambient Luminaires | Standard | FALSE | [9 empty] | 3/25/2015 | Dimmable | Stepped | Not Yet Verified |  |  | 20175 | 103 | 195 | 7.9 | 0.96 | 5182 | 84
PD89WPXB | Precision Paragon [P2] | Precision Paragon [P2] | CKL-1X8-HL-DM-UL-40K | Indoor Luminaires | Linear Ambient | Direct Linear Ambient Luminaires | Standard | FALSE | [9 empty] | 3/25/2015 | Dimmable | Continuous (Can dim down to ≤ 10% (W)) | Not Yet Verified |  |  | 19799 | 103 | 191 | 7.9 | 0.9589 | 3793 | 84.06
PPK3A2CV | Precision Paragon [P2] | Precision Paragon [P2] | CKL-1X8-HL-DM-UL-50K | Indoor Luminaires | Linear Ambient | Direct Linear Ambient Luminaires | Standard | FALSE | [9 empty] | 3/25/2015 | Dimmable | Continuous (Can dim down to ≤ 10% (W)) | Not Yet Verified |  |  | 20175 | 103 | 195 | 7.9 | 0.96 | 5182 | 84
P6HMK1F4 | Precision Paragon [P2] | Precision Paragon [P2] | CKL-1x8-HL-F-UL-40K | Indoor Luminaires | Linear Ambient | Direct Linear Ambient Luminaires | Standard | FALSE | [9 empty] | 3/25/2015 | Not Dimmable | Not Dimmable | Not Yet Verified |  |  | 19799 | 103 | 191 | 7.9 | 0.9589 | 3793 | 84.06
PMR9QRXW | Precision Paragon [P2] | Precision Paragon [P2] | CKL-1x8-HL-F-UL-50K | Indoor Luminaires | Linear Ambient | Direct Linear Ambient Luminaires | Standard | FALSE | [9 empty] | 3/25/2015 | Not Dimmable | Not Dimmable | Not Yet Verified |  |  | 20175 | 103 | 195 | 7.9 | 0.96 | 5182 | 84
P1RQM4YR | Precision Paragon [P2] | Precision Paragon [P2] | SIL-1x4-LW-F-UL-35K | Indoor Luminaires | Linear Ambient | Direct Linear Ambient Luminaires | Standard | TRUE | 4774.03 | 92 | 51.64 | 19 | 0.94 | 3360 | 85 | 5 | 51000 | 10/20/2014 | Not Dimmable | Not Dimmable | Not Yet Verified |  | 2.1 | 5019 | 98 | 51 |  | 0.9 | 3500 | 80
PZZ4ENHP | Precision Paragon [P2] | Precision Paragon [P2] | SIL-1x4-LW-BL-UL-35K | Indoor Luminaires | Linear Ambient | Direct Linear Ambient Luminaires | Standard | FALSE | [9 empty] | 10/20/2014 | Dimmable | Stepped | Not Yet Verified |  |  | 5019 | 98 | 51 |  | 0.9 | 3500 | 80
PME17CJM | Precision Paragon [P2] | Precision Paragon [P2] | SIL-1x4-LW-BL-UL-40K | Indoor Luminaires | Linear Ambient | Direct Linear Ambient Luminaires | Standard | FALSE | [9 empty] | 10/20/2014 | Dimmable | Stepped | Not Yet Verified |  |  | 5019 | 98 | 51 |  | 0.9 | 4000 | 80
PCP6K21U | Precision Paragon [P2] | Precision Paragon [P2] | SIL-1x4-LW-BL-UL-50K | Indoor Luminaires | Linear Ambient | Direct Linear Ambient Luminaires | Standard | FALSE | [9 empty] | 10/20/2014 | Dimmable | Stepped | Not Yet Verified |  |  | 5019 | 98 | 51 |  | 0.9 | 5000 | 80
P9Y7ZG9B | Precision Paragon [P2] | Precision Paragon [P2] | SIL-1x4-LW-DM-UL-35K | Indoor Luminaires | Linear Ambient | Direct Linear Ambient Luminaires | Standard | FALSE | [9 empty] | 10/20/2014 | Dimmable | Continuous (Can dim down to ≤ 10% (W)) | Not Yet Verified |  |  | 5019 | 98 | 51 |  | 0.9 | 3500 | 80
P1MS94RB | Precision Paragon [P2] | Precision Paragon [P2] | SIL-1x4-LW-DM-UL-40K | Indoor Luminaires | Linear Ambient | Direct Linear Ambient Luminaires | Standard | FALSE | [9 empty] | 10/20/2014 | Dimmable | Continuous (Can dim down to ≤ 10% (W)) | Not Yet Verified |  |  | 5019 | 98 | 51 |  | 0.9 | 4000 | 80
PPF16TNJ | Precision Paragon [P2] | Precision Paragon [P2] | SIL-1x4-LW-DM-UL-50K | Indoor Luminaires | Linear Ambient | Direct Linear Ambient Luminaires | Standard | FALSE | [9 empty] | 10/20/2014 | Dimmable | Continuous (Can dim down to ≤ 10% (W)) | Not Yet Verified |  |  | 5019 | 98 | 51 |  | 0.9 | 5000 | 80
PC4J9HFX | Precision Paragon [P2] | Precision Paragon [P2] | SIL-1x4-LW-F-UL-40K | Indoor Luminaires | Linear Ambient | Direct Linear Ambient Luminaires | Standard | FALSE | [9 empty] | 10/20/2014 | Not Dimmable | Not Dimmable | Not Yet Verified |  |  | 5019 | 98 | 51 |  | 0.9 | 4000 | 80
PBUBC861 | Precision Paragon [P2] | Precision Paragon [P2] | SIL-1x4-LW-F-UL-50K | Indoor Luminaires | Linear Ambient | Direct Linear Ambient Luminaires | Standard | FALSE | [9 empty] | 10/20/2014 | Not Dimmable | Not Dimmable | Not Yet Verified |  |  | 5019 | 98 | 51 |  | 0.9 | 5000 | 80
PA6REJNW | Precision Paragon [P2] | Precision Paragon [P2] | SIL-1X8-LW-BL-UL-40K | Indoor Luminaires | Linear Ambient | Direct Linear Ambient Luminaires | Standard | FALSE | [9 empty] | 10/20/2014 | Dimmable | Stepped | Not Yet Verified |  |  | 10051 | 99 | 102 | 18.5 | 0.936 | 3810 | 83.8
P4J8H4KZ | Precision Paragon [P2] | Precision Paragon [P2] | SIL-1X8-LW-BL-UL-50K | Indoor Luminaires | Linear Ambient | Direct Linear Ambient Luminaires | Standard | FALSE | [9 empty] | 10/20/2014 | Dimmable | Stepped | Not Yet Verified |  |  | 10252 | 104 | 99 | 9 | 0.99 | 5182 | 86
PHEPHNK6 | Precision Paragon [P2] | Precision Paragon [P2] | SIL-1X8-LW-DM-UL-40K | Indoor Luminaires | Linear Ambient | Direct Linear Ambient Luminaires | Standard | FALSE | [9 empty] | 10/20/2014 | Dimmable | Continuous (Can dim down to ≤ 10% (W)) | Not Yet Verified |  |  | 10051 | 99 | 102 | 18.5 | 0.936 | 3810 | 83.8
P4Y184PY | Precision Paragon [P2] | Precision Paragon [P2] | SIL-1X8-LW-DM-UL-50K | Indoor Luminaires | Linear Ambient | Direct Linear Ambient Luminaires | Standard | FALSE | [9 empty] | 10/20/2014 | Dimmable | Continuous (Can dim down to ≤ 10% (W)) | Not Yet Verified |  |  | 10252 | 104 | 99 | 9 | 0.99 | 5182 | 86
P3R76UMP | Precision Paragon [P2] | Precision Paragon [P2] | SIL-1x8-LW-F-UL-40K | Indoor Luminaires | Linear Ambient | Direct Linear Ambient Luminaires | Standard | FALSE | [9 empty] | 10/20/2014 | Not Dimmable | Not Dimmable | Not Yet Verified |  |  | 10051 | 99 | 102 | 18.5 | 0.936 | 3810 | 83.8
PJK1JAYJ | Precision Paragon [P2] | Precision Paragon [P2] | SIL-1x8-LW-F-UL-50K | Indoor Luminaires | Linear Ambient | Direct Linear Ambient Luminaires | Standard | FALSE | [9 empty] | 10/20/2014 | Not Dimmable | Not Dimmable | Not Yet Verified |  |  | 10252 | 104 | 99 | 9 | 0.99 | 5182 | 86
PR75P9ZE | Precision Paragon [P2] | Precision Paragon [P2] | CKL-1x4-LW-BL-UL-35K | Indoor Luminaires | Linear Ambient | Direct Linear Ambient Luminaires | Standard | FALSE | [9 empty] | 3/25/2015 | Dimmable | Stepped | Not Yet Verified |  |  | 5019 | 98 | 51 |  | 0.9 | 3500 | 80
PZMFNUET | Precision Paragon [P2] | Precision Paragon [P2] | CKL-1x4-LW-BL-UL-40K | Indoor Luminaires | Linear Ambient | Direct Linear Ambient Luminaires | Standard | FALSE | [9 empty] | 3/25/2015 | Dimmable | Stepped | Not Yet Verified |  |  | 5019 | 98 | 51 |  | 0.9 | 4000 | 80
P3C19AUK | Precision Paragon [P2] | Precision Paragon [P2] | CKL-1x4-LW-BL-UL-50K | Indoor Luminaires | Linear Ambient | Direct Linear Ambient Luminaires | Standard | FALSE | [9 empty] | 3/25/2015 | Dimmable | Stepped | Not Yet Verified |  |  | 5019 | 98 | 51 |  | 0.9 | 5000 | 80
PA4CH8D2 | Precision Paragon [P2] | Precision Paragon [P2] | CKL-1x4-LW-DM-UL-35K | Indoor Luminaires | Linear Ambient | Direct Linear Ambient Luminaires | Standard | FALSE | [9 empty] | 3/25/2015 | Dimmable | Continuous (Can dim down to ≤ 10% (W)) | Not Yet Verified |  |  | 5019 | 98 | 51 |  | 0.9 | 3500 | 80
P7BHGYDZ | Precision Paragon [P2] | Precision Paragon [P2] | CKL-1x4-LW-DM-UL-40K | Indoor Luminaires | Linear Ambient | Direct Linear Ambient Luminaires | Standard | FALSE | [9 empty] | 3/25/2015 | Dimmable | Continuous (Can dim down to ≤ 10% (W)) | Not Yet Verified |  |  | 5019 | 98 | 51 |  | 0.9 | 4000 | 80
PYPTPDNC | Precision Paragon [P2] | Precision Paragon [P2] | CKL-1x4-LW-DM-UL-50K | Indoor Luminaires | Linear Ambient | Direct Linear Ambient Luminaires | Standard | FALSE | [9 empty] | 3/25/2015 | Dimmable | Continuous (Can dim down to ≤ 10% (W)) | Not Yet Verified |  |  | 5019 | 98 | 51 |  | 0.9 | 5000 | 80
PW3C7HSF | Precision Paragon [P2] | Precision Paragon [P2] | CKL-1x4-LW-F-UL-35K | Indoor Luminaires | Linear Ambient | Direct Linear Ambient Luminaires | Standard | FALSE | [9 empty] | 3/25/2015 | Not Dimmable | Not Dimmable | Not Yet Verified |  |  | 5019 | 98 | 51 |  | 0.9 | 3500 | 80
PGQY5ABQ | Precision Paragon [P2] | Precision Paragon [P2] | CKL-1x4-LW-F-UL-40K | Indoor Luminaires | Linear Ambient | Direct Linear Ambient Luminaires | Standard | FALSE | [9 empty] | 3/25/2015 | Not Dimmable | Not Dimmable | Not Yet Verified |  |  | 5019 | 98 | 51 |  | 0.9 | 4000 | 80
PC2FAWN2 | Precision Paragon [P2] | Precision Paragon [P2] | CKL-1x4-LW-F-UL-50K | Indoor Luminaires | Linear Ambient | Direct Linear Ambient Luminaires | Standard | FALSE | [9 empty] | 3/25/2015 | Not Dimmable | Not Dimmable | Not Yet Verified |  |  | 5019 | 98 | 51 |  | 0.9 | 5000 | 80
PSU5VG82 | Precision Paragon [P2] | Precision Paragon [P2] | CKL-1X8-LW-BL-UL-40K | Indoor Luminaires | Linear Ambient | Direct Linear Ambient Luminaires | Standard | FALSE | [9 empty] | 3/25/2015 | Dimmable | Stepped | Not Yet Verified |  |  | 10051 | 99 | 102 | 18.5 | 0.936 | 3810 | 83.8
PVXMVGWJ | Precision Paragon [P2] | Precision Paragon [P2] | CKL-1X8-LW-BL-UL-50K | Indoor Luminaires | Linear Ambient | Direct Linear Ambient Luminaires | Standard | FALSE | [9 empty] | 3/25/2015 | Dimmable | Stepped | Not Yet Verified |  |  | 10252 | 104 | 99 | 9 | 0.99 | 5182 | 86
PRHGCFMV | Precision Paragon [P2] | Precision Paragon [P2] | CKL-1X8-LW-DM-UL-40K | Indoor Luminaires | Linear Ambient | Direct Linear Ambient Luminaires | Standard | FALSE | [9 empty] | 3/25/2015 | Dimmable | Continuous (Can dim down to ≤ 10% (W)) | Not Yet Verified |  |  | 10051 | 99 | 102 | 18.5 | 0.936 | 3810 | 83.8
PEP8HCU3 | Precision Paragon [P2] | Precision Paragon [P2] | CKL-1X8-LW-DM-UL-50K | Indoor Luminaires | Linear Ambient | Direct Linear Ambient Luminaires | Standard | FALSE | [9 empty] | 3/25/2015 | Dimmable | Continuous (Can dim down to ≤ 10% (W)) | Not Yet Verified |  |  | 10252 | 104 | 99 | 9 | 0.99 | 5182 | 86
PS9G7AQ7 | Precision Paragon [P2] | Precision Paragon [P2] | CKL-1x8-LW-F-UL-40K | Indoor Luminaires | Linear Ambient | Direct Linear Ambient Luminaires | Standard | FALSE | [9 empty] | 3/25/2015 | Not Dimmable | Not Dimmable | Not Yet Verified |  |  | 10051 | 99 | 102 | 18.5 | 0.936 | 3810 | 83.8
P17RVD4K | Precision Paragon [P2] | Precision Paragon [P2] | CKL-1x8-LW-F-UL-50K | Indoor Luminaires | Linear Ambient | Direct Linear Ambient Luminaires | Standard | FALSE | [9 empty] | 3/25/2015 | Not Dimmable | Not Dimmable | Not Yet Verified |  |  | 10252 | 104 | 99 | 9 | 0.99 | 5182 | 86
PAFXMCAU | Precision Paragon [P2] | Precision Paragon [P2] | SIL-1x8-LW-F-UL-35K | Indoor Luminaires | Linear Ambient | Direct Linear Ambient Luminaires | Standard | FALSE | [9 empty] | 8/7/2015 | Not Dimmable | Not Dimmable | Not Yet Verified |  |  | 9632.42 | 94 | 102.38 | 19 | 0.94 | 3360 | 85
PUN8PY15 | Precision Paragon [P2] | Precision Paragon [P2] | SIL-1x8-LW-BL-UL-35K | Indoor Luminaires | Linear Ambient | Direct Linear Ambient Luminaires | Standard | FALSE | [9 empty] | 8/7/2015 | Dimmable | Stepped | Not Yet Verified |  |  | 9632.42 | 94 | 102.38 | 19 | 0.94 | 3360 | 85
P6AH4R27 | Precision Paragon [P2] | Precision Paragon [P2] | SIL-1x8-LW-DM-UL-35K | Indoor Luminaires | Linear Ambient | Direct Linear Ambient Luminaires | Standard | FALSE | [9 empty] | 8/7/2015 | Dimmable | Continuous (Can dim down to ≤ 10% (W)) | Not Yet Verified |  |  | 9632.42 | 94 | 102.38 | 19 | 0.94 | 3360 | 85
PVK1P683 | Precision Paragon [P2] | Precision Paragon [P2] | SIL-1x4-ML-F-UL-35K | Indoor Luminaires | Linear Ambient | Direct Linear Ambient Luminaires | Standard | TRUE | 6760.5 | 94 | 71.93 | 12 | 0.95 | 3360 | 84 | 5 | 51000 | 10/20/2014 | Not Dimmable | Not Dimmable | Not Yet Verified |  | 2.1 | 6872 | 95 | 72 |  | 0.9 | 3500 | 80
PPX4VW4F | Precision Paragon [P2] | Precision Paragon [P2] | SIL-1x4-ML-BL-UL-35K | Indoor Luminaires | Linear Ambient | Direct Linear Ambient Luminaires | Standard | FALSE | [9 empty] | 10/20/2014 | Dimmable | Stepped | Not Yet Verified |  |  | 6872 | 95 | 72 |  | 0.9 | 3500 | 80
PHZGQ97A | Precision Paragon [P2] | Precision Paragon [P2] | SIL-1x4-ML-BL-UL-40K | Indoor Luminaires | Linear Ambient | Direct Linear Ambient Luminaires | Standard | FALSE | [9 empty] | 10/20/2014 | Dimmable | Stepped | Not Yet Verified |  |  | 6872 | 95 | 72 |  | 0.9 | 4000 | 80
P3BNK8K8 | Precision Paragon [P2] | Precision Paragon [P2] | SIL-1x4-ML-BL-UL-50K | Indoor Luminaires | Linear Ambient | Direct Linear Ambient Luminaires | Standard | FALSE | [9 empty] | 10/20/2014 | Dimmable | Stepped | Not Yet Verified |  |  | 6872 | 95 | 72 |  | 0.9 | 5000 | 80
P4X9NXXJ | Precision Paragon [P2] | Precision Paragon [P2] | SIL-1x4-ML-DM-UL-35K | Indoor Luminaires | Linear Ambient | Direct Linear Ambient Luminaires | Standard | FALSE | [9 empty] | 10/20/2014 | Dimmable | Continuous (Can dim down to ≤ 10% (W)) | Not Yet Verified |  |  | 6872 | 95 | 72 |  | 0.9 | 3500 | 80
PNAU8Q6P | Precision Paragon [P2] | Precision Paragon [P2] | SIL-1x4-ML-DM-UL-40K | Indoor Luminaires | Linear Ambient | Direct Linear Ambient Luminaires | Standard | FALSE | [9 empty] | 10/20/2014 | Dimmable | Continuous (Can dim down to ≤ 10% (W)) | Not Yet Verified |  |  | 6872 | 95 | 72 |  | 0.9 | 4000 | 80
P3DK8SGB | Precision Paragon [P2] | Precision Paragon [P2] | SIL-1x4-ML-DM-UL-50K | Indoor Luminaires | Linear Ambient | Direct Linear Ambient Luminaires | Standard | FALSE | [9 empty] | 10/20/2014 | Dimmable | Continuous (Can dim down to ≤ 10% (W)) | Not Yet Verified |  |  | 6872 | 95 | 72 |  | 0.9 | 5000 | 80
PWU4B1H2 | Precision Paragon [P2] | Precision Paragon [P2] | SIL-1x4-ML-F-UL-40K | Indoor Luminaires | Linear Ambient | Direct Linear Ambient Luminaires | Standard | FALSE | [9 empty] | 10/20/2014 | Not Dimmable | Not Dimmable | Not Yet Verified |  |  | 6872 | 95 | 72 |  | 0.9 | 4000 | 80
PJND7X4U | Precision Paragon [P2] | Precision Paragon [P2] | SIL-1x4-ML-F-UL-50K | Indoor Luminaires | Linear Ambient | Direct Linear Ambient Luminaires | Standard | FALSE | [9 empty] | 10/20/2014 | Not Dimmable | Not Dimmable | Not Yet Verified |  |  | 6872 | 95 | 72 |  | 0.9 | 5000 | 80
P94H8G75 | Precision Paragon [P2] | Precision Paragon [P2] | SIL-1X8-ML-BL-UL-40K | Indoor Luminaires | Linear Ambient | Direct Linear Ambient Luminaires | Standard | FALSE | [9 empty] | 10/20/2014 | Dimmable | Stepped | Not Yet Verified |  |  | 13712 | 97 | 141 | 11.7 | 0.9508 | 3840 | 84.2
PZXRUBXA | Precision Paragon [P2] | Precision Paragon [P2] | SIL-1X8-ML-BL-UL-50K | Indoor Luminaires | Linear Ambient | Direct Linear Ambient Luminaires | Standard | FALSE | [9 empty] | 10/20/2014 | Dimmable | Stepped | Not Yet Verified |  |  | 13986 | 97 | 144 | 8 | 1 | 5266 | 86
P8CNRD7H | Precision Paragon [P2] | Precision Paragon [P2] | SIL-1X8-ML-DM-UL-40K | Indoor Luminaires | Linear Ambient | Direct Linear Ambient Luminaires | Standard | FALSE | [9 empty] | 10/20/2014 | Dimmable | Continuous (Can dim down to ≤ 10% (W)) | Not Yet Verified |  |  | 13712 | 97 | 141 | 11.7 | 0.9508 | 3840 | 84.2
PDEM6PSD | Precision Paragon [P2] | Precision Paragon [P2] | SIL-1X8-ML-DM-UL-50K | Indoor Luminaires | Linear Ambient | Direct Linear Ambient Luminaires | Standard | FALSE | [9 empty] | 10/20/2014 | Dimmable | Continuous (Can dim down to ≤ 10% (W)) | Not Yet Verified |  |  | 13986 | 97 | 144 | 8 | 1 | 5266 | 86
PYRA3B43 | Precision Paragon [P2] | Precision Paragon [P2] | SIL-1x8-ML-F-UL-40K | Indoor Luminaires | Linear Ambient | Direct Linear Ambient Luminaires | Standard | FALSE | [9 empty] | 10/20/2014 | Not Dimmable | Not Dimmable | Not Yet Verified |  |  | 13712 | 97 | 141 | 11.7 | 0.9508 | 3840 | 84.2
PJC9KJF7 | Precision Paragon [P2] | Precision Paragon [P2] | SIL-1x8-ML-F-UL-50K | Indoor Luminaires | Linear Ambient | Direct Linear Ambient Luminaires | Standard | FALSE | [9 empty] | 10/20/2014 | Not Dimmable | Not Dimmable | Not Yet Verified |  |  | 13986 | 97 | 144 | 8 | 1 | 5266 | 86
PJ7F6A3E | Precision Paragon [P2] | Precision Paragon [P2] | CKL-1x4-ML-BL-UL-35K | Indoor Luminaires | Linear Ambient | Direct Linear Ambient Luminaires | Standard | FALSE | [9 empty] | 3/25/2015 | Dimmable | Stepped | Not Yet Verified |  |  | 6872 | 95 | 72 |  | 0.9 | 3500 | 80
PYHV7FGP | Precision Paragon [P2] | Precision Paragon [P2] | CKL-1x4-ML-BL-UL-40K | Indoor Luminaires | Linear Ambient | Direct Linear Ambient Luminaires | Standard | FALSE | [9 empty] | 3/25/2015 | Dimmable | Stepped | Not Yet Verified |  |  | 6872 | 95 | 72 |  | 0.9 | 4000 | 80
PBAK1WW1 | Precision Paragon [P2] | Precision Paragon [P2] | CKL-1x4-ML-BL-UL-50K | Indoor Luminaires | Linear Ambient | Direct Linear Ambient Luminaires | Standard | FALSE | [9 empty] | 3/25/2015 | Dimmable | Stepped | Not Yet Verified |  |  | 6872 | 95 | 72 |  | 0.9 | 5000 | 80
PXUMYCKW | Precision Paragon [P2] | Precision Paragon [P2] | CKL-1x4-ML-DM-UL-35K | Indoor Luminaires | Linear Ambient | Direct Linear Ambient Luminaires | Standard | FALSE | [9 empty] | 3/25/2015 | Dimmable | Continuous (Can dim down to ≤ 10% (W)) | Not Yet Verified |  |  | 6872 | 95 | 72 |  | 0.9 | 3500 | 80
PWNPS9MM | Precision Paragon [P2] | Precision Paragon [P2] | CKL-1x4-ML-DM-UL-40K | Indoor Luminaires | Linear Ambient | Direct Linear Ambient Luminaires | Standard | FALSE | [9 empty] | 3/25/2015 | Dimmable | Continuous (Can dim down to ≤ 10% (W)) | Not Yet Verified |  |  | 6872 | 95 | 72 |  | 0.9 | 4000 | 80
P66BGYBT | Precision Paragon [P2] | Precision Paragon [P2] | CKL-1x4-ML-DM-UL-50K | Indoor Luminaires | Linear Ambient | Direct Linear Ambient Luminaires | Standard | FALSE | [9 empty] | 3/25/2015 | Dimmable | Continuous (Can dim down to ≤ 10% (W)) | Not Yet Verified |  |  | 6872 | 95 | 72 |  | 0.9 | 5000 | 80
PGD844AA | Precision Paragon [P2] | Precision Paragon [P2] | CKL-1x4-ML-F-UL-35K | Indoor Luminaires | Linear Ambient | Direct Linear Ambient Luminaires | Standard | FALSE | [9 empty] | 3/25/2015 | Not Dimmable | Not Dimmable | Not Yet Verified |  |  | 6872 | 95 | 72 |  | 0.9 | 3500 | 80
P26K92BX | Precision Paragon [P2] | Precision Paragon [P2] | CKL-1x4-ML-F-UL-40K | Indoor Luminaires | Linear Ambient | Direct Linear Ambient Luminaires | Standard | FALSE | [9 empty] | 3/25/2015 | Not Dimmable | Not Dimmable | Not Yet Verified |  |  | 6872 | 95 | 72 |  | 0.9 | 4000 | 80
PN4G8TTC | Precision Paragon [P2] | Precision Paragon [P2] | CKL-1x4-ML-F-UL-50K | Indoor Luminaires | Linear Ambient | Direct Linear Ambient Luminaires | Standard | FALSE | [9 empty] | 3/25/2015 | Not Dimmable | Not Dimmable | Not Yet Verified |  |  | 6872 | 95 | 72 |  | 0.9 | 5000 | 80
PH3MKMBM | Precision Paragon [P2] | Precision Paragon [P2] | CKL-1X8-ML-BL-UL-50K | Indoor Luminaires | Linear Ambient | Direct Linear Ambient Luminaires | Standard | FALSE | [9 empty] | 3/25/2015 | Dimmable | Stepped | Not Yet Verified |  |  | 13986 | 97 | 144 | 8 | 1 | 5266 | 86
PF7MDP9C | Precision Paragon [P2] | Precision Paragon [P2] | CKL-1X8-ML-DM-UL-40K | Indoor Luminaires | Linear Ambient | Direct Linear Ambient Luminaires | Standard | FALSE | [9 empty] | 3/25/2015 | Dimmable | Continuous (Can dim down to ≤ 10% (W)) | Not Yet Verified |  |  | 13712 | 97 | 141 | 11.7 | 0.9508 | 3840 | 84.2
PYDXGFN1 | Precision Paragon [P2] | Precision Paragon [P2] | CKL-1X8-ML-DM-UL-50K | Indoor Luminaires | Linear Ambient | Direct Linear Ambient Luminaires | Standard | FALSE | [9 empty] | 3/25/2015 | Dimmable | Continuous (Can dim down to ≤ 10% (W)) | Not Yet Verified |  |  | 13986 | 97 | 144 | 8 | 1 | 5266 | 86
PK1TBSJU | Precision Paragon [P2] | Precision Paragon [P2] | CKL-1x8-ML-F-UL-40K | Indoor Luminaires | Linear Ambient | Direct Linear Ambient Luminaires | Standard | FALSE | [9 empty] | 3/25/2015 | Not Dimmable | Not Dimmable | Not Yet Verified |  |  | 13712 | 97 | 141 | 11.7 | 0.9508 | 3840 | 84.2
PNH1U97J | Precision Paragon [P2] | Precision Paragon [P2] | CKL-1x8-ML-F-UL-50K | Indoor Luminaires | Linear Ambient | Direct Linear Ambient Luminaires | Standard | FALSE | [9 empty] | 3/25/2015 | Not Dimmable | Not Dimmable | Not Yet Verified |  |  | 13986 | 97 | 144 | 8 | 1 | 5266 | 86
PVA1TUV6 | Precision Paragon [P2] | Precision Paragon [P2] | CKL-1X8-ML-BL-UL-40K | Indoor Luminaires | Linear Ambient | Direct Linear Ambient Luminaires | Standard | FALSE | [9 empty] | 3/25/2015 | Dimmable | Stepped | Not Yet Verified |  |  | 13712 | 97 | 141 | 11.7 | 0.9508 | 3840 | 84.2
PRNSGP19 | Precision Paragon [P2] | Precision Paragon [P2] | VTL-1X4-ML-DM-UL-40K | Indoor Luminaires | Linear Ambient | Direct Linear Ambient Luminaires | Standard | TRUE | 7474 | 101.18 | 73.87 | 16.5 | 0.8954 | 3820 | 85 | 5 | 51000 | 11/24/2014 | Dimmable | Continuous (Can dim down to ≤ 10% (W)) | Not Yet Verified |  | 2.1 | 7474 | 101 | 74 |  |  | 4000 | 84
PYQ5HJGT | Precision Paragon [P2] | Precision Paragon [P2] | VTL-1X4-LW-DM-UL-40K | Indoor Luminaires | Linear Ambient | Direct Linear Ambient Luminaires | Standard | TRUE | 5275 | 102.97 | 51.23 | 17.8 | 0.983 | 3760 | 84 | 5 | 51000 | 11/24/2014 | Dimmable | Continuous (Can dim down to ≤ 10% (W)) | Not Yet Verified |  | 2.1 | 5275 | 103 | 51 |  |  | 4000 | 84
P517BC4Z | Precision Paragon [P2] | Precision Paragon [P2] | VTL-1X4-HL-F-U1-40K | Indoor Luminaires | Linear Ambient | Direct Linear Ambient Luminaires | Standard | TRUE | 9351.4 | 96.76 | 96.65 | 8.7 | 0.9581 | 3970 | 83.3 | 5 | 51000 | 11/24/2014 | Not Dimmable | Not Dimmable | Not Yet Verified |  | 2.1 | 9351 | 96 | 97 |  |  | 4000 | 84
PMC1D7JN | Precision Paragon [P2] | Precision Paragon [P2] | VTL-1X4-HL-BL-UL1-40K | Indoor Luminaires | Linear Ambient | Direct Linear Ambient Luminaires | Standard | FALSE | [9 empty] | 11/24/2014 | Dimmable | Stepped | Not Yet Verified |  |  | 9351 | 96 | 97 |  |  | 4000 | 84
PR414EG7 | Precision Paragon [P2] | Precision Paragon [P2] | VTL-1X4-HL-DM-UL1-40K | Indoor Luminaires | Linear Ambient | Direct Linear Ambient Luminaires | Standard | FALSE | [9 empty] | 11/24/2014 | Dimmable | Continuous (Can dim down to ≤ 10% (W)) | Not Yet Verified |  |  | 9351 | 96 | 97 |  |  | 4000 | 84
P39J16A1 | Precision Paragon [P2] | Precision Paragon [P2] | VTL-1X4-HL-DM-UL1-50K | Indoor Luminaires | Linear Ambient | Direct Linear Ambient Luminaires | Standard | FALSE | [9 empty] | 11/24/2014 | Dimmable | Continuous (Can dim down to ≤ 10% (W)) | Not Yet Verified |  |  | 9538 | 96 | 99 |  |  | 5000 | 86
PE63UDSA | Precision Paragon [P2] | Precision Paragon [P2] | VTL-1X4-HL-BL-UL1-50K | Indoor Luminaires | Linear Ambient | Direct Linear Ambient Luminaires | Standard | FALSE | [9 empty] | 11/24/2014 | Dimmable | Stepped | Not Yet Verified |  |  | 9538 | 96 | 99 |  |  | 5000 | 86
PW5VZTNG | Precision Paragon [P2] | Precision Paragon [P2] | VTL-1X4-HL-F-UL1-50K | Indoor Luminaires | Linear Ambient | Direct Linear Ambient Luminaires | Standard | FALSE | [9 empty] | 11/24/2014 | Not Dimmable | Not Dimmable | Not Yet Verified |  |  | 9538 | 96 | 99 |  |  | 5000 | 86
PWR564JS | Precision Paragon [P2] | Precision Paragon [P2] | VTL-1x8-HL-F-U1-40K | Indoor Luminaires | Linear Ambient | Direct Linear Ambient Luminaires | Standard | FALSE | [9 empty] | 11/24/2014 | Not Dimmable | Not Dimmable | Not Yet Verified |  |  | 18702 | 96 | 194 |  |  | 4000 | 84
PU1EZW8B | Precision Paragon [P2] | Precision Paragon [P2] | VTL-1x8-HL-BL-UL1-40K | Indoor Luminaires | Linear Ambient | Direct Linear Ambient Luminaires | Standard | FALSE | [9 empty] | 11/24/2014 | Dimmable | Stepped | Not Yet Verified |  |  | 18702 | 96 | 194 |  |  | 4000 | 84
P1XMG48F | Precision Paragon [P2] | Precision Paragon [P2] | VTL-1x8-HL-DM-UL1-40K | Indoor Luminaires | Linear Ambient | Direct Linear Ambient Luminaires | Standard | FALSE | [9 empty] | 11/24/2014 | Dimmable | Continuous (Can dim down to ≤ 10% (W)) | Not Yet Verified |  |  | 18702 | 96 | 194 |  |  | 4000 | 84
PF8U43N5 | Precision Paragon [P2] | Precision Paragon [P2] | VTL-1x8-HL-DM-UL1-50K | Indoor Luminaires | Linear Ambient | Direct Linear Ambient Luminaires | Standard | FALSE | [9 empty] | 11/24/2014 | Dimmable | Continuous (Can dim down to ≤ 10% (W)) | Not Yet Verified |  |  | 19076 | 96 | 198 |  |  | 5000 | 86
P8EEW4ZF | Precision Paragon [P2] | Precision Paragon [P2] | VTL-1x8-HL-BL-UL1-50K | Indoor Luminaires | Linear Ambient | Direct Linear Ambient Luminaires | Standard | FALSE | [9 empty] | 11/24/2014 | Dimmable | Stepped | Not Yet Verified |  |  | 19076 | 96 | 198 |  |  | 5000 | 86
PUQ4B1JW | Precision Paragon [P2] | Precision Paragon [P2] | VTL-1x8-HL-F-UL1-50K | Indoor Luminaires | Linear Ambient | Direct Linear Ambient Luminaires | Standard | FALSE | [9 empty] | 11/24/2014 | Not Dimmable | Not Dimmable | Not Yet Verified |  |  | 19076 | 96 | 198 |  |  | 5000 | 86
P6W2JJNW | Precision Paragon [P2] | Precision Paragon [P2] | VTL-1X4-LW-BL-UL-40K | Indoor Luminaires | Linear Ambient | Direct Linear Ambient Luminaires | Standard | FALSE | [9 empty] | 11/24/2014 | Dimmable | Stepped | Not Yet Verified |  |  | 5275 | 103 | 51 |  |  | 4000 | 84
PSRSAHWG | Precision Paragon [P2] | Precision Paragon [P2] | VTL-1X4-LW-F-UL-40K | Indoor Luminaires | Linear Ambient | Direct Linear Ambient Luminaires | Standard | FALSE | [9 empty] | 11/24/2014 | Not Dimmable | Not Dimmable | Not Yet Verified |  |  | 5275 | 103 | 51 |  |  | 4000 | 84
PAZWMSPZ | Precision Paragon [P2] | Precision Paragon [P2] | VTL-1X4-LW-DM-UL-50K | Indoor Luminaires | Linear Ambient | Direct Linear Ambient Luminaires | Standard | FALSE | [9 empty] | 11/24/2014 | Dimmable | Continuous (Can dim down to ≤ 10% (W)) | Not Yet Verified |  |  | 5380 | 103 | 52 |  |  | 5000 | 86
PAZC7XRP | Precision Paragon [P2] | Precision Paragon [P2] | VTL-1X4-LW-BL-UL-50K | Indoor Luminaires | Linear Ambient | Direct Linear Ambient Luminaires | Standard | FALSE | [9 empty] | 11/24/2014 | Dimmable | Stepped | Not Yet Verified |  |  | 5380 | 103 | 52 |  |  | 5000 | 86
PYACA2A1 | Precision Paragon [P2] | Precision Paragon [P2] | VTL-1X4-LW-F-UL-50K | Indoor Luminaires | Linear Ambient | Direct Linear Ambient Luminaires | Standard | FALSE | [9 empty] | 11/24/2014 | Not Dimmable | Not Dimmable | Not Yet Verified |  |  | 5380 | 103 | 52 |  |  | 5000 | 86
P1C12WYS | Precision Paragon [P2] | Precision Paragon [P2] | VTL-1x8-LW-F-UL-40K | Indoor Luminaires | Linear Ambient | Direct Linear Ambient Luminaires | Standard | FALSE | [9 empty] | 11/24/2014 | Not Dimmable | Not Dimmable | Not Yet Verified |  |  | 10550 | 103 | 102 |  |  | 4000 | 84
PHHZRQCX | Precision Paragon [P2] | Precision Paragon [P2] | VTL-1X8-LW-DM-UL-40K | Indoor Luminaires | Linear Ambient | Direct Linear Ambient Luminaires | Standard | FALSE | [9 empty] | 11/24/2014 | Dimmable | Stepped | Not Yet Verified |  |  | 10550 | 103 | 102 |  |  | 4000 | 84
PZH63435 | Precision Paragon [P2] | Precision Paragon [P2] | VTL-1X8-LW-BL-UL-40K | Indoor Luminaires | Linear Ambient | Direct Linear Ambient Luminaires | Standard | FALSE | [9 empty] | 11/24/2014 | Dimmable | Continuous (Can dim down to ≤ 10% (W)) | Not Yet Verified |  |  | 10550 | 103 | 102 |  |  | 4000 | 84
P7ZMX7H4 | Precision Paragon [P2] | Precision Paragon [P2] | VTL-1x8-LW-F-UL-50K | Indoor Luminaires | Linear Ambient | Direct Linear Ambient Luminaires | Standard | FALSE | [9 empty] | 11/24/2014 | Not Dimmable | Not Dimmable | Not Yet Verified |  |  | 10761 | 103 | 105 |  |  | 5000 | 86
PRPASVSK | Precision Paragon [P2] | Precision Paragon [P2] | VTL-1X8-LW-DM-UL-50K | Indoor Luminaires | Linear Ambient | Direct Linear Ambient Luminaires | Standard | FALSE | [9 empty] | 11/24/2014 | Dimmable | Stepped | Not Yet Verified |  |  | 10761 | 103 | 105 |  |  | 5000 | 86
PX5V6ZG3 | Precision Paragon [P2] | Precision Paragon [P2] | VTL-1X8-LW-BL-UL-50K | Indoor Luminaires | Linear Ambient | Direct Linear Ambient Luminaires | Standard | FALSE | [9 empty] | 11/24/2014 | Dimmable | Continuous (Can dim down to ≤ 10% (W)) | Not Yet Verified |  |  | 10761 | 103 | 105 |  |  | 5000 | 86
P2FH7H53 | Precision Paragon [P2] | Precision Paragon [P2] | VTL-1X4-ML-BL-UL-40K | Indoor Luminaires | Linear Ambient | Direct Linear Ambient Luminaires | Standard | FALSE | [9 empty] | 11/24/2014 | Dimmable | Stepped | Not Yet Verified |  |  | 7474 | 101 | 74 |  |  | 4000 | 84
PPPDZRY3 | Precision Paragon [P2] | Precision Paragon [P2] | VTL-1X4-ML-F-UL-40K | Indoor Luminaires | Linear Ambient | Direct Linear Ambient Luminaires | Standard | FALSE | [9 empty] | 11/24/2014 | Not Dimmable | Not Dimmable | Not Yet Verified |  |  | 7474 | 101 | 74 |  |  | 4000 | 84
P4Z84WMB | Precision Paragon [P2] | Precision Paragon [P2] | VTL-1X4-ML-DM-UL-50K | Indoor Luminaires | Linear Ambient | Direct Linear Ambient Luminaires | Standard | FALSE | [9 empty] | 11/24/2014 | Dimmable | Continuous (Can dim down to ≤ 10% (W)) | Not Yet Verified |  |  | 7624 | 101 | 75 |  |  | 5000 | 86
PNM7EVCR | Precision Paragon [P2] | Precision Paragon [P2] | VTL-1X4-ML-BL-UL-50K | Indoor Luminaires | Linear Ambient | Direct Linear Ambient Luminaires | Standard | FALSE | [9 empty] | 11/24/2014 | Dimmable | Stepped | Not Yet Verified |  |  | 7624 | 101 | 75 |  |  | 5000 | 86
PM5QTS5Y | Precision Paragon [P2] | Precision Paragon [P2] | VTL-1X4-ML-F-UL-50K | Indoor Luminaires | Linear Ambient | Direct Linear Ambient Luminaires | Standard | FALSE | [9 empty] | 11/24/2014 | Not Dimmable | Not Dimmable | Not Yet Verified |  |  | 7624 | 101 | 75 |  |  | 5000 | 86
PH2VNWSH | Precision Paragon [P2] | Precision Paragon [P2] | VTL-1x8-ML-DM-UL-40K | Indoor Luminaires | Linear Ambient | Direct Linear Ambient Luminaires | Standard | FALSE | [9 empty] | 11/24/2014 | Dimmable | Continuous (Can dim down to ≤ 10% (W)) | Not Yet Verified |  |  | 14948 | 101 | 148 |  |  | 4000 | 84
PSRFHU9W | Precision Paragon [P2] | Precision Paragon [P2] | VTL-1x8-ML-BL-UL-40K | Indoor Luminaires | Linear Ambient | Direct Linear Ambient Luminaires | Standard | FALSE | [9 empty] | 11/24/2014 | Dimmable | Stepped | Not Yet Verified |  |  | 14948 | 101 | 148 |  |  | 4000 | 84
PXTN3P7P | Precision Paragon [P2] | Precision Paragon [P2] | VTL-1x8-ML-F-UL-40K | Indoor Luminaires | Linear Ambient | Direct Linear Ambient Luminaires | Standard | FALSE | [9 empty] | 11/24/2014 | Not Dimmable | Not Dimmable | Not Yet Verified |  |  | 14948 | 101 | 148 |  |  | 4000 | 84
P5M2X2NB | Precision Paragon [P2] | Precision Paragon [P2] | VTL-1x8-ML-DM-UL-50K | Indoor Luminaires | Linear Ambient | Direct Linear Ambient Luminaires | Standard | FALSE | [9 empty] | 11/24/2014 | Dimmable | Continuous (Can dim down to ≤ 10% (W)) | Not Yet Verified |  |  | 15247 | 101 | 151 |  |  | 5000 | 86
PUYF84DW | Precision Paragon [P2] | Precision Paragon [P2] | VTL-1x8-ML-BL-UL-50K | Indoor Luminaires | Linear Ambient | Direct Linear Ambient Luminaires | Standard | FALSE | [9 empty] | 11/24/2014 | Dimmable | Stepped | Not Yet Verified |  |  | 15247 | 101 | 151 |  |  | 5000 | 86
P7NS9446 | Precision Paragon [P2] | Precision Paragon [P2] | VTL-1x8-ML-F-UL-50K | Indoor Luminaires | Linear Ambient | Direct Linear Ambient Luminaires | Standard | FALSE | [9 empty] | 11/24/2014 | Not Dimmable | Not Dimmable | Not Yet Verified |  |  | 15247 | 101 | 151 |  |  | 5000 | 86
PKAEB5GV | Precision Paragon [P2] | Precision Paragon [P2] | SIL-1X4-XL-F-UL-35K | Indoor Luminaires | Linear Ambient | Direct Linear Ambient Luminaires | Standard | TRUE | 3542.16 | 110 | 32.12 | 17 | 0.94 | 3505 | 83 | 5 | 50000 | 12/4/2014 | Not Dimmable | Not Dimmable | Not Yet Verified |  | 2.1 | 3500 | 110 | 32 | 20 | 0.9 | 3500 | 83
P9BPK5S6 | Precision Paragon [P2] | Precision Paragon [P2] | SIL-1X4-XL-BL-UL-35K | Indoor Luminaires | Linear Ambient | Direct Linear Ambient Luminaires | Standard | FALSE | [9 empty] | 12/4/2014 | Dimmable | Stepped | Not Yet Verified |  |  | 3500 | 110 | 32 | 20 | 0.9 | 3500 | 83
PS25Y3BA | Precision Paragon [P2] | Precision Paragon [P2] | SIL-1X4-XL-DM-UL-35K | Indoor Luminaires | Linear Ambient | Direct Linear Ambient Luminaires | Standard | FALSE | [9 empty] | 12/4/2014 | Dimmable | Continuous (Can dim down to ≤ 10% (W)) | Not Yet Verified |  |  | 3500 | 110 | 32 | 20 | 0.9 | 3500 | 83
P000016SY | Precision Paragon [P2] | Precision Paragon [P2] | VTL-1X4-XL-F-UL-40K | Indoor Luminaires | Linear Ambient | Direct Linear Ambient Luminaires | Standard | TRUE | 3238.45 | 101 | 32.02 | 17 | 0.94 | 3949 | 82 | 5 | 50000 | 4/16/2014 | Not Yet Verified | Not Yet Verified | Not Yet Verified |  | 2.1 | 3238 | 101 | 32.02 | 17 | 0.94 | 3949 | 82
P000016SZ | Precision Paragon [P2] | Precision Paragon [P2] | VTL-1X4-XL-BL-UL-40K | Indoor Luminaires | Linear Ambient | Direct Linear Ambient Luminaires | Standard | FALSE | [9 empty] | 4/16/2014 | Not Yet Verified | Not Yet Verified | Not Yet Verified |  |  | 3238 | 101 | 32.02 | 17 | 0.94 | 3949 | 82
P000016T0 | Precision Paragon [P2] | Precision Paragon [P2] | VTL-1X4-XL-DM-UL-40K | Indoor Luminaires | Linear Ambient | Direct Linear Ambient Luminaires | Standard | FALSE | [9 empty] | 4/16/2014 | Not Yet Verified | Not Yet Verified | Not Yet Verified |  |  | 3238 | 101 | 32.02 | 17 | 0.94 | 3949 | 82
P000016T1 | Precision Paragon [P2] | Precision Paragon [P2] | VTL-1X4-XL-BL-UL-50K | Indoor Luminaires | Linear Ambient | Direct Linear Ambient Luminaires | Standard | FALSE | [9 empty] | 4/16/2014 | Not Yet Verified | Not Yet Verified | Not Yet Verified |  |  | 3238 | 101 | 32.02 | 17 | 0.94 | 3949 | 82
P000016T2 | Precision Paragon [P2] | Precision Paragon [P2] | VTL-1X4-XL-DM-UL-50K | Indoor Luminaires | Linear Ambient | Direct Linear Ambient Luminaires | Standard | FALSE | [9 empty] | 4/16/2014 | Not Yet Verified | Not Yet Verified | Not Yet Verified |  |  | 3238 | 101 | 32.02 | 17 | 0.94 | 3949 | 82
P000016T3 | Precision Paragon [P2] | Precision Paragon [P2] | VTL-1X4-XL-F-UL-50K | Indoor Luminaires | Linear Ambient | Direct Linear Ambient Luminaires | Standard | FALSE | [9 empty] | 4/16/2014 | Not Yet Verified | Not Yet Verified | Not Yet Verified |  |  | 3238 | 101 | 32.02 | 17 | 0.94 | 3949 | 82
PDZM731U | Precision Paragon [P2] | Precision Paragon [P2] | VTL-1x8-XL-F-UL-40K | Indoor Luminaires | Linear Ambient | Direct Linear Ambient Luminaires | Standard | FALSE | [9 empty] | 11/24/2014 | Not Dimmable | Not Dimmable | Not Yet Verified |  |  | 6477 | 101 | 64 |  |  | 3949 | 82
P1W3RMC4 | Precision Paragon [P2] | Precision Paragon [P2] | VTL-1X8-XL-DM-UL-40K | Indoor Luminaires | Linear Ambient | Direct Linear Ambient Luminaires | Standard | FALSE | [9 empty] | 11/24/2014 | Dimmable | Continuous (Can dim down to ≤ 10% (W)) | Not Yet Verified |  |  | 6477 | 101 | 64 |  |  | 3949 | 82
PJWSBAE4 | Precision Paragon [P2] | Precision Paragon [P2] | VTL-1X8-XL-BL-UL-40K | Indoor Luminaires | Linear Ambient | Direct Linear Ambient Luminaires | Standard | FALSE | [9 empty] | 11/24/2014 | Dimmable | Stepped | Not Yet Verified |  |  | 6477 | 101 | 64 |  |  | 3949 | 82
P9TSU9AZ | Precision Paragon [P2] | Precision Paragon [P2] | VTL-1x8-XL-F-UL-50K | Indoor Luminaires | Linear Ambient | Direct Linear Ambient Luminaires | Standard | FALSE | [9 empty] | 11/24/2014 | Not Dimmable | Not Dimmable | Not Yet Verified |  |  | 6606 | 101 | 65 |  |  | 5124 | 86
P3RMQJ4W | Precision Paragon [P2] | Precision Paragon [P2] | VTL-1X8-XL-DM-UL-50K | Indoor Luminaires | Linear Ambient | Direct Linear Ambient Luminaires | Standard | FALSE | [9 empty] | 11/24/2014 | Dimmable | Continuous (Can dim down to ≤ 10% (W)) | Not Yet Verified |  |  | 6606 | 101 | 65 |  |  | 5124 | 86
PNNFJKJU | Precision Paragon [P2] | Precision Paragon [P2] | VTL-1X8-XL-BL-UL-50K | Indoor Luminaires | Linear Ambient | Direct Linear Ambient Luminaires | Standard | FALSE | [9 empty] | 11/24/2014 | Dimmable | Stepped | Not Yet Verified |  |  | 6606 | 101 | 65 |  |  | 5124 | 86
P000016T4 | Precision Paragon [P2] | Precision Paragon [P2] | SIL-1X4-XL-F-UL-40K | Indoor Luminaires | Linear Ambient | Direct Linear Ambient Luminaires | Standard | TRUE | 3507.07 | 96.15 | 36.48 | 20 | 0.9 | 3820 | 83.9 | 5 | 50000 | 4/16/2014 | Not Dimmable | Not Dimmable | Not Yet Verified |  | 2.1 | 3507 | 97.23 | 36.07 | 20 | 0.9 | 3820 | 84
P000016T5 | Precision Paragon [P2] | Precision Paragon [P2] | SIL-1X4-XL-DM-UL-40K | Indoor Luminaires | Linear Ambient | Direct Linear Ambient Luminaires | Standard | FALSE | [9 empty] | 4/16/2014 | Dimmable | Continuous (Can dim down to ≤ 10% (W)) | Not Yet Verified |  |  | 3507 | 97.23 | 36.07 | 20 | 0.9 | 3820 | 84
P000016T6 | Precision Paragon [P2] | Precision Paragon [P2] | SIL-1X4-XL-BL-UL-40K | Indoor Luminaires | Linear Ambient | Direct Linear Ambient Luminaires | Standard | FALSE | [9 empty] | 4/16/2014 | Dimmable | Stepped | Not Yet Verified |  |  | 3507 | 97.23 | 36.07 | 20 | 0.9 | 3820 | 84
P7PSZW2M | Precision Paragon [P2] | Precision Paragon [P2] | SIL-1X4-XL-BL-UL-50K | Indoor Luminaires | Linear Ambient | Direct Linear Ambient Luminaires | Standard | FALSE | [9 empty] | 10/20/2014 | Dimmable | Stepped | Not Yet Verified |  |  | 3375.2 | 106 | 31.89 | 20 | 0.9 | 5162 | 84
PK1RU7M6 | Precision Paragon [P2] | Precision Paragon [P2] | SIL-1X4-XL-DM-UL-50K | Indoor Luminaires | Linear Ambient | Direct Linear Ambient Luminaires | Standard | FALSE | [9 empty] | 10/20/2014 | Dimmable | Continuous (Can dim down to ≤ 10% (W)) | Not Yet Verified |  |  | 3375.2 | 106 | 31.89 | 20 | 0.9 | 5162 | 84
PZ7B3Q2B | Precision Paragon [P2] | Precision Paragon [P2] | SIL-1x4-XL-F-UL-50K | Indoor Luminaires | Linear Ambient | Direct Linear Ambient Luminaires | Standard | FALSE | [9 empty] | 10/20/2014 | Not Dimmable | Not Dimmable | Not Yet Verified |  |  | 3375.2 | 106 | 31.89 | 20 | 0.9 | 5162 | 84
PFQ2A3GY | Precision Paragon [P2] | Precision Paragon [P2] | SIL-1X8-XL-BL-UL-40K | Indoor Luminaires | Linear Ambient | Direct Linear Ambient Luminaires | Standard | FALSE | [9 empty] | 10/20/2014 | Dimmable | Stepped | Not Yet Verified |  |  | 7014 | 96.15 | 74 | 20 | 0.9 | 3820 | 83.9
P9PF42MF | Precision Paragon [P2] | Precision Paragon [P2] | SIL-1X8-XL-BL-UL-50K | Indoor Luminaires | Linear Ambient | Direct Linear Ambient Luminaires | Standard | FALSE | [9 empty] | 10/20/2014 | Dimmable | Stepped | Not Yet Verified |  |  | 6750.4 | 106 | 63.78 | 20 | 0.9 | 5162 | 84
P24G313N | Precision Paragon [P2] | Precision Paragon [P2] | SIL-1X8-XL-DM-UL-40K | Indoor Luminaires | Linear Ambient | Direct Linear Ambient Luminaires | Standard | FALSE | [9 empty] | 10/20/2014 | Dimmable | Continuous (Can dim down to ≤ 10% (W)) | Not Yet Verified |  |  | 7014 | 96.15 | 74 | 20 | 0.9 | 3820 | 83.9
PZVJET6V | Precision Paragon [P2] | Precision Paragon [P2] | SIL-1X8-XL-DM-UL-50K | Indoor Luminaires | Linear Ambient | Direct Linear Ambient Luminaires | Standard | FALSE | [9 empty] | 10/20/2014 | Dimmable | Continuous (Can dim down to ≤ 10% (W)) | Not Yet Verified |  |  | 6750.4 | 106 | 63.78 | 20 | 0.9 | 5162 | 84
PF7S5Q51 | Precision Paragon [P2] | Precision Paragon [P2] | SIL-1x8-XL-F-UL-40K | Indoor Luminaires | Linear Ambient | Direct Linear Ambient Luminaires | Standard | FALSE | [9 empty] | 10/20/2014 | Not Dimmable | Not Dimmable | Not Yet Verified |  |  | 7014 | 96.15 | 74 | 20 | 0.9 | 3820 | 83.9
P81Z3UXK | Precision Paragon [P2] | Precision Paragon [P2] | SIL-1x8-XL-F-UL-50K | Indoor Luminaires | Linear Ambient | Direct Linear Ambient Luminaires | Standard | FALSE | [9 empty] | 10/20/2014 | Not Dimmable | Not Dimmable | Not Yet Verified |  |  | 6750.4 | 106 | 63.78 | 20 | 0.9 | 5162 | 84
P5GQG6CF | Precision Paragon [P2] | Precision Paragon [P2] | CKL-1X4-XL-BL-UL-40K | Indoor Luminaires | Linear Ambient | Direct Linear Ambient Luminaires | Standard | FALSE | [9 empty] | 3/25/2015 | Dimmable | Stepped | Not Yet Verified |  |  | 3507 | 97.23 | 36.07 | 20 | 0.9 | 3820 | 84
PDHU8UGQ | Precision Paragon [P2] | Precision Paragon [P2] | CKL-1X4-XL-BL-UL-50K | Indoor Luminaires | Linear Ambient | Direct Linear Ambient Luminaires | Standard | FALSE | [9 empty] | 3/25/2015 | Dimmable | Stepped | Not Yet Verified |  |  | 3375.2 | 106 | 31.89 | 20 | 0.9 | 5162 | 84
PRP5JJV4 | Precision Paragon [P2] | Precision Paragon [P2] | CKL-1X4-XL-DM-UL-40K | Indoor Luminaires | Linear Ambient | Direct Linear Ambient Luminaires | Standard | FALSE | [9 empty] | 3/25/2015 | Dimmable | Continuous (Can dim down to ≤ 10% (W)) | Not Yet Verified |  |  | 3507 | 97.23 | 36.07 | 20 | 0.9 | 3820 | 84
PSCSGJYT | Precision Paragon [P2] | Precision Paragon [P2] | CKL-1X4-XL-DM-UL-50K | Indoor Luminaires | Linear Ambient | Direct Linear Ambient Luminaires | Standard | FALSE | [9 empty] | 3/25/2015 | Dimmable | Continuous (Can dim down to ≤ 10% (W)) | Not Yet Verified |  |  | 3375.2 | 106 | 31.89 | 20 | 0.9 | 5162 | 84
PB5HETRN | Precision Paragon [P2] | Precision Paragon [P2] | CKL-1X4-XL-F-UL-40K | Indoor Luminaires | Linear Ambient | Direct Linear Ambient Luminaires | Standard | FALSE | [9 empty] | 3/25/2015 | Not Dimmable | Not Dimmable | Not Yet Verified |  |  | 3507 | 97.23 | 36.07 | 20 | 0.9 | 3820 | 84
P6TW785Y | Precision Paragon [P2] | Precision Paragon [P2] | CKL-1x4-XL-F-UL-50K | Indoor Luminaires | Linear Ambient | Direct Linear Ambient Luminaires | Standard | FALSE | [9 empty] | 3/25/2015 | Not Dimmable | Not Dimmable | Not Yet Verified |  |  | 3375.2 | 106 | 31.89 | 20 | 0.9 | 5162 | 84
PG5XZPVV | Precision Paragon [P2] | Precision Paragon [P2] | CKL-1X8-XL-BL-UL-40K | Indoor Luminaires | Linear Ambient | Direct Linear Ambient Luminaires | Standard | FALSE | [9 empty] | 3/25/2015 | Dimmable | Stepped | Not Yet Verified |  |  | 7014 | 96.15 | 74 | 20 | 0.9 | 3820 | 83.9
PADR14G7 | Precision Paragon [P2] | Precision Paragon [P2] | CKL-1X8-XL-BL-UL-50K | Indoor Luminaires | Linear Ambient | Direct Linear Ambient Luminaires | Standard | FALSE | [9 empty] | 3/25/2015 | Dimmable | Stepped | Not Yet Verified |  |  | 6750.4 | 106 | 63.78 | 20 | 0.9 | 5162 | 84
P6DMNHF8 | Precision Paragon [P2] | Precision Paragon [P2] | CKL-1X8-XL-DM-UL-40K | Indoor Luminaires | Linear Ambient | Direct Linear Ambient Luminaires | Standard | FALSE | [9 empty] | 3/25/2015 | Dimmable | Continuous (Can dim down to ≤ 10% (W)) | Not Yet Verified |  |  | 7014 | 96.15 | 74 | 20 | 0.9 | 3820 | 83.9
PB4J4223 | Precision Paragon [P2] | Precision Paragon [P2] | CKL-1X8-XL-DM-UL-50K | Indoor Luminaires | Linear Ambient | Direct Linear Ambient Luminaires | Standard | FALSE | [9 empty] | 3/25/2015 | Dimmable | Continuous (Can dim down to ≤ 10% (W)) | Not Yet Verified |  |  | 6750.4 | 106 | 63.78 | 20 | 0.9 | 5162 | 84
PYWVPC4R | Precision Paragon [P2] | Precision Paragon [P2] | CKL-1x8-XL-F-UL-40K | Indoor Luminaires | Linear Ambient | Direct Linear Ambient Luminaires | Standard | FALSE | [9 empty] | 3/25/2015 | Not Dimmable | Not Dimmable | Not Yet Verified |  |  | 7014 | 96.15 | 74 | 20 | 0.9 | 3820 | 83.9
PJ9T33EJ | Precision Paragon [P2] | Precision Paragon [P2] | CKL-1x8-XL-F-UL-50K | Indoor Luminaires | Linear Ambient | Direct Linear Ambient Luminaires | Standard | FALSE | [9 empty] | 3/25/2015 | Not Dimmable | Not Dimmable | Not Yet Verified |  |  | 6750.4 | 106 | 63.78 | 20 | 0.9 | 5162 | 84
P44SV5D6 | Project Lighting LLC | DSS (Diverse Supply Solutions) | VLED36(4000K) | Indoor Luminaires | Linear Ambient | Direct Linear Ambient Luminaires | Standard | TRUE | 3487.76 | 105.08 | 33.19 | 5.9 | 0.959 | 4149 | 86.4 | 5 | 90000 | 5/2/2016 | Not Dimmable | Not Dimmable | No |  | 3.1 | 3487.76 | 105.08 | 33.19 | 5.9 | 0.959 | 4149 | 86.4
PRAZ231C | Project Lighting LLC | DSS (Diverse Supply Solutions) | VLED36(5000K) | Indoor Luminaires | Linear Ambient | Direct Linear Ambient Luminaires | Standard | FALSE | [9 empty] | 5/2/2016 | Not Dimmable | Not Dimmable | No |  |  | 3741.562 | 113.381 | 33 | 5.9 | 0.959 | 5252 | 86
PJN38KMAN | Prudential Lighting | Prudential Lighting | R1-LED4LO-04-SAL-xxx-UNV-xxx-xx-DM10 | Indoor Luminaires | Linear Ambient | Direct Linear Ambient Luminaires | Standard | TRUE | 2226.94 | 116 | 19.14 | 17 | 0.9 | 3980 | 84 | 5 | 100000 | 10/2/2014 | Dimmable | Continuous (Can dim down to ≤ 10% (W)) | Not Yet Verified |  | 2.1 | 2227 | 116 | 19 | 5 | 0.99 | 3980 | 84
PQ8GBENZH | Prudential Lighting | Prudential Lighting | R1-LED4LO-04-SAL-xxx-UNV-xxx-xx-DM01 | Indoor Luminaires | Linear Ambient | Direct Linear Ambient Luminaires | Standard | FALSE | [9 empty] | 10/2/2014 | Dimmable | Continuous (Can dim down to ≤ 10% (W)) | Not Yet Verified |  |  | 2227 | 116 | 19 | 5 | 0.99 | 3980 | 84
PASNYVUSZ | Prudential Lighting | Prudential Lighting | R1-LED4LO-04-SAL-xxx-UNV-xxx-xx-STEP | Indoor Luminaires | Linear Ambient | Direct Linear Ambient Luminaires | Standard | FALSE | [9 empty] | 10/2/2014 | Dimmable | Stepped | Not Yet Verified |  |  | 2227 | 116 | 19 | 5 | 0.99 | 3980 | 84
PBVXBU69R | Prudential Lighting | Prudential Lighting | R1-LED4LO-04-SAL-xxx-UNV-xxx-xx-DML | Indoor Luminaires | Linear Ambient | Direct Linear Ambient Luminaires | Standard | FALSE | [9 empty] | 10/2/2014 | Dimmable | Continuous (Can dim down to ≤ 10% (W)) | Not Yet Verified |  |  | 2227 | 116 | 19 | 5 | 0.99 | 3980 | 84
P4534K7DB | Prudential Lighting | Prudential Lighting | R1-LED4LO-04-SAL-xxx-UNV-xxx-xx-DMD | Indoor Luminaires | Linear Ambient | Direct Linear Ambient Luminaires | Standard | FALSE | [9 empty] | 10/2/2014 | Dimmable | Continuous (Can dim down to ≤ 10% (W)) | Not Yet Verified |  |  | 2227 | 116 | 19 | 5 | 0.99 | 3980 | 84
PENKUAGQ9 | Prudential Lighting | Prudential Lighting | R1-LED4LO-04-SAL-xxx-UNV-xxx-xx-ND | Indoor Luminaires | Linear Ambient | Direct Linear Ambient Luminaires | Standard | FALSE | [9 empty] | 10/2/2014 | Not Dimmable | Not Dimmable | Not Yet Verified |  |  | 2227 | 116 | 19 | 5 | 0.99 | 3980 | 84
PNN633MTX | Prudential Lighting | Prudential Lighting | STR-LED35SO-04-xxx-D1-SC-xx-DM10 | Indoor Luminaires | Linear Ambient | Direct Linear Ambient Luminaires | Standard | TRUE | 3064.45 | 91 | 33.71 | 13 | 0.96 | 3483 | 83 | 5 | 100000 | 10/2/2014 | Dimmable | Continuous (Can dim down to ≤ 10% (W)) | Not Yet Verified |  | 2.1 | 3064 | 91 | 34 | 6 | 0.99 | 3483 | 83
P2FKYD1PD | Prudential Lighting | Prudential Lighting | STR-LED35SO-04-xxx-D1-SC-xx-STEP | Indoor Luminaires | Linear Ambient | Direct Linear Ambient Luminaires | Standard | FALSE | [9 empty] | 10/2/2014 | Dimmable | Stepped | Not Yet Verified |  |  | 3064 | 91 | 34 | 6 | 0.99 | 3483 | 83
PS65Z2YP6 | Prudential Lighting | Prudential Lighting | STR-LED35SO-04-xxx-D1-SC-xx-DML | Indoor Luminaires | Linear Ambient | Direct Linear Ambient Luminaires | Standard | FALSE | [9 empty] | 10/2/2014 | Dimmable | Continuous (Can dim down to ≤ 10% (W)) | Not Yet Verified |  |  | 3064 | 91 | 34 | 6 | 0.99 | 3483 | 83
PJVYDZQW5 | Prudential Lighting | Prudential Lighting | STR-LED35SO-04-xxx-D1-SC-xx-DMD | Indoor Luminaires | Linear Ambient | Direct Linear Ambient Luminaires | Standard | FALSE | [9 empty] | 10/2/2014 | Dimmable | Continuous (Can dim down to ≤ 10% (W)) | Not Yet Verified |  |  | 3064 | 91 | 34 | 6 | 0.99 | 3483 | 83
PEXZGAFYT | Prudential Lighting | Prudential Lighting | STR-LED35SO-04-xxx-D1-SC-xx-ND | Indoor Luminaires | Linear Ambient | Direct Linear Ambient Luminaires | Standard | FALSE | [9 empty] | 10/2/2014 | Not Dimmable | Not Dimmable | Not Yet Verified |  |  | 3064 | 91 | 34 | 6 | 0.99 | 3483 | 83
PX13NJ137 | Prudential Lighting | Prudential Lighting | STR-LED35SO-xx-xxx-D1-SC-xx-DM01 | Indoor Luminaires | Linear Ambient | Direct Linear Ambient Luminaires | Standard | FALSE | [9 empty] | 10/2/2014 | Dimmable | Continuous (Can dim down to ≤ 10% (W)) | Not Yet Verified |  |  | 2227 | 116 | 19 | 5 | 0.99 | 3980 | 84
P26ZBVYQ | Prudential Lighting | Prudential Lighting | BIO-FLSH-LED4LO-04-ABW-xxx-D1X-SC-UNV-xx-ND | Indoor Luminaires | Linear Ambient | Direct Linear Ambient Luminaires | Standard | TRUE | 1784.31 | 93.71 | 19.04 | 16 | 0.9 | 4043 | 84 | 5 | 50000 | 10/8/2014 | Not Dimmable | Not Dimmable | Not Yet Verified |  | 2.1 | 1784 | 94 | 19 | 5 | 0.99 | 4000 | 84
PPTG6CWZ | Prudential Lighting | Prudential Lighting | BIO-FLSH-LED4LO-04-ABW-xxx-D1X-SC-UNV-xx-DM01 | Indoor Luminaires | Linear Ambient | Direct Linear Ambient Luminaires | Standard | FALSE | [9 empty] | 10/8/2014 | Dimmable | Continuous (Can dim down to ≤ 10% (W)) | Not Yet Verified |  |  | 1784 | 94 | 19 | 5 | 0.99 | 4000 | 84
PKM9G36Y | Prudential Lighting | Prudential Lighting | BIO-FLSH-LED4LO-04-ABW-xxx-D1X-SC-UNV-xx-STEP | Indoor Luminaires | Linear Ambient | Direct Linear Ambient Luminaires | Standard | FALSE | [9 empty] | 10/8/2014 | Dimmable | Stepped | Not Yet Verified |  |  | 1784 | 94 | 19 | 5 | 0.99 | 4000 | 84
PZQ8G9DC | Prudential Lighting | Prudential Lighting | BIO-FLSH-LED4LO-04-ABW-xxx-D1X-SC-UNV-xx-DML | Indoor Luminaires | Linear Ambient | Direct Linear Ambient Luminaires | Standard | FALSE | [9 empty] | 10/8/2014 | Dimmable | Continuous (Can dim down to ≤ 10% (W)) | Not Yet Verified |  |  | 1784 | 94 | 19 | 5 | 0.99 | 4000 | 84
P1174F92 | Prudential Lighting | Prudential Lighting | BIO-FLSH-LED4LO-04-ABW-xxx-D1X-SC-UNV-xx-DMD | Indoor Luminaires | Linear Ambient | Direct Linear Ambient Luminaires | Standard | FALSE | [9 empty] | 10/8/2014 | Dimmable | Continuous (Can dim down to ≤ 10% (W)) | Not Yet Verified |  |  | 1784 | 94 | 19 | 5 | 0.99 | 4000 | 84
PYNPTSPV | Prudential Lighting | Prudential Lighting | BIO-FLSH-LED4LO-04-ABW-xxx-D1X-SC-UNV-xx-DM10 | Indoor Luminaires | Linear Ambient | Direct Linear Ambient Luminaires | Standard | FALSE | [9 empty] | 10/8/2014 | Dimmable | Continuous (Can dim down to ≤ 10% (W)) | Not Yet Verified |  |  | 1784 | 94 | 19 | 5 | 0.99 | 4000 | 84
PC4XYRQN | Prudential Lighting | Prudential Lighting | BIO-FLSH-LED4LO-04-SAL-xxx-D1-SC-UNV-xx-ND | Indoor Luminaires | Linear Ambient | Direct Linear Ambient Luminaires | Standard | TRUE | 1682.07 | 88.2 | 19.07 | 16 | 0.9 | 4049 | 84 | 5 | 50000 | 10/8/2014 | Not Dimmable | Not Dimmable | Not Yet Verified |  | 2.1 | 1682 | 88 | 19 | 5 | 0.99 | 4000 | 84
PAXKZRAC | Prudential Lighting | Prudential Lighting | BIO-FLSH-LED4LO-04-SAL-xxx-D1-SC-UNV-xx-DM01 | Indoor Luminaires | Linear Ambient | Direct Linear Ambient Luminaires | Standard | FALSE | [9 empty] | 10/8/2014 | Dimmable | Continuous (Can dim down to ≤ 10% (W)) | Not Yet Verified |  |  | 1682 | 88 | 19 | 5 | 0.99 | 4000 | 84
PS25VVNY | Prudential Lighting | Prudential Lighting | BIO-FLSH-LED4LO-04-SAL-xxx-D1-SC-UNV-xx-STEP | Indoor Luminaires | Linear Ambient | Direct Linear Ambient Luminaires | Standard | FALSE | [9 empty] | 10/8/2014 | Dimmable | Stepped | Not Yet Verified |  |  | 1682 | 88 | 19 | 5 | 0.99 | 4000 | 84
P2JC7X7X | Prudential Lighting | Prudential Lighting | BIO-FLSH-LED4LO-04-SAL-xxx-D1-SC-UNV-xx-DML | Indoor Luminaires | Linear Ambient | Direct Linear Ambient Luminaires | Standard | FALSE | [9 empty] | 10/8/2014 | Dimmable | Continuous (Can dim down to ≤ 10% (W)) | Not Yet Verified |  |  | 1682 | 88 | 19 | 5 | 0.99 | 4000 | 84
P8WYMTDW | Prudential Lighting | Prudential Lighting | BIO-FLSH-LED4LO-04-SAL-xxx-D1-SC-UNV-xx-DMD | Indoor Luminaires | Linear Ambient | Direct Linear Ambient Luminaires | Standard | FALSE | [9 empty] | 10/8/2014 | Dimmable | Continuous (Can dim down to ≤ 10% (W)) | Not Yet Verified |  |  | 1682 | 88 | 19 | 5 | 0.99 | 4000 | 84
PWKUTZZ1 | Prudential Lighting | Prudential Lighting | BIO-FLSH-LED4LO-04-SAL-xxx-D1-SC-UNV-xx-DM10 | Indoor Luminaires | Linear Ambient | Direct Linear Ambient Luminaires | Standard | FALSE | [9 empty] | 10/8/2014 | Dimmable | Continuous (Can dim down to ≤ 10% (W)) | Not Yet Verified |  |  | 1682 | 88 | 19 | 5 | 0.99 | 4000 | 84
PDXD18ZG | Prudential Lighting | Prudential Lighting | HSR-LED4LO-04-SAL-xxx-UNV-xxx-xx-ND | Indoor Luminaires | Linear Ambient | Direct Linear Ambient Luminaires | Standard | TRUE | 2260.13 | 118.15 | 19.13 | 17 | 0.9 | 3985 | 84 | 5 | 50000 | 10/8/2014 | Not Dimmable | Not Dimmable | Not Yet Verified |  | 2.1 | 2227 | 116 | 19 | 5 | 0.99 | 4000 | 84
PWU76B7K | Prudential Lighting | Prudential Lighting | HSR-LED4LO-04-SAL-xxx-UNV-xxx-xx-DM01 | Indoor Luminaires | Linear Ambient | Direct Linear Ambient Luminaires | Standard | FALSE | [9 empty] | 10/8/2014 | Dimmable | Continuous (Can dim down to ≤ 10% (W)) | Not Yet Verified |  |  | 2227 | 116 | 19 | 5 | 0.99 | 4000 | 84
PUV24S1B | Prudential Lighting | Prudential Lighting | HSR-LED4LO-04-SAL-xxx-UNV-xxx-xx-STEP | Indoor Luminaires | Linear Ambient | Direct Linear Ambient Luminaires | Standard | FALSE | [9 empty] | 10/8/2014 | Dimmable | Stepped | Not Yet Verified |  |  | 2227 | 116 | 19 | 5 | 0.99 | 4000 | 84
PBWP87R6 | Prudential Lighting | Prudential Lighting | HSR-LED4LO-04-SAL-xxx-UNV-xxx-xx-DML | Indoor Luminaires | Linear Ambient | Direct Linear Ambient Luminaires | Standard | FALSE | [9 empty] | 10/8/2014 | Dimmable | Continuous (Can dim down to ≤ 10% (W)) | Not Yet Verified |  |  | 2227 | 116 | 19 | 5 | 0.99 | 4000 | 84
PSMC6Y8Y | Prudential Lighting | Prudential Lighting | HSR-LED4LO-04-SAL-xxx-UNV-xxx-xx-DMD | Indoor Luminaires | Linear Ambient | Direct Linear Ambient Luminaires | Standard | FALSE | [9 empty] | 10/8/2014 | Dimmable | Continuous (Can dim down to ≤ 10% (W)) | Not Yet Verified |  |  | 2227 | 116 | 19 | 5 | 0.99 | 4000 | 84
PX9FZHQN | Prudential Lighting | Prudential Lighting | HSR-LED4LO-04-SAL-xxx-UNV-xxx-xx-DM10 | Indoor Luminaires | Linear Ambient | Direct Linear Ambient Luminaires | Standard | FALSE | [9 empty] | 10/8/2014 | Dimmable | Continuous (Can dim down to ≤ 10% (W)) | Not Yet Verified |  |  | 2227 | 116 | 19 | 5 | 0.99 | 4000 | 84
PFG2H8NT | QSSI | Eco Revolution | ECLV4PS42U5KG** | Indoor Luminaires | Linear Ambient | Direct Linear Ambient Luminaires | Standard | TRUE | 4013.53 | 92.82 | 43.26 | 13.23 | 0.9507 | 5151 | 83.5 | 5 | 50000 | 8/19/2016 | Dimmable | Continuous (Can dim down to ≤ 10% (W)) | No |  | 3.1 | 4038 | 93.39 | 43.237 | 20 | 0.9 | 5000 | 83.5
PWATHASR | QSSI | DuraGuard | LV4PS42U5KG** | Indoor Luminaires | Linear Ambient | Direct Linear Ambient Luminaires | Standard | TRUE | 4013.53 | 92.82 | 43.26 | 13.23 | 0.9507 | 5151 | 83.5 | 5 | 50000 | 6/6/2016 | Dimmable | Continuous (Can dim down to ≤ 10% (W)) | No |  | 3.1 | 4038 | 93.39 | 43.237 | 20 | 0.9 | 5000 | 83.5
PSJBA7MK | QSSI | QSSI | LV4PS42U5KG** | Indoor Luminaires | Linear Ambient | Direct Linear Ambient Luminaires | Standard | TRUE | 4013.53 | 92.82 | 43.26 | 13.23 | 0.9507 | 5151 | 83.5 | 5 | 50000 | 4/25/2016 | Dimmable | Continuous (Can dim down to ≤ 10% (W)) | No |  | 3.1 | 4038 | 93.39 | 43.237 | 20 | 0.9 | 5000 | 83.5
PUYVE96B | Quali-LED Inc | Quali-LED | QLSF-4FT-60W-INT(3000K) | Indoor Luminaires | Linear Ambient | Direct Linear Ambient Luminaires | Standard | TRUE | 5577.48 | 97.83 | 57.01 | 10 | 0.927 | 3217 | 84.9 | 5 | 50000 | 9/2/2016 | Not Dimmable | Not Dimmable | Not Yet Verified |  | 2.1 | 5400 | 97.83 | 60 | 10 | 0.996 | 3000 | 80
PXJP6SQ8 | Quali-LED Inc | Quali-LED | QLSF-4FT-60W-INT(3500K) | Indoor Luminaires | Linear Ambient | Direct Linear Ambient Luminaires | Standard | FALSE | [9 empty] | 9/2/2016 | Not Dimmable | Not Dimmable | Not Yet Verified |  |  | 5400 | 97.83 | 60 | 10 | 0.996 | 3500 | 80
PUVJ5PPY | Quali-LED Inc | Quali-LED | QLSF-4FT-60W-INT(4000K) | Indoor Luminaires | Linear Ambient | Direct Linear Ambient Luminaires | Standard | FALSE | [9 empty] | 9/2/2016 | Not Dimmable | Not Dimmable | Not Yet Verified |  |  | 5400 | 97.83 | 60 | 10 | 0.996 | 4000 | 80
PDSC3M8R | Quali-LED Inc | Quali-LED | QLSF-4FT-60W-INT(4500K) | Indoor Luminaires | Linear Ambient | Direct Linear Ambient Luminaires | Standard | FALSE | [9 empty] | 9/2/2016 | Not Dimmable | Not Dimmable | Not Yet Verified |  |  | 5400 | 97.83 | 60 | 10 | 0.996 | 4500 | 80
PUEBGB5W | Quali-LED Inc | Quali-LED | QLSF-4FT-60W-INT(5000K) | Indoor Luminaires | Linear Ambient | Direct Linear Ambient Luminaires | Standard | FALSE | [9 empty] | 9/2/2016 | Not Dimmable | Not Dimmable | Not Yet Verified |  |  | 5400 | 97.83 | 60 | 10 | 0.996 | 5000 | 80
PJVAS84PP | RAB Design Lighting | RAB DESIGN | FW4-LED80W-120-277V-41K | Indoor Luminaires | Linear Ambient | Direct Linear Ambient Luminaires | Standard | TRUE | 6402 | 97.47 | 62.55 | 15.63 | 0.9715 | 4061 | 84.45 | 5 | 100000 | 1/28/2015 | Dimmable | Continuous (Can dim down to ≤ 10% (W)) | Not Yet Verified |  | 2.1 | 6507
PWWUAUJ1 | RAB Design Lighting | RAB DESIGN | FW4-LED80W-347V-41K | Indoor Luminaires | Linear Ambient | Direct Linear Ambient Luminaires | Standard | FALSE | [9 empty] | 4/2/2015 | Dimmable | Continuous (Can dim down to ≤ 10% (W)) | Not Yet Verified |  |  | 7196 | 106.9 | 67.34 | 7.53 | 0.9889 | 3928 | 83.06
P9EZTJDZ | RAB Design Lighting | RAB DESIGN | LFW-LED40-C-4K-TG | Indoor Luminaires | Linear Ambient | Direct Linear Ambient Luminaires | Standard | TRUE | 4725 | 111.6 | 42.32 | 16.33 | 0.9727 | 4109 | 84.6 | 5 | 100000 | 6/3/2016 | Dimmable | Continuous (Can dim down to ≤ 10% (W)) | Yes |  | 3.1 | 4725 | 111.6 | 42.32 | 16.33 | 0.973 | 4109 | 84.6
PB5APY76 | RAB Design Lighting | RAB DESIGN | LFW-LED40-B-4K-TG | Indoor Luminaires | Linear Ambient | Direct Linear Ambient Luminaires | Standard | TRUE | 5076 | 127.4 | 39.84 | 15.19 | 0.9501 | 4094 | 82.02 | 5 | 100000 | 4/12/2016 | Dimmable | Continuous (Can dim down to ≤ 10% (W)) | Yes |  | 3 | 5076 | 127.4 | 39.84 | 15.19 | 0.9501 | 4094 | 82.02
PFBZH3FP | RAB Design Lighting | RAB DESIGN | LFW-LED50-B-4K-TG | Indoor Luminaires | Linear Ambient | Direct Linear Ambient Luminaires | Standard | TRUE | 5350 | 113.3 | 47.24 | 20.43 | 0.9192 | 4098 | 84.69 | 5 | 100000 | 4/12/2016 | Dimmable | Continuous (Can dim down to ≤ 10% (W)) | Yes |  | 3 | 5350 | 113.3 | 47.24 | 20.43 | 0.9192 | 4098 | 84.69
P1Q6796M | RAB Design Lighting | RAB DESIGN | LFW-LED60-B-4K-TG | Indoor Luminaires | Linear Ambient | Direct Linear Ambient Luminaires | Standard | FALSE | [9 empty] | 4/12/2016 | Dimmable | Continuous (Can dim down to ≤ 10% (W)) | Yes |  |  | 7082 | 120.8 | 58.65 | 18.58 | 0.9215 | 4115 | 82.18
P5VMTS8H | RAB Design Lighting | RAB DESIGN | LFW-LED60-C-4K-TG | Indoor Luminaires | Linear Ambient | Direct Linear Ambient Luminaires | Standard | FALSE | [9 empty] | 6/3/2016 | Dimmable | Continuous (Can dim down to ≤ 10% (W)) | Yes |  |  | 6924 | 114.2 | 60.62 | 19.73 | 0.981 | 4112 | 84.63
P46N8BMK | RAB Design Lighting | RAB Design | FW4-LED50W-120-277V-41K | Indoor Luminaires | Linear Ambient | Direct Linear Ambient Luminaires | Standard | TRUE | 4931 | 104.4 | 47.24 | 14.93 | 0.9526 | 4059 | 84.65 | 5 | 100000 | 2/5/2015 | Dimmable | Continuous (Can dim down to ≤ 10% (W)) | Not Yet Verified |  | 2.1 | 4650 | 93 | 50 |  |  | 4100
PMBAVVMM | RAB Design Lighting | RAB Design | FW4-LED50W-347V-41K | Indoor Luminaires | Linear Ambient | Direct Linear Ambient Luminaires | Standard | FALSE | [9 empty] | 4/2/2015 | Dimmable | Continuous (Can dim down to ≤ 10% (W)) | Not Yet Verified |  |  | 4931 | 104.4 | 47.24 | 17.12 | 0.9689 | 3927 | 83.14
PEC2SSCZ | RAB Lighting | RAB Lighting | GUS2-25YNW/D10 [Qualified at 120V Only] | Indoor Luminaires | Linear Ambient | Direct Linear Ambient Luminaires | Standard | TRUE | 2517 | 101.08 | 24.9 | 8.4 | 0.987 | 3571 | 86 | 5 | 100000 | 3/9/2016 | Dimmable | Continuous (Can dim down to ≤ 10% (W)) | Yes |  | 3.1 | 2517 | 99.1 | 25.43 | 20.2 | 0.987 | 3571 | 86
PYENHFHV | RAB Lighting | RAB Lighting | GUS4-36YNW/D10 | Indoor Luminaires | Linear Ambient | Direct Linear Ambient Luminaires | Standard | TRUE | 4118 | 109.8 | 37.5 | 14.6 | 0.939 | 3575 | 86 | 5 | 100000 | 2/12/2016 | Dimmable | Continuous (Can dim down to ≤ 10% (W)) | No |  | 3.1 | 4118 | 109.8 | 37.516 | 10.5 | 0.992 | 3575 | 86
PCHA7SBR | RAB Lighting | RAB Lighting | GUS4-50YNW/D10 | Indoor Luminaires | Linear Ambient | Direct Linear Ambient Luminaires | Standard | TRUE | 5162 | 103.7 | 49.8 | 14.7 | 0.904 | 3591 | 86 | 5 | 100000 | 2/12/2016 | Dimmable | Continuous (Can dim down to ≤ 10% (W)) | No |  | 3.1 | 5162 | 103.7 | 49.783 | 10.9 | 0.99 | 3591 | 86
PC1UEVFZ | RAB Lighting | RAB Lighting | GUS2-18YNW/D10 | Indoor Luminaires | Linear Ambient | Direct Linear Ambient Luminaires | Standard | TRUE | 1991 | 105.9 | 18.8 | 7.5 | 0.942 | 3558 | 86 | 5 | 100000 | 2/12/2016 | Dimmable | Continuous (Can dim down to ≤ 10% (W)) | No |  | 3.1 | 1991 | 105.9 | 18.801 | 7.2 | 0.943 | 3558 | 86
PKJF5ZA7 | RAB Lighting | RAB Lighting | GUS2-18YW/D10 | Indoor Luminaires | Linear Ambient | Direct Linear Ambient Luminaires | Standard | FALSE | [9 empty] | 2/12/2016 | Dimmable | Continuous (Can dim down to ≤ 10% (W)) | No |  |  | 2129 | 110.9 | 19.219 | 7.1 | 0.942 | 3116 | 84
PWJ8PHRN | RAB Lighting | RAB Lighting | GUS4-36NW/D10 | Indoor Luminaires | Linear Ambient | Direct Linear Ambient Luminaires | Standard | FALSE | [9 empty] | 2/12/2016 | Dimmable | Continuous (Can dim down to ≤ 10% (W)) | No |  |  | 4437 | 117.1 | 37.881 | 11 | 0.993 | 3961 | 83
PC3P6QT3 | RAB Lighting | RAB Lighting | GUS2-18NW/D10 | Indoor Luminaires | Linear Ambient | Direct Linear Ambient Luminaires | Standard | FALSE | [9 empty] | 2/12/2016 | Dimmable | Continuous (Can dim down to ≤ 10% (W)) | No |  |  | 2140 | 111.5 | 19.197 | 7.5 | 0.948 | 3982 | 84
PURSGBQQ | RAB Lighting | RAB Lighting | GUS4-50YW/D10 | Indoor Luminaires | Linear Ambient | Direct Linear Ambient Luminaires | Standard | FALSE | [9 empty] | 2/12/2016 | Dimmable | Continuous (Can dim down to ≤ 10% (W)) | No |  |  | 5444 | 107.6 | 50.565 | 11 | 0.992 | 3128 | 85
PKJN9TZ1 | RAB Lighting | RAB Lighting | GUS2-25NW/D10 | Indoor Luminaires | Linear Ambient | Direct Linear Ambient Luminaires | Standard | FALSE | [9 empty] | 3/9/2016 | Dimmable | Continuous (Can dim down to ≤ 10% (W)) | Yes |  |  | 2757 | 106.4 | 25.94 | 15.7 | 0.882 | 4009 | 84
PUGVHJNE | RAB Lighting | RAB Lighting | GUS4-36YW/D10 | Indoor Luminaires | Linear Ambient | Direct Linear Ambient Luminaires | Standard | FALSE | [9 empty] | 2/12/2016 | Dimmable | Continuous (Can dim down to ≤ 10% (W)) | No |  |  | 4369 | 115 | 38.002 | 11.2 | 0.993 | 3127 | 85
PRKFYEK9 | RAB Lighting | RAB Lighting | GUS4-50NW/D10 | Indoor Luminaires | Linear Ambient | Direct Linear Ambient Luminaires | Standard | FALSE | [9 empty] | 2/12/2016 | Dimmable | Continuous (Can dim down to ≤ 10% (W)) | No |  |  | 5456 | 109.3 | 49.877 | 11.8 | 0.99 | 4013 | 84
PFJ1ZANH | RAB Lighting | RAB Lighting | GUS2-25YW/D10 | Indoor Luminaires | Linear Ambient | Direct Linear Ambient Luminaires | Standard | FALSE | [9 empty] | 3/9/2016 | Dimmable | Continuous (Can dim down to ≤ 10% (W)) | Yes |  |  | 2666 | 103.7 | 25.674 | 14.4 | 0.883 | 3116 | 84
P3XP52TW | RAE ANNSAS LIMITED | LEADER | LD-TRI-4(3000K) | Indoor Luminaires | Linear Ambient | Direct Linear Ambient Luminaires | Standard | TRUE | 5120 | 104.67 | 48.91 | 9.46 | 0.9365 | 3155 | 85.6 | 5 | 50000 | 1/12/2016 | Not Dimmable | Not Dimmable | No |  | 3.1 | 5120 | 104.67 | 48.91 | 9.46 | 0.9365 | 3000 | 85.6
P6RYUBRU | RAE ANNSAS LIMITED | LEADER | LD-TRI-4(3500K) | Indoor Luminaires | Linear Ambient | Direct Linear Ambient Luminaires | Standard | FALSE | [9 empty] | 1/12/2016 | Not Dimmable | Not Dimmable | No |  |  | 5150.5 | 105.67 | 48.74 | 9.46 | 0.9365 | 3500 | 85.6
PYUVT2W9 | RAE ANNSAS LIMITED | LEADER | LD-TRI-4(4000K) | Indoor Luminaires | Linear Ambient | Direct Linear Ambient Luminaires | Standard | FALSE | [9 empty] | 1/12/2016 | Not Dimmable | Not Dimmable | No |  |  | 5181 | 106.3 | 48.74 | 9.46 | 0.9365 | 4000 | 85.6
PEBUY7KS | RAE ANNSAS LIMITED | LEADER | LD-TRI-4(4500K) | Indoor Luminaires | Linear Ambient | Direct Linear Ambient Luminaires | Standard | FALSE | [9 empty] | 1/12/2016 | Not Dimmable | Not Dimmable | No |  |  | 5211.5 | 106.92 | 48.74 | 9.46 | 0.9365 | 4500 | 85.6
PBQ3NYK8 | RAE ANNSAS LIMITED | LEADER | LD-TRI-4(5000K) | Indoor Luminaires | Linear Ambient | Direct Linear Ambient Luminaires | Standard | FALSE | [9 empty] | 1/12/2016 | Not Dimmable | Not Dimmable | No |  |  | 5242 | 107.93 | 48.57 | 9.73 | 0.9349 | 5000 | 83.3
PPJZC29W | RAE ANNSAS LIMITED | LEADER | LD-T5B-6(3000K) | Indoor Luminaires | Linear Ambient | Direct Linear Ambient Luminaires | Standard | TRUE | 3592.1 | 92.2 | 38.8 | 10.57 | 0.9382 | 3097 | 84 | 5 | 50000 | 1/21/2016 | Not Dimmable | Not Dimmable | No |  | 3.1 | 3568.1 | 93.41 | 38.2 | 10.57 | 0.9382 | 3000 | 84
P5J8D4YD | RAE ANNSAS LIMITED | LEADER | LD-T5B-6(3500K) | Indoor Luminaires | Linear Ambient | Direct Linear Ambient Luminaires | Standard | FALSE | [9 empty] | 1/21/2016 | Not Dimmable | Not Dimmable | No |  |  | 3594.8 | 93.68 | 38.38 | 10.57 | 0.9382 | 3500 | 84
PR3KB9NK | RAE ANNSAS LIMITED | LEADER | LD-T5B-6(4000K) | Indoor Luminaires | Linear Ambient | Direct Linear Ambient Luminaires | Standard | FALSE | [9 empty] | 1/21/2016 | Not Dimmable | Not Dimmable | No |  |  | 3621.6 | 94.37 | 38.38 | 10.57 | 0.9382 | 4000 | 84
PYQNRFAC | RAE ANNSAS LIMITED | LEADER | LD-T5B-6(4500K) | Indoor Luminaires | Linear Ambient | Direct Linear Ambient Luminaires | Standard | FALSE | [9 empty] | 1/21/2016 | Not Dimmable | Not Dimmable | No |  |  | 3648.3 | 95.07 | 38.38 | 10.57 | 0.9382 | 4500 | 84
PKF2F3X4 | RAE ANNSAS LIMITED | LEADER | LD-T5B-6(5000K) | Indoor Luminaires | Linear Ambient | Direct Linear Ambient Luminaires | Standard | FALSE | [9 empty] | 1/21/2016 | Not Dimmable | Not Dimmable | No |  |  | 3675 | 95.33 | 38.55 | 10.13 | 0.9374 | 5000 | 83.4
P3B3NMP5 | RAE ANNSAS LIMITED | Leader | LD-T8-5(3000K) | Indoor Luminaires | Linear Ambient | Direct Linear Ambient Luminaires | Standard | TRUE | 2069.1 | 86.86 | 23.82 | 9.67 | 0.9373 | 3138 | 83.9 | 5 | 50000 | 1/4/2016 | Not Dimmable | Not Dimmable | No |  | 3.1 | 2105.5 | 87.04 | 24.19 | 9.67 | 0.9373 | 3000 | 83.9
PDMMRMV2 | RAE ANNSAS LIMITED | Leader | LD-T8-5(3500K) | Indoor Luminaires | Linear Ambient | Direct Linear Ambient Luminaires | Standard | FALSE | [9 empty] | 1/4/2016 | Not Dimmable | Not Dimmable | No |  |  | 2117.4 | 87.3 | 24.26 | 9.67 | 0.9373 | 3500 | 83.9
PAH99EWW | RAE ANNSAS LIMITED | Leader | LD-T8-5(4000K) | Indoor Luminaires | Linear Ambient | Direct Linear Ambient Luminaires | Standard | FALSE | [9 empty] | 1/4/2016 | Not Dimmable | Not Dimmable | No |  |  | 2129.3 | 87.79 | 24.26 | 9.67 | 0.9373 | 4000 | 83.9
PV7B37AW | RAE ANNSAS LIMITED | Leader | LD-T8-5(4500K) | Indoor Luminaires | Linear Ambient | Direct Linear Ambient Luminaires | Standard | FALSE | [9 empty] | 1/4/2016 | Not Dimmable | Not Dimmable | No |  |  | 2141.1 | 88.28 | 24.26 | 9.67 | 0.9373 | 4500 | 83.9
PK76TFZU | RAE ANNSAS LIMITED | Leader | LD-T8-5(5000K) | Indoor Luminaires | Linear Ambient | Direct Linear Ambient Luminaires | Standard | FALSE | [9 empty] | 1/4/2016 | Not Dimmable | Not Dimmable | No |  |  | 2153 | 88.53 | 24.32 | 9.41 | 0.9365 | 5000 | 83.3
P9HPDPMM | RAE ANNSAS LIMITED | Leader | LD-T8-4(3000K) | Indoor Luminaires | Linear Ambient | Direct Linear Ambient Luminaires | Standard | TRUE | 1992.9 | 82.66 | 24.11 | 12.35 | 0.9397 | 3101 | 83.3 | 5 | 50000 | 1/4/2016 | Not Dimmable | Not Dimmable | No |  | 3.1 | 2006.1 | 83.31 | 24.08 | 12.35 | 0.9397 | 3000 | 83.3
PTY83ME9 | RAE ANNSAS LIMITED | Leader | LD-T8-4(3500K) | Indoor Luminaires | Linear Ambient | Direct Linear Ambient Luminaires | Standard | FALSE | [9 empty] | 1/4/2016 | Not Dimmable | Not Dimmable | No |  |  | 2018.8 | 83.77 | 24.1 | 12.35 | 0.9397 | 3500 | 83.3
PVCD1T1G | RAE ANNSAS LIMITED | Leader | LD-T8-4(4000K) | Indoor Luminaires | Linear Ambient | Direct Linear Ambient Luminaires | Standard | FALSE | [9 empty] | 1/4/2016 | Not Dimmable | Not Dimmable | No |  |  | 2031.6 | 84.3 | 24.1 | 12.35 | 0.9397 | 4000 | 83.3
PE1UQPJ3 | RAE ANNSAS LIMITED | Leader | LD-T8-4(4500K) | Indoor Luminaires | Linear Ambient | Direct Linear Ambient Luminaires | Standard | FALSE | [9 empty] | 1/4/2016 | Not Dimmable | Not Dimmable | No |  |  | 2044.3 | 84.82 | 24.1 | 12.35 | 0.9397 | 4500 | 83.3
PPQ8F5HB | RAE ANNSAS LIMITED | Leader | LD-T8-4(5000K) | Indoor Luminaires | Linear Ambient | Direct Linear Ambient Luminaires | Standard | FALSE | [9 empty] | 1/4/2016 | Not Dimmable | Not Dimmable | No |  |  | 2057 | 85.28 | 24.12 | 12.21 | 0.9386 | 5000 | 83.6
PHDAW5W1 | RAE ANNSAS LIMITED | Leader | LD-T5B-4(3000K) | Indoor Luminaires | Linear Ambient | Direct Linear Ambient Luminaires | Standard | TRUE | 3261.9 | 112.87 | 28.9 | 10.89 | 0.9588 | 3107 | 83.7 | 5 | 50000 | 1/4/2016 | Not Dimmable | Not Dimmable | No |  | 3.1 | 3261.9 | 112.87 | 28.9 | 10.89 | 0.9588 | 3000 | 83.7
P433X9M4 | RAE ANNSAS LIMITED | Leader | LD-T5B-4(3500K) | Indoor Luminaires | Linear Ambient | Direct Linear Ambient Luminaires | Standard | FALSE | [9 empty] | 1/4/2016 | Not Dimmable | Not Dimmable | No |  |  | 3278.2 | 113.16 | 28.97 | 10.89 | 0.9588 | 3500 | 83.7
PT5ZABTD | RAE ANNSAS LIMITED | Leader | LD-T5B-4(4000K) | Indoor Luminaires | Linear Ambient | Direct Linear Ambient Luminaires | Standard | FALSE | [9 empty] | 1/4/2016 | Not Dimmable | Not Dimmable | No |  |  | 3294.5 | 113.72 | 28.97 | 10.89 | 0.9588 | 4000 | 83.7
PHAWR78V | RAE ANNSAS LIMITED | Leader | LD-T5B-4(4500K) | Indoor Luminaires | Linear Ambient | Direct Linear Ambient Luminaires | Standard | FALSE | [9 empty] | 1/4/2016 | Not Dimmable | Not Dimmable | No |  |  | 3310.7 | 114.28 | 28.97 | 10.89 | 0.9588 | 4500 | 83.7
PTH8HRE6 | RAE ANNSAS LIMITED | Leader | LD-T5B-4(5000K) | Indoor Luminaires | Linear Ambient | Direct Linear Ambient Luminaires | Standard | FALSE | [9 empty] | 1/4/2016 | Not Dimmable | Not Dimmable | No |  |  | 3327 | 114.57 | 29.04 | 11.64 | 0.9573 | 5000 | 82.4
PXU3TXBU | RAE ANNSAS LIMITED | Leader | LD-T5B-5(3000K) | Indoor Luminaires | Linear Ambient | Direct Linear Ambient Luminaires | Standard | TRUE | 4100.6 | 102.44 | 40.03 | 9.82 | 0.9129 | 3106 | 84.1 | 5 | 50000 | 1/4/2016 | Not Dimmable | Not Dimmable | No |  | 3.1 | 4105.2 | 103.77 | 39.56 | 9.82 | 0.9129 | 3000 | 84.1
PXFT66GS | RAE ANNSAS LIMITED | Leader | LD-T5B-5(3500K) | Indoor Luminaires | Linear Ambient | Direct Linear Ambient Luminaires | Standard | FALSE | [9 empty] | 1/4/2016 | Not Dimmable | Not Dimmable | No |  |  | 4127.2 | 103.81 | 39.76 | 9.82 | 0.9129 | 3500 | 84.1
P1E2H189 | RAE ANNSAS LIMITED | Leader | LD-T5B-5(4000K) | Indoor Luminaires | Linear Ambient | Direct Linear Ambient Luminaires | Standard | FALSE | [9 empty] | 1/4/2016 | Not Dimmable | Not Dimmable | No |  |  | 4149.1 | 104.37 | 39.76 | 9.82 | 0.9129 | 4000 | 84.1
PCPE7YEM | RAE ANNSAS LIMITED | Leader | LD-T5B-5(4500K) | Indoor Luminaires | Linear Ambient | Direct Linear Ambient Luminaires | Standard | FALSE | [9 empty] | 1/4/2016 | Not Dimmable | Not Dimmable | No |  |  | 4171.1 | 104.92 | 39.76 | 9.82 | 0.9129 | 4500 | 84.1
PU4PTF75 | RAE ANNSAS LIMITED | Leader | LD-T5B-5(5000K) | Indoor Luminaires | Linear Ambient | Direct Linear Ambient Luminaires | Standard | FALSE | [9 empty] | 1/4/2016 | Not Dimmable | Not Dimmable | No |  |  | 4193 | 104.96 | 39.95 | 9.71 | 0.9133 | 5000 | 83.3
PK7SQSVV | RAE ANNSAS LIMITED | Leader | LD-TRI-5(3000K) | Indoor Luminaires | Linear Ambient | Direct Linear Ambient Luminaires | Standard | TRUE | 6060.5 | 100.66 | 60.21 | 8.75 | 0.9582 | 3158 | 83.7 | 5 | 50000 | 1/4/2016 | Not Dimmable | Not Dimmable | No |  | 3.1 | 6060.5 | 100.66 | 60.21 | 8.75 | 0.9582 | 3000 | 83.7
P5DVA1D3 | RAE ANNSAS LIMITED | Leader | LD-TRI-5(3500K) | Indoor Luminaires | Linear Ambient | Direct Linear Ambient Luminaires | Standard | FALSE | [9 empty] | 1/4/2016 | Not Dimmable | Not Dimmable | No |  |  | 6088.4 | 101.27 | 60.12 | 8.75 | 0.9582 | 3500 | 83.7
PCG9ZG6U | RAE ANNSAS LIMITED | Leader | LD-TRI-5(4000K) | Indoor Luminaires | Linear Ambient | Direct Linear Ambient Luminaires | Standard | FALSE | [9 empty] | 1/4/2016 | Not Dimmable | Not Dimmable | No |  |  | 6116.3 | 101.73 | 60.12 | 8.75 | 0.9582 | 4000 | 83.7
PEXV96GD | RAE ANNSAS LIMITED | Leader | LD-TRI-5(4500K) | Indoor Luminaires | Linear Ambient | Direct Linear Ambient Luminaires | Standard | FALSE | [9 empty] | 1/4/2016 | Not Dimmable | Not Dimmable | No |  |  | 6144.1 | 102.2 | 60.12 | 8.75 | 0.9582 | 4500 | 83.7
PNENZJWQ | RAE ANNSAS LIMITED | Leader | LD-TRI-5(5000K) | Indoor Luminaires | Linear Ambient | Direct Linear Ambient Luminaires | Standard | FALSE | [9 empty] | 1/4/2016 | Not Dimmable | Not Dimmable | No |  |  | 6172 | 102.82 | 60.03 | 8.96 | 0.9564 | 5000 | 83
P4JPQHKV | RAE ANNSAS LIMITED | Leader | LD-T8-6(3000K) | Indoor Luminaires | Linear Ambient | Direct Linear Ambient Luminaires | Standard | TRUE | 2660.6 | 90.74 | 29.32 | 12.56 | 0.9476 | 3112 | 83.8 | 5 | 50000 | 1/4/2016 | Not Dimmable | Not Dimmable | No |  | 3.1 | 2668.2 | 92.42 | 28.87 | 12.56 | 0.9476 | 3000 | 83.8
P77AURWQ | RAE ANNSAS LIMITED | Leader | LD-T8-6(3500K) | Indoor Luminaires | Linear Ambient | Direct Linear Ambient Luminaires | Standard | FALSE | [9 empty] | 1/4/2016 | Not Dimmable | Not Dimmable | No |  |  | 2714.7 | 92.52 | 29.34 | 12.56 | 0.9476 | 3500 | 83.8
P49AMFJ6 | RAE ANNSAS LIMITED | Leader | LD-T8-6(4000K) | Indoor Luminaires | Linear Ambient | Direct Linear Ambient Luminaires | Standard | FALSE | [9 empty] | 1/4/2016 | Not Dimmable | Not Dimmable | No |  |  | 2761.1 | 94.11 | 29.34 | 12.56 | 0.9476 | 4000 | 83.8
PRVNSS9G | RAE ANNSAS LIMITED | Leader | LD-T8-6(4500K) | Indoor Luminaires | Linear Ambient | Direct Linear Ambient Luminaires | Standard | FALSE | [9 empty] | 1/4/2016 | Not Dimmable | Not Dimmable | No |  |  | 2807.6 | 95.69 | 29.34 | 12.56 | 0.9476 | 4500 | 83.8
PKRTN58F | RAE ANNSAS LIMITED | Leader | LD-T8-6(5000K) | Indoor Luminaires | Linear Ambient | Direct Linear Ambient Luminaires | Standard | FALSE | [9 empty] | 1/4/2016 | Not Dimmable | Not Dimmable | No |  |  | 2854 | 95.74 | 29.81 | 12.59 | 0.9457 | 5000 | 83.7
P84V4JV1 | RAE ANNSAS LIMITED | Leader | LD-CL-6(3000K) | Indoor Luminaires | Linear Ambient | Direct Linear Ambient Luminaires | Standard | TRUE | 2454.2 | 115.64 | 21.22 | 15.23 | 0.9476 | 3068 | 82.6 | 5 | 50000 | 1/5/2016 | Not Dimmable | Not Dimmable | No |  | 3.1 | 2469.4 | 117.32 | 21.05 | 15.23 | 0.9476 | 3000 | 82.6
PWE7MZ2A | RAE ANNSAS LIMITED | Leader | LD-CL-6(3500K) | Indoor Luminaires | Linear Ambient | Direct Linear Ambient Luminaires | Standard | FALSE | [9 empty] | 1/5/2016 | Not Dimmable | Not Dimmable | No |  |  | 2481.6 | 117.5 | 21.12 | 15.23 | 0.9476 | 3500 | 82.6
PMXANY26 | RAE ANNSAS LIMITED | Leader | LD-CL-6(4000K) | Indoor Luminaires | Linear Ambient | Direct Linear Ambient Luminaires | Standard | FALSE | [9 empty] | 1/5/2016 | Not Dimmable | Not Dimmable | No |  |  | 2493.7 | 118.07 | 21.12 | 15.23 | 0.9476 | 4000 | 82.6
P84D29MC | RAE ANNSAS LIMITED | Leader | LD-CL-6(4500K) | Indoor Luminaires | Linear Ambient | Direct Linear Ambient Luminaires | Standard | FALSE | [9 empty] | 1/5/2016 | Not Dimmable | Not Dimmable | No |  |  | 2505.9 | 118.65 | 21.12 | 15.23 | 0.9476 | 4500 | 82.6
PUX535AW | RAE ANNSAS LIMITED | Leader | LD-CL-6(5000K) | Indoor Luminaires | Linear Ambient | Direct Linear Ambient Luminaires | Standard | FALSE | [9 empty] | 1/5/2016 | Not Dimmable | Not Dimmable | No |  |  | 2518 | 118.83 | 21.19 | 14.76 | 0.9451 | 5000 | 82.8
PTT3VVDE | RAE ANNSAS LIMITED | Leader | LD-CL-5(3000K) | Indoor Luminaires | Linear Ambient | Direct Linear Ambient Luminaires | Standard | TRUE | 2292.8 | 119.68 | 19.16 | 16.24 | 0.9096 | 3060 | 82.4 | 5 | 50000 | 1/5/2016 | Not Dimmable | Not Dimmable | No |  | 3.1 | 2299 | 121.27 | 18.96 | 16.24 | 0.9096 | 3000 | 82.4
PYRKBNPG | RAE ANNSAS LIMITED | Leader | LD-CL-5(3500K) | Indoor Luminaires | Linear Ambient | Direct Linear Ambient Luminaires | Standard | FALSE | [9 empty] | 1/5/2016 | Not Dimmable | Not Dimmable | No |  |  | 2316.5 | 121.47 | 19.07 | 16.24 | 0.9096 | 3500 | 82.4
PVKQ9E75 | RAE ANNSAS LIMITED | Leader | LD-CL-5(4000K) | Indoor Luminaires | Linear Ambient | Direct Linear Ambient Luminaires | Standard | FALSE | [9 empty] | 1/5/2016 | Not Dimmable | Not Dimmable | No |  |  | 2334 | 122.39 | 19.07 | 16.24 | 0.9096 | 4000 | 82.4
PXV8R3D4 | RAE ANNSAS LIMITED | Leader | LD-CL-5(4500K) | Indoor Luminaires | Linear Ambient | Direct Linear Ambient Luminaires | Standard | FALSE | [9 empty] | 1/5/2016 | Not Dimmable | Not Dimmable | No |  |  | 2351.5 | 123.31 | 19.07 | 16.24 | 0.9096 | 4500 | 82.4
PV6YFVUG | RAE ANNSAS LIMITED | Leader | LD-CL-5(5000K) | Indoor Luminaires | Linear Ambient | Direct Linear Ambient Luminaires | Standard | FALSE | [9 empty] | 1/5/2016 | Not Dimmable | Not Dimmable | No |  |  | 2369 | 123.51 | 19.18 | 16.02 | 0.9087 | 5000 | 83
PFR9VSEYF | Raffino | Raffino | LSR4-3300L-40K [120-277V ONLY] | Indoor Luminaires | Linear Ambient | Direct Linear Ambient Luminaires | Standard | TRUE | 3349 | 118.3 | 28.3 | 10.4 | 0.91 | 3990 | 84 | 5 | 150000 | 10/1/2014 | Dimmable | Continuous (Can dim down to ≤ 10% (W)) | Not Yet Verified |  | 2.1 | 3300 | 112 | 26 |  |  | 4000 | 84
PGE9K4K2W | Raffino | Raffino | LSR4-4400L-40K [120-277V ONLY] | Indoor Luminaires | Linear Ambient | Direct Linear Ambient Luminaires | Standard | FALSE | [9 empty] | 10/1/2014 | Dimmable | Continuous (Can dim down to ≤ 10% (W)) | Not Yet Verified |  |  | 4400 | 112 | 40 |  |  | 4000 | 84
PDRFDP936 | Raffino | Raffino | LG24-XXXXL-40K-XHD-X-X (120-277V ONLY) | Indoor Luminaires | Linear Ambient | Direct Linear Ambient Luminaires | Standard | TRUE | 2088 | 111.7 | 18.7 | 15.3 | 0.9 | 4040 | 84 | 5 | 178000 | 10/21/2014 | Dimmable | Continuous (Can dim down to ≤ 10% (W)) | Not Yet Verified |  | 2.1 | 2200 |  | 18.7 |  |  | 4000 | 84
P9WFYTC8H | Raffino | Raffino | LG48-XXXXL-40K-XHD-X-X [120-277V ONLY] | Indoor Luminaires | Linear Ambient | Direct Linear Ambient Luminaires | Standard | TRUE | 6486 | 111.8 | 58 | 1.4 | 0.98 | 4060 | 84 | 5 | 178000 | 10/21/2014 | Dimmable | Continuous (Cannot dim down to ≤ 10% (W) | Not Yet Verified |  | 2.1 | 6700 | 111 | 58 |  |  | 4000 | 84
PQ219JBMG | Raffino | Raffino | LG48-XXXXL-50K-XHD-X-X [120-277V ONLY] | Indoor Luminaires | Linear Ambient | Direct Linear Ambient Luminaires | Standard | FALSE | [9 empty] | 10/21/2014 | Dimmable | Continuous (Cannot dim down to ≤ 10% (W) | Not Yet Verified |  |  | 6700 | 111 | 58 |  |  | 5000 | 84
P6JYXED63 | Raffino | Raffino | LG36-XXXXL-40K-XHD-X-X (120-277V ONLY) | Indoor Luminaires | Linear Ambient | Direct Linear Ambient Luminaires | Standard | TRUE | 4210 | 112.3 | 37.5 | 17 | 0.89 | 4050 | 84 | 5 | 178000 | 10/28/2014 | Dimmable | Continuous (Cannot dim down to ≤ 10% (W) | Not Yet Verified |  | 2.1 | 4211.25 | 112.3 | 37.5 | 17 | 0.99 | 4000 | 84
P4PKR4W7T | Raffino | Raffino | LG36-XXXXL-50K-XHD-X-X (120-277V ONLY) | Indoor Luminaires | Linear Ambient | Direct Linear Ambient Luminaires | Standard | FALSE | [9 empty] | 10/28/2014 | Dimmable | Continuous (Cannot dim down to ≤ 10% (W) | Not Yet Verified |  |  | 4211.25 | 112.3 | 37.5 | 17 | 0.99 | 5000 | 84
PD7HGYQUP | Raffino | Raffino | LG55-XXXXL-40K-XHD-X-X (120-277V ONLY) | Indoor Luminaires | Linear Ambient | Direct Linear Ambient Luminaires | Standard | FALSE | [9 empty] | 10/28/2014 | Dimmable | Continuous (Cannot dim down to ≤ 10% (W) | Not Yet Verified |  |  | 8534.8 | 112.3 | 76 | 17 | 0.99 | 4000 | 84
PS6Q18PAP | Raffino | Raffino | LG55-XXXXL-50K-XHD-X-X (120-277V ONLY) | Indoor Luminaires | Linear Ambient | Direct Linear Ambient Luminaires | Standard | FALSE | [9 empty] | 10/28/2014 | Dimmable | Continuous (Cannot dim down to ≤ 10% (W) | Not Yet Verified |  |  | 8534.8 | 112.3 | 76 | 17 | 0.99 | 5000 | 84
PM386P5E | RC Lighting | GUS | GUS2-25YNW/D10 RCL | Indoor Luminaires | Linear Ambient | Direct Linear Ambient Luminaires | Standard | TRUE | 2517 | 101.08 | 24.9 | 8.4 | 0.987 | 3571 | 86 | 5 | 100000 | 7/11/2016 | Dimmable | Continuous (Can dim down to ≤ 10% (W)) | Yes |  | 3.1 | 2517 | 99.1 | 25.43 | 20.2 | 0.987 | 3571 | 86
P64BYK3Q | RC Lighting | GUS | GUS4-36YNW/D10 RCL | Indoor Luminaires | Linear Ambient | Direct Linear Ambient Luminaires | Standard | TRUE | 4118 | 109.8 | 37.5 | 14.6 | 0.939 | 3575 | 86 | 5 | 100000 | 7/11/2016 | Dimmable | Continuous (Can dim down to ≤ 10% (W)) | No |  | 3.1 | 4118 | 109.8 | 37.516 | 10.5 | 0.992 | 3575 | 86
PQABTM8Q | RC Lighting | GUS | GUS2-18YNW/D10 RCL | Indoor Luminaires | Linear Ambient | Direct Linear Ambient Luminaires | Standard | TRUE | 1991 | 105.9 | 18.8 | 7.5 | 0.942 | 3558 | 86 | 5 | 100000 | 7/11/2016 | Dimmable | Continuous (Can dim down to ≤ 10% (W)) | No |  | 3.1 | 1991 | 105.9 | 18.801 | 7.2 | 0.943 | 3558 | 86
PVRJVH86 | RC Lighting | GUS | GUS4-50YNW/D10 RCL | Indoor Luminaires | Linear Ambient | Direct Linear Ambient Luminaires | Standard | TRUE | 5162 | 103.7 | 49.8 | 14.7 | 0.904 | 3591 | 86 | 5 | 100000 | 7/11/2016 | Dimmable | Continuous (Can dim down to ≤ 10% (W)) | No |  | 3.1 | 5162 | 103.7 | 49.783 | 10.9 | 0.99 | 3591 | 86
PXZS14RR | RC Lighting | GUS | GUS4-50YW/D10 RCL | Indoor Luminaires | Linear Ambient | Direct Linear Ambient Luminaires | Standard | FALSE | [9 empty] | 7/11/2016 | Dimmable | Continuous (Can dim down to ≤ 10% (W)) | No |  |  | 5444 | 107.6 | 50.565 | 11 | 0.992 | 3128 | 85
P8PPRSRC | RC Lighting | GUS | GUS2-18YW/D10 RCL | Indoor Luminaires | Linear Ambient | Direct Linear Ambient Luminaires | Standard | FALSE | [9 empty] | 7/11/2016 | Dimmable | Continuous (Can dim down to ≤ 10% (W)) | No |  |  | 2129 | 110.9 | 19.219 | 7.1 | 0.942 | 3116 | 84
PM64SKW2 | RC Lighting | GUS | GUS2-25NW/D10 RCL | Indoor Luminaires | Linear Ambient | Direct Linear Ambient Luminaires | Standard | FALSE | [9 empty] | 7/11/2016 | Dimmable | Continuous (Can dim down to ≤ 10% (W)) | Yes |  |  | 2757 | 106.4 | 25.94 | 15.7 | 0.882 | 4009 | 84
P25BYJWC | RC Lighting | GUS | GUS2-18NW/D10 RCL | Indoor Luminaires | Linear Ambient | Direct Linear Ambient Luminaires | Standard | FALSE | [9 empty] | 7/11/2016 | Dimmable | Continuous (Can dim down to ≤ 10% (W)) | No |  |  | 2140 | 111.5 | 19.197 | 7.5 | 0.948 | 3982 | 84
P8HF9AMC | RC Lighting | GUS | GUS4-36YW/D10 RCL | Indoor Luminaires | Linear Ambient | Direct Linear Ambient Luminaires | Standard | FALSE | [9 empty] | 7/11/2016 | Dimmable | Continuous (Can dim down to ≤ 10% (W)) | No |  |  | 4369 | 115 | 38.002 | 11.2 | 0.993 | 3127 | 85
PGCX8CJJ | RC Lighting | GUS | GUS4-50NW/D10 RCL | Indoor Luminaires | Linear Ambient | Direct Linear Ambient Luminaires | Standard | FALSE | [9 empty] | 7/11/2016 | Dimmable | Continuous (Can dim down to ≤ 10% (W)) | No |  |  | 5456 | 109.3 | 49.877 | 11.8 | 0.99 | 4013 | 84
PZ48G6HD | RC Lighting | GUS | GUS2-25YW/D10 RCL | Indoor Luminaires | Linear Ambient | Direct Linear Ambient Luminaires | Standard | FALSE | [9 empty] | 7/11/2016 | Dimmable | Continuous (Can dim down to ≤ 10% (W)) | Yes |  |  | 2666 | 103.7 | 25.674 | 14.4 | 0.883 | 3116 | 84
PRJDAV3M | RC Lighting | GUS | GUS4-36NW/D10 RCL | Indoor Luminaires | Linear Ambient | Direct Linear Ambient Luminaires | Standard | FALSE | [9 empty] | 7/11/2016 | Dimmable | Continuous (Can dim down to ≤ 10% (W)) | No |  |  | 4437 | 117.1 | 37.881 | 11 | 0.993 | 3961 | 83
PVRRJPV3 | RDA Lighting Inc. | RDA | LFW-LED40-B-4K-TG | Indoor Luminaires | Linear Ambient | Direct Linear Ambient Luminaires | Standard | TRUE | 5076 | 127.4 | 39.84 | 15.19 | 0.9501 | 4094 | 82.02 | 5 | 100000 | 7/6/2016 | Dimmable | Continuous (Can dim down to ≤ 10% (W)) | Yes |  | 3 | 5076 | 127.4 | 39.84 | 15.19 | 0.9501 | 4094 | 82.02
P66QKJ3B | RDA Lighting Inc. | RDA | LFW-LED50-B-4K-TG | Indoor Luminaires | Linear Ambient | Direct Linear Ambient Luminaires | Standard | TRUE | 5350 | 113.3 | 47.24 | 20.43 | 0.9192 | 4098 | 84.69 | 5 | 100000 | 7/6/2016 | Dimmable | Continuous (Can dim down to ≤ 10% (W)) | Yes |  | 3 | 5350 | 113.3 | 47.24 | 20.43 | 0.9192 | 4098 | 84.69
PWZARGMQ | RDA Lighting Inc. | RDA | LFW-LED60-B-4K-TG | Indoor Luminaires | Linear Ambient | Direct Linear Ambient Luminaires | Standard | FALSE | [9 empty] | 7/6/2016 | Dimmable | Continuous (Can dim down to ≤ 10% (W)) | Yes |  |  | 7082 | 120.8 | 58.65 | 18.58 | 0.9215 | 4115 | 82.18
PBCK68EM | RDA Lighting Inc. | RDA | FW4-LED80W-120-277V-41K | Indoor Luminaires | Linear Ambient | Direct Linear Ambient Luminaires | Standard | TRUE | 6402 | 97.47 | 62.55 | 15.63 | 0.9715 | 4061 | 84.45 | 5 | 100000 | 7/6/2016 | Dimmable | Continuous (Can dim down to ≤ 10% (W)) | Not Yet Verified |  | 2.1 | 6507
PNVRUQBK | RDA Lighting Inc. | RDA | FW4-LED50W-120-277V-41K | Indoor Luminaires | Linear Ambient | Direct Linear Ambient Luminaires | Standard | TRUE | 4931 | 104.4 | 47.24 | 14.93 | 0.9526 | 4059 | 84.65 | 5 | 100000 | 7/6/2016 | Dimmable | Continuous (Can dim down to ≤ 10% (W)) | Not Yet Verified |  | 2.1 | 4650 | 93 | 50 |  |  | 4100
PGQPM8A5 | RemPhos Technologies, LLC | Remphos | RPT-LEDVT-48IN-4000LM-4000K | Indoor Luminaires | Linear Ambient | Direct Linear Ambient Luminaires | Standard | TRUE | 3957.4 | 102.55 | 38.59 | 9.54 | 0.9151 | 4125 | 83.1 | 5 | 50000 | 8/11/2016 | Not Dimmable | Not Dimmable | Yes |  | 3.1 | 4000 | 100 | 40 | 20 | 0.92 | 4000 | 80
PHHNS57T | RemPhos Technologies, LLC | Remphos | RPT-LEDVT-48IN-4000LM-4000K-OCC | Indoor Luminaires | Linear Ambient | Direct Linear Ambient Luminaires | Standard | FALSE | [9 empty] | 8/11/2016 | Dimmable | Stepped | Yes |  |  | 4000 | 100 | 40 | 20 | 0.92 | 4000 | 80
PRQE2D51 | Renesola Zhejiang Ltd | Renesola | RESL-40W30KSC | Indoor Luminaires | Linear Ambient | Direct Linear Ambient Luminaires | Standard | TRUE | 3850.56 | 95.76 | 40.21 | 11.1 | 0.908 | 2952 | 84.4 | 5 | 50000 | 5/24/2016 | Not Dimmable | Not Dimmable | Not Yet Verified |  | 2.1 | 3850.56 | 95.76 | 40.21 | 10.5 | 0.986 | 2952 | 84
P1EVGQM1 | Renesola Zhejiang Ltd | Renesola | RESL-40W40KSC | Indoor Luminaires | Linear Ambient | Direct Linear Ambient Luminaires | Standard | FALSE | [9 empty] | 5/24/2016 | Not Dimmable | Not Dimmable | Not Yet Verified |  |  | 3800 | 95 | 40 | 10.5 | 0.986 | 4000 | 84
PF573PJC | Renesola Zhejiang Ltd | Renesola | RESL-40W50KSC | Indoor Luminaires | Linear Ambient | Direct Linear Ambient Luminaires | Standard | FALSE | [9 empty] | 5/24/2016 | Not Dimmable | Not Dimmable | Not Yet Verified |  |  | 3800 | 95 | 40 | 10.5 | 0.986 | 5000 | 84
PPC2NJBU | RENOVA Lighting Systems, Inc. | Narrow Profile Wrap | [NPW,WBW,SRW]2‐N‐L015‐120‐DM‐C35‐AF‐xx‐xx | Indoor Luminaires | Linear Ambient | Direct Linear Ambient Luminaires | Premium | TRUE | 1464 | 127.6 | 11.47 | 13.1 | 0.925 | 3475 | 84.2 | 5 | 50000 | 7/13/2016 | Dimmable | Continuous (Can dim down to ≤ 10% (W)) | Yes | Updated on 10/3/2016 | 3.1 | 1464 | 127.63 | 11.47 | 13.1 | 0.925 | 3475 | 84.2
P1XGRSJV | RENOVA Lighting Systems, Inc. | Narrow Profile Wrap | [NPW,WBW,SRW]2‐N‐L015‐120‐DM‐C35‐AP‐xx‐xx | Indoor Luminaires | Linear Ambient | Direct Linear Ambient Luminaires | Premium | TRUE | 1469 | 126.4 | 11.62 | 13.1 | 0.984 | 3475 | 84.2 | 5 | 50000 | 7/13/2016 | Dimmable | Continuous (Can dim down to ≤ 10% (W)) | Yes | Updated on 10/3/2016 | 3.1 | 1469 | 126.41 | 11.62 | 13.1 | 0.925 | 3475 | 84.2
P2XBG6T8 | RENOVA Lighting Systems, Inc. | Narrow Profile Wrap | [NPW,WBW,SRW]2‐N‐L015‐120‐DM‐C40‐AF‐xx‐xx | Indoor Luminaires | Linear Ambient | Direct Linear Ambient Luminaires | Premium | FALSE | [9 empty] | 7/13/2016 | Dimmable | Continuous (Can dim down to ≤ 10% (W)) | Yes | Updated on 10/3/2016 |  | 1483 | 125.99 | 11.77 | 13.1 | 0.925 | 3991 | 83.6
PDC3UE8Q | RENOVA Lighting Systems, Inc. | Narrow Profile Wrap | [NPW,WBW,SRW]2‐N‐L015‐120‐DM‐C40‐AP‐xx‐xx | Indoor Luminaires | Linear Ambient | Direct Linear Ambient Luminaires | Premium | FALSE | [9 empty] | 7/13/2016 | Dimmable | Continuous (Can dim down to ≤ 10% (W)) | Yes | Updated on 10/3/2016 |  | 1488.06 | 126.42 | 11.77 | 13.1 | 0.925 | 3991 | 83.6
PVUTFEZZ | RENOVA Lighting Systems, Inc. | Narrow Profile Wrap | [NPW,WBW,SRW]4‐N‐L015‐UNV‐DM‐C35‐AF‐xx‐xx | Indoor Luminaires | Linear Ambient | Direct Linear Ambient Luminaires | Premium | FALSE | [9 empty] | 7/13/2016 | Dimmable | Continuous (Can dim down to ≤ 10% (W)) | Yes | Updated on 10/3/2016 |  | 1523 | 126.81 | 12.01 | 13.5 | 0.9 | 3463 | 84.4
PMAHG2T7 | RENOVA Lighting Systems, Inc. | Narrow Profile Wrap | [NPW,WBW,SRW]4‐N‐L015‐UNV‐DM‐C35‐AP‐xx‐xx | Indoor Luminaires | Linear Ambient | Direct Linear Ambient Luminaires | Premium | FALSE | [9 empty] | 7/13/2016 | Dimmable | Continuous (Can dim down to ≤ 10% (W)) | Yes | Updated on 10/3/2016 |  | 1505.42 | 125.24 | 12.02 | 13.5 | 0.9 | 3463 | 84.4
PR8YZPRA | RENOVA Lighting Systems, Inc. | Narrow Profile Wrap | [NPW,WBW,SRW]4‐N‐L015‐UNV‐DM‐C40‐AF‐xx‐xx | Indoor Luminaires | Linear Ambient | Direct Linear Ambient Luminaires | Premium | FALSE | [9 empty] | 7/13/2016 | Dimmable | Continuous (Can dim down to ≤ 10% (W)) | Yes | Updated on 10/3/2016 |  | 1562.96 | 130.03 | 12.02 | 13.5 | 0.9 | 3988 | 83.7
PS1BDDFK | RENOVA Lighting Systems, Inc. | Narrow Profile Wrap | [NPW,WBW,SRW]4‐N‐L015‐UNV‐DM‐C40‐AP‐xx‐xx | Indoor Luminaires | Linear Ambient | Direct Linear Ambient Luminaires | Premium | FALSE | [9 empty] | 7/13/2016 | Dimmable | Continuous (Can dim down to ≤ 10% (W)) | Yes | Updated on 10/3/2016 |  | 1544.92 | 128.53 | 12.02 | 13.5 | 0.9 | 3988 | 83.7
PA83ECDE | RENOVA Lighting Systems, Inc. | Narrow Profile Wrap | [NPW,WBW,SRW]4‐N‐L020‐UNV‐DM‐C35‐AF‐xx‐xx | Indoor Luminaires | Linear Ambient | Direct Linear Ambient Luminaires | Premium | FALSE | [9 empty] | 7/13/2016 | Dimmable | Continuous (Can dim down to ≤ 10% (W)) | Yes | Updated on 10/3/2016 |  | 2092 | 136.29 | 15.35 | 13.5 | 0.9 | 3463 | 84.4
PDZJNU6R | RENOVA Lighting Systems, Inc. | Narrow Profile Wrap | [NPW,WBW,SRW]4‐N‐L020‐UNV‐DM‐C35‐AP‐xx‐xx | Indoor Luminaires | Linear Ambient | Direct Linear Ambient Luminaires | Premium | FALSE | [9 empty] | 7/13/2016 | Dimmable | Continuous (Can dim down to ≤ 10% (W)) | Yes | Updated on 10/3/2016 |  | 2067.85 | 134.71 | 15.35 | 13.5 | 0.9 | 3463 | 84.4
PX39DAAY | RENOVA Lighting Systems, Inc. | Narrow Profile Wrap | [NPW,WBW,SRW]4‐N‐L020‐UNV‐DM‐C40‐AF‐xx‐xx | Indoor Luminaires | Linear Ambient | Direct Linear Ambient Luminaires | Premium | FALSE | [9 empty] | 7/13/2016 | Dimmable | Continuous (Can dim down to ≤ 10% (W)) | Yes | Updated on 10/3/2016 |  | 2146.89 | 139.86 | 15.35 | 13.5 | 0.9 | 3988 | 83.7
PDE51SPC | RENOVA Lighting Systems, Inc. | Narrow Profile Wrap | [NPW,WBW,SRW]4‐N‐L020‐UNV‐DM‐C40‐AP‐xx‐xx | Indoor Luminaires | Linear Ambient | Direct Linear Ambient Luminaires | Premium | FALSE | [9 empty] | 7/13/2016 | Dimmable | Continuous (Can dim down to ≤ 10% (W)) | Yes | Updated on 10/3/2016 |  | 2122.11 | 138.25 | 15.35 | 13.5 | 0.9 | 3988 | 83.7
P3RCAUQM | RENOVA Lighting Systems, Inc. | Narrow Profile Wrap | [NPW,WBW,SRW]4‐N‐L030‐UNV‐DM‐C35‐AF‐xx‐xx | Indoor Luminaires | Linear Ambient | Direct Linear Ambient Luminaires | Premium | FALSE | [9 empty] | 7/13/2016 | Dimmable | Continuous (Can dim down to ≤ 10% (W)) | Yes | Updated on 10/3/2016 |  | 3084 | 139.11 | 22.17 | 13.5 | 0.9 | 3463 | 84.4
PBRCYP3M | RENOVA Lighting Systems, Inc. | Narrow Profile Wrap | [NPW,WBW,SRW]4‐N‐L030‐UNV‐DM‐C35‐AP‐xx‐xx | Indoor Luminaires | Linear Ambient | Direct Linear Ambient Luminaires | Premium | FALSE | [9 empty] | 7/13/2016 | Dimmable | Continuous (Can dim down to ≤ 10% (W)) | Yes | Updated on 10/3/2016 |  | 3048.4 | 137.5 | 22.17 | 13.5 | 0.9 | 3463 | 84.4
PJQN5VV5 | RENOVA Lighting Systems, Inc. | Narrow Profile Wrap | [NPW,WBW,SRW]4‐N‐L030‐UNV‐DM‐C40‐AF‐xx‐xx | Indoor Luminaires | Linear Ambient | Direct Linear Ambient Luminaires | Premium | FALSE | [9 empty] | 7/13/2016 | Dimmable | Continuous (Can dim down to ≤ 10% (W)) | Yes | Updated on 10/3/2016 |  | 3164.92 | 142.76 | 22.17 | 13.5 | 0.9 | 3988 | 83.7
P7CADEX6 | RENOVA Lighting Systems, Inc. | Narrow Profile Wrap | [NPW,WBW,SRW]4‐N‐L030‐UNV‐DM‐C40‐AP‐xx‐xx | Indoor Luminaires | Linear Ambient | Direct Linear Ambient Luminaires | Premium | FALSE | [9 empty] | 7/13/2016 | Dimmable | Continuous (Can dim down to ≤ 10% (W)) | Yes | Updated on 10/3/2016 |  | 3128.4 | 141.11 | 22.17 | 13.5 | 0.901 | 3988 | 83.7
P47PWZBK | RENOVA Lighting Systems, Inc. | Narrow Profile Wrap | [NPW,WBW,SRW]4‐N‐L040‐UNV‐DM‐C35‐AF‐xx‐xx | Indoor Luminaires | Linear Ambient | Direct Linear Ambient Luminaires | Premium | FALSE | [9 empty] | 7/13/2016 | Dimmable | Continuous (Can dim down to ≤ 10% (W)) | Yes | Updated on 10/3/2016 |  | 4018 | 136.11 | 29.52 | 13.5 | 0.9 | 3463 | 84.4
PHGM9SDW | RENOVA Lighting Systems, Inc. | Narrow Profile Wrap | [NPW,WBW,SRW]4‐N‐L040‐UNV‐DM‐C35‐AP‐xx‐xx | Indoor Luminaires | Linear Ambient | Direct Linear Ambient Luminaires | Premium | FALSE | [9 empty] | 7/13/2016 | Dimmable | Continuous (Can dim down to ≤ 10% (W)) | Yes | Updated on 10/3/2016 |  | 3971.62 | 134.54 | 29.52 | 13.5 | 0.9 | 3463 | 84.4
PN6RWHM5 | RENOVA Lighting Systems, Inc. | Narrow Profile Wrap | [NPW,WBW,SRW]4‐N‐L040‐UNV‐DM‐C40‐AF‐xx‐xx | Indoor Luminaires | Linear Ambient | Direct Linear Ambient Luminaires | Premium | FALSE | [9 empty] | 7/13/2016 | Dimmable | Continuous (Can dim down to ≤ 10% (W)) | Yes | Updated on 10/3/2016 |  | 4123.43 | 139.68 | 29.52 | 13.5 | 0.9 | 3988 | 83.7
P1T674H6 | RENOVA Lighting Systems, Inc. | Narrow Profile Wrap | [NPW,WBW,SRW]4‐N‐L040‐UNV‐DM‐C40‐AP‐xx‐xx | Indoor Luminaires | Linear Ambient | Direct Linear Ambient Luminaires | Premium | FALSE | [9 empty] | 7/13/2016 | Dimmable | Continuous (Can dim down to ≤ 10% (W)) | Yes | Updated on 10/3/2016 |  | 4075.83 | 138.07 | 29.52 | 13.5 | 0.9 | 3988 | 83.7
PPB7Q3RH | RENOVA Lighting Systems, Inc. | Narrow Profile Wrap | [NPW,WBW,SRW]8‐N‐L030‐UNV‐DM‐C35‐AF‐xx‐xx | Indoor Luminaires | Linear Ambient | Direct Linear Ambient Luminaires | Premium | FALSE | [9 empty] | 7/13/2016 | Dimmable | Continuous (Can dim down to ≤ 10% (W)) | Yes | Updated on 10/3/2016 |  | 3273 | 148.91 | 21.98 | 15.8 | 0.92 | 3463 | 84.3
PTZBZ1BA | RENOVA Lighting Systems, Inc. | Narrow Profile Wrap | [NPW,WBW,SRW]8‐N‐L030‐UNV‐DM‐C35‐AP‐xx‐xx | Indoor Luminaires | Linear Ambient | Direct Linear Ambient Luminaires | Premium | FALSE | [9 empty] | 7/13/2016 | Dimmable | Continuous (Can dim down to ≤ 10% (W)) | Yes | Updated on 10/3/2016 |  | 3235.22 | 147.19 | 21.98 | 15.8 | 0.92 | 3463 | 84.3
PGA6DRHV | RENOVA Lighting Systems, Inc. | Narrow Profile Wrap | [NPW,WBW,SRW]8‐N‐L030‐UNV‐DM‐C40‐AF‐xx‐xx | Indoor Luminaires | Linear Ambient | Direct Linear Ambient Luminaires | Premium | FALSE | [9 empty] | 7/13/2016 | Dimmable | Continuous (Can dim down to ≤ 10% (W)) | Yes | Updated on 10/3/2016 |  | 3358.88 | 152.82 | 21.98 | 15.8 | 0.92 | 3988 | 83.7
PFUT6KAC | RENOVA Lighting Systems, Inc. | Narrow Profile Wrap | [NPW,WBW,SRW]8‐N‐L030‐UNV‐DM‐C40‐AP‐xx‐xx | Indoor Luminaires | Linear Ambient | Direct Linear Ambient Luminaires | Premium | FALSE | [9 empty] | 7/13/2016 | Dimmable | Continuous (Can dim down to ≤ 10% (W)) | Yes | Updated on 10/3/2016 |  | 3320.11 | 151.05 | 21.98 | 15.8 | 0.92 | 3988 | 83.7
PQTZ63Q5 | RENOVA Lighting Systems, Inc. | Narrow Profile Wrap | [NPW,WBW,SRW]8‐N‐L040‐UNV‐DM‐C35‐AF‐xx‐xx | Indoor Luminaires | Linear Ambient | Direct Linear Ambient Luminaires | Premium | FALSE | [9 empty] | 7/13/2016 | Dimmable | Continuous (Can dim down to ≤ 10% (W)) | Yes | Updated on 10/3/2016 |  | 4285 | 147.61 | 29.03 | 15.8 | 0.92 | 3463 | 84.3
PEPUZYP4 | RENOVA Lighting Systems, Inc. | Narrow Profile Wrap | [NPW,WBW,SRW]8‐N‐L040‐UNV‐DM‐C35‐AP‐xx‐xx | Indoor Luminaires | Linear Ambient | Direct Linear Ambient Luminaires | Premium | FALSE | [9 empty] | 7/13/2016 | Dimmable | Continuous (Can dim down to ≤ 10% (W)) | Yes | Updated on 10/3/2016 |  | 4235.54 | 145.9 | 29.03 | 15.8 | 0.92 | 3463 | 84.3
PGP7TJ4T | RENOVA Lighting Systems, Inc. | Narrow Profile Wrap | [NPW,WBW,SRW]8‐N‐L040‐UNV‐DM‐C40‐AF‐xx‐xx | Indoor Luminaires | Linear Ambient | Direct Linear Ambient Luminaires | Premium | FALSE | [9 empty] | 7/13/2016 | Dimmable | Continuous (Can dim down to ≤ 10% (W)) | Yes | Updated on 10/3/2016 |  | 4397.43 | 151.48 | 29.03 | 15.8 | 0.92 | 3988 | 83.7
PS93N9KG | RENOVA Lighting Systems, Inc. | Narrow Profile Wrap | [NPW,WBW,SRW]8‐N‐L040‐UNV‐DM‐C40‐AP‐xx‐xx | Indoor Luminaires | Linear Ambient | Direct Linear Ambient Luminaires | Premium | FALSE | [9 empty] | 7/13/2016 | Dimmable | Continuous (Can dim down to ≤ 10% (W)) | Yes | Updated on 10/3/2016 |  | 4346.68 | 149.73 | 29.03 | 15.8 | 0.92 | 3988 | 83.7
PTQTSQED | RENOVA Lighting Systems, Inc. | Narrow Profile Wrap | [NPW,WBW,SRW]8‐N‐L060‐UNV‐DM‐C35‐AF‐xx‐xx | Indoor Luminaires | Linear Ambient | Direct Linear Ambient Luminaires | Premium | FALSE | [9 empty] | 7/13/2016 | Dimmable | Continuous (Can dim down to ≤ 10% (W)) | Yes | Updated on 10/3/2016 |  | 6268 | 143.56 | 43.66 | 15.8 | 0.92 | 3463 | 84.3
PFN37XFC | RENOVA Lighting Systems, Inc. | Narrow Profile Wrap | [NPW,WBW,SRW]8‐N‐L060‐UNV‐DM‐C35‐AP‐xx‐xx | Indoor Luminaires | Linear Ambient | Direct Linear Ambient Luminaires | Premium | FALSE | [9 empty] | 7/13/2016 | Dimmable | Continuous (Can dim down to ≤ 10% (W)) | Yes | Updated on 10/3/2016 |  | 6195.65 | 141.91 | 43.66 | 15.8 | 0.92 | 3463 | 84.3
PWMP2518 | RENOVA Lighting Systems, Inc. | Narrow Profile Wrap | [NPW,WBW,SRW]8‐N‐L060‐UNV‐DM‐C40‐AF‐xx‐xx | Indoor Luminaires | Linear Ambient | Direct Linear Ambient Luminaires | Premium | FALSE | [9 empty] | 7/13/2016 | Dimmable | Continuous (Can dim down to ≤ 10% (W)) | Yes | Updated on 10/3/2016 |  | 6432.47 | 147.33 | 43.66 | 15.8 | 0.92 | 3988 | 83.7
PFVPBFV7 | RENOVA Lighting Systems, Inc. | Narrow Profile Wrap | [NPW,WBW,SRW]8‐N‐L060‐UNV‐DM‐C40‐AP‐xx‐xx | Indoor Luminaires | Linear Ambient | Direct Linear Ambient Luminaires | Premium | FALSE | [9 empty] | 7/13/2016 | Dimmable | Continuous (Can dim down to ≤ 10% (W)) | Yes | Updated on 10/3/2016 |  | 6358.22 | 145.63 | 43.66 | 15.8 | 0.92 | 3988 | 83.7
PT6U3DXX | RENOVA Lighting Systems, Inc. | Narrow Profile Wrap | [NPW,WBW,SRW]8‐N‐L080‐UNV‐DM‐C35‐AF‐xx‐xx | Indoor Luminaires | Linear Ambient | Direct Linear Ambient Luminaires | Premium | FALSE | [9 empty] | 7/13/2016 | Dimmable | Continuous (Can dim down to ≤ 10% (W)) | Yes | Updated on 10/3/2016 |  | 8123 | 137.68 | 59 | 11.5 | 0.97 | 3463 | 84.3
P9BHJH1B | RENOVA Lighting Systems, Inc. | Narrow Profile Wrap | [NPW,WBW,SRW]8‐N‐L080‐UNV‐DM‐C35‐AP‐xx‐xx | Indoor Luminaires | Linear Ambient | Direct Linear Ambient Luminaires | Premium | FALSE | [9 empty] | 7/13/2016 | Dimmable | Continuous (Can dim down to ≤ 10% (W)) | Yes | Updated on 10/3/2016 |  | 8029.24 | 136.09 | 59 | 11.5 | 0.97 | 3463 | 84.3
PBDVXYQ5 | RENOVA Lighting Systems, Inc. | Narrow Profile Wrap | [NPW,WBW,SRW]8‐N‐L080‐UNV‐DM‐C40‐AF‐xx‐xx | Indoor Luminaires | Linear Ambient | Direct Linear Ambient Luminaires | Premium | FALSE | [9 empty] | 7/13/2016 | Dimmable | Continuous (Can dim down to ≤ 10% (W)) | Yes | Updated on 10/3/2016 |  | 8336.14 | 141.29 | 59 | 11.5 | 0.97 | 3988 | 83.7
PYPVDVJN | RENOVA Lighting Systems, Inc. | Narrow Profile Wrap | [NPW,WBW,SRW]8‐N‐L080‐UNV‐DM‐C40‐AP‐xx‐xx | Indoor Luminaires | Linear Ambient | Direct Linear Ambient Luminaires | Premium | FALSE | [9 empty] | 7/13/2016 | Dimmable | Continuous (Can dim down to ≤ 10% (W)) | Yes | Updated on 10/3/2016 |  | 8239.92 | 139.66 | 59 | 11.5 | 0.97 | 3988 | 83.7
P4QGJ72B | Reonac Energy Systems Inc. | Think green solutions | LED-THK-HBL-5K1V-240W | Indoor Luminaires | Linear Ambient | Direct Linear Ambient Luminaires | Standard | TRUE | 28127.11 | 119.542 | 235.29 | 6.73 | 0.9359 | 4939 | 84.7 | 5 | 50000 | 12/2/2015 | Not Dimmable | Not Dimmable | Not Yet Verified |  | 2.1 | 28127.11 | 119.542 | 235.29 | 6.73 | 0.997 | 4939 | 84.7
PKTMAKVJ | Reonac Energy Systems Inc. | Think green solutions | LED-THINK-HBL-5K1V-240W | Indoor Luminaires | Linear Ambient | Direct Linear Ambient Luminaires | Standard | FALSE | [9 empty] | 12/2/2015 | Dimmable | Continuous (Can dim down to ≤ 10% (W)) | Not Yet Verified |  |  | 28127.11 | 119.542 | 235.29 | 6.73 | 0.997 | 4939 | 84.7
P000018QN | Revolution Lighting Technologies | Seesmart | 110401-101 | Indoor Luminaires | Linear Ambient | Direct Linear Ambient Luminaires | Standard | TRUE | 5907.64 | 95.48 | 63.4 | 15.7 | 0.93 | 4398 | 86 | 5 | 50000 | 7/10/2014 | Not Yet Verified | Not Yet Verified | Not Yet Verified |  | 2.1 | 5907 | 95.48 | 63.4 |  |  | 4500 | 86
P45WMYQVV | Revolution Lighting Technologies | Seesmart | 110401-102 | Indoor Luminaires | Linear Ambient | Direct Linear Ambient Luminaires | Standard | FALSE | [9 empty] | 12/21/2015 | Not Dimmable | Not Dimmable | Not Yet Verified |  |  | 6500 | 108 | 60 | 20 | 0.9 | 5000 | 87
PD5WV46E | Revolution Lighting Technologies | Revolution Lighting Technologies | 114201-101 | Indoor Luminaires | Linear Ambient | Direct Linear Ambient Luminaires | Standard | TRUE | 2940.35 | 100.77 | 29.18 | 17.38 | 0.898 | 4204 | 85.5 | 5 | 50000 | 3/11/2015 | Not Yet Verified | Not Yet Verified | Not Yet Verified |  | 2.1 | 2900 | 100 | 30 | 20 | 0.9 | 4000 | 80
P16MFHSC | Revolution Lighting Technologies | Revolution Lighting Technologies | 114201-102 | Indoor Luminaires | Linear Ambient | Direct Linear Ambient Luminaires | Standard | FALSE | [9 empty] | 3/11/2015 | Not Yet Verified | Not Yet Verified | Not Yet Verified |  |  | 2900 | 100 | 30 | 20 | 0.9 | 5000 | 80
PBNBEAXH | Revolution Lighting Technologies | Revolution Lighting Technologies | 114402-101 | Indoor Luminaires | Linear Ambient | Direct Linear Ambient Luminaires | Standard | TRUE | 4131.7 | 104.36 | 39.59 | 19.51 | 0.926 | 4193 | 85.3 | 5 | 50000 | 3/11/2015 | Not Yet Verified | Not Yet Verified | Not Yet Verified |  | 2.1 | 4100 | 100 | 40 | 20 | 0.9 | 4000 | 80
PZRYJQP5 | Revolution Lighting Technologies | Revolution Lighting Technologies | 114402-102 | Indoor Luminaires | Linear Ambient | Direct Linear Ambient Luminaires | Standard | FALSE | [9 empty] | 3/11/2015 | Not Yet Verified | Not Yet Verified | Not Yet Verified |  |  | 4100 | 100 | 40 | 20 | 0.9 | 5000 | 80
PRE36XPY | Revolution Lighting Technologies | Revolution Lighting Technologies | 114403-101 | Indoor Luminaires | Linear Ambient | Direct Linear Ambient Luminaires | Standard | TRUE | 5175.87 | 99.77 | 52.06 | 21.62 | 0.902 | 4245 | 85.7 | 5 | 50000 | 3/11/2015 | Not Yet Verified | Not Yet Verified | Not Yet Verified |  | 2.1 | 5100 | 100 | 50 | 20 | 0.9 | 4000 | 80
P4QJ3NKP | Revolution Lighting Technologies | Revolution Lighting Technologies | 114403-102 | Indoor Luminaires | Linear Ambient | Direct Linear Ambient Luminaires | Standard | FALSE | [9 empty] | 3/11/2015 | Not Yet Verified | Not Yet Verified | Not Yet Verified |  |  | 5100 | 100 | 50 | 20 | 0.9 | 5000 | 80
PQE8XYMT | Rising-Sun Lighting Factory | Rising-Sun | VL001-40 | Indoor Luminaires | Linear Ambient | Direct Linear Ambient Luminaires | Standard | TRUE | 3162 | 89.19 | 35.46 | 17.15 | 0.8726 | 4103 | 82 | 5 | 50000 | 2/11/2015 | Not Dimmable | Not Dimmable | Not Yet Verified |  | 2.1 | 3000 |  | 35 | 8.18 | 0.95 | 4000 | 82
PNS516G6D | RLE Industries, LLC | Robert Lighting | VPVT-LED-48-V2-4.7HI (STANDARD OPTION ONLY) (CLEAR LENS ONLY) (120-277V ONLY) | Indoor Luminaires | Linear Ambient | Direct Linear Ambient Luminaires | Standard | TRUE | 6396 | 91.36 | 70.01 | 16.5 | 0.97 | 4033 | 85.1 | 5 |  | 10/28/2014 | Not Dimmable | Not Dimmable | Not Yet Verified |  | 2.1 | 3696 |  |  |  |  | 4000 | 85.1
P4VQXQCA | RLE Industries, LLC | ROBERT LIGHTING AND ENERGY | VPVTLED-96 HI | Indoor Luminaires | Linear Ambient | Direct Linear Ambient Luminaires | Standard | TRUE | 13125 | 92.56 | 141.8 | 15.46 | 0.939 | 4218 | 84.8 | 5 | 50000 | 4/25/2016 | Dimmable | Continuous (Can dim down to ≤ 10% (W)) | Yes |  | 3.1 | 13125 | 92.56 | 141.8 | 15.46 | 0.939 | 4000 | 84.8
P0000187P | Samjin Lnd Co., Ltd. | Samjin | FETH4-020DM40 | Indoor Luminaires | Linear Ambient | Direct Linear Ambient Luminaires | Standard | TRUE | 2094.12 | 105.98 | 19.76 | 19.76 | 0.923 | 4144 | 83.6 | 5 | 50000 | 8/25/2014 | Not Yet Verified | Not Yet Verified | Not Yet Verified |  | 2.1 | 2000 | 100 | 20 |  | 0.9 | 4000 | 80
PDAEQ3XH | Samjin Lnd Co., Ltd. | SAMJIN | FETH4-020ZT30IUS | Indoor Luminaires | Linear Ambient | Direct Linear Ambient Luminaires | Standard | TRUE | 2052.23 | 102.25 | 20.07 | 16.41 | 0.928 | 3093.8 | 81.3 | 5 | 50000 | 6/16/2015 | Dimmable | Stepped | Not Yet Verified |  | 2.1 | 2052 | 102 | 20 | 20 | 0.9 | 3000 | 80
P5CU2E93 | Samjin Lnd Co., Ltd. | SAMJIN | FETH4-020ZT40IUS | Indoor Luminaires | Linear Ambient | Direct Linear Ambient Luminaires | Standard | FALSE | [9 empty] | 6/16/2015 | Dimmable | Stepped | Not Yet Verified |  |  | 2052 | 101 | 20 | 20 | 0.9 | 4000 | 80
P6G6RQ7R | Samjin Lnd Co., Ltd. | SAMJIN | FETH4-020ZT50IUS | Indoor Luminaires | Linear Ambient | Direct Linear Ambient Luminaires | Standard | FALSE | [9 empty] | 6/16/2015 | Dimmable | Stepped | Not Yet Verified |  |  | 1929.14 | 96.7 | 19.95 | 18.22 | 0.928 | 4877 | 82.1
P1YR7PGS | Samjin Lnd Co., Ltd. | SAMJIN | A1W4-02340 | Indoor Luminaires | Linear Ambient | Direct Linear Ambient Luminaires | Standard | TRUE | 2873.98 | 131.53 | 21.85 | 18.4 | 0.913 | 3962 | 83.1 | 5 | 50000 | 11/11/2015 | Not Dimmable | Not Dimmable | No |  | 3 | 2873.98 | 131.53 | 21.85 | 18.4 | 0.913 | 3962 | 83.1
P1J1M9WK | Sarin Energy Inc. | SES | SES-T8IN4FT-3000-22 | Indoor Luminaires | Linear Ambient | Direct Linear Ambient Luminaires | Standard | TRUE | 2940.1 | 132.32 | 22.22 | 14.58 | 0.9009 | 3008 | 82.6 | 5 | 50000 | 9/7/2016 | Not Dimmable | Not Dimmable | No |  | 3.1 | 2940.1 | 132.32 | 22.22 | 14.58 | 0.9009 | 3000 | 82.6
P7WZJGKP | Sarin Energy Inc. | SES | SES-T8IN4FT-4000-22 | Indoor Luminaires | Linear Ambient | Direct Linear Ambient Luminaires | Standard | FALSE | [9 empty] | 9/7/2016 | Not Dimmable | Not Dimmable | No |  |  | 2987 | 133.78 | 22.33 | 14.58 | 0.9009 | 4000 | 82.6
PYAAU6WE | Sarin Energy Inc. | SES | SES-T8IN4FT-5000-22 | Indoor Luminaires | Linear Ambient | Direct Linear Ambient Luminaires | Standard | FALSE | [9 empty] | 9/7/2016 | Not Dimmable | Not Dimmable | No |  |  | 3010 | 134.82 | 22.33 | 14.58 | 0.9009 | 4500 | 82.6
PPYB3CTA | Sarin Energy Inc. | SES | SES-T8IN4FT-6500-22 | Indoor Luminaires | Linear Ambient | Direct Linear Ambient Luminaires | Standard | FALSE | [9 empty] | 9/7/2016 | Not Dimmable | Not Dimmable | No |  |  | 3033 | 135.22 | 22.43 | 14.51 | 0.9022 | 5000 | 82.8
P00001KAT | Save Energy Lighting Ltd. | PargaDE | SE-IP67-5-25-175-841-3-C-X-Y | Indoor Luminaires | Linear Ambient | Direct Linear Ambient Luminaires | Standard | TRUE | 7288 | 112.6 | 64.7 | 11.83 | 0.894 | 4049 | 81.78 | 5 | 92000 | 6/20/2014 | Not Yet Verified | Not Yet Verified | Not Yet Verified | X = Cord Connection Y = Cord Length | 2.1 | 7400 | 112.1 | 66 | 15 | 0.95 | 4100 | 82
P00001KAV | Save Energy Lighting Ltd. | PargaDE | SE-IP67-4-24-140-841-3-C-X-Y | Indoor Luminaires | Linear Ambient | Direct Linear Ambient Luminaires | Standard | TRUE | 6502 | 108 | 60.2 | 6.7 | 0.972 | 4038 | 81.36 | 5 | 90000 | 8/4/2014 | Not Yet Verified | Not Yet Verified | Not Yet Verified | X = Cord Connection Y = Cord Length | 2.1 | 5900 | 113.5 | 52 | 15 | 0.95 | 4100 | 82
P00001KAX | Save Energy Lighting Ltd. | PargaDE | SE-IP67-4-14-110-841-3-C-X-Y | Indoor Luminaires | Linear Ambient | Direct Linear Ambient Luminaires | Standard | TRUE | 5009 | 111.4 | 45 | 8.6 | 0.946 | 4138 | 81.16 | 5 | 90000 | 8/4/2014 | Not Yet Verified | Not Yet Verified | Not Yet Verified | X = Cord Connection Y = Cord Length | 2.1 |  | 107.5 | 40 | 15 | 0.95 | 4100 | 82
P00001KAZ | Save Energy Lighting Ltd. | PargaDE | SE-IP67-4-24-210-841-3-C-X-Y | Indoor Luminaires | Linear Ambient | Direct Linear Ambient Luminaires | Standard | TRUE | 9909 | 105.5 | 93.9 | 8.16 | 0.953 | 4044 | 83.07 | 5 | 90000 | 8/4/2014 | Not Yet Verified | Not Yet Verified | Not Yet Verified | X = Cord Connection Y = Cord Length | 2.1 | 8800 | 102.8 | 87 | 15 | 0.95 | 4100 | 82
P00001KB0 | Save Energy Lighting Ltd. | PargaDE | SE-IP67-2-22-070-841-U-C-X-Y | Indoor Luminaires | Linear Ambient | Direct Linear Ambient Luminaires | Standard | TRUE | 2733 | 104.6 | 26.12 | 11.15 | 0.926 | 4048 | 81.84 | 5 | 90000 | 8/20/2014 | Not Yet Verified | Not Yet Verified | Not Yet Verified | X = Cord Connection Y = Cord Length | 2.1 | 3000 | 111.1 | 27 | 9.2 | 0.99 | 4100 | 82
PGH7Q88E | Save Energy Lighting Ltd. | PargaDE | SE-IP67-4-24-210-841-U-C-X-Y | Indoor Luminaires | Linear Ambient | Direct Linear Ambient Luminaires | Standard | TRUE | 9629 | 104.9 | 91.82 | 12.4 | 0.9733 | 4079 | 83.22 | 5 | 92000 | 4/7/2015 | Not Dimmable | Not Dimmable | Not Yet Verified |  | 2.1 | [5 empty] | 4000
PZ42X1X7 | Save Energy Lighting Ltd. | PargaDE | SE-IP67-4-24-110-841-U-C-x-y | Indoor Luminaires | Linear Ambient | Direct Linear Ambient Luminaires | Standard | TRUE | 4849 | 117 | 41.46 | 9.78 | 0.9758 | 4048 | 82.24 | 5 | 50000 | 6/29/2015 | Not Dimmable | Not Dimmable | Not Yet Verified |  | 2.1
P00001KAQ | Save Energy Lighting Ltd. | PargaDE | SE-IP67-4-24-140-841-U-C-X-Y | Indoor Luminaires | Linear Ambient | Direct Linear Ambient Luminaires | Standard | TRUE | 5881 | 113.7 | 51.72 | 8.57 | 0.91 | 4132 | 81.09 | 5 | 92000 | 5/29/2014 | Not Yet Verified | Not Yet Verified | Not Yet Verified | X = Cord Connection Y = Cord Length | 2.1 | 5900 | 113.5 | 52 | 15 | 0.95 | 4100 | 82
P00001KAS | Save Energy Lighting Ltd. | PargaDE | SE-IP67-5-25-175-841-U-C-X-Y | Indoor Luminaires | Linear Ambient | Direct Linear Ambient Luminaires | Standard | TRUE | 7371 | 112.4 | 65.55 | 8.9 | 0.9 | 4132 | 81.08 | 5 | 92000 | 5/29/2014 | Not Yet Verified | Not Yet Verified | Not Yet Verified | X = Cord ConnectionY = Cord Length | 2.1 | 7400 | 112.1 | 66 | 15 | 0.95 | 4100 | 82
P000018JP | Savenergy Inc | SavEnergy | SMHL-18S | Indoor Luminaires | Linear Ambient | Direct Linear Ambient Luminaires | Standard | TRUE | 2072 | 107.58 | 19.26 | 15.33 | 0.9475 | 4255 | 83.9 | 5 |  | 4/24/2014 | Not Yet Verified | Not Yet Verified | Not Yet Verified |  | 2.1 | 2000 | 105 | 18 |  | 0.9 | 4000 | 80
P000018K6 | Savenergy Inc | SavEnergy | SMHL-18SO [Only 120V] | Indoor Luminaires | Linear Ambient | Direct Linear Ambient Luminaires | Standard | TRUE | 1804 | 90.97 | 19.83 | 5.73 | 0.93 | 3120 | 86 | 5 |  | 10/23/2013 | Not Yet Verified | Not Yet Verified | Not Yet Verified |  | 2.1 | 1800 | 90 | 19 |  | 0.9 | 3000 | 80
P000018K7 | Savenergy Inc | SavEnergy | SMHL-23SO [Only 120V] | Indoor Luminaires | Linear Ambient | Direct Linear Ambient Luminaires | Standard | TRUE | 2151 | 90.64 | 23.73 | 15.74 | 0.95 | 3124 | 86 | 5 |  | 10/23/2013 | Not Yet Verified | Not Yet Verified | Not Yet Verified |  | 2.1 | 2000 | 90 | 23 |  | 0.9 | 3000 | 80
P000018K8 | Savenergy Inc | SavEnergy | SMHL-18SOI [Only 120V] | Indoor Luminaires | Linear Ambient | Direct Linear Ambient Luminaires | Standard | TRUE | 2042 | 110.21 | 18.53 | 18.3 | 0.94 | 3130 | 81 | 5 |  | 10/23/2013 | Dimmable | Continuous (Can dim down to ≤ 10% (W)) | Not Yet Verified |  | 2.1 | 2000 | 100 | 18 |  | 0.9 | 3000 | 80
P000018KL | Savenergy Inc | SavEnergy | SMHL-18SOIE[120V Only] | Indoor Luminaires | Linear Ambient | Direct Linear Ambient Luminaires | Standard | TRUE | 1949.2 | 107.28 | 18.17 | 17.12 | 0.9334 | 5206 | 90.9 | 5 |  | 8/11/2014 | Dimmable | Continuous (Can dim down to ≤ 10% (W)) | Not Yet Verified |  | 2.1 | 1949.2 | 107.28 | 18.17 | 17.12 | 0.9334 | 5206 | 90.9
P000018K9 | Savenergy Inc | SavEnergy | SMHL-23SOI [Only 120V] | Indoor Luminaires | Linear Ambient | Direct Linear Ambient Luminaires | Standard | TRUE | 2503 | 110.3 | 22.69 | 17.3 | 0.96 | 3127 | 81 | 5 |  | 10/23/2013 | Not Yet Verified | Not Yet Verified | Not Yet Verified |  | 2.1 | 2000 | 100 | 23 |  | 0.9 | 3000 | 80
P000018KM | Savenergy Inc | SavEnergy | SMHL-23SOIE[120V Only] | Indoor Luminaires | Linear Ambient | Direct Linear Ambient Luminaires | Standard | FALSE | [9 empty] | 8/11/2014 | Not Yet Verified | Not Yet Verified | Not Yet Verified |  |  | 2636.2 | 111.04 | 23.74 | 15.26 | 0.9611 | 5236 | 83.1
PD65RPYYT | SeeLuce | SKYLER | SLN4F25-4180N-I1 | Indoor Luminaires | Linear Ambient | Direct Linear Ambient Luminaires | Standard | TRUE | 3001.3 | 113.9 | 26.35 | 11.93 | 0.92 | 3877 | 84 | 5 |  | 12/15/2014 | Dimmable | Continuous (Can dim down to ≤ 10% (W)) | Not Yet Verified |  | 2.1 | 3001.26 | 113.9 | 26.35 | 20 | 0.995 | 3876.9 | 84
PY9TA9QA5 | SeeLuce | SKYLER | SLN4F25-5080N-I1 | Indoor Luminaires | Linear Ambient | Direct Linear Ambient Luminaires | Standard | TRUE | 2965.51 | 111.36 | 26.63 | 12.4 | 0.918 | 5287.7 | 86.2 | 5 |  | 12/15/2014 | Dimmable | Continuous (Can dim down to ≤ 10% (W)) | Not Yet Verified |  | 2.1 | 2965.51 | 111.36 | 26.63 | 20 | 0.995 | 5287.7 | 86.2
P00001ICC | SeeLuce | SKYLER | SLN4F38-5080N-I1 | Indoor Luminaires | Linear Ambient | Direct Linear Ambient Luminaires | Standard | TRUE | 4393 | 119.8 | 36.7 | 20.7 | 0.92 | 4826 | 84 | 5 | 50000 | 4/25/2014 | Not Yet Verified | Not Yet Verified | Not Yet Verified |  | 2.1 | 4145 | 85 | 37 | 20 | 0.9 | 4900 | 80
P00001ICD | SeeLuce | SKYLER | SLN4F38-4180N-I1 | Indoor Luminaires | Linear Ambient | Direct Linear Ambient Luminaires | Standard | TRUE | 4176 | 114.57 | 36.45 | 20.93 | 0.917 | 3926 | 83.2 | 5 | 50000 | 8/20/2014 | Not Yet Verified | Not Yet Verified | Not Yet Verified |  | 2.1 |  | 112 | 37 | 20 | 0.9 | 4900 | 80
P328BZ1C | Self Electronics Co.,Ltd | Self | PHOENIX-4730K | Indoor Luminaires | Linear Ambient | Direct Linear Ambient Luminaires | Standard | TRUE | 2768.406 | 98.87 | 28 | 9.29 | 0.9214 | 3060 | 83.7 | 5 | 50000 | 12/11/2015 | Dimmable | Continuous (Can dim down to ≤ 10% (W)) | No |  | 3 | 2800 | 100 | 28 | 9.29 | 0.9214 | 3000 | 83.7
P7PZH84K | Self Electronics Co.,Ltd | Self | PHOENIX-4750K | Indoor Luminaires | Linear Ambient | Direct Linear Ambient Luminaires | Standard | FALSE | [9 empty] | 12/11/2015 | Dimmable | Continuous (Can dim down to ≤ 10% (W)) | No |  |  | 2800 | 100 | 28 | 9.29 | 0.9214 | 5000 | 84.6
PN913P8F | Self Electronics Co.,Ltd | Self | PHOENIX-4735K | Indoor Luminaires | Linear Ambient | Direct Linear Ambient Luminaires | Standard | FALSE | [9 empty] | 12/11/2015 | Dimmable | Continuous (Can dim down to ≤ 10% (W)) | No |  |  | 2800 | 100 | 28 | 9.29 | 0.9214 | 3500 | 83
PPP4SJK5 | Self Electronics Co.,Ltd | Self | PHOENIX-4740K | Indoor Luminaires | Linear Ambient | Direct Linear Ambient Luminaires | Standard | FALSE | [9 empty] | 12/11/2015 | Dimmable | Continuous (Can dim down to ≤ 10% (W)) | No |  |  | 2800 | 100 | 28 | 9.29 | 0.9214 | 4000 | 83
PA5ABDQW | Self Electronics Co.,Ltd | Self | PHOENIX-4745K | Indoor Luminaires | Linear Ambient | Direct Linear Ambient Luminaires | Standard | FALSE | [9 empty] | 12/11/2015 | Dimmable | Continuous (Can dim down to ≤ 10% (W)) | No |  |  | 2800 | 100 | 28 | 9.29 | 0.9214 | 4500 | 83
PE7G2GR9 | Self Electronics Co.,Ltd | SELF | HORIZON-2630K | Indoor Luminaires | Linear Ambient | Direct Linear Ambient Luminaires | Standard | TRUE | 1665.7 | 83.03 | 20.06 | 14.97 | 0.978 | 3096 | 85.2 | 5 | 50000 | 2/13/2015 | Not Dimmable | Not Dimmable | Not Yet Verified | Only Qualified at 120V | 2.1 | 2000 | 100 | 20 |  |  | 3000 | 85
PBCY738A | Self Electronics Co.,Ltd | SELF | HORIZON-2635K | Indoor Luminaires | Linear Ambient | Direct Linear Ambient Luminaires | Standard | FALSE | [9 empty] | 2/13/2015 | Not Dimmable | Not Dimmable | Not Yet Verified | Only Qualified at 120V |  | 2000 | 100 | 20 |  |  | 3500 | 85
P668MSFY | Self Electronics Co.,Ltd | SELF | HORIZON-2640K | Indoor Luminaires | Linear Ambient | Direct Linear Ambient Luminaires | Standard | FALSE | [9 empty] | 2/13/2015 | Not Dimmable | Not Dimmable | Not Yet Verified | Only Qualified at 120V |  | 2000 | 100 | 20 |  |  | 4000 | 85
PTF126W3 | Self Electronics Co.,Ltd | SELF | HORIZON-2645K | Indoor Luminaires | Linear Ambient | Direct Linear Ambient Luminaires | Standard | FALSE | [9 empty] | 2/13/2015 | Not Dimmable | Not Dimmable | Not Yet Verified | Only Qualified at 120V |  | 2000 | 100 | 20 |  |  | 4500 | 85
PV44S1A2 | Self Electronics Co.,Ltd | SELF | HORIZON-2650K | Indoor Luminaires | Linear Ambient | Direct Linear Ambient Luminaires | Standard | FALSE | [9 empty] | 2/13/2015 | Not Dimmable | Not Dimmable | Not Yet Verified | Only Qualified at 120V |  | 2000 | 100 | 20 |  |  | 5000 | 85
P8SQGK5K | Self Electronics Co.,Ltd | SELF | HORIZON-5030K | Indoor Luminaires | Linear Ambient | Direct Linear Ambient Luminaires | Standard | TRUE | 3522.7 | 89.95 | 39.16 | 13.84 | 0.936 | 3079 | 83.8 | 5 | 50000 | 2/13/2015 | Not Dimmable | Not Dimmable | Not Yet Verified |  | 2.1 | 4000 | 100 | 40 |  |  | 3000 | 85
P4EP6WBS | Self Electronics Co.,Ltd | SELF | HORIZON-5035K | Indoor Luminaires | Linear Ambient | Direct Linear Ambient Luminaires | Standard | FALSE | [9 empty] | 2/13/2015 | Not Dimmable | Not Dimmable | Not Yet Verified |  |  | 4000 | 100 | 40 |  |  | 3500 | 85
PFMZ8YEY | Self Electronics Co.,Ltd | SELF | HORIZON-5040K | Indoor Luminaires | Linear Ambient | Direct Linear Ambient Luminaires | Standard | FALSE | [9 empty] | 2/13/2015 | Not Dimmable | Not Dimmable | Not Yet Verified |  |  | 4000 | 100 | 40 |  |  | 4000 | 85
PRRWQYM8 | Self Electronics Co.,Ltd | SELF | HORIZON-5045K | Indoor Luminaires | Linear Ambient | Direct Linear Ambient Luminaires | Standard | FALSE | [9 empty] | 2/13/2015 | Not Dimmable | Not Dimmable | Not Yet Verified |  |  | 4000 | 100 | 40 |  |  | 4500 | 85
PSEKD1KF | Self Electronics Co.,Ltd | SELF | HORIZON-5050K | Indoor Luminaires | Linear Ambient | Direct Linear Ambient Luminaires | Standard | FALSE | [9 empty] | 2/13/2015 | Not Dimmable | Not Dimmable | Not Yet Verified |  |  | 4000 | 100 | 40 |  |  | 5000 | 85
P00001I9Y | Shanghai Hongbao Lighting Co., Ltd. | Hongbao | LS-4-1L/LW/DM-4000K [120-277V] | Indoor Luminaires | Linear Ambient | Direct Linear Ambient Luminaires | Standard | TRUE | 1958.7 | 83.9 | 23.35 | 18.64 | 0.885 | 4053 | 84.7 | 5 | 50000 | 7/7/2014 | Not Yet Verified | Not Yet Verified | Not Yet Verified |  | 2.1 | 2000 | 83.9 | 24 |  | 0.991 | 4000 | 80
P00001I9Z | Shanghai Hongbao Lighting Co., Ltd. | Hongbao | LS-4-1L/LW/DM-5000K [120-277V] | Indoor Luminaires | Linear Ambient | Direct Linear Ambient Luminaires | Standard | FALSE | [9 empty] | 7/7/2014 | Not Yet Verified | Not Yet Verified | Not Yet Verified |  |  | 2000 | 89.06 | 24 |  | 0.991 | 5000 | 80
P00001IA0 | Shanghai Hongbao Lighting Co., Ltd. | Hongbao | LS-4-1L/HL/DM-4000K [120-277V] | Indoor Luminaires | Linear Ambient | Direct Linear Ambient Luminaires | Standard | TRUE | 3024.3 | 84.76 | 35.68 | 18.4 | 0.913 | 4182 | 83.6 | 5 | 50000 | 7/7/2014 | Not Yet Verified | Not Yet Verified | Not Yet Verified |  | 2.1 | 3000 | 84.76 | 36 |  | 0.996 | 4000 | 80
P00001IA1 | Shanghai Hongbao Lighting Co., Ltd. | Hongbao | LS-4-1L/HL/DM-5000K [120-277V] | Indoor Luminaires | Linear Ambient | Direct Linear Ambient Luminaires | Standard | FALSE | [9 empty] | 7/7/2014 | Not Yet Verified | Not Yet Verified | Not Yet Verified |  |  | 3000 | 89.19 | 36 |  | 0.996 | 5000 | 80
PDJFEXZB | Shanghai Sheenly Lighting Co., Ltd. | SHEENLY | SL-XLN-26W-WW-UN2 | Indoor Luminaires | Linear Ambient | Direct Linear Ambient Luminaires | Standard | TRUE | 2306.6 | 92.38 | 24.97 | 16.17 | 0.8802 | 3049 | 85 | 5 | 50000 | 7/27/2015 | Not Dimmable | Not Dimmable | Not Yet Verified |  | 2.1 | 2300 | 88 | 26 | 20 | 0.95 | 3000 | 80
PG6TZT37 | Shanghai Sheenly Lighting Co., Ltd. | SHEENLY | SL-XLN-26W-NW-UN2 | Indoor Luminaires | Linear Ambient | Direct Linear Ambient Luminaires | Standard | FALSE | [9 empty] | 7/27/2015 | Not Dimmable | Not Dimmable | Not Yet Verified |  |  | 2600 | 100 | 26 | 20 | 0.95 | 4000 | 80
P653JMZW | Shanghai Sheenly Lighting Co., Ltd. | SHEENLY | SL-XLN-26W-DW-UN2 | Indoor Luminaires | Linear Ambient | Direct Linear Ambient Luminaires | Standard | FALSE | [9 empty] | 7/27/2015 | Not Dimmable | Not Dimmable | Not Yet Verified |  |  | 2600 | 100 | 26 | 20 | 0.95 | 5000 | 80
PAPJW4AZ | Shanghai Sheenly Lighting Co., Ltd. | SHEENLY | SL-XLN-30W-WW-UN2 | Indoor Luminaires | Linear Ambient | Direct Linear Ambient Luminaires | Standard | TRUE | 2562.6 | 83.91 | 30.54 | 10.74 | 0.946 | 3045 | 84.9 | 5 | 50000 | 7/27/2015 | Not Dimmable | Not Dimmable | Not Yet Verified |  | 2.1 | 2550 | 82 | 31 | 20 | 0.95 | 3000 | 80
PH51VB1W | Shanghai Sheenly Lighting Co., Ltd. | SHEENLY | SL-XLN-30W-NW-UN2 | Indoor Luminaires | Linear Ambient | Direct Linear Ambient Luminaires | Standard | FALSE | [9 empty] | 7/27/2015 | Not Dimmable | Not Dimmable | Not Yet Verified |  |  | 2950 | 95 | 31 | 20 | 0.95 | 4000 | 80
PV4AGUVD | Shanghai Sheenly Lighting Co., Ltd. | SHEENLY | SL-XLN-30W-DW-UN2 | Indoor Luminaires | Linear Ambient | Direct Linear Ambient Luminaires | Standard | FALSE | [9 empty] | 7/27/2015 | Not Dimmable | Not Dimmable | Not Yet Verified |  |  | 2950 | 95 | 31 | 20 | 0.95 | 5000 | 80
PK5WXKXJ | Shanghai Sheenly Lighting Co., Ltd. | SHEENLY | SL-XLN-40W-WW-UN2 | Indoor Luminaires | Linear Ambient | Direct Linear Ambient Luminaires | Standard | TRUE | 3814 | 95.76 | 39.83 | 19.46 | 0.8822 | 2983 | 81.8 | 5 | 50000 | 7/27/2015 | Not Dimmable | Not Dimmable | Not Yet Verified |  | 2.1 | 3800 | 92 | 41 | 20 | 0.95 | 3000 | 80
P8NU99SC | Shanghai Sheenly Lighting Co., Ltd. | SHEENLY | SL-XLN-40W-NW-UN2 | Indoor Luminaires | Linear Ambient | Direct Linear Ambient Luminaires | Standard | FALSE | [9 empty] | 7/27/2015 | Not Dimmable | Not Dimmable | Not Yet Verified |  |  | 4000 | 97 | 41 | 20 | 0.95 | 4000 | 80
P56T3ZN9 | Shanghai Sheenly Lighting Co., Ltd. | SHEENLY | SL-XLN-40W-DW-UN2 | Indoor Luminaires | Linear Ambient | Direct Linear Ambient Luminaires | Standard | FALSE | [9 empty] | 7/27/2015 | Not Dimmable | Not Dimmable | Not Yet Verified |  |  | 4000 | 97 | 41 | 20 | 0.95 | 5000 | 80
PB2ESCMM | Shanghai Sheenly Lighting Co., Ltd. | SHEENLY | SL-XLN-50W-WW-UN2 | Indoor Luminaires | Linear Ambient | Direct Linear Ambient Luminaires | Standard | TRUE | 4409.8 | 97.84 | 45.07 | 20.21 | 0.8796 | 2977 | 81.9 | 5 | 50000 | 7/27/2015 | Not Dimmable | Not Dimmable | Not Yet Verified |  | 2.1 | 4400 | 88 | 50 | 20 | 0.95 | 3000 | 80
PA3C3DS1 | Shanghai Sheenly Lighting Co., Ltd. | SHEENLY | SL-XLN-50W-NW-UN2 | Indoor Luminaires | Linear Ambient | Direct Linear Ambient Luminaires | Standard | FALSE | [9 empty] | 7/27/2015 | Not Dimmable | Not Dimmable | Not Yet Verified |  |  | 4600 | 92 | 50 | 20 | 0.95 | 4000 | 80
PUX9TPQJ | Shanghai Sheenly Lighting Co., Ltd. | SHEENLY | SL-XLN-50W-DW-UN2 | Indoor Luminaires | Linear Ambient | Direct Linear Ambient Luminaires | Standard | FALSE | [9 empty] | 7/27/2015 | Not Dimmable | Not Dimmable | Not Yet Verified |  |  | 4600 | 92 | 50 | 20 | 0.95 | 5000 | 80
PYKYNMEQ | Shat-R-Shield | Shat-R-Shield, Inc. | 035LV50PRVLN00000001 | Indoor Luminaires | Linear Ambient | Direct Linear Ambient Luminaires | Standard | TRUE | 3723 | 106 | 35 | 24.8 | 0.964 | 5285 | 83.2 | 5 | 50000 | 7/20/2015 | Dimmable | Continuous (Can dim down to ≤ 10% (W)) | Not Yet Verified |  | 2.1 | 3500 | 100 | 35 |  |  | 5000 | 80
PXFZ88H9 | Shenzhen 3NLED Lighting Co.,Ltd. | 3NLED | SNIN-120(4000K) | Indoor Luminaires | Linear Ambient | Direct Linear Ambient Luminaires | Standard | TRUE | 4057.2 | 120.05 | 33.8 | 6.89 | 0.8955 | 4092 | 82.8 | 5 | 50000 | 4/21/2015 | Not Dimmable | Not Dimmable | Not Yet Verified |  | 2.1 | 4057 | 112.69 | 36 | 7 | 0.9 | 4000 | 80
PMCJBC71 | Shenzhen 3NLED Lighting Co.,Ltd. | 3NLED | SNIN-120(5000K) | Indoor Luminaires | Linear Ambient | Direct Linear Ambient Luminaires | Standard | FALSE | [9 empty] | 4/21/2015 | Not Dimmable | Not Dimmable | Not Yet Verified |  |  | 4181 | 116.14 | 36 | 7 | 0.9 | 5000 | 80
P2SBY1YP | Shenzhen 3NLED Lighting Co.,Ltd. | 3NLED | SN2T8B-12(4000K) | Indoor Luminaires | Linear Ambient | Direct Linear Ambient Luminaires | Standard | TRUE | 4075.92 | 130.1 | 31.33 | 9.42 | 0.893 | 4123 | 82.4 | 5 | 50000 | 7/17/2015 | Not Dimmable | Not Dimmable | Not Yet Verified |  | 2.1 | 4070 | 127 | 32 | 5 | 0.9 | 4000 | 80
PSTGQXRK | Shenzhen 3NLED Lighting Co.,Ltd. | 3NLED | SN2T8B-12(5000K) | Indoor Luminaires | Linear Ambient | Direct Linear Ambient Luminaires | Standard | FALSE | [9 empty] | 7/17/2015 | Not Dimmable | Not Dimmable | Not Yet Verified |  |  | 4238 | 132 | 32 | 5 | 0.9 | 5000 | 80
PE2R2FP1 | Shenzhen Austar Energy Saving Co.,Ltd | Austar | AU-ST02-40W-4Z | Indoor Luminaires | Linear Ambient | Direct Linear Ambient Luminaires | Standard | TRUE | 4202.397 | 108.46 | 38.746 | 22.14 | 0.9181 | 4194 | 82.4 | 5 | 50000 | 5/4/2016 | Not Dimmable | Not Dimmable | Yes | Only qualified with Ceiling or Ceiling Suspended mounting options | 3 | 4202.397 | 108.46 | 38.746 | 22.14 | 0.9181 | 4194 | 82.4
P6JN8FZV | Shenzhen Austar Energy Saving Co.,Ltd | Austar | AU-ST02-40W-5Z | Indoor Luminaires | Linear Ambient | Direct Linear Ambient Luminaires | Standard | FALSE | [9 empty] | 5/4/2016 | Not Dimmable | Not Dimmable | Yes | Only qualified with Ceiling or Ceiling Suspended mounting options |  | 4401 | 110.031 | 40 | 14.22 | 0.986 | 5000 | 82
PXD9UCJT | Shenzhen Austar Energy Saving Co.,Ltd | Austar | AU-ST02-30W-4Z | Indoor Luminaires | Linear Ambient | Direct Linear Ambient Luminaires | Standard | TRUE | 3213.932 | 111.013 | 28.951 | 21.43 | 0.8815 | 4191 | 82.5 | 5 | 50000 | 5/4/2016 | Not Dimmable | Not Dimmable | Yes | Only qualified with Ceiling or Ceiling Suspended mounting options | 3 | 3213.932 | 111.013 | 28.951 | 21.43 | 0.8815 | 4191 | 82.5
PWADYG5V | Shenzhen Austar Energy Saving Co.,Ltd | Austar | AU-ST02-30W-5Z | Indoor Luminaires | Linear Ambient | Direct Linear Ambient Luminaires | Standard | FALSE | [9 empty] | 5/4/2016 | Not Dimmable | Not Dimmable | Yes | Only qualified with Ceiling or Ceiling Suspended mounting options |  | 3393 | 113.084 | 30 | 15.01 | 0.984 | 5000 | 85
P42V42U3 | Shenzhen Austar Energy Saving Co.,Ltd | Austar | AU-ST02-60W-4Z | Indoor Luminaires | Linear Ambient | Direct Linear Ambient Luminaires | Standard | TRUE | 5884.605 | 105.436 | 55.812 | 3.06 | 0.9877 | 4208 | 82.4 | 5 | 50000 | 5/4/2016 | Not Dimmable | Not Dimmable | Yes | Only qualified with Ceiling or Ceiling Suspended mounting options | 3 | 5884.605 | 105.436 | 55.812 | 3.06 | 0.9877 | 4208 | 82.4
PH8EKGBS | Shenzhen Austar Energy Saving Co.,Ltd | Austar | AU-ST02-60W-5Z | Indoor Luminaires | Linear Ambient | Direct Linear Ambient Luminaires | Standard | FALSE | [9 empty] | 5/4/2016 | Not Dimmable | Not Dimmable | Yes | Only qualified with Ceiling or Ceiling Suspended mounting options |  | 6438 | 107.296 | 60 | 4.31 | 0.999 | 5000 | 84
P00001EBP | ShenZhen Crep Optoelectronics Co.,Ltd | CREP | CPS486(4500K) | Indoor Luminaires | Linear Ambient | Direct Linear Ambient Luminaires | Standard | TRUE | 5907.64 | 95.48 | 63.4 | 15.7 | 0.93 | 4398 | 86 | 5 | 50000 | 5/16/2014 | Not Yet Verified | Not Yet Verified | Not Yet Verified |  | 2.1 | 5907 | 95.48 | 63.4 |  |  | 4500 | 86
P1K4JXEKY | Shenzhen FYT LED Co., Ltd | FYTLED | FYT-T150W | Indoor Luminaires | Linear Ambient | Direct Linear Ambient Luminaires | Standard | TRUE | 15246 | 102.66 | 148.55 | 14.29 | 0.9086 | 4190 | 86.9 | 5 | 50000 | 12/17/2014 | Not Dimmable | Not Dimmable | Not Yet Verified | 277V Only Qualified | 2.1 | 13500 | 90 | 150 | 20 | 0.9 | 4000 | 80
P3RKF4FC4 | SHENZHEN KENA INDUSTRY CO.,LTD | KENA | FUF18-347 | Indoor Luminaires | Linear Ambient | Direct Linear Ambient Luminaires | Standard | TRUE | 3451.23 | 97.55 | 35.38 | 18.9 | 0.95 | 5252 | 83.3 | 5 | 50000 | 11/21/2014 | Dimmable | Stepped | Not Yet Verified |  | 2.1 | 3451 | 97.55 | 36 | 20 | 0.9 | 5000 | 83
P7S33AC29 | SHENZHEN KENA INDUSTRY CO.,LTD | KENA | FUF18-120 | Indoor Luminaires | Linear Ambient | Direct Linear Ambient Luminaires | Standard | FALSE | [9 empty] | 11/21/2014 | Dimmable | Stepped | Not Yet Verified |  |  | 3450 | 97.55 | 36 | 20 | 0.9 | 5000 | 83
PHRF68QQ | Shenzhen Ledsion Lighting Technology CO.LTD | Ledsion | LS-TP30WF2(4000K) | Indoor Luminaires | Linear Ambient | Direct Linear Ambient Luminaires | Standard | TRUE | 2940.35 | 100.77 | 29.18 | 17.38 | 0.898 | 4204 | 85.5 | 5 | 50000 | 12/8/2015 | Not Yet Verified | Not Yet Verified | Not Yet Verified |  | 2.1 | 2900 | 100 | 30 | 20 | 0.9 | 4000 | 80
PM2R3KDN | Shenzhen Ledsion Lighting Technology CO.LTD | Ledsion | LS-TP30WF2(5000K) | Indoor Luminaires | Linear Ambient | Direct Linear Ambient Luminaires | Standard | FALSE | [9 empty] | 12/8/2015 | Not Yet Verified | Not Yet Verified | Not Yet Verified |  |  | 2900 | 100 | 30 | 20 | 0.9 | 5000 | 80
PQ4NDWGB | Shenzhen Ledsion Lighting Technology CO.LTD | Ledsion | LS-TP40WF4(4000K) | Indoor Luminaires | Linear Ambient | Direct Linear Ambient Luminaires | Standard | TRUE | 4131.7 | 104.36 | 39.59 | 19.51 | 0.926 | 4193 | 85.3 | 5 | 50000 | 12/8/2015 | Not Yet Verified | Not Yet Verified | Not Yet Verified |  | 2.1 | 4100 | 100 | 40 | 20 | 0.9 | 4000 | 80
P6S8RN38 | Shenzhen Ledsion Lighting Technology CO.LTD | Ledsion | LS-TP40WF4(5000K) | Indoor Luminaires | Linear Ambient | Direct Linear Ambient Luminaires | Standard | FALSE | [9 empty] | 12/8/2015 | Not Yet Verified | Not Yet Verified | Not Yet Verified |  |  | 4100 | 100 | 40 | 20 | 0.9 | 5000 | 80
PPR69DZX | Shenzhen Ledsion Lighting Technology CO.LTD | Ledsion | LS-TP50WF4(4000K) | Indoor Luminaires | Linear Ambient | Direct Linear Ambient Luminaires | Standard | TRUE | 5175.87 | 99.77 | 52.06 | 21.62 | 0.902 | 4245 | 85.7 | 5 | 50000 | 12/8/2015 | Not Yet Verified | Not Yet Verified | Not Yet Verified |  | 2.1 | 5100 | 100 | 50 | 20 | 0.9 | 4000 | 80
PCXPJF7Q | Shenzhen Ledsion Lighting Technology CO.LTD | Ledsion | LS-TP50WF4(5000K) | Indoor Luminaires | Linear Ambient | Direct Linear Ambient Luminaires | Standard | FALSE | [9 empty] | 12/8/2015 | Not Yet Verified | Not Yet Verified | Not Yet Verified |  |  | 5100 | 100 | 50 | 20 | 0.9 | 5000 | 80
PRSRWZSD | Shenzhen OKT Lighting Co.,LTD | OKT Lighting | LP4-DL-35E | Indoor Luminaires | Linear Ambient | Direct Linear Ambient Luminaires | Standard | TRUE | 2066.9 | 101.67 | 20.33 | 13.37 | 0.9085 | 3397 | 83.8 | 5 | 50000 | 9/22/2015 | Dimmable | Continuous (Can dim down to ≤ 10% (W)) | No |  | 3 | 2073 | 103.49 | 20.03 | 13.37 | 0.9085 | 3500 | 83.8
PJCAH53D | Shenzhen OKT Lighting Co.,LTD | OKT Lighting | LP4-DL-40E | Indoor Luminaires | Linear Ambient | Direct Linear Ambient Luminaires | Standard | FALSE | [9 empty] | 9/22/2015 | Dimmable | Continuous (Can dim down to ≤ 10% (W)) | No |  |  | 2109 | 104.82 | 20.12 | 13.06 | 0.9043 | 4000 | 82.9
PBZZZEU8 | Shenzhen OKT Lighting Co.,LTD | OKT Lighting | LP4-DL-50E | Indoor Luminaires | Linear Ambient | Direct Linear Ambient Luminaires | Standard | FALSE | [9 empty] | 9/22/2015 | Dimmable | Continuous (Can dim down to ≤ 10% (W)) | No |  |  | 2126 | 106.62 | 19.94 | 13.55 | 0.9096 | 5000 | 83.2
P0000193U | Shenzhen Ruizi Light Electricity Technology Co., Ltd. | ERVAN | L07G 600MM C 3000K | Indoor Luminaires | Linear Ambient | Direct Linear Ambient Luminaires | Standard | TRUE | 2034.52 | 108.51 | 18.75 | 14.5 | 0.907 | 2932 | 83 | 5 |  | 8/19/2014 | Not Yet Verified | Not Yet Verified | Not Yet Verified |  | 2.1 | 2034.52 | 108.51 | 18.75 | 14.5 | 0.982 | 2932 | 83
P0000193V | Shenzhen Ruizi Light Electricity Technology Co., Ltd. | ERVAN | L07G 600MM C 4000K | Indoor Luminaires | Linear Ambient | Direct Linear Ambient Luminaires | Standard | FALSE | [9 empty] | 8/19/2014 | Not Yet Verified | Not Yet Verified | Not Yet Verified |  |  | 2100 | 105 | 20 | 14.5 | 0.982 | 4000 | 80
P0000193W | Shenzhen Ruizi Light Electricity Technology Co., Ltd. | ERVAN | L07G 600MM C 5000K | Indoor Luminaires | Linear Ambient | Direct Linear Ambient Luminaires | Standard | FALSE | [9 empty] | 8/19/2014 | Not Yet Verified | Not Yet Verified | Not Yet Verified |  |  | 2100 | 105 | 20 | 14.5 | 0.982 | 5000 | 80
P0000193X | Shenzhen Ruizi Light Electricity Technology Co., Ltd. | ERVAN | L07G 600MM F 3000K | Indoor Luminaires | Linear Ambient | Direct Linear Ambient Luminaires | Standard | TRUE | 1766.55 | 94.82 | 18.63 | 13.3 | 0.912 | 2952 | 83.8 | 5 |  | 8/19/2014 | Not Yet Verified | Not Yet Verified | Not Yet Verified |  | 2.1 | 1766.55 | 94.82 | 18.63 | 13.3 | 0.987 | 2952 | 84
P0000193Y | Shenzhen Ruizi Light Electricity Technology Co., Ltd. | ERVAN | L07G 600MM F 4000K | Indoor Luminaires | Linear Ambient | Direct Linear Ambient Luminaires | Standard | FALSE | [9 empty] | 8/19/2014 | Not Yet Verified | Not Yet Verified | Not Yet Verified |  |  | 1900 | 95 | 20 | 13.3 | 0.987 | 4000 | 80
P0000193Z | Shenzhen Ruizi Light Electricity Technology Co., Ltd. | ERVAN | L07G 600MM F 5000K | Indoor Luminaires | Linear Ambient | Direct Linear Ambient Luminaires | Standard | FALSE | [9 empty] | 8/19/2014 | Not Yet Verified | Not Yet Verified | Not Yet Verified |  |  | 1900 | 95 | 20 | 13.3 | 0.987 | 5000 | 80
P00001940 | Shenzhen Ruizi Light Electricity Technology Co., Ltd. | ERVAN | L07G 900MM C 3000K | Indoor Luminaires | Linear Ambient | Direct Linear Ambient Luminaires | Standard | TRUE | 3040.79 | 107.75 | 28.22 | 9.6 | 0.935 | 2937 | 83 | 5 |  | 8/19/2014 | Not Yet Verified | Not Yet Verified | Not Yet Verified |  | 2.1 | 3070.79 | 107.75 | 28.22 | 9.6 | 0.993 | 2937 | 83
P00001941 | Shenzhen Ruizi Light Electricity Technology Co., Ltd. | ERVAN | L07G 900MM C 4000K | Indoor Luminaires | Linear Ambient | Direct Linear Ambient Luminaires | Standard | FALSE | [9 empty] | 8/19/2014 | Not Yet Verified | Not Yet Verified | Not Yet Verified |  |  | 3150 | 105 | 30 | 9.6 | 0.993 | 4000 | 80
P00001942 | Shenzhen Ruizi Light Electricity Technology Co., Ltd. | ERVAN | L07G 900MM C 5000K | Indoor Luminaires | Linear Ambient | Direct Linear Ambient Luminaires | Standard | FALSE | [9 empty] | 8/19/2014 | Not Yet Verified | Not Yet Verified | Not Yet Verified |  |  | 3150 | 105 | 30 | 9.6 | 0.993 | 5000 | 80
P00001943 | Shenzhen Ruizi Light Electricity Technology Co., Ltd. | ERVAN | L07G 900MM F 3000K | Indoor Luminaires | Linear Ambient | Direct Linear Ambient Luminaires | Standard | TRUE | 2733.18 | 95.97 | 28.5 | 10.7 | 0.937 | 2950 | 83.8 | 5 |  | 8/19/2014 | Not Yet Verified | Not Yet Verified | Not Yet Verified |  | 2.1 | 2733.18 | 95.97 | 28.48 | 10.7 | 0.992 | 2950 | 84
P00001944 | Shenzhen Ruizi Light Electricity Technology Co., Ltd. | ERVAN | L07G 900MM F 4000K | Indoor Luminaires | Linear Ambient | Direct Linear Ambient Luminaires | Standard | FALSE | [9 empty] | 8/19/2014 | Not Yet Verified | Not Yet Verified | Not Yet Verified |  |  | 2850 | 95 | 30 | 10.7 | 0.992 | 4000 | 80
P00001945 | Shenzhen Ruizi Light Electricity Technology Co., Ltd. | ERVAN | L07G 900MM F 5000K | Indoor Luminaires | Linear Ambient | Direct Linear Ambient Luminaires | Standard | FALSE | [9 empty] | 8/19/2014 | Not Yet Verified | Not Yet Verified | Not Yet Verified |  |  | 2850 | 95 | 30 | 10.7 | 0.992 | 5000 | 80
P0000193C | Shenzhen Ruizi Light Electricity Technology Co., Ltd. | ERVAN | L07G 1500MM F 3000K | Indoor Luminaires | Linear Ambient | Direct Linear Ambient Luminaires | Standard | TRUE | 4591.59 | 97.38 | 46.73 | 15.5 | 0.91 | 2969 | 84 | 5 | 50000 | 7/31/2014 | Not Yet Verified | Not Yet Verified | Not Yet Verified |  | 2.1 | 4750 | 95 | 50 | 20 | 0.93 | 3000 | 80
P0000193D | Shenzhen Ruizi Light Electricity Technology Co., Ltd. | ERVAN | L07G 1500MM F 4000K | Indoor Luminaires | Linear Ambient | Direct Linear Ambient Luminaires | Standard | FALSE | [9 empty] | 7/31/2014 | Not Yet Verified | Not Yet Verified | Not Yet Verified |  |  | 4750 | 95 | 50 | 20 | 0.93 | 4000 | 80
P0000193E | Shenzhen Ruizi Light Electricity Technology Co., Ltd. | ERVAN | L07G 1500MM F 5000K | Indoor Luminaires | Linear Ambient | Direct Linear Ambient Luminaires | Standard | FALSE | [9 empty] | 7/31/2014 | Not Yet Verified | Not Yet Verified | Not Yet Verified |  |  | 4750 | 95 | 50 | 20 | 0.93 | 5000 | 80
P0000193F | Shenzhen Ruizi Light Electricity Technology Co., Ltd. | ERVAN | L07G 1500MM-A C 3000K | Indoor Luminaires | Linear Ambient | Direct Linear Ambient Luminaires | Standard | TRUE | 6529.66 | 109.63 | 59.8 | 16.2 | 0.93 | 2926 | 82.9 | 5 | 50000 | 7/31/2014 | Not Yet Verified | Not Yet Verified | Not Yet Verified |  | 2.1 | 6825 | 105 | 65 | 20 | 0.93 | 3000 | 80
P0000193G | Shenzhen Ruizi Light Electricity Technology Co., Ltd. | ERVAN | L07G 1500MM-A C 4000K | Indoor Luminaires | Linear Ambient | Direct Linear Ambient Luminaires | Standard | FALSE | [9 empty] | 7/31/2014 | Not Yet Verified | Not Yet Verified | Not Yet Verified |  |  | 6825 | 105 | 65 | 20 | 0.93 | 4000 | 80
P0000193H | Shenzhen Ruizi Light Electricity Technology Co., Ltd. | ERVAN | L07G 1500MM-A C 5000K | Indoor Luminaires | Linear Ambient | Direct Linear Ambient Luminaires | Standard | FALSE | [9 empty] | 7/21/2014 | Not Yet Verified | Not Yet Verified | Not Yet Verified |  |  | 6825 | 105 | 65 | 20 | 0.93 | 5000 | 80
P0000193I | Shenzhen Ruizi Light Electricity Technology Co., Ltd. | ERVAN | L07G 1500MM C 3000K | Indoor Luminaires | Linear Ambient | Direct Linear Ambient Luminaires | Standard | TRUE | 5146.05 | 109.65 | 46.97 | 12.9 | 0.92 | 2956 | 83 | 5 | 50000 | 7/31/2014 | Not Yet Verified | Not Yet Verified | Not Yet Verified |  | 2.1 | 5250 | 105 | 50 | 20 | 0.93 | 3000 | 80
P0000193J | Shenzhen Ruizi Light Electricity Technology Co., Ltd. | ERVAN | L07G 1500MM C 4000K | Indoor Luminaires | Linear Ambient | Direct Linear Ambient Luminaires | Standard | FALSE | [9 empty] | 7/31/2014 | Not Yet Verified | Not Yet Verified | Not Yet Verified |  |  | 5250 | 105 | 50 | 20 | 0.93 | 4000 | 80
P0000193K | Shenzhen Ruizi Light Electricity Technology Co., Ltd. | ERVAN | L07G 1500MM C 5000K | Indoor Luminaires | Linear Ambient | Direct Linear Ambient Luminaires | Standard | FALSE | [9 empty] | 7/31/2014 | Not Yet Verified | Not Yet Verified | Not Yet Verified |  |  | 5250 | 105 | 50 | 20 | 0.93 | 5000 | 80
P0000193L | Shenzhen Ruizi Light Electricity Technology Co., Ltd. | ERVAN | L07G 1500MM-A F 3000K | Indoor Luminaires | Linear Ambient | Direct Linear Ambient Luminaires | Standard | TRUE | 5852.28 | 97.8 | 59.7 | 15.4 | 0.94 | 2958 | 83.8 | 5 | 50000 | 7/31/2014 | Not Yet Verified | Not Yet Verified | Not Yet Verified |  | 2.1 | 6175 | 95 | 65 | 20 | 0.93 | 3000 | 80
P0000193M | Shenzhen Ruizi Light Electricity Technology Co., Ltd. | ERVAN | L07G 1500MM-A F 4000K | Indoor Luminaires | Linear Ambient | Direct Linear Ambient Luminaires | Standard | FALSE | [9 empty] | 7/31/2014 | Not Yet Verified | Not Yet Verified | Not Yet Verified |  |  | 6175 | 95 | 65 | 20 | 0.93 | 4000 | 80
P0000193N | Shenzhen Ruizi Light Electricity Technology Co., Ltd. | ERVAN | L07G 1500MM-A F 5000K | Indoor Luminaires | Linear Ambient | Direct Linear Ambient Luminaires | Standard | FALSE | [9 empty] | 7/31/2014 | Not Yet Verified | Not Yet Verified | Not Yet Verified |  |  | 6175 | 95 | 65 | 20 | 0.93 | 5000 | 80
P0000193O | Shenzhen Ruizi Light Electricity Technology Co., Ltd. | ERVAN | L07G 1200MM F 3000K | Indoor Luminaires | Linear Ambient | Direct Linear Ambient Luminaires | Standard | TRUE | 3684.2 | 96.77 | 37.74 | 11.3 | 0.88 | 2958 | 83.8 | 5 | 50000 | 7/31/2014 | Not Yet Verified | Not Yet Verified | Not Yet Verified |  | 2.1 | 3800 | 95 | 40 | 20 | 0.93 | 3000 | 80
P0000193P | Shenzhen Ruizi Light Electricity Technology Co., Ltd. | ERVAN | L07G 1200MM F 4000K | Indoor Luminaires | Linear Ambient | Direct Linear Ambient Luminaires | Standard | FALSE | [9 empty] | 7/31/2014 | Not Yet Verified | Not Yet Verified | Not Yet Verified |  |  | 3800 | 95 | 40 | 20 | 0.93 | 4000 | 80
P0000193Q | Shenzhen Ruizi Light Electricity Technology Co., Ltd. | ERVAN | L07G 1200MM F 5000K | Indoor Luminaires | Linear Ambient | Direct Linear Ambient Luminaires | Standard | FALSE | [9 empty] | 7/31/2014 | Not Yet Verified | Not Yet Verified | Not Yet Verified |  |  | 3800 | 95 | 40 | 20 | 0.93 | 5000 | 80
P0000193R | Shenzhen Ruizi Light Electricity Technology Co., Ltd. | ERVAN | L07G 1200MM C 3000K | Indoor Luminaires | Linear Ambient | Direct Linear Ambient Luminaires | Standard | TRUE | 4242.76 | 109.94 | 36.67 | 8.3 | 0.88 | 2939 | 83 | 5 | 50000 | 7/31/2014 | Not Yet Verified | Not Yet Verified | Not Yet Verified |  | 2.1 | 4200 | 105 | 40 | 20 | 0.93 | 3000 | 80
P0000193S | Shenzhen Ruizi Light Electricity Technology Co., Ltd. | ERVAN | L07G 1200MM C 4000K | Indoor Luminaires | Linear Ambient | Direct Linear Ambient Luminaires | Standard | FALSE | [9 empty] | 7/31/2014 | Not Yet Verified | Not Yet Verified | Not Yet Verified |  |  | 4200 | 105 | 40 | 20 | 0.93 | 4000 | 80
P0000193T | Shenzhen Ruizi Light Electricity Technology Co., Ltd. | ERVAN | L07G 1200MM C 5000K | Indoor Luminaires | Linear Ambient | Direct Linear Ambient Luminaires | Standard | FALSE | [9 empty] | 7/31/2014 | Not Yet Verified | Not Yet Verified | Not Yet Verified |  |  | 4200 | 105 | 40 | 20 | 0.93 | 5000 | 80
PVXHFBYV | Shenzhen Ruizi Light Electricity Technology Co., Ltd. | BTS LED | BTP20D3F2 | Indoor Luminaires | Linear Ambient | Direct Linear Ambient Luminaires | Standard | TRUE | 1766.55 | 94.82 | 18.63 | 13.3 | 0.912 | 2952 | 83.8 | 5 |  | 11/17/2015 | Not Yet Verified | Not Yet Verified | Not Yet Verified |  | 2.1 | 1766.55 | 94.82 | 18.63 | 13.3 | 0.987 | 2952 | 84
PDVN1VP2 | Shenzhen Ruizi Light Electricity Technology Co., Ltd. | BTS LED | BTP20D4F2 | Indoor Luminaires | Linear Ambient | Direct Linear Ambient Luminaires | Standard | FALSE | [9 empty] | 11/17/2015 | Not Yet Verified | Not Yet Verified | Not Yet Verified |  |  | 1900 | 95 | 20 | 13.3 | 0.987 | 4000 | 80
PH86HRHS | Shenzhen Ruizi Light Electricity Technology Co., Ltd. | BTS LED | BTP20D5F2 | Indoor Luminaires | Linear Ambient | Direct Linear Ambient Luminaires | Standard | FALSE | [9 empty] | 11/17/2015 | Not Yet Verified | Not Yet Verified | Not Yet Verified |  |  | 1900 | 95 | 20 | 13.3 | 0.987 | 5000 | 80
PUGJA6QF | Shenzhen Ruizi Light Electricity Technology Co., Ltd. | BTS LED | BTP30D3F3 | Indoor Luminaires | Linear Ambient | Direct Linear Ambient Luminaires | Standard | TRUE | 2733.18 | 95.97 | 28.5 | 10.7 | 0.937 | 2950 | 83.8 | 5 |  | 11/17/2015 | Not Yet Verified | Not Yet Verified | Not Yet Verified |  | 2.1 | 2733.18 | 95.97 | 28.48 | 10.7 | 0.992 | 2950 | 84
P6H7NTZA | Shenzhen Ruizi Light Electricity Technology Co., Ltd. | BTS LED | BTP30D4F3 | Indoor Luminaires | Linear Ambient | Direct Linear Ambient Luminaires | Standard | FALSE | [9 empty] | 11/17/2015 | Not Yet Verified | Not Yet Verified | Not Yet Verified |  |  | 2850 | 95 | 30 | 10.7 | 0.992 | 4000 | 80
PETUY6FY | Shenzhen Ruizi Light Electricity Technology Co., Ltd. | BTS LED | BTP30D5F3 | Indoor Luminaires | Linear Ambient | Direct Linear Ambient Luminaires | Standard | FALSE | [9 empty] | 11/17/2015 | Not Yet Verified | Not Yet Verified | Not Yet Verified |  |  | 2850 | 95 | 30 | 10.7 | 0.992 | 5000 | 80
PT599MD9 | Shenzhen Ruizi Light Electricity Technology Co., Ltd. | BTS LED | BTP40D3F4 | Indoor Luminaires | Linear Ambient | Direct Linear Ambient Luminaires | Standard | TRUE | 3684.2 | 96.77 | 37.74 | 11.3 | 0.88 | 2958 | 83.8 | 5 | 50000 | 11/17/2015 | Not Yet Verified | Not Yet Verified | Not Yet Verified |  | 2.1 | 3800 | 95 | 40 | 20 | 0.93 | 3000 | 80
PTANHRAA | Shenzhen Ruizi Light Electricity Technology Co., Ltd. | BTS LED | BTP40D4F4 | Indoor Luminaires | Linear Ambient | Direct Linear Ambient Luminaires | Standard | FALSE | [9 empty] | 11/17/2015 | Not Yet Verified | Not Yet Verified | Not Yet Verified |  |  | 3800 | 95 | 40 | 20 | 0.93 | 4000 | 80
PQ9FEHPG | Shenzhen Ruizi Light Electricity Technology Co., Ltd. | BTS LED | BTP40D5F4 | Indoor Luminaires | Linear Ambient | Direct Linear Ambient Luminaires | Standard | FALSE | [9 empty] | 11/17/2015 | Not Yet Verified | Not Yet Verified | Not Yet Verified |  |  | 3800 | 95 | 40 | 20 | 0.93 | 5000 | 80
PMQPCZ2C | Shenzhen Ruizi Light Electricity Technology Co., Ltd. | BTS LED | BTP50D3F5 | Indoor Luminaires | Linear Ambient | Direct Linear Ambient Luminaires | Standard | TRUE | 4591.59 | 97.38 | 46.73 | 15.5 | 0.91 | 2969 | 84 | 5 | 50000 | 11/17/2015 | Not Yet Verified | Not Yet Verified | Not Yet Verified |  | 2.1 | 4750 | 95 | 50 | 20 | 0.93 | 3000 | 80
PQMUUC3B | Shenzhen Ruizi Light Electricity Technology Co., Ltd. | BTS LED | BTP50D4F5 | Indoor Luminaires | Linear Ambient | Direct Linear Ambient Luminaires | Standard | FALSE | [9 empty] | 11/17/2015 | Not Yet Verified | Not Yet Verified | Not Yet Verified |  |  | 4750 | 95 | 50 | 20 | 0.93 | 4000 | 80
PMJAVKGP | Shenzhen Ruizi Light Electricity Technology Co., Ltd. | BTS LED | BTP50D5F5 | Indoor Luminaires | Linear Ambient | Direct Linear Ambient Luminaires | Standard | FALSE | [9 empty] | 11/17/2015 | Not Yet Verified | Not Yet Verified | Not Yet Verified |  |  | 4750 | 95 | 50 | 20 | 0.93 | 5000 | 80
PHVEBY91 | Shenzhen Ruizi Light Electricity Technology Co., Ltd. | BTS LED | BTP60D3F5 | Indoor Luminaires | Linear Ambient | Direct Linear Ambient Luminaires | Standard | TRUE | 5852.28 | 97.8 | 59.7 | 15.4 | 0.94 | 2958 | 83.8 | 5 | 50000 | 11/17/2015 | Not Yet Verified | Not Yet Verified | Not Yet Verified |  | 2.1 | 6175 | 95 | 65 | 20 | 0.93 | 3000 | 80
PUNUX3RF | Shenzhen Ruizi Light Electricity Technology Co., Ltd. | BTS LED | BTP60D4F5 | Indoor Luminaires | Linear Ambient | Direct Linear Ambient Luminaires | Standard | FALSE | [9 empty] | 11/17/2015 | Not Yet Verified | Not Yet Verified | Not Yet Verified |  |  | 6175 | 95 | 65 | 20 | 0.93 | 4000 | 80
PRW6WM6C | Shenzhen Ruizi Light Electricity Technology Co., Ltd. | BTS LED | BTP60D5F5 | Indoor Luminaires | Linear Ambient | Direct Linear Ambient Luminaires | Standard | FALSE | [9 empty] | 11/17/2015 | Not Yet Verified | Not Yet Verified | Not Yet Verified |  |  | 6175 | 95 | 65 | 20 | 0.93 | 5000 | 80
PGP6NYFT | Shenzhen Ruizi Light Electricity Technology Co., Ltd. | ERVAN | [L07G,PA01C]-ZT 1200MM(3000K) | Indoor Luminaires | Linear Ambient | Direct Linear Ambient Luminaires | Standard | TRUE | 4815 | 118.57 | 40.61 | 15.06 | 0.9298 | 2982 | 83.5 | 5 | 50000 | 7/8/2016 | Dimmable | Continuous (Can dim down to ≤ 10% (W)) | No |  | 3.1 | 4815 | 118.57 | 40.61 | 15.06 | 0.93 | 3000 | 83.5
PTWW2EKK | Shenzhen Ruizi Light Electricity Technology Co., Ltd. | ERVAN | [L07G,PA01C]-ZT 1200MM(4000K) | Indoor Luminaires | Linear Ambient | Direct Linear Ambient Luminaires | Standard | FALSE | [9 empty] | 7/8/2016 | Dimmable | Continuous (Can dim down to ≤ 10% (W)) | No |  |  | 4909 | 120.05 | 40.89 | 15.06 | 0.93 | 4000 | 83.5
P4Y3PDJS | Shenzhen Ruizi Light Electricity Technology Co., Ltd. | ERVAN | [L07G,PA01C]-ZT 1200MM(5000K) | Indoor Luminaires | Linear Ambient | Direct Linear Ambient Luminaires | Standard | FALSE | [9 empty] | 7/8/2016 | Dimmable | Continuous (Can dim down to ≤ 10% (W)) | No |  |  | 5003 | 121.52 | 41.17 | 14.93 | 0.93 | 5000 | 84.9
P1HTNG7V | Shenzhen Ruizi Light Electricity Technology Co., Ltd. | ERVAN | [L07G,PA01C] 1200MM(3000K) | Indoor Luminaires | Linear Ambient | Direct Linear Ambient Luminaires | Standard | FALSE | [9 empty] | 7/8/2016 | Not Dimmable | Not Dimmable | No |  |  | 4815 | 118.57 | 40.61 | 15.06 | 0.93 | 3000 | 83.5
PPUBV9BE | Shenzhen Ruizi Light Electricity Technology Co., Ltd. | ERVAN | [L07G,PA01C] 1200MM(4000K) | Indoor Luminaires | Linear Ambient | Direct Linear Ambient Luminaires | Standard | FALSE | [9 empty] | 7/8/2016 | Not Dimmable | Not Dimmable | No |  |  | 4909 | 120.05 | 40.89 | 15.06 | 0.93 | 4000 | 83.5
P99UZWCX | Shenzhen Ruizi Light Electricity Technology Co., Ltd. | ERVAN | [L07G,PA01C] 1200MM(5000K) | Indoor Luminaires | Linear Ambient | Direct Linear Ambient Luminaires | Standard | FALSE | [9 empty] | 7/8/2016 | Not Dimmable | Not Dimmable | No |  |  | 5003 | 121.52 | 41.17 | 14.93 | 0.93 | 5000 | 84.9
PA1CRFPA | Shenzhen Ruizi Light Electricity Technology Co., Ltd. | ERVAN | [L07G,PA01C]-ZT 1500MM(3000K) | Indoor Luminaires | Linear Ambient | Direct Linear Ambient Luminaires | Standard | TRUE | 6550.7 | 124.14 | 52.77 | 13.68 | 0.9219 | 2999 | 84.1 | 5 | 50000 | 7/8/2016 | Dimmable | Continuous (Can dim down to ≤ 10% (W)) | No |  | 3.1 | 6550.7 | 124.14 | 52.77 | 13.68 | 0.922 | 3000 | 84.1
PRJ8DBUF | Shenzhen Ruizi Light Electricity Technology Co., Ltd. | ERVAN | [L07G,PA01C]-ZT 1500MM(4000K) | Indoor Luminaires | Linear Ambient | Direct Linear Ambient Luminaires | Standard | FALSE | [9 empty] | 7/8/2016 | Dimmable | Continuous (Can dim down to ≤ 10% (W)) | No |  |  | 6639.4 | 125.75 | 52.8 | 13.68 | 0.922 | 4000 | 84.1
PFHE4ZJY | Shenzhen Ruizi Light Electricity Technology Co., Ltd. | ERVAN | [L07G,PA01C]-ZT 1500MM(5000K) | Indoor Luminaires | Linear Ambient | Direct Linear Ambient Luminaires | Standard | FALSE | [9 empty] | 7/8/2016 | Dimmable | Continuous (Can dim down to ≤ 10% (W)) | No |  |  | 6728 | 127.35 | 52.83 | 13.61 | 0.921 | 5000 | 85.1
PSG49DCG | Shenzhen Ruizi Light Electricity Technology Co., Ltd. | ERVAN | [L07G,PA01C] 1500MM(3000K) | Indoor Luminaires | Linear Ambient | Direct Linear Ambient Luminaires | Standard | FALSE | [9 empty] | 7/8/2016 | Not Dimmable | Not Dimmable | No |  |  | 6550.7 | 124.14 | 52.77 | 13.68 | 0.922 | 3000 | 84.1
PG2YNNDV | Shenzhen Ruizi Light Electricity Technology Co., Ltd. | ERVAN | [L07G,PA01C] 1500MM(4000K) | Indoor Luminaires | Linear Ambient | Direct Linear Ambient Luminaires | Standard | FALSE | [9 empty] | 7/8/2016 | Not Dimmable | Not Dimmable | No |  |  | 6639.4 | 125.75 | 52.8 | 13.68 | 0.922 | 4000 | 84.1
PH9Z4WTH | Shenzhen Ruizi Light Electricity Technology Co., Ltd. | ERVAN | [L07G,PA01C] 1500MM(5000K) | Indoor Luminaires | Linear Ambient | Direct Linear Ambient Luminaires | Standard | FALSE | [9 empty] | 7/8/2016 | Not Dimmable | Not Dimmable | No |  |  | 6728 | 127.35 | 52.83 | 13.61 | 0.921 | 5000 | 85.1
PNEUZUH9 | Shenzhen Ruizi Light Electricity Technology Co., Ltd. | ERVAN | [L07G,PA01C]-ZT 1500MM-A(3000K) | Indoor Luminaires | Linear Ambient | Direct Linear Ambient Luminaires | Standard | TRUE | 7127.9 | 119.48 | 59.66 | 12.64 | 0.9093 | 2957 | 82.1 | 5 | 50000 | 7/8/2016 | Dimmable | Continuous (Can dim down to ≤ 10% (W)) | No |  | 3.1 | 7127.9 | 119.48 | 59.66 | 12.64 | 0.909 | 3000 | 82.1
P3ABM7JT | Shenzhen Ruizi Light Electricity Technology Co., Ltd. | ERVAN | [L07G,PA01C]-ZT 1500MM-A(4000K) | Indoor Luminaires | Linear Ambient | Direct Linear Ambient Luminaires | Standard | FALSE | [9 empty] | 7/8/2016 | Dimmable | Continuous (Can dim down to ≤ 10% (W)) | No |  |  | 7235.5 | 120.81 | 59.89 | 12.64 | 0.909 | 4000 | 82.1
PUHRBK3J | Shenzhen Ruizi Light Electricity Technology Co., Ltd. | ERVAN | [L07G,PA01C]-ZT 1500MM-A(5000K) | Indoor Luminaires | Linear Ambient | Direct Linear Ambient Luminaires | Standard | FALSE | [9 empty] | 7/8/2016 | Dimmable | Continuous (Can dim down to ≤ 10% (W)) | No |  |  | 7343 | 122.14 | 60.12 | 12.47 | 0.907 | 5000 | 85.2
PSJ2ZRW7 | Shenzhen Ruizi Light Electricity Technology Co., Ltd. | ERVAN | [L07G,PA01C] 1500MM-A(3000K) | Indoor Luminaires | Linear Ambient | Direct Linear Ambient Luminaires | Standard | FALSE | [9 empty] | 7/8/2016 | Not Dimmable | Not Dimmable | No |  |  | 7127.9 | 119.48 | 59.66 | 12.64 | 0.909 | 3000 | 82.1
PJRAD1QE | Shenzhen Ruizi Light Electricity Technology Co., Ltd. | ERVAN | [L07G,PA01C] 1500MM-A(4000K) | Indoor Luminaires | Linear Ambient | Direct Linear Ambient Luminaires | Standard | FALSE | [9 empty] | 7/8/2016 | Not Dimmable | Not Dimmable | No |  |  | 7235.5 | 120.81 | 59.89 | 12.64 | 0.909 | 4000 | 82.1
PCKKV5HP | Shenzhen Ruizi Light Electricity Technology Co., Ltd. | ERVAN | [L07G,PA01C] 1500MM-A(5000K) | Indoor Luminaires | Linear Ambient | Direct Linear Ambient Luminaires | Standard | FALSE | [9 empty] | 7/8/2016 | Not Dimmable | Not Dimmable | No |  |  | 7343 | 122.14 | 60.12 | 12.47 | 0.907 | 5000 | 85.2
P81BWEDW | Shenzhen Ruizi Light Electricity Technology Co., Ltd. | ERVAN | [T,L]20G-ZT 1500MM(3000K) | Indoor Luminaires | Linear Ambient | Direct Linear Ambient Luminaires | Standard | TRUE | 11379 | 113.89 | 99.91 | 10.74 | 0.9312 | 2977 | 83.6 | 5 | 50000 | 7/19/2016 | Dimmable | Continuous (Can dim down to ≤ 10% (W)) | No |  | 4 | 11379 | 113.89 | 99.91 | 10.74 | 0.93 | 3000 | 83.6
PDA115Q8 | Shenzhen Ruizi Light Electricity Technology Co., Ltd. | ERVAN | [T,L]20G-ZT 1500MM(4000K) | Indoor Luminaires | Linear Ambient | Direct Linear Ambient Luminaires | Standard | FALSE | [9 empty] | 7/19/2016 | Dimmable | Continuous (Can dim down to ≤ 10% (W)) | No |  |  | 11717 | 116.87 | 100.3 | 10.74 | 0.93 | 4000 | 83.6
P48RAEWX | Shenzhen Ruizi Light Electricity Technology Co., Ltd. | ERVAN | [T,L]20G-ZT 1500MM(5000K) | Indoor Luminaires | Linear Ambient | Direct Linear Ambient Luminaires | Standard | FALSE | [9 empty] | 7/19/2016 | Dimmable | Continuous (Can dim down to ≤ 10% (W)) | No |  |  | 12054 | 119.82 | 100.6 | 10.44 | 0.93 | 5000 | 81.4
P2Y1SG3A | Shenzhen Ruizi Light Electricity Technology Co., Ltd. | ERVAN | [T,L]20G 1500MM(3000K) | Indoor Luminaires | Linear Ambient | Direct Linear Ambient Luminaires | Standard | FALSE | [9 empty] | 7/19/2016 | Not Dimmable | Not Dimmable | No |  |  | 11379 | 113.89 | 99.91 | 10.74 | 0.93 | 3000 | 83.6
P38HXQ8J | Shenzhen Ruizi Light Electricity Technology Co., Ltd. | ERVAN | [T,L]20G 1500MM(4000K) | Indoor Luminaires | Linear Ambient | Direct Linear Ambient Luminaires | Standard | FALSE | [9 empty] | 7/19/2016 | Not Dimmable | Not Dimmable | No |  |  | 11717 | 116.87 | 100.3 | 10.74 | 0.93 | 4000 | 83.6
PT67WSU8 | Shenzhen Ruizi Light Electricity Technology Co., Ltd. | ERVAN | [T,L]20G 1500MM(5000K) | Indoor Luminaires | Linear Ambient | Direct Linear Ambient Luminaires | Standard | FALSE | [9 empty] | 7/19/2016 | Not Dimmable | Not Dimmable | No |  |  | 12054 | 119.82 | 100.6 | 10.44 | 0.93 | 5000 | 81.4
PSGBN73T | Shenzhen Ruizi Light Electricity Technology Co., Ltd. | ERVAN | [T,L]20G-ZT 1200MM(3000K) | Indoor Luminaires | Linear Ambient | Direct Linear Ambient Luminaires | Standard | TRUE | 9553.3 | 118.82 | 80.4 | 11.06 | 0.9025 | 2936 | 82.9 | 5 | 50000 | 7/19/2016 | Dimmable | Continuous (Can dim down to ≤ 10% (W)) | No |  | 4 | 9553.3 | 118.82 | 80.4 | 11.06 | 0.9 | 3000 | 82.9
PHGPEFCM | Shenzhen Ruizi Light Electricity Technology Co., Ltd. | ERVAN | [T,L]20G-ZT 1200MM(4000K) | Indoor Luminaires | Linear Ambient | Direct Linear Ambient Luminaires | Standard | FALSE | [9 empty] | 7/19/2016 | Dimmable | Continuous (Can dim down to ≤ 10% (W)) | No |  |  | 9885.2 | 122.02 | 81.02 | 11.06 | 0.9 | 4000 | 82.9
PE7MWMCT | Shenzhen Ruizi Light Electricity Technology Co., Ltd. | ERVAN | [T,L]20G-ZT 1200MM(5000K) | Indoor Luminaires | Linear Ambient | Direct Linear Ambient Luminaires | Standard | FALSE | [9 empty] | 7/19/2016 | Dimmable | Continuous (Can dim down to ≤ 10% (W)) | No |  |  | 10217 | 125.16 | 81.63 | 10.82 | 0.9 | 5000 | 82.4
PDRSZKCT | Shenzhen Ruizi Light Electricity Technology Co., Ltd. | ERVAN | [T,L]20G 1200MM(3000K) | Indoor Luminaires | Linear Ambient | Direct Linear Ambient Luminaires | Standard | FALSE | [9 empty] | 7/19/2016 | Not Dimmable | Not Dimmable | No |  |  | 9553.3 | 118.82 | 80.4 | 11.06 | 0.9 | 3000 | 82.9
PQYCZGWJ | Shenzhen Ruizi Light Electricity Technology Co., Ltd. | ERVAN | [T,L]20G 1200MM(4000K) | Indoor Luminaires | Linear Ambient | Direct Linear Ambient Luminaires | Standard | FALSE | [9 empty] | 7/19/2016 | Not Dimmable | Not Dimmable | No |  |  | 9885.2 | 122.02 | 81.02 | 11.06 | 0.9 | 4000 | 82.9
PJFQC9Q9 | Shenzhen Ruizi Light Electricity Technology Co., Ltd. | ERVAN | [T,L]20G 1200MM(5000K) | Indoor Luminaires | Linear Ambient | Direct Linear Ambient Luminaires | Standard | FALSE | [9 empty] | 7/19/2016 | Not Dimmable | Not Dimmable | No |  |  | 10217 | 125.16 | 81.63 | 10.82 | 0.9 | 5000 | 82.4
PGZE9VR9 | Shenzhen Ruizi Light Electricity Technology Co., Ltd. | ERVAN | [T,L]20G-ZT 1200MM-A(3000K) | Indoor Luminaires | Linear Ambient | Direct Linear Ambient Luminaires | Standard | TRUE | 5103.5 | 118.14 | 43.2 | 14.52 | 0.936 | 2935 | 83.1 | 5 | 50000 | 7/28/2016 | Dimmable | Continuous (Can dim down to ≤ 10% (W)) | No |  | 4 | 5103.5 | 118.14 | 43.2 | 14.52 | 0.94 | 3000 | 83.1
P2VMEYYA | Shenzhen Ruizi Light Electricity Technology Co., Ltd. | ERVAN | [T,L]20G-ZT 1200MM-A(4000K) | Indoor Luminaires | Linear Ambient | Direct Linear Ambient Luminaires | Standard | FALSE | [9 empty] | 7/28/2016 | Dimmable | Continuous (Can dim down to ≤ 10% (W)) | No |  |  | 5300.3 | 122.17 | 43.39 | 14.52 | 0.94 | 4000 | 83.1
PUNU1PAR | Shenzhen Ruizi Light Electricity Technology Co., Ltd. | ERVAN | [T,L]20G-ZT 1200MM-A(5000K) | Indoor Luminaires | Linear Ambient | Direct Linear Ambient Luminaires | Standard | FALSE | [9 empty] | 7/28/2016 | Dimmable | Continuous (Can dim down to ≤ 10% (W)) | No |  |  | 5497 | 126.16 | 43.57 | 14.33 | 0.94 | 5000 | 82.8
PZ45Y75T | Shenzhen Ruizi Light Electricity Technology Co., Ltd. | ERVAN | [T,L]20G 1200MM-A(3000K) | Indoor Luminaires | Linear Ambient | Direct Linear Ambient Luminaires | Standard | FALSE | [9 empty] | 7/28/2016 | Not Dimmable | Not Dimmable | No |  |  | 5103.5 | 118.14 | 43.2 | 14.52 | 0.94 | 3000 | 83.1
P5RQCSDK | Shenzhen Ruizi Light Electricity Technology Co., Ltd. | ERVAN | [T,L]20G 1200MM-A(4000K) | Indoor Luminaires | Linear Ambient | Direct Linear Ambient Luminaires | Standard | FALSE | [9 empty] | 7/28/2016 | Not Dimmable | Not Dimmable | No |  |  | 5300.3 | 122.17 | 43.39 | 14.52 | 0.94 | 4000 | 83.1
P6SJHDM1 | Shenzhen Ruizi Light Electricity Technology Co., Ltd. | ERVAN | [T,L]20G 1200MM-A(5000K) | Indoor Luminaires | Linear Ambient | Direct Linear Ambient Luminaires | Standard | FALSE | [9 empty] | 7/28/2016 | Not Dimmable | Not Dimmable | No |  |  | 5497 | 126.16 | 43.57 | 14.33 | 0.94 | 5000 | 82.8
P8EGA5SF | Shenzhen Ruizi Light Electricity Technology Co., Ltd. | ERVAN | P04ZT-40WL-1203 | Indoor Luminaires | Linear Ambient | Direct Linear Ambient Luminaires | Standard | TRUE | 3789.6 | 94.83 | 39.96 | 13.07 | 0.913 | 3026 | 83.3 | 5 | 50000 | 1/20/2016 | Dimmable | Continuous (Can dim down to ≤ 10% (W)) | No |  | 3.1 | 3789.6 | 94.84 | 39.96 | 13.07 | 0.913 | 3000 | 83.3
PBFVQUHJ | Shenzhen Ruizi Light Electricity Technology Co., Ltd. | ERVAN | P04ZT-40NL-1203 | Indoor Luminaires | Linear Ambient | Direct Linear Ambient Luminaires | Standard | FALSE | [9 empty] | 1/20/2016 | Dimmable | Continuous (Can dim down to ≤ 10% (W)) | No |  |  | 3884 | 96.71 | 40.16 | 13.07 | 0.913 | 4000 | 83.3
P1T2J4HY | Shenzhen Ruizi Light Electricity Technology Co., Ltd. | ERVAN | P04ZT-40DL-1203 | Indoor Luminaires | Linear Ambient | Direct Linear Ambient Luminaires | Standard | FALSE | [9 empty] | 1/20/2016 | Dimmable | Continuous (Can dim down to ≤ 10% (W)) | No |  |  | 3978 | 98.58 | 40.35 | 13.88 | 0.9127 | 5000 | 83.4
PTJFDNNH | Shenzhen Ruizi Light Electricity Technology Co., Ltd. | ERVAN | P04CO-40WL-1203 | Indoor Luminaires | Linear Ambient | Direct Linear Ambient Luminaires | Standard | FALSE | [9 empty] | 1/20/2016 | Not Dimmable | Not Dimmable | No |  |  | 3789.6 | 94.84 | 39.96 | 13.07 | 0.913 | 3000 | 83.3
PAZWMX23 | Shenzhen Ruizi Light Electricity Technology Co., Ltd. | ERVAN | P04CO-40NL-1203 | Indoor Luminaires | Linear Ambient | Direct Linear Ambient Luminaires | Standard | FALSE | [9 empty] | 1/20/2016 | Not Dimmable | Not Dimmable | No |  |  | 3884 | 96.71 | 40.16 | 13.07 | 0.913 | 4000 | 83.3
PAJBRV41 | Shenzhen Ruizi Light Electricity Technology Co., Ltd. | ERVAN | P04CO-40DL-1203 | Indoor Luminaires | Linear Ambient | Direct Linear Ambient Luminaires | Standard | FALSE | [9 empty] | 1/20/2016 | Not Dimmable | Not Dimmable | No |  |  | 3978 | 98.58 | 40.35 | 13.88 | 0.9127 | 5000 | 83.4
P618BGME | Shenzhen Ruizi Light Electricity Technology Co., Ltd. | ERVAN | P04ZT-54WL-1203 | Indoor Luminaires | Linear Ambient | Direct Linear Ambient Luminaires | Standard | TRUE | 4591.5 | 89.99 | 51.02 | 13.2 | 0.9129 | 2973 | 83.4 | 5 | 50000 | 1/20/2016 | Dimmable | Continuous (Can dim down to ≤ 10% (W)) | No |  | 3.1 | 4591.5 | 89.99 | 51.02 | 13.2 | 0.9129 | 3000 | 83.4
P4D2474R | Shenzhen Ruizi Light Electricity Technology Co., Ltd. | ERVAN | P04ZT-54NL-1203 | Indoor Luminaires | Linear Ambient | Direct Linear Ambient Luminaires | Standard | FALSE | [9 empty] | 1/20/2016 | Dimmable | Continuous (Can dim down to ≤ 10% (W)) | No |  |  | 4728 | 91.5 | 51.67 | 13.2 | 0.9129 | 4000 | 83.4
P6B7SD7B | Shenzhen Ruizi Light Electricity Technology Co., Ltd. | ERVAN | P04ZT-54DL-1203 | Indoor Luminaires | Linear Ambient | Direct Linear Ambient Luminaires | Standard | FALSE | [9 empty] | 1/20/2016 | Dimmable | Continuous (Can dim down to ≤ 10% (W)) | No |  |  | 4865 | 93.01 | 52.31 | 13.75 | 0.912 | 5000 | 82.3
PR9D7SS1 | Shenzhen Ruizi Light Electricity Technology Co., Ltd. | ERVAN | P04CO-54WL-1203 | Indoor Luminaires | Linear Ambient | Direct Linear Ambient Luminaires | Standard | FALSE | [9 empty] | 1/20/2016 | Not Dimmable | Not Dimmable | No |  |  | 4591.5 | 89.99 | 51.02 | 13.2 | 0.9129 | 3000 | 83.4
PJZ4HP8W | Shenzhen Ruizi Light Electricity Technology Co., Ltd. | ERVAN | P04CO-54NL-1203 | Indoor Luminaires | Linear Ambient | Direct Linear Ambient Luminaires | Standard | FALSE | [9 empty] | 1/20/2016 | Not Dimmable | Not Dimmable | No |  |  | 4728 | 91.5 | 51.67 | 13.2 | 0.9129 | 4000 | 83.4
PTGBFBDF | Shenzhen Ruizi Light Electricity Technology Co., Ltd. | ERVAN | P04CO-54DL-1203 | Indoor Luminaires | Linear Ambient | Direct Linear Ambient Luminaires | Standard | FALSE | [9 empty] | 1/20/2016 | Not Dimmable | Not Dimmable | No |  |  | 4865 | 93.01 | 52.31 | 13.75 | 0.912 | 5000 | 82.3
PRWHS4Z2 | Shenzhen Snowball Lighting Limited | Snowball | SB/TP/C/F/4FT/40W/SWW | Indoor Luminaires | Linear Ambient | Direct Linear Ambient Luminaires | Standard | TRUE | 4287.5 | 110.62 | 38.756 | 10.89 | 0.9618 | 2692 | 83.7 | 5 | 50000 | 11/16/2015 | Not Dimmable | Not Dimmable | No |  | 3 | 4400 | 110 | 40 | 20 | 0.9 | 2700 | 80
P2C6ABJD | Shenzhen Snowball Lighting Limited | Snowball | SB/TP/C/F/4FT/40W/WW | Indoor Luminaires | Linear Ambient | Direct Linear Ambient Luminaires | Standard | FALSE | [9 empty] | 11/16/2015 | Not Dimmable | Not Dimmable | No |  |  | 4600 | 115 | 40 | 20 | 0.9 | 3000 | 80
P7U9GRU8 | Shenzhen Snowball Lighting Limited | Snowball | SB/TP/C/F/4FT/40W/SNW | Indoor Luminaires | Linear Ambient | Direct Linear Ambient Luminaires | Standard | FALSE | [9 empty] | 11/16/2015 | Not Dimmable | Not Dimmable | No |  |  | 4600 | 115 | 40 | 20 | 0.9 | 3500 | 80
PG54HKEF | Shenzhen Snowball Lighting Limited | Snowball | SB/TP/C/F/4FT/40W/NW | Indoor Luminaires | Linear Ambient | Direct Linear Ambient Luminaires | Standard | FALSE | [9 empty] | 11/16/2015 | Not Dimmable | Not Dimmable | No |  |  | 4800 | 120 | 40 | 20 | 0.9 | 4000 | 80
PRE5J3RV | Shenzhen Snowball Lighting Limited | Snowball | SB/TP/C/F/4FT/40W/HNW | Indoor Luminaires | Linear Ambient | Direct Linear Ambient Luminaires | Standard | FALSE | [9 empty] | 11/16/2015 | Not Dimmable | Not Dimmable | No |  |  | 4800 | 120 | 40 | 20 | 0.9 | 4500 | 80
PK329W79 | Shenzhen Snowball Lighting Limited | Snowball | SB/TP/C/F/4FT/40W/CW | Indoor Luminaires | Linear Ambient | Direct Linear Ambient Luminaires | Standard | FALSE | [9 empty] | 11/16/2015 | Not Dimmable | Not Dimmable | No |  |  | 5000 | 125 | 40 | 20 | 0.9 | 5000 | 80
PDQD9VNU | Shenzhen Snowball Lighting Limited | Snowball | SB/TP/F/4FT/40W/SWW | Indoor Luminaires | Linear Ambient | Direct Linear Ambient Luminaires | Standard | FALSE | [9 empty] | 11/16/2015 | Not Dimmable | Not Dimmable | No |  |  | 4700 | 117.5 | 40 | 10 | 0.9 | 2700 | 80
PH3PZBYJ | Shenzhen Snowball Lighting Limited | Snowball | SB/TP/F/4FT/40W/WW | Indoor Luminaires | Linear Ambient | Direct Linear Ambient Luminaires | Standard | FALSE | [9 empty] | 11/16/2015 | Not Dimmable | Not Dimmable | No |  |  | 4900 | 122.5 | 40 | 10 | 0.9 | 3000 | 80
P1PHUVVM | Shenzhen Snowball Lighting Limited | Snowball | SB/TP/F/4FT/40W/SNW | Indoor Luminaires | Linear Ambient | Direct Linear Ambient Luminaires | Standard | FALSE | [9 empty] | 11/16/2015 | Not Dimmable | Not Dimmable | No |  |  | 4900 | 122.5 | 40 | 10 | 0.9 | 3500 | 80
P7A2H3UX | Shenzhen Snowball Lighting Limited | Snowball | SB/TP/F/4FT/40W/NW | Indoor Luminaires | Linear Ambient | Direct Linear Ambient Luminaires | Standard | FALSE | [9 empty] | 11/16/2015 | Not Dimmable | Not Dimmable | No |  |  | 5100 | 127.5 | 40 | 10 | 0.9 | 4000 | 80
P1GH5X9D | Shenzhen Snowball Lighting Limited | Snowball | SB/TP/F/4FT/40W/HNW | Indoor Luminaires | Linear Ambient | Direct Linear Ambient Luminaires | Standard | FALSE | [9 empty] | 11/16/2015 | Not Dimmable | Not Dimmable | No |  |  | 5100 | 127.5 | 40 | 10 | 0.9 | 4500 | 80
PR1JZ2XH | Shenzhen Snowball Lighting Limited | Snowball | SB/TP/F/4FT/40W/CW | Indoor Luminaires | Linear Ambient | Direct Linear Ambient Luminaires | Standard | FALSE | [9 empty] | 11/16/2015 | Not Dimmable | Not Dimmable | No |  |  | 5250 | 131.25 | 40 | 10 | 0.9 | 5000 | 80
PNRU13KV | Shenzhen Snowball Lighting Limited | Snowball | SB/TP/C/F/2FT/20W/SWW | Indoor Luminaires | Linear Ambient | Direct Linear Ambient Luminaires | Standard | TRUE | 2134.3 | 108.7 | 19.634 | 19.43 | 0.9815 | 2670 | 83 | 5 | 50000 | 11/16/2015 | Not Dimmable | Not Dimmable | No |  | 3 | 2200 | 110 | 20 | 20 | 0.9 | 2700 | 80
PPTRBNYF | Shenzhen Snowball Lighting Limited | Snowball | SB/TP/C/F/2FT/20W/WW | Indoor Luminaires | Linear Ambient | Direct Linear Ambient Luminaires | Standard | FALSE | [9 empty] | 11/16/2015 | Not Dimmable | Not Dimmable | No |  |  | 2300 | 115 | 20 | 20 | 0.9 | 3000 | 80
PPN1347S | Shenzhen Snowball Lighting Limited | Snowball | SB/TP/C/F/2FT/20W/SNW | Indoor Luminaires | Linear Ambient | Direct Linear Ambient Luminaires | Standard | FALSE | [9 empty] | 11/16/2015 | Not Dimmable | Not Dimmable | No |  |  | 2300 | 115 | 20 | 20 | 0.9 | 3500 | 80
PVF5QZFJ | Shenzhen Snowball Lighting Limited | Snowball | SB/TP/C/F/2FT/20W/NW | Indoor Luminaires | Linear Ambient | Direct Linear Ambient Luminaires | Standard | FALSE | [9 empty] | 11/16/2015 | Not Dimmable | Not Dimmable | No |  |  | 2400 | 120 | 20 | 20 | 0.9 | 4000 | 80
PY9438CV | Shenzhen Snowball Lighting Limited | Snowball | SB/TP/C/F/2FT/20W/HNW | Indoor Luminaires | Linear Ambient | Direct Linear Ambient Luminaires | Standard | FALSE | [9 empty] | 11/16/2015 | Not Dimmable | Not Dimmable | No |  |  | 2400 | 120 | 20 | 20 | 0.9 | 4500 | 80
PVGSAHBN | Shenzhen Snowball Lighting Limited | Snowball | SB/TP/C/F/2FT/20W/CW | Indoor Luminaires | Linear Ambient | Direct Linear Ambient Luminaires | Standard | FALSE | [9 empty] | 11/16/2015 | Not Dimmable | Not Dimmable | No |  |  | 2500 | 125 | 20 | 20 | 0.9 | 5000 | 80
PZ23KK7C | Shenzhen Snowball Lighting Limited | Snowball | SB/TP/F/2FT/20W/SWW | Indoor Luminaires | Linear Ambient | Direct Linear Ambient Luminaires | Standard | FALSE | [9 empty] | 11/16/2015 | Not Dimmable | Not Dimmable | No |  |  | 2300 | 115 | 20 | 10 | 0.9 | 2700 | 80
PNU78Z23 | Shenzhen Snowball Lighting Limited | Snowball | SB/TP/F/2FT/20W/WW | Indoor Luminaires | Linear Ambient | Direct Linear Ambient Luminaires | Standard | FALSE | [9 empty] | 11/16/2015 | Not Dimmable | Not Dimmable | No |  |  | 2400 | 120 | 20 | 10 | 0.9 | 3000 | 80
PJZKDEKZ | Shenzhen Snowball Lighting Limited | Snowball | SB/TP/F/2FT/20W/SNW | Indoor Luminaires | Linear Ambient | Direct Linear Ambient Luminaires | Standard | FALSE | [9 empty] | 11/16/2015 | Not Dimmable | Not Dimmable | No |  |  | 2400 | 120 | 20 | 10 | 0.9 | 3500 | 80
PUXJPVV4 | Shenzhen Snowball Lighting Limited | Snowball | SB/TP/F/2FT/20W/NW | Indoor Luminaires | Linear Ambient | Direct Linear Ambient Luminaires | Standard | FALSE | [9 empty] | 11/16/2015 | Not Dimmable | Not Dimmable | No |  |  | 2600 | 130 | 20 | 10 | 0.9 | 4000 | 80
PFH2W5D5 | Shenzhen Snowball Lighting Limited | Snowball | SB/TP/F/2FT/20W/HNW | Indoor Luminaires | Linear Ambient | Direct Linear Ambient Luminaires | Standard | FALSE | [9 empty] | 11/16/2015 | Not Dimmable | Not Dimmable | No |  |  | 2600 | 130 | 20 | 10 | 0.9 | 4500 | 80
PQCEPHGM | Shenzhen Snowball Lighting Limited | Snowball | SB/TP/F/2FT/20W/CW | Indoor Luminaires | Linear Ambient | Direct Linear Ambient Luminaires | Standard | FALSE | [9 empty] | 11/16/2015 | Not Dimmable | Not Dimmable | No |  |  | 2750 | 137.5 | 20 | 10 | 0.9 | 5000 | 80
P4JT73VY | Shenzhen sunpzone lighting electronic co., ltd | Sunpzone | SPZT8F22(3000K) | Indoor Luminaires | Linear Ambient | Direct Linear Ambient Luminaires | Standard | TRUE | 2460.5 | 108.49 | 22.68 | 16.44 | 0.933 | 2983 | 82.1 | 5 | 50000 | 9/1/2015 | Not Dimmable | Not Dimmable | Not Yet Verified |  | 2.1 | 2460.5 | 108.46 | 22.68 | 16.44 | 0.933 | 3000 | 82.1
P77EEWBX | Shenzhen sunpzone lighting electronic co., ltd | Sunpzone | SPZT8F22(3500K) | Indoor Luminaires | Linear Ambient | Direct Linear Ambient Luminaires | Standard | FALSE | [9 empty] | 9/1/2015 | Not Dimmable | Not Dimmable | Not Yet Verified |  |  | 2460.5 | 108.46 | 22.68 | 16.44 | 0.933 | 3500 | 82.1
PUVXJBE5 | Shenzhen sunpzone lighting electronic co., ltd | Sunpzone | SPZT8F22(4000K) | Indoor Luminaires | Linear Ambient | Direct Linear Ambient Luminaires | Standard | FALSE | [9 empty] | 9/1/2015 | Not Dimmable | Not Dimmable | Not Yet Verified |  |  | 2460.5 | 108.46 | 22.68 | 16.44 | 0.933 | 4000 | 82.1
P4S8ENBG | Shenzhen sunpzone lighting electronic co., ltd | Sunpzone | SPZT8F22(4500K) | Indoor Luminaires | Linear Ambient | Direct Linear Ambient Luminaires | Standard | FALSE | [9 empty] | 9/1/2015 | Not Dimmable | Not Dimmable | Not Yet Verified |  |  | 2460.5 | 108.46 | 22.68 | 16.44 | 0.933 | 4500 | 82.1
PYUJV78X | Shenzhen sunpzone lighting electronic co., ltd | Sunpzone | SPZT8F22(5000K) | Indoor Luminaires | Linear Ambient | Direct Linear Ambient Luminaires | Standard | FALSE | [9 empty] | 9/1/2015 | Not Dimmable | Not Dimmable | Not Yet Verified |  |  | 2583.1 | 111.24 | 23.22 | 16.79 | 0.9401 | 5000 | 82.7
PPR5M476 | Shenzhen sunpzone lighting electronic co., ltd | Sunpzone | SPZ2T5F20(3000K) | Indoor Luminaires | Linear Ambient | Direct Linear Ambient Luminaires | Standard | TRUE | 2673.75 | 111.04 | 24.1 | 5.93 | 0.92 | 2981 | 81.3 | 5 | 50000 | 1/22/2015 | Not Dimmable | Not Dimmable | Not Yet Verified | Updated on 10/14/16 | 2.1 | 2673.75 | 111.04 | 24.08 | 3.6 | 0.995 | 2981 | 81
PSB7CX23 | Shenzhen sunpzone lighting electronic co., ltd | Sunpzone | SPZ2T5F20(3500K) | Indoor Luminaires | Linear Ambient | Direct Linear Ambient Luminaires | Standard | FALSE | [9 empty] | 1/22/2015 | Not Dimmable | Not Dimmable | Not Yet Verified | Updated on 10/14/16 |  | 2875 | 115 | 25 | 3.6 | 0.995 | 3500 | 81
P31XHDQ2 | Shenzhen sunpzone lighting electronic co., ltd | Sunpzone | SPZ2T5F20(4000K) | Indoor Luminaires | Linear Ambient | Direct Linear Ambient Luminaires | Standard | FALSE | [9 empty] | 1/22/2015 | Not Dimmable | Not Dimmable | Not Yet Verified | Updated on 10/14/16 |  | 3125 | 125 | 25 | 3.6 | 0.995 | 4000 | 81
PSF7NAQB | Shenzhen sunpzone lighting electronic co., ltd | Sunpzone | SPZ2T5F20(4500K) | Indoor Luminaires | Linear Ambient | Direct Linear Ambient Luminaires | Standard | FALSE | [9 empty] | 1/22/2015 | Not Dimmable | Not Dimmable | Not Yet Verified | Updated on 10/14/16 |  | 3125 | 125 | 25 | 3.6 | 0.995 | 4500 | 81
PJKQGSVR | Shenzhen sunpzone lighting electronic co., ltd | Sunpzone | SPZ2T5F20(5000K) | Indoor Luminaires | Linear Ambient | Direct Linear Ambient Luminaires | Standard | FALSE | [9 empty] | 1/22/2015 | Not Dimmable | Not Dimmable | Not Yet Verified | Updated on 10/14/16 |  | 3125 | 125 | 25 | 3.6 | 0.995 | 5000 | 81
P1WFVDS4 | Shenzhen sunpzone lighting electronic co., ltd | Sunpzone | SPZ2T5F44(3000K) | Indoor Luminaires | Linear Ambient | Direct Linear Ambient Luminaires | Standard | TRUE | 4219.88 | 113.87 | 37.06 | 18.04 | 0.958 | 2972 | 81.2 | 5 | 50000 | 1/22/2015 | Not Dimmable | Not Dimmable | Not Yet Verified | Updated on 10/14/16 | 2.1 | 4219.88 | 113.87 | 37.06 | 17.66 | 0.985 | 2972 | 81
PVQ43U8Q | Shenzhen sunpzone lighting electronic co., ltd | Sunpzone | SPZ2T5F44(3500K) | Indoor Luminaires | Linear Ambient | Direct Linear Ambient Luminaires | Standard | FALSE | [9 empty] | 1/22/2015 | Not Dimmable | Not Dimmable | Not Yet Verified | Updated on 10/14/16 |  | 5060 | 115 | 44 | 17.66 | 0.985 | 3500 | 81
PKT15D96 | Shenzhen sunpzone lighting electronic co., ltd | Sunpzone | SPZ2T5F44(4000K) | Indoor Luminaires | Linear Ambient | Direct Linear Ambient Luminaires | Standard | FALSE | [9 empty] | 1/22/2015 | Not Dimmable | Not Dimmable | Not Yet Verified | Updated on 10/14/16 |  | 5500 | 125 | 44 | 17.66 | 0.985 | 4000 | 81
PJ893S5H | Shenzhen sunpzone lighting electronic co., ltd | Sunpzone | SPZ2T5F44(4500K) | Indoor Luminaires | Linear Ambient | Direct Linear Ambient Luminaires | Standard | FALSE | [9 empty] | 1/22/2015 | Not Dimmable | Not Dimmable | Not Yet Verified | Updated on 10/14/16 |  | 5500 | 125 | 44 | 17.66 | 0.985 | 4500 | 81
P1S6EGMB | Shenzhen sunpzone lighting electronic co., ltd | Sunpzone | SPZ2T5F44(5000K) | Indoor Luminaires | Linear Ambient | Direct Linear Ambient Luminaires | Standard | FALSE | [9 empty] | 1/22/2015 | Not Dimmable | Not Dimmable | Not Yet Verified | Updated on 10/14/16 |  | 5500 | 125 | 44 | 17.66 | 0.985 | 5000 | 81
P2UKENEU | Shenzhen sunpzone lighting electronic co., ltd | Sunpzone | SPZT8F09(3000K) | Indoor Luminaires | Linear Ambient | Direct Linear Ambient Luminaires | Standard | TRUE | 921.04 | 113.71 | 8.1 | 24.4 | 0.879 | 2926 | 83.1 | 5 | 50000 | 8/1/2016 | Not Dimmable | Not Dimmable | No |  | 4 | 1050 | 116.67 | 9 | 20 | 0.9 | 3000 | 80
P826R8BG | Shenzhen sunpzone lighting electronic co., ltd | Sunpzone | SPZT8F09(3500K) | Indoor Luminaires | Linear Ambient | Direct Linear Ambient Luminaires | Standard | FALSE | [9 empty] | 8/1/2016 | Not Dimmable | Not Dimmable | No |  |  | 1050 | 116.67 | 9 | 20 | 0.9 | 3500 | 80
P4DNS4RW | Shenzhen sunpzone lighting electronic co., ltd | Sunpzone | SPZT8F09(4000K) | Indoor Luminaires | Linear Ambient | Direct Linear Ambient Luminaires | Standard | FALSE | [9 empty] | 8/1/2016 | Not Dimmable | Not Dimmable | No |  |  | 1050 | 116.67 | 9 | 20 | 0.9 | 4000 | 80
P7JJA5N1 | Shenzhen sunpzone lighting electronic co., ltd | Sunpzone | SPZT8F09(4500K) | Indoor Luminaires | Linear Ambient | Direct Linear Ambient Luminaires | Standard | FALSE | [9 empty] | 8/1/2016 | Not Dimmable | Not Dimmable | No |  |  | 1050 | 116.67 | 9 | 20 | 0.9 | 4500 | 80
P9QQD4RX | Shenzhen sunpzone lighting electronic co., ltd | Sunpzone | SPZT8F09(5000K) | Indoor Luminaires | Linear Ambient | Direct Linear Ambient Luminaires | Standard | FALSE | [9 empty] | 8/1/2016 | Not Dimmable | Not Dimmable | No |  |  | 1050 | 116.67 | 9 | 20 | 0.9 | 5000 | 80
P2P3T8T2 | Shenzhen sunpzone lighting electronic co., ltd | Sunpzone | SPZTP440(3000K) | Indoor Luminaires | Linear Ambient | Direct Linear Ambient Luminaires | Standard | TRUE | 3776.83 | 97.02 | 38.93 | 5.5 | 0.911 | 2914 | 83.3 | 5 | 50000 | 7/1/2015 | Not Dimmable | Not Dimmable | Not Yet Verified |  | 2.1 | 3776.83 | 97.02 | 38.93 | 3.1 | 0.995 | 2914 | 83
PVSB64SC | Shenzhen sunpzone lighting electronic co., ltd | Sunpzone | SPZTP440(3500K) | Indoor Luminaires | Linear Ambient | Direct Linear Ambient Luminaires | Standard | FALSE | [9 empty] | 7/8/2015 | Not Dimmable | Not Dimmable | Not Yet Verified |  |  | 3800 | 111.76 | 34 | 3.1 | 0.995 | 3500 | 83
PH99Y1V7 | Shenzhen sunpzone lighting electronic co., ltd | Sunpzone | SPZTP440(4000K) | Indoor Luminaires | Linear Ambient | Direct Linear Ambient Luminaires | Standard | FALSE | [9 empty] | 7/8/2015 | Not Dimmable | Not Dimmable | Not Yet Verified |  |  | 3800 | 111.76 | 34 | 3.1 | 0.995 | 4000 | 83
PG8XJ75Y | Shenzhen sunpzone lighting electronic co., ltd | Sunpzone | SPZTP440(4500K) | Indoor Luminaires | Linear Ambient | Direct Linear Ambient Luminaires | Standard | FALSE | [9 empty] | 7/8/2015 | Not Dimmable | Not Dimmable | Not Yet Verified |  |  | 3800 | 111.76 | 34 | 3.1 | 0.995 | 4500 | 83
P8XMXZN8 | Shenzhen sunpzone lighting electronic co., ltd | Sunpzone | SPZTP440(5000K) | Indoor Luminaires | Linear Ambient | Direct Linear Ambient Luminaires | Standard | FALSE | [9 empty] | 7/8/2015 | Not Dimmable | Not Dimmable | Not Yet Verified |  |  | 3800 | 111.76 | 34 | 3.1 | 0.995 | 5000 | 83
PZ1MV53M | Shenzhen sunpzone lighting electronic co., ltd | SunPZone | SPZTP230 (3000K) | Indoor Luminaires | Linear Ambient | Direct Linear Ambient Luminaires | Standard | TRUE | 2598.17 | 86.87 | 29.91 | 11.41 | 0.915 | 3024 | 81.3 | 5 | 50000 | 4/6/2015 | Not Dimmable | Not Dimmable | Not Yet Verified |  | 2.1 | 2700 |  | 30 | 10 | 0.85 | 3000 | 80
PKW397WA | Shenzhen sunpzone lighting electronic co., ltd | SunPZone | SPZTP230 (3500K) | Indoor Luminaires | Linear Ambient | Direct Linear Ambient Luminaires | Standard | FALSE | [9 empty] | 4/6/2015 | Not Dimmable | Not Dimmable | Not Yet Verified |  |  | 2700 | 90 | 30 | 10 | 0.85 | 3500 | 80
PR2R6YYE | Shenzhen sunpzone lighting electronic co., ltd | SunPZone | SPZTP230 (4000K) | Indoor Luminaires | Linear Ambient | Direct Linear Ambient Luminaires | Standard | FALSE | [9 empty] | 4/6/2015 | Not Dimmable | Not Dimmable | Not Yet Verified |  |  | 2700 | 90 | 30 | 10 | 0.85 | 4000 | 80
P6VZEJP5 | Shenzhen sunpzone lighting electronic co., ltd | SunPZone | SPZTP230 (4500K) | Indoor Luminaires | Linear Ambient | Direct Linear Ambient Luminaires | Standard | FALSE | [9 empty] | 4/6/2015 | Not Dimmable | Not Dimmable | Not Yet Verified |  |  | 2700 | 90 | 30 | 10 | 0.85 | 4500 | 80
PFZKGD5Q | Shenzhen sunpzone lighting electronic co., ltd | SunPZone | SPZTP230 (5000K) | Indoor Luminaires | Linear Ambient | Direct Linear Ambient Luminaires | Standard | FALSE | [9 empty] | 4/6/2015 | Not Dimmable | Not Dimmable | Not Yet Verified |  |  | 3000 | 100 | 30 | 10 | 0.85 | 5000 | 80
PSM29WQT | Shenzhen sunpzone lighting electronic co., ltd | SunPZone | SPZTP340 (3000K) | Indoor Luminaires | Linear Ambient | Direct Linear Ambient Luminaires | Standard | TRUE | 3708.72 | 95.88 | 38.76 | 5.84 | 0.916 | 3202 | 84.9 | 5 | 50000 | 4/6/2015 | Not Dimmable | Not Dimmable | Not Yet Verified |  | 2.1 | 3500 |  | 40 | 10 | 0.85 | 3000 | 80
PE5M6SHJ | Shenzhen sunpzone lighting electronic co., ltd | SunPZone | SPZTP340 (3500K) | Indoor Luminaires | Linear Ambient | Direct Linear Ambient Luminaires | Standard | FALSE | [9 empty] | 4/6/2015 | Not Dimmable | Not Dimmable | Not Yet Verified |  |  | 3500 | 87.5 | 40 | 10 | 0.85 | 3500 | 80
PE2FCFB4 | Shenzhen sunpzone lighting electronic co., ltd | SunPZone | SPZTP340 (4000K) | Indoor Luminaires | Linear Ambient | Direct Linear Ambient Luminaires | Standard | FALSE | [9 empty] | 4/6/2015 | Not Dimmable | Not Dimmable | Not Yet Verified |  |  | 3500 | 87.5 | 40 | 10 | 0.85 | 4000 | 80
PFXQVPSD | Shenzhen sunpzone lighting electronic co., ltd | SunPZone | SPZTP340 (4500K) | Indoor Luminaires | Linear Ambient | Direct Linear Ambient Luminaires | Standard | FALSE | [9 empty] | 4/6/2015 | Not Dimmable | Not Dimmable | Not Yet Verified |  |  | 3500 | 87.5 | 40 | 10 | 0.85 | 4500 | 80
P6S342W8 | Shenzhen sunpzone lighting electronic co., ltd | SunPZone | SPZTP340 (5000K) | Indoor Luminaires | Linear Ambient | Direct Linear Ambient Luminaires | Standard | FALSE | [9 empty] | 4/6/2015 | Not Dimmable | Not Dimmable | Not Yet Verified |  |  | 3500 | 87.5 | 40 | 10 | 0.85 | 5000 | 80
PRZ6CHW1 | Shenzhen sunpzone lighting electronic co., ltd | SunPZone | SPZTP460 (3000K) | Indoor Luminaires | Linear Ambient | Direct Linear Ambient Luminaires | Standard | TRUE | 5577.48 | 97.83 | 57.01 | 10 | 0.927 | 3217 | 84.9 | 5 | 50000 | 4/6/2015 | Not Dimmable | Not Dimmable | Not Yet Verified |  | 2.1 | 5400 |  | 60 | 10 | 0.85 | 3000 | 80
PZNH3FWB | Shenzhen sunpzone lighting electronic co., ltd | SunPZone | SPZTP460 (3500K) | Indoor Luminaires | Linear Ambient | Direct Linear Ambient Luminaires | Standard | FALSE | [9 empty] | 4/6/2015 | Not Dimmable | Not Dimmable | Not Yet Verified |  |  | 5400 | 97.83 | 60 | 10 | 0.85 | 3500 | 80
P8ED84WK | Shenzhen sunpzone lighting electronic co., ltd | SunPZone | SPZTP460 (4000K) | Indoor Luminaires | Linear Ambient | Direct Linear Ambient Luminaires | Standard | FALSE | [9 empty] | 4/6/2015 | Not Dimmable | Not Dimmable | Not Yet Verified |  |  | 5400 | 97.83 | 60 | 10 | 0.85 | 4000 | 80
PYMQG8QJ | Shenzhen sunpzone lighting electronic co., ltd | SunPZone | SPZTP460 (4500K) | Indoor Luminaires | Linear Ambient | Direct Linear Ambient Luminaires | Standard | FALSE | [9 empty] | 4/6/2015 | Not Dimmable | Not Dimmable | Not Yet Verified |  |  | 5400 | 97.83 | 60 | 10 | 0.85 | 4500 | 80
PPTC1WKY | Shenzhen sunpzone lighting electronic co., ltd | SunPZone | SPZTP460 (5000K) | Indoor Luminaires | Linear Ambient | Direct Linear Ambient Luminaires | Standard | FALSE | [9 empty] | 4/6/2015 | Not Dimmable | Not Dimmable | Not Yet Verified |  |  | 5400 | 97.83 | 60 | 10 | 0.85 | 5000 | 80
PCJ98RCS | Shenzhen sunpzone lighting electronic co., ltd | SunPZone | SPZTP580 (3000K) | Indoor Luminaires | Linear Ambient | Direct Linear Ambient Luminaires | Standard | TRUE | 7473.81 | 96.25 | 77.65 | 5.46 | 0.915 | 3197 | 84.9 | 5 | 50000 | 4/6/2015 | Not Dimmable | Not Dimmable | Not Yet Verified |  | 2.1 | 7000 |  | 80 | 10 | 0.85 | 3000 | 80
PJG2H6C8 | Shenzhen sunpzone lighting electronic co., ltd | SunPZone | SPZTP580 (3500K) | Indoor Luminaires | Linear Ambient | Direct Linear Ambient Luminaires | Standard | FALSE | [9 empty] | 4/6/2015 | Not Dimmable | Not Dimmable | Not Yet Verified |  |  | 7000 | 87.5 | 80 | 10 | 0.85 | 3500 | 80
PNZ579X3 | Shenzhen sunpzone lighting electronic co., ltd | SunPZone | SPZTP580 (4000K) | Indoor Luminaires | Linear Ambient | Direct Linear Ambient Luminaires | Standard | FALSE | [9 empty] | 4/6/2015 | Not Dimmable | Not Dimmable | Not Yet Verified |  |  | 7000 | 87.5 | 80 | 10 | 0.85 | 4000 | 80
PNS6JGRM | Shenzhen sunpzone lighting electronic co., ltd | SunPZone | SPZTP580 (4500K) | Indoor Luminaires | Linear Ambient | Direct Linear Ambient Luminaires | Standard | FALSE | [9 empty] | 4/6/2015 | Not Dimmable | Not Dimmable | Not Yet Verified |  |  | 7000 | 87.5 | 80 | 10 | 0.85 | 4500 | 80
P5ECUKN5 | Shenzhen sunpzone lighting electronic co., ltd | SunPZone | SPZTP580 (5000K) | Indoor Luminaires | Linear Ambient | Direct Linear Ambient Luminaires | Standard | FALSE | [9 empty] | 4/6/2015 | Not Dimmable | Not Dimmable | Not Yet Verified |  |  | 7000 | 87.5 | 80 | 10 | 0.85 | 5000 | 80
P5E9PT4Q | Shenzhen sunpzone lighting electronic co., ltd | SunPZone | SPZ2T5F30 (2700K) | Indoor Luminaires | Linear Ambient | Direct Linear Ambient Luminaires | Standard | TRUE | 3155.91 | 95.26 | 33.13 | 20.9 | 0.935 | 2758 | 83 | 5 | 50000 | 4/6/2015 | Not Yet Verified | Not Yet Verified | Not Yet Verified |  | 2.1 | 3156 | 95.26 | 33.13 | 14.2 | 0.986 | 2758 | 83
PEX9CMMA | Shenzhen sunpzone lighting electronic co., ltd | SunPZone | SPZ2T5F30 (3000K) | Indoor Luminaires | Linear Ambient | Direct Linear Ambient Luminaires | Standard | FALSE | [9 empty] | 4/6/2015 | Not Yet Verified | Not Yet Verified | Not Yet Verified |  |  | 3156 | 95.26 | 30 | 14.2 | 0.986 | 3000 | 83
P4G3XX6Z | Shenzhen sunpzone lighting electronic co., ltd | SunPZone | SPZ2T5F30 (3500K) | Indoor Luminaires | Linear Ambient | Direct Linear Ambient Luminaires | Standard | FALSE | [9 empty] | 4/6/2015 | Not Yet Verified | Not Yet Verified | Not Yet Verified |  |  | 3156 | 95.26 | 30 | 14.2 | 0.986 | 3500 | 83
P2DYHXFQ | Shenzhen sunpzone lighting electronic co., ltd | SunPZone | SPZ2T5F30 (4000K) | Indoor Luminaires | Linear Ambient | Direct Linear Ambient Luminaires | Standard | FALSE | [9 empty] | 4/6/2015 | Not Yet Verified | Not Yet Verified | Not Yet Verified |  |  | 3156 | 95.26 | 30 | 14.2 | 0.986 | 4000 | 83
PBZYVZCS | Shenzhen sunpzone lighting electronic co., ltd | SunPZone | SPZ2T5F30 (4500K) | Indoor Luminaires | Linear Ambient | Direct Linear Ambient Luminaires | Standard | FALSE | [9 empty] | 4/6/2015 | Not Yet Verified | Not Yet Verified | Not Yet Verified |  |  | 3156 | 95.26 | 30 | 14.2 | 0.986 | 4500 | 83
PU5US4NH | Shenzhen sunpzone lighting electronic co., ltd | SunPZone | SPZ2T5F30 (5000K) | Indoor Luminaires | Linear Ambient | Direct Linear Ambient Luminaires | Standard | FALSE | [9 empty] | 4/6/2015 | Not Yet Verified | Not Yet Verified | Not Yet Verified |  |  | 3156 | 95.26 | 30 | 14.2 | 0.986 | 5000 | 83
P47G5EKA | Shenzhen sunpzone lighting electronic co., ltd | SunPZone | SPZ2T5F40 (3000K) | Indoor Luminaires | Linear Ambient | Direct Linear Ambient Luminaires | Standard | TRUE | 3573.16 | 102.71 | 34.79 | 19.04 | 0.954 | 3143 | 84.6 | 5 | 50000 | 4/6/2015 | Not Dimmable | Not Dimmable | Not Yet Verified | Updated on 10/14/16 | 2.1 | 3500 | 110 | 40 | 20 | 0.9 | 3000 | 80
P7J7YSFD | Shenzhen sunpzone lighting electronic co., ltd | SunPZone | SPZ2T5F40 (3500K) | Indoor Luminaires | Linear Ambient | Direct Linear Ambient Luminaires | Standard | FALSE | [9 empty] | 4/6/2015 | Not Dimmable | Not Dimmable | Not Yet Verified | Updated on 10/14/16 |  | 4400 | 110 | 40 | 20 | 0.9 | 3500 | 80
PAME6YAD | Shenzhen sunpzone lighting electronic co., ltd | SunPZone | SPZ2T5F40 (4000K) | Indoor Luminaires | Linear Ambient | Direct Linear Ambient Luminaires | Standard | FALSE | [9 empty] | 4/6/2015 | Not Dimmable | Not Dimmable | Not Yet Verified | Updated on 10/14/16 |  | 4800 | 120 | 40 | 20 | 0.9 | 4000 | 80
P7MTXHTJ | Shenzhen sunpzone lighting electronic co., ltd | SunPZone | SPZ2T5F40 (4500K) | Indoor Luminaires | Linear Ambient | Direct Linear Ambient Luminaires | Standard | FALSE | [9 empty] | 4/6/2015 | Not Dimmable | Not Dimmable | Not Yet Verified | Updated on 10/14/16 |  | 4800 | 120 | 40 | 20 | 0.9 | 4500 | 80
PMHE4TR7 | Shenzhen sunpzone lighting electronic co., ltd | SunPZone | SPZ2T5F40 (5000K) | Indoor Luminaires | Linear Ambient | Direct Linear Ambient Luminaires | Standard | FALSE | [9 empty] | 4/6/2015 | Not Dimmable | Not Dimmable | Not Yet Verified | Updated on 10/14/16 |  | 4800 | 120 | 40 | 20 | 0.9 | 5000 | 80
PV8NTCZ5 | Shenzhen sunpzone lighting electronic co., ltd | SunPZone | SPZT8F25B（3000K）(Clear Lens) | Indoor Luminaires | Linear Ambient | Direct Linear Ambient Luminaires | Standard | TRUE | 2400.14 | 102.35 | 23.56 | 5.97 | 0.916 | 3115 | 84.4 | 5 | 50000 | 5/4/2015 | Not Dimmable | Not Dimmable | Not Yet Verified | Updated on 10/14/16 | 2.1 | 2400 | 120 | 25 | 10 |  | 3000 | 80
PXE7ARFT | Shenzhen sunpzone lighting electronic co., ltd | SunPZone | SPZT8F25B（3500K）(Clear Lens) | Indoor Luminaires | Linear Ambient | Direct Linear Ambient Luminaires | Standard | FALSE | [9 empty] | 5/4/2015 | Not Dimmable | Not Dimmable | Not Yet Verified | Updated on 10/14/16 |  | 3250 | 130 | 25 | 10 |  | 3500 | 80
P9X64S1Y | Shenzhen sunpzone lighting electronic co., ltd | SunPZone | SPZT8F25B（4000K）(Clear Lens) | Indoor Luminaires | Linear Ambient | Direct Linear Ambient Luminaires | Standard | FALSE | [9 empty] | 5/4/2015 | Not Dimmable | Not Dimmable | Not Yet Verified | Updated on 10/14/16 |  | 3250 | 130 | 25 | 10 | 0.994 | 4000 | 80
PMF7972U | Shenzhen sunpzone lighting electronic co., ltd | SunPZone | SPZT8F25B（4500K）(Clear Lens) | Indoor Luminaires | Linear Ambient | Direct Linear Ambient Luminaires | Standard | FALSE | [9 empty] | 5/4/2015 | Not Dimmable | Not Dimmable | Not Yet Verified | Updated on 10/14/16 |  | 3000 | 120 | 25 | 10 |  | 4500 | 80
PUDVX7WT | Shenzhen sunpzone lighting electronic co., ltd | SunPZone | SPZT8F25B（5000K）(Clear Lens) | Indoor Luminaires | Linear Ambient | Direct Linear Ambient Luminaires | Standard | FALSE | [9 empty] | 5/4/2015 | Not Dimmable | Not Dimmable | Not Yet Verified | Updated on 10/14/16 |  | 3250 | 130 | 25 | 10 | 0.994 | 5000 | 80
PN8UNY3H | Shenzhen sunpzone lighting electronic co., ltd | SunPZone | SPZT8F28（3000K）(Clear Lens) | Indoor Luminaires | Linear Ambient | Direct Linear Ambient Luminaires | Standard | TRUE | 2753.56 | 109.18 | 25.24 | 9.36 | 0.883 | 3107 | 84.5 | 5 | 50000 | 5/4/2015 | Not Dimmable | Not Dimmable | Not Yet Verified | Updated on 10/14/16 | 2.1 | 2700 | 120 | 28 | 10 |  | 3000 | 80
PP2UVDND | Shenzhen sunpzone lighting electronic co., ltd | SunPZone | SPZT8F28（3500K）(Clear Lens) | Indoor Luminaires | Linear Ambient | Direct Linear Ambient Luminaires | Standard | FALSE | [9 empty] | 5/4/2015 | Not Dimmable | Not Dimmable | Not Yet Verified | Updated on 10/14/16 |  | 3640 | 130 | 28 | 10 |  | 3500 | 80
PAUARB2J | Shenzhen sunpzone lighting electronic co., ltd | SunPZone | SPZT8F28（4000K）(Clear Lens) | Indoor Luminaires | Linear Ambient | Direct Linear Ambient Luminaires | Standard | FALSE | [9 empty] | 5/4/2015 | Not Dimmable | Not Dimmable | Not Yet Verified | Updated on 10/14/16 |  | 3640 | 130 | 28 | 10 |  | 4000 | 80
P2QUE8MD | Shenzhen sunpzone lighting electronic co., ltd | SunPZone | SPZT8F28（4500K）(Clear Lens) | Indoor Luminaires | Linear Ambient | Direct Linear Ambient Luminaires | Standard | FALSE | [9 empty] | 5/4/2015 | Not Dimmable | Not Dimmable | Not Yet Verified | Updated on 10/14/16 |  | 3360 | 120 | 28 | 10 |  | 4500 | 80
PBNPUUAX | Shenzhen sunpzone lighting electronic co., ltd | SunPZone | SPZT8F28（5000K）(Clear Lens) | Indoor Luminaires | Linear Ambient | Direct Linear Ambient Luminaires | Standard | FALSE | [9 empty] | 5/4/2015 | Not Dimmable | Not Dimmable | Not Yet Verified | Updated on 10/14/16 |  | 3640 | 130 | 28 | 10 | 0.992 | 5000 | 80
PYMR38Q7 | Shenzhen sunpzone lighting electronic co., ltd | SunPZone | SPZT8F25（3000K） | Indoor Luminaires | Linear Ambient | Direct Linear Ambient Luminaires | Standard | TRUE | 2532.46 | 102.49 | 24.71 | 8.16 | 0.912 | 3130 | 84.2 | 5 | 50000 | 5/4/2015 | Not Dimmable | Not Dimmable | Not Yet Verified | Updated on 10/14/16 | 2.1 | 2500 | 115 | 25 | 20 | 0.9 | 3000 | 80
PPNQ3PQU | Shenzhen sunpzone lighting electronic co., ltd | SunPZone | SPZT8F25（3500K） | Indoor Luminaires | Linear Ambient | Direct Linear Ambient Luminaires | Standard | FALSE | [9 empty] | 5/4/2015 | Not Dimmable | Not Dimmable | Not Yet Verified | Updated on 10/14/16 |  | 2875 | 115 | 25 | 20 | 0.9 | 3500 | 80
PUVF55JV | Shenzhen sunpzone lighting electronic co., ltd | SunPZone | SPZT8F25（4000K） | Indoor Luminaires | Linear Ambient | Direct Linear Ambient Luminaires | Standard | FALSE | [9 empty] | 5/4/2015 | Not Dimmable | Not Dimmable | Not Yet Verified | Updated on 10/14/16 |  | 2500 | 104.17 | 25 | 20 | 0.9 | 4000 | 80
PTAH1REN | Shenzhen sunpzone lighting electronic co., ltd | SunPZone | SPZT8F25（4500K） | Indoor Luminaires | Linear Ambient | Direct Linear Ambient Luminaires | Standard | FALSE | [9 empty] | 5/4/2015 | Not Dimmable | Not Dimmable | Not Yet Verified | Updated on 10/14/16 |  | 3125 | 125 | 25 | 20 | 0.9 | 4500 | 80
PQFAVNRM | Shenzhen sunpzone lighting electronic co., ltd | SunPZone | SPZT8F25（5000K） | Indoor Luminaires | Linear Ambient | Direct Linear Ambient Luminaires | Standard | FALSE | [9 empty] | 5/4/2015 | Not Dimmable | Not Dimmable | Not Yet Verified | Updated on 10/14/16 |  | 2500 | 104.17 | 25 | 20 | 0.9 | 5000 | 80
P14ZXFEH | Shenzhen Syhdee Co.,Ltd. | Syhdee | SYH-DT1238N(3000K) | Indoor Luminaires | Linear Ambient | Direct Linear Ambient Luminaires | Standard | TRUE | 3892.18 | 106.61 | 36.51 | 20.2 | 0.9 | 2949 | 80.1 | 5 | 50000 | 2/29/2016 | Not Dimmable | Not Dimmable | No |  | 3 | 3890 | 106.5753 | 36.5 | 20.2 | 0.9 | 3000 | 80
P7XK2KTQ | Shenzhen Syhdee Co.,Ltd. | Syhdee | SYH-DT1238N(3500K) | Indoor Luminaires | Linear Ambient | Direct Linear Ambient Luminaires | Standard | FALSE | [9 empty] | 2/29/2016 | Not Dimmable | Not Dimmable | No |  |  | 3990 | 109.3151 | 36.5 | 20.2 | 0.9 | 3500 | 80
P5NEFFUH | Shenzhen Syhdee Co.,Ltd. | Syhdee | SYH-DT1238N(4000K) | Indoor Luminaires | Linear Ambient | Direct Linear Ambient Luminaires | Standard | FALSE | [9 empty] | 2/29/2016 | Not Dimmable | Not Dimmable | No |  |  | 4080 | 113.0194 | 36.1 | 20.2 | 0.9 | 4000 | 80
PNBQBTE8 | Shenzhen Syhdee Co.,Ltd. | Syhdee | SYH-DT1238N(4500K) | Indoor Luminaires | Linear Ambient | Direct Linear Ambient Luminaires | Standard | FALSE | [9 empty] | 2/29/2016 | Not Dimmable | Not Dimmable | No |  |  | 4150 | 113.6986 | 36.5 | 20.2 | 0.9 | 4500 | 80
P2DX5GS4 | Shenzhen Syhdee Co.,Ltd. | Syhdee | SYH-DT1238N(5000K) | Indoor Luminaires | Linear Ambient | Direct Linear Ambient Luminaires | Standard | FALSE | [9 empty] | 2/29/2016 | Not Dimmable | Not Dimmable | No |  |  | 4240 | 114.2857 | 37.1 | 20.2 | 0.9 | 5000 | 80
PDFRMMQ7 | Shenzhen Syhdee Co.,Ltd. | Syhdee | SYH-DT1238D(3000K) [120V Only] | Indoor Luminaires | Linear Ambient | Direct Linear Ambient Luminaires | Standard | TRUE | 3783.78 | 106.74 | 35.45 | 16.3 | 0.98 | 3031 | 80.3 | 5 | 50000 | 1/27/2016 | Dimmable | Continuous (Can dim down to ≤ 10% (W)) | No |  | 3 | 3780 | 106.47 | 35.5 | 16.3 | 0.98 | 3000 | 80
PYQHDQ21 | Shenzhen Syhdee Co.,Ltd. | Syhdee | SYH-DT1238D(3500K) [120V Only] | Indoor Luminaires | Linear Ambient | Direct Linear Ambient Luminaires | Standard | FALSE | [9 empty] | 1/27/2016 | Dimmable | Continuous (Can dim down to ≤ 10% (W)) | No |  |  | 3910 | 110.14 | 35.5 | 16.3 | 0.98 | 3500 | 80
PHP4J8GJ | Shenzhen Syhdee Co.,Ltd. | Syhdee | SYH-DT1238D(4000K) [120V Only] | Indoor Luminaires | Linear Ambient | Direct Linear Ambient Luminaires | Standard | FALSE | [9 empty] | 1/27/2016 | Dimmable | Continuous (Can dim down to ≤ 10% (W)) | No |  |  | 4010 | 112.64 | 35.6 | 16.3 | 0.98 | 4000 | 80
P8MEPWHW | Shenzhen Syhdee Co.,Ltd. | Syhdee | SYH-DT1238D(4500K) [120V Only] | Indoor Luminaires | Linear Ambient | Direct Linear Ambient Luminaires | Standard | FALSE | [9 empty] | 1/27/2016 | Dimmable | Continuous (Can dim down to ≤ 10% (W)) | No |  |  | 4040 | 113.8 | 35.5 | 16.3 | 0.98 | 4500 | 80
PTUYZK5K | Shenzhen Syhdee Co.,Ltd. | Syhdee | SYH-DT1238D(5000K) [120V Only] | Indoor Luminaires | Linear Ambient | Direct Linear Ambient Luminaires | Standard | FALSE | [9 empty] | 1/27/2016 | Dimmable | Continuous (Can dim down to ≤ 10% (W)) | No |  |  | 4070 | 114.97 | 35.4 | 16.3 | 0.98 | 5000 | 80
PC73V23F | Shenzhen Syhdee Co.,Ltd. | Syhdee | SYH-DT1238N(3000K) [120V Only] | Indoor Luminaires | Linear Ambient | Direct Linear Ambient Luminaires | Standard | FALSE | [9 empty] | 1/27/2016 | Not Dimmable | Not Dimmable | No |  |  | 3780 | 106.47 | 35.5 | 16.3 | 0.98 | 3000 | 80
PPVT3Q67 | Shenzhen Syhdee Co.,Ltd. | Syhdee | SYH-DT1238N(3500K) [120V Only] | Indoor Luminaires | Linear Ambient | Direct Linear Ambient Luminaires | Standard | FALSE | [9 empty] | 1/27/2016 | Not Dimmable | Not Dimmable | No |  |  | 3910 | 110.14 | 35.5 | 16.3 | 0.98 | 3500 | 80
PJAQ74ME | Shenzhen Syhdee Co.,Ltd. | Syhdee | SYH-DT1238N(4000K) [120V Only] | Indoor Luminaires | Linear Ambient | Direct Linear Ambient Luminaires | Standard | FALSE | [9 empty] | 1/27/2016 | Not Dimmable | Not Dimmable | No |  |  | 4010 | 112.64 | 35.6 | 16.3 | 0.98 | 4000 | 80
P5M8ZGME | Shenzhen Syhdee Co.,Ltd. | Syhdee | SYH-DT1238N(4500K) [120V Only] | Indoor Luminaires | Linear Ambient | Direct Linear Ambient Luminaires | Standard | FALSE | [9 empty] | 1/27/2016 | Not Dimmable | Not Dimmable | No |  |  | 4040 | 113.8 | 35.5 | 16.3 | 0.98 | 4500 | 80
P5VQD7QF | Shenzhen Syhdee Co.,Ltd. | Syhdee | SYH-DT1238N(5000K) [120V Only] | Indoor Luminaires | Linear Ambient | Direct Linear Ambient Luminaires | Standard | FALSE | [9 empty] | 1/27/2016 | Not Dimmable | Not Dimmable | No |  |  | 4070 | 114.97 | 35.4 | 16.3 | 0.98 | 5000 | 80
P63WPYM9 | SHENZHEN TOPBAND CO.,LTD | TOPBAND | TPSLILN4DLA-30WSB (40) | Indoor Luminaires | Linear Ambient | Direct Linear Ambient Luminaires | Standard | TRUE | 3349 | 108.45 | 30.88 | 17.91 | 0.946 | 4053 | 83.7 | 5 | 50000 | 3/31/2016 | Dimmable | Continuous (Can dim down to ≤ 10% (W)) | No |  | 3.1 | 3349 | 108.45 | 30.88 | 17.91 | 0.946 | 4000 | 83.7
PCG5ZT71 | SHENZHEN TOPBAND CO.,LTD | TOPBAND | TPSLILN4DLA-30WSB (50) | Indoor Luminaires | Linear Ambient | Direct Linear Ambient Luminaires | Standard | FALSE | [9 empty] | 3/31/2016 | Dimmable | Continuous (Can dim down to ≤ 10% (W)) | No |  |  | 3416.6 | 110.53 | 30.91 | 17.85 | 0.9465 | 5000 | 85
PETQ4C3Q | SHENZHEN TOPBAND CO.,LTD | TOPBAND | TPSLILN4DLA-40WSB (40) | Indoor Luminaires | Linear Ambient | Direct Linear Ambient Luminaires | Standard | TRUE | 4314.4 | 107.08 | 40.29 | 18.33 | 0.9308 | 4053 | 83.9 | 5 | 50000 | 3/31/2016 | Dimmable | Continuous (Can dim down to ≤ 10% (W)) | No |  | 3.1 | 4314.4 | 107.08 | 40.29 | 18.33 | 0.9308 | 4000 | 83.9
P7U225TF | SHENZHEN TOPBAND CO.,LTD | TOPBAND | TPSLILN4DLA-40WSB (50) | Indoor Luminaires | Linear Ambient | Direct Linear Ambient Luminaires | Standard | FALSE | [9 empty] | 3/31/2016 | Dimmable | Continuous (Can dim down to ≤ 10% (W)) | No |  |  | 4392.8 | 108.81 | 40.37 | 18.13 | 0.9327 | 5000 | 85
PSUDKUHX | Shenzhen Toppo Lighting Co., Ltd. | Toppo Lighting | TP-TRB2KX-22EFW2-UX | Indoor Luminaires | Linear Ambient | Direct Linear Ambient Luminaires | Standard | TRUE | 1866.56 | 95.23 | 19.6 | 9.8 | 0.91 | 3144 | 83.7 | 5 | 36000 | 6/25/2015 | Not Dimmable | Not Dimmable | Not Yet Verified |  | 2.1
PAN7ZHSS | Shenzhen Toppo Lighting Co., Ltd. | Toppo Lighting | TP-TRB2KX-22EFN1-UX | Indoor Luminaires | Linear Ambient | Direct Linear Ambient Luminaires | Standard | FALSE | [9 empty] | 6/25/2015 | Not Dimmable | Not Dimmable | Not Yet Verified |  |  | 1949.322 | 98.85 | 19.72 | 9.04 | 0.981 | 3987 | 84.2
PD7N56JV | Shenzhen Toppo Lighting Co., Ltd. | Toppo Lighting | TP-TRB2KX-22EFP1-UX | Indoor Luminaires | Linear Ambient | Direct Linear Ambient Luminaires | Standard | FALSE | [9 empty] | 6/25/2015 | Not Dimmable | Not Dimmable | Not Yet Verified |  |  | 1969.568 | 99.67 | 19.76 | 8.33 | 0.98 | 5306 | 84.9
P82RQ5SF | Shenzhen Toppo Lighting Co., Ltd. | Toppo Lighting | TP-TRB4KX-40EFW2-UX | Indoor Luminaires | Linear Ambient | Direct Linear Ambient Luminaires | Standard | TRUE | 3608.75 | 91.94 | 39.25 | 13.17 | 0.909 | 3139 | 83.8 | 5 | 36000 | 6/25/2015 | Not Dimmable | Not Dimmable | Not Yet Verified |  | 2.1
PNF4FZQC | Shenzhen Toppo Lighting Co., Ltd. | Toppo Lighting | TP-TRB4KX-40EFN1-UX | Indoor Luminaires | Linear Ambient | Direct Linear Ambient Luminaires | Standard | FALSE | [9 empty] | 6/25/2015 | Not Dimmable | Not Dimmable | Not Yet Verified |  |  | 3639.32 | 92.58 | 39.31 | 12.83 | 0.947 | 4106 | 83.8
PBTP937Y | Shenzhen Toppo Lighting Co., Ltd. | Toppo Lighting | TP-TRB4KX-40EFP1-UX | Indoor Luminaires | Linear Ambient | Direct Linear Ambient Luminaires | Standard | FALSE | [9 empty] | 6/25/2015 | Not Dimmable | Not Dimmable | Not Yet Verified |  |  | 3712.158 | 94.1 | 39.45 | 12.56 | 0.95 | 5002 | 83.8
P448UFQV | Shenzhen Toppo Lighting Co., Ltd. | Toppo Lighting | TP-TRB5KX-60EFW2-UX | Indoor Luminaires | Linear Ambient | Direct Linear Ambient Luminaires | Standard | TRUE | 5163.03 | 92.25 | 55.97 | 19.75 | 0.932 | 3090 | 81.7 | 5 | 36000 | 6/25/2015 | Not Dimmable | Not Dimmable | Not Yet Verified |  | 2.1
PPZTU9EU | Shenzhen Toppo Lighting Co., Ltd. | Toppo Lighting | TP-TRB5KX-60EFN1-UX | Indoor Luminaires | Linear Ambient | Direct Linear Ambient Luminaires | Standard | FALSE | [9 empty] | 6/25/2015 | Not Dimmable | Not Dimmable | Not Yet Verified |  |  | 5277.625 | 97 | 54.41 | 19.32 | 0.991 | 3987 | 82.8
P2X6Y2RY | Shenzhen Toppo Lighting Co., Ltd. | Toppo Lighting | TP-TRB5KX-60EFP1-UX | Indoor Luminaires | Linear Ambient | Direct Linear Ambient Luminaires | Standard | FALSE | [9 empty] | 6/25/2015 | Not Dimmable | Not Dimmable | Not Yet Verified |  |  | 5384.828 | 98.95 | 54.42 | 19.06 | 0.9933 | 5016 | 84.5
PGDUTBQB | Shenzhen Toppo Lighting Co., Ltd. | Toppo Lighting | TP-TRB5KX-40EFW2-UX | Indoor Luminaires | Linear Ambient | Direct Linear Ambient Luminaires | Standard | TRUE | 3658.28 | 93.44 | 39.15 | 13.41 | 0.928 | 3087 | 82.1 | 5 | 36000 | 6/25/2015 | Not Dimmable | Not Dimmable | Not Yet Verified |  | 2.1
PQ95DM6E | Shenzhen Toppo Lighting Co., Ltd. | Toppo Lighting | TP-TRB5KX-40EFN1-UX | Indoor Luminaires | Linear Ambient | Direct Linear Ambient Luminaires | Standard | FALSE | [9 empty] | 6/25/2015 | Not Dimmable | Not Dimmable | Not Yet Verified |  |  | 3794.307 | 96.72 | 39.23 | 13.22 | 0.934 | 4125 | 83.7
P7T5ZCW8 | Shenzhen Toppo Lighting Co., Ltd. | Toppo Lighting | TP-TRB5KX-40EFP1-UX | Indoor Luminaires | Linear Ambient | Direct Linear Ambient Luminaires | Standard | FALSE | [9 empty] | 6/25/2015 | Not Dimmable | Not Dimmable | Not Yet Verified |  |  | 3887.502 | 99.02 | 39.26 | 12.83 | 0.956 | 5082 | 84.6
P2K9JSYP | Shenzhen Vanplex Optoelectronics Co., Ltd | VANPLEX | VPL-TP4FAA(3000K) | Indoor Luminaires | Linear Ambient | Direct Linear Ambient Luminaires | Standard | TRUE | 5810.1 | 96.83 | 60.43 | 9.3 | 0.938 | 3076 | 84.3 | 5 | 50000 | 8/31/2015 | Not Dimmable | Not Dimmable | Not Yet Verified |  | 2.1 | 5810.1 | 96.83 | 60 | 11.1 | 0.992 | 3076 | 84
PBHQJ4XR | Shenzhen Vanplex Optoelectronics Co., Ltd | VANPLEX | VPL-TP4FAA(3500K) | Indoor Luminaires | Linear Ambient | Direct Linear Ambient Luminaires | Standard | FALSE | [9 empty] | 8/31/2015 | Not Dimmable | Not Dimmable | Not Yet Verified |  |  | 6000 | 100 | 60 | 11.1 | 0.992 | 3500 | 84
P9Y8TRNY | Shenzhen Vanplex Optoelectronics Co., Ltd | VANPLEX | VPL-TP4FAA(4000K) | Indoor Luminaires | Linear Ambient | Direct Linear Ambient Luminaires | Standard | FALSE | [9 empty] | 8/31/2015 | Not Dimmable | Not Dimmable | Not Yet Verified |  |  | 6300 | 105 | 60 | 11.1 | 0.992 | 4000 | 84
PCYJ256W | Shenzhen Vanplex Optoelectronics Co., Ltd | VANPLEX | VPL-TP4FAA(4500K) | Indoor Luminaires | Linear Ambient | Direct Linear Ambient Luminaires | Standard | FALSE | [9 empty] | 8/31/2015 | Not Dimmable | Not Dimmable | Not Yet Verified |  |  | 6300 | 105 | 60 | 11.1 | 0.992 | 4500 | 84
PTRZBKVF | Shenzhen Vanplex Optoelectronics Co., Ltd | VANPLEX | VPL-TP4FAA(5000K) | Indoor Luminaires | Linear Ambient | Direct Linear Ambient Luminaires | Standard | FALSE | [9 empty] | 8/31/2015 | Not Dimmable | Not Dimmable | Not Yet Verified |  |  | 6300 | 105 | 60 | 11.1 | 0.992 | 5000 | 84
P1KPKMYM | Shenzhen Vanplex Optoelectronics Co., Ltd | VANPLEX | VPL-TP4FAA-D(3000K) | Indoor Luminaires | Linear Ambient | Direct Linear Ambient Luminaires | Standard | FALSE | [9 empty] | 8/31/2015 | Dimmable | Continuous (Can dim down to ≤ 10% (W)) | Not Yet Verified |  |  | 6000 | 100 | 60 | 11.1 | 0.992 | 3000 | 84
PVZESEQ9 | Shenzhen Vanplex Optoelectronics Co., Ltd | VANPLEX | VPL-TP4FAA-D(3500K) | Indoor Luminaires | Linear Ambient | Direct Linear Ambient Luminaires | Standard | FALSE | [9 empty] | 8/31/2015 | Dimmable | Continuous (Can dim down to ≤ 10% (W)) | Not Yet Verified |  |  | 6000 | 100 | 60 | 11.1 | 0.992 | 3500 | 84
PAQRVQJZ | Shenzhen Vanplex Optoelectronics Co., Ltd | VANPLEX | VPL-TP4FAA-D(4000K) | Indoor Luminaires | Linear Ambient | Direct Linear Ambient Luminaires | Standard | FALSE | [9 empty] | 8/31/2015 | Dimmable | Continuous (Can dim down to ≤ 10% (W)) | Not Yet Verified |  |  | 6300 | 100 | 60 | 11.1 | 0.992 | 4000 | 84
PW1SX33T | Shenzhen Vanplex Optoelectronics Co., Ltd | VANPLEX | VPL-TP4FAA-D(4500K) | Indoor Luminaires | Linear Ambient | Direct Linear Ambient Luminaires | Standard | FALSE | [9 empty] | 8/31/2015 | Dimmable | Continuous (Can dim down to ≤ 10% (W)) | Not Yet Verified |  |  | 6300 | 100 | 60 | 11.1 | 0.992 | 4500 | 84
P3ZHTBJJ | Shenzhen Vanplex Optoelectronics Co., Ltd | VANPLEX | VPL-TP4FAA-D(5000K) | Indoor Luminaires | Linear Ambient | Direct Linear Ambient Luminaires | Standard | FALSE | [9 empty] | 8/31/2015 | Dimmable | Continuous (Can dim down to ≤ 10% (W)) | Not Yet Verified |  |  | 6300 | 100 | 60 | 11.1 | 0.992 | 5000 | 84
PFQBETV5 | Shenzhen Wanjia Lighting Co., Ltd | WONKA | 45OLLA1-27[m] | Indoor Luminaires | Linear Ambient | Direct Linear Ambient Luminaires | Standard | TRUE | 3837.6 | 90.42 | 42.44 | 14.95 | 0.8843 | 2733 | 83.6 | 5 |  | 5/26/2015 | Not Dimmable | Not Dimmable | Not Yet Verified |  | 2.1 | 3800 | 84 | 45 | 15 | 0.9 | 2700 | 80
PKUT5KRN | Shenzhen Wanjia Lighting Co., Ltd | WONKA | 45OLLA1-30[m] | Indoor Luminaires | Linear Ambient | Direct Linear Ambient Luminaires | Standard | FALSE | [9 empty] | 5/26/2015 | Not Dimmable | Not Dimmable | Not Yet Verified |  |  | 3800 | 84 | 45 | 15 | 0.9 | 3000 | 80
PFV82VSM | Shenzhen Wanjia Lighting Co., Ltd | WONKA | 45OLLA1-35[m] | Indoor Luminaires | Linear Ambient | Direct Linear Ambient Luminaires | Standard | FALSE | [9 empty] | 5/26/2015 | Not Dimmable | Not Dimmable | Not Yet Verified |  |  | 3800 | 84 | 45 | 15 | 0.9 | 3500 | 80
PB1K8TQS | Shenzhen Wanjia Lighting Co., Ltd | WONKA | 45OLLA1-40[m] | Indoor Luminaires | Linear Ambient | Direct Linear Ambient Luminaires | Standard | FALSE | [9 empty] | 5/26/2015 | Not Dimmable | Not Dimmable | Not Yet Verified |  |  | 4200 | 90 | 45 | 15 | 0.9 | 4000 | 80
P72DKEQB | Shenzhen Wanjia Lighting Co., Ltd | WONKA | 45OLLA1-50[m] | Indoor Luminaires | Linear Ambient | Direct Linear Ambient Luminaires | Standard | FALSE | [9 empty] | 5/26/2015 | Not Dimmable | Not Dimmable | Not Yet Verified |  |  | 4200 | 90 | 45 | 15 | 0.9 | 5000 | 80
PE7UQNWK | Shenzhen Wisdom Light Co., Ltd | Wisdom Light | WL-VL4240UV40K | Indoor Luminaires | Linear Ambient | Direct Linear Ambient Luminaires | Standard | TRUE | 4873.27 | 130.58 | 37.32 | 13.6 | 0.905 | 4016 | 84.2 | 5 | 50000 | 10/17/2016 | Dimmable | Continuous (Can dim down to ≤ 10% (W)) | Yes |  | 4 | 5000 | 130 | 40 | 13 | 0.9 | 4000 | 84
P3Y6146K | Shenzhen Wisdom Light Co., Ltd | Wisdom Light | WL-VL4240UV45K | Indoor Luminaires | Linear Ambient | Direct Linear Ambient Luminaires | Standard | FALSE | [9 empty] | 10/17/2016 | Dimmable | Continuous (Can dim down to ≤ 10% (W)) | Yes |  |  | 5000 | 130 | 40 | 13 | 0.9 | 4500 | 84
PSKZNYX8 | Shenzhen Wisdom Light Co., Ltd | Wisdom Light | WL-VL4240UV50K | Indoor Luminaires | Linear Ambient | Direct Linear Ambient Luminaires | Standard | FALSE | [9 empty] | 10/17/2016 | Dimmable | Continuous (Can dim down to ≤ 10% (W)) | Yes |  |  | 5000 | 130 | 40 | 13 | 0.9 | 5000 | 84
PXCFNQGF | Shenzhen Wisdom Light Co., Ltd | Shenzhen Wisdom Light Co., LTD | WL-RTBP18UV35K | Indoor Luminaires | Linear Ambient | Direct Linear Ambient Luminaires | Standard | TRUE | 1531 | 90.97 | 16.83 | 14.72 | 0.918 | 3465 | 83.7 | 5 |  | 4/9/2015 | Dimmable | Continuous (Can dim down to ≤ 10% (W)) | Not Yet Verified |  | 2.1 | 1531 | 90 | 18 |  |  | 3500 | 83
PE1P91NK | Shenzhen Wisdom Light Co., Ltd | Shenzhen Wisdom Light Co., LTD | WL-RTBP18UV40K | Indoor Luminaires | Linear Ambient | Direct Linear Ambient Luminaires | Standard | FALSE | [9 empty] | 4/9/2015 | Dimmable | Continuous (Can dim down to ≤ 10% (W)) | Not Yet Verified |  |  | 1531 | 90 | 18 |  |  | 4000 | 83
PQVS6HNF | Shenzhen Wisdom Light Co., Ltd | Shenzhen Wisdom Light Co., LTD | WL-RTBP18UV50K | Indoor Luminaires | Linear Ambient | Direct Linear Ambient Luminaires | Standard | FALSE | [9 empty] | 4/9/2015 | Dimmable | Continuous (Can dim down to ≤ 10% (W)) | Not Yet Verified |  |  | 1624 | 95 | 18 |  |  | 5000 | 82
P3JE19SX | Shenzhen Wisdom Light Co., Ltd | Shenzhen Wisdom Light Co., LTD | WL-RTBP35UV35K | Indoor Luminaires | Linear Ambient | Direct Linear Ambient Luminaires | Standard | TRUE | 2754.9 | 94.54 | 29.14 | 14.83 | 0.92 | 3457 | 83.5 | 5 |  | 4/9/2015 | Dimmable | Continuous (Can dim down to ≤ 10% (W)) | Not Yet Verified |  | 2.1 | 2700 | 90 | 30 |  |  | 3500 | 83
PXHYKRC6 | Shenzhen Wisdom Light Co., Ltd | Shenzhen Wisdom Light Co., LTD | WL-RTBP35UV40K | Indoor Luminaires | Linear Ambient | Direct Linear Ambient Luminaires | Standard | FALSE | [9 empty] | 4/9/2015 | Dimmable | Continuous (Can dim down to ≤ 10% (W)) | Not Yet Verified |  |  | 2700 | 90 | 30 |  |  | 4000 | 83
PR47RGAY | Shenzhen Wisdom Light Co., Ltd | Shenzhen Wisdom Light Co., LTD | WL-RTBP35UV50K | Indoor Luminaires | Linear Ambient | Direct Linear Ambient Luminaires | Standard | FALSE | [9 empty] | 4/9/2015 | Dimmable | Continuous (Can dim down to ≤ 10% (W)) | Not Yet Verified |  |  | 3000 | 100 | 30 |  |  | 5000 | 84
P26M5VZD | SHENZHEN ZENITH TECHNOLOGY CO.,LTD | Zenith | ZS-T8Y0610T(3000K) | Indoor Luminaires | Linear Ambient | Direct Linear Ambient Luminaires | Standard | TRUE | 1344.4 | 130.4 | 10.41 | 15.73 | 0.90228 | 3010 | 82.7 | 5 | 50000 | 5/4/2016 | Not Dimmable | Not Dimmable | No |  | 3.1 | 1334.5 | 131.48 | 10.15 | 15.73 | 0.9028 | 3000 | 82.7
PZJG58SA | SHENZHEN ZENITH TECHNOLOGY CO.,LTD | Zenith | ZS-T8Y0610T(3500K) | Indoor Luminaires | Linear Ambient | Direct Linear Ambient Luminaires | Standard | FALSE | [9 empty] | 5/4/2016 | Not Dimmable | Not Dimmable | No |  | 3.1 | 1353.9 | 131.7 | 10.28 | 15.73 | 0.9028 | 3500 | 82.7
P9YSDGA1 | SHENZHEN ZENITH TECHNOLOGY CO.,LTD | Zenith | ZS-T8Y0610T(4000K) | Indoor Luminaires | Linear Ambient | Direct Linear Ambient Luminaires | Standard | FALSE | [9 empty] | 5/4/2016 | Not Dimmable | Not Dimmable | No |  | 3.1 | 1373.3 | 133.58 | 10.28 | 15.73 | 0.9028 | 4000 | 82.7
PWVTWB34 | SHENZHEN ZENITH TECHNOLOGY CO.,LTD | Zenith | ZS-T8Y0610T(4500K) | Indoor Luminaires | Linear Ambient | Direct Linear Ambient Luminaires | Standard | FALSE | [9 empty] | 5/4/2016 | Not Dimmable | Not Dimmable | No |  | 3.1 | 1392.6 | 135.47 | 10.28 | 15.73 | 0.9028 | 4500 | 82.7
PCS9EEG4 | SHENZHEN ZENITH TECHNOLOGY CO.,LTD | Zenith | ZS-T8Y0610T(5000K) | Indoor Luminaires | Linear Ambient | Direct Linear Ambient Luminaires | Standard | FALSE | [9 empty] | 5/4/2016 | Not Dimmable | Not Dimmable | No |  | 3.1 | 1412 | 135.64 | 10.41 | 15.5 | 0.9037 | 5000 | 82.8
P9J1N1WE | SHENZHEN ZENITH TECHNOLOGY CO.,LTD | Zenith | ZS-T8Y1222T(3000K) | Indoor Luminaires | Linear Ambient | Direct Linear Ambient Luminaires | Standard | TRUE | 2940.1 | 132.32 | 22.22 | 14.58 | 0.9009 | 3008 | 82.6 | 5 | 50000 | 5/4/2016 | Not Dimmable | Not Dimmable | No |  | 3.1 | 2940.1 | 132.32 | 22.22 | 14.58 | 0.9009 | 3000 | 82.6
PNK2F7G3 | SHENZHEN ZENITH TECHNOLOGY CO.,LTD | Zenith | ZS-T8Y1222T(3500K) | Indoor Luminaires | Linear Ambient | Direct Linear Ambient Luminaires | Standard | FALSE | 2940.1 | 132.32 | 22.22 | 14.58 | 0.9009 | 3008 | 82.6 | 5 | 50000 | 5/4/2016 | Not Dimmable | Not Dimmable | No |  | 3.1 | 2963 | 132.74 | 22.33 | 14.58 | 0.9009 | 3500 | 82.6
PMXWXYNE | SHENZHEN ZENITH TECHNOLOGY CO.,LTD | Zenith | ZS-T8Y1222T(4000K) | Indoor Luminaires | Linear Ambient | Direct Linear Ambient Luminaires | Standard | FALSE | [9 empty] | 5/4/2016 | Not Dimmable | Not Dimmable | No |  |  | 2987 | 133.78 | 22.33 | 14.58 | 0.9009 | 4000 | 82.6
PM4JU7JW | SHENZHEN ZENITH TECHNOLOGY CO.,LTD | Zenith | ZS-T8Y1222T(4500K) | Indoor Luminaires | Linear Ambient | Direct Linear Ambient Luminaires | Standard | FALSE | [9 empty] | 5/4/2016 | Not Dimmable | Not Dimmable | No |  |  | 3010 | 134.82 | 22.33 | 14.58 | 0.9009 | 4500 | 82.6
P2GZ4KG9 | SHENZHEN ZENITH TECHNOLOGY CO.,LTD | Zenith | ZS-T8Y1222T(5000K) | Indoor Luminaires | Linear Ambient | Direct Linear Ambient Luminaires | Standard | FALSE | [9 empty] | 5/4/2016 | Not Dimmable | Not Dimmable | No |  |  | 3033 | 135.22 | 22.43 | 14.51 | 0.9022 | 5000 | 82.8
PJXWY1V6 | SHENZHEN ZENITH TECHNOLOGY CO.,LTD | ZENITH | ZS-T8W1222T(3000K) | Indoor Luminaires | Linear Ambient | Direct Linear Ambient Luminaires | Premium | TRUE | 2790.56 | 139.32 | 20 | 21.4 | 0.934 | 3002 | 82 | 5 | 50000 | 9/16/2016 | Not Dimmable | Not Dimmable | No |  | 4 | 2860 | 130 | 22 | 15 | 0.9 | 3000 | 80
P1BXVFWF | SHENZHEN ZENITH TECHNOLOGY CO.,LTD | ZENITH | ZS-T8W1222T(3500K) | Indoor Luminaires | Linear Ambient | Direct Linear Ambient Luminaires | Premium | FALSE | [9 empty] | 9/16/2016 | Not Dimmable | Not Dimmable | No |  |  | 2860 | 130 | 22 | 15 | 0.9 | 3500 | 80
PNTTQWKG | SHENZHEN ZENITH TECHNOLOGY CO.,LTD | ZENITH | ZS-T8W1222T(4000K) | Indoor Luminaires | Linear Ambient | Direct Linear Ambient Luminaires | Premium | FALSE | [9 empty] | 9/16/2016 | Not Dimmable | Not Dimmable | No |  |  | 2860 | 130 | 22 | 15 | 0.9 | 4000 | 80
PME91QE7 | SHENZHEN ZENITH TECHNOLOGY CO.,LTD | ZENITH | ZS-T8W1222T(4500K) | Indoor Luminaires | Linear Ambient | Direct Linear Ambient Luminaires | Premium | FALSE | [9 empty] | 9/16/2016 | Not Dimmable | Not Dimmable | No |  |  | 2860 | 130 | 22 | 15 | 0.9 | 4500 | 80
PRR7575J | SHENZHEN ZENITH TECHNOLOGY CO.,LTD | ZENITH | ZS-T8W1222T(5000K) | Indoor Luminaires | Linear Ambient | Direct Linear Ambient Luminaires | Premium | FALSE | [9 empty] | 9/16/2016 | Not Dimmable | Not Dimmable | No |  |  | 2860 | 130 | 22 | 15 | 0.9 | 5000 | 80
P5AH7MQB | SHENZHEN ZENITH TECHNOLOGY CO.,LTD | ZENITH | ZS-T8W1532T(3000K) | Indoor Luminaires | Linear Ambient | Direct Linear Ambient Luminaires | Premium | TRUE | 4206.19 | 134 | 31.39 | 23.21 | 0.936 | 3034 | 82 | 5 | 50000 | 9/16/2016 | Not Dimmable | Not Dimmable | No |  | 4 | 4160 | 130 | 32 | 15 | 0.9 | 3000 | 80
P3MNN221 | SHENZHEN ZENITH TECHNOLOGY CO.,LTD | ZENITH | ZS-T8W1532T(3500K) | Indoor Luminaires | Linear Ambient | Direct Linear Ambient Luminaires | Premium | FALSE | [9 empty] | 9/16/2016 | Not Dimmable | Not Dimmable | No |  |  | 4160 | 130 | 32 | 15 | 0.9 | 3500 | 80
PVJZ2FM8 | SHENZHEN ZENITH TECHNOLOGY CO.,LTD | ZENITH | ZS-T8W1532T(4000K) | Indoor Luminaires | Linear Ambient | Direct Linear Ambient Luminaires | Premium | FALSE | [9 empty] | 9/16/2016 | Not Dimmable | Not Dimmable | No |  |  | 4160 | 130 | 32 | 15 | 0.9 | 4000 | 80
PSW7KQ9K | SHENZHEN ZENITH TECHNOLOGY CO.,LTD | ZENITH | ZS-T8W1532T(4500K) | Indoor Luminaires | Linear Ambient | Direct Linear Ambient Luminaires | Premium | FALSE | [9 empty] | 9/16/2016 | Not Dimmable | Not Dimmable | No |  |  | 4160 | 130 | 32 | 15 | 0.9 | 4500 | 80
PW1ZJ17T | SHENZHEN ZENITH TECHNOLOGY CO.,LTD | ZENITH | ZS-T8W1532T(5000K) | Indoor Luminaires | Linear Ambient | Direct Linear Ambient Luminaires | Premium | FALSE | [9 empty] | 9/16/2016 | Not Dimmable | Not Dimmable | No |  |  | 4160 | 130 | 32 | 15 | 0.9 | 5000 | 80
PSJTJ6FT | SHENZHEN ZENITH TECHNOLOGY CO.,LTD | ZENITH | ZS-T8W1836T(3000K) | Indoor Luminaires | Linear Ambient | Direct Linear Ambient Luminaires | Premium | TRUE | 4849.28 | 136.14 | 35.62 | 20.36 | 0.933 | 3004 | 82 | 5 | 50000 | 9/16/2016 | Not Dimmable | Not Dimmable | No |  | 4 | 4680 | 130 | 36 | 15 | 0.9 | 3000 | 80
P4WPYPF5 | SHENZHEN ZENITH TECHNOLOGY CO.,LTD | ZENITH | ZS-T8W1836T(3500K) | Indoor Luminaires | Linear Ambient | Direct Linear Ambient Luminaires | Premium | FALSE | [9 empty] | 9/16/2016 | Not Dimmable | Not Dimmable | No |  |  | 4680 | 130 | 36 | 15 | 0.9 | 3500 | 80
PFGD1UKN | SHENZHEN ZENITH TECHNOLOGY CO.,LTD | ZENITH | ZS-T8W1836T(4000K) | Indoor Luminaires | Linear Ambient | Direct Linear Ambient Luminaires | Premium | FALSE | [9 empty] | 9/16/2016 | Not Dimmable | Not Dimmable | No |  |  | 4680 | 130 | 36 | 15 | 0.9 | 4000 | 80
PPMW7R1G | SHENZHEN ZENITH TECHNOLOGY CO.,LTD | ZENITH | ZS-T8W1836T(4500K) | Indoor Luminaires | Linear Ambient | Direct Linear Ambient Luminaires | Premium | FALSE | [9 empty] | 9/16/2016 | Not Dimmable | Not Dimmable | No |  |  | 4680 | 130 | 36 | 15 | 0.9 | 4500 | 80
PVYDB5GD | SHENZHEN ZENITH TECHNOLOGY CO.,LTD | ZENITH | ZS-T8W1836T(5000K) | Indoor Luminaires | Linear Ambient | Direct Linear Ambient Luminaires | Premium | FALSE | [9 empty] | 9/16/2016 | Not Dimmable | Not Dimmable | No |  |  | 4680 | 130 | 36 | 15 | 0.9 | 5000 | 80
PAGSKEQY | SHENZHEN ZENITH TECHNOLOGY CO.,LTD | ZENITH | ZS-T8W2460T(3000K) | Indoor Luminaires | Linear Ambient | Direct Linear Ambient Luminaires | Premium | TRUE | 8293.96 | 131.4 | 63.12 | 24.08 | 0.933 | 3024 | 82 | 5 |  | 9/16/2016 | Not Dimmable | Not Dimmable | No |  | 4 | 7800 | 130 | 60 | 15 | 0.9 | 3000 | 80
PATXB3QQ | SHENZHEN ZENITH TECHNOLOGY CO.,LTD | ZENITH | ZS-T8W2460T(3500K) | Indoor Luminaires | Linear Ambient | Direct Linear Ambient Luminaires | Premium | FALSE | [9 empty] | 9/16/2016 | Not Dimmable | Not Dimmable | No |  |  | 7800 | 130 | 60 | 15 | 0.9 | 3500 | 80
PUVTFWFC | SHENZHEN ZENITH TECHNOLOGY CO.,LTD | ZENITH | ZS-T8W2460T(4000K) | Indoor Luminaires | Linear Ambient | Direct Linear Ambient Luminaires | Premium | FALSE | [9 empty] | 9/16/2016 | Not Dimmable | Not Dimmable | No |  |  | 7800 | 130 | 60 | 15 | 0.9 | 4000 | 80
P87NRRMJ | SHENZHEN ZENITH TECHNOLOGY CO.,LTD | ZENITH | ZS-T8W2460T(4500K) | Indoor Luminaires | Linear Ambient | Direct Linear Ambient Luminaires | Premium | FALSE | [9 empty] | 9/16/2016 | Not Dimmable | Not Dimmable | No |  |  | 7800 | 130 | 60 | 15 | 0.9 | 4500 | 80
P8KXT82F | SHENZHEN ZENITH TECHNOLOGY CO.,LTD | ZENITH | ZS-T8W2460T(5000K) | Indoor Luminaires | Linear Ambient | Direct Linear Ambient Luminaires | Premium | FALSE | [9 empty] | 9/16/2016 | Not Dimmable | Not Dimmable | No |  |  | 7800 | 130 | 60 | 15 | 0.9 | 5000 | 80
P7JXK89Q | SHENZHEN ZENITH TECHNOLOGY CO.,LTD | Zenith | ZS-T8Y1222R(3000K) | Indoor Luminaires | Linear Ambient | Direct Linear Ambient Luminaires | Standard | TRUE | 2460.5 | 108.49 | 22.68 | 16.44 | 0.933 | 2983 | 82.1 | 5 | 50000 | 8/26/2015 | Not Dimmable | Not Dimmable | Not Yet Verified |  | 2.1 | 2460.5 | 108.46 | 22.68 | 16.44 | 0.933 | 3000 | 82.1
PR4NWFUQ | SHENZHEN ZENITH TECHNOLOGY CO.,LTD | Zenith | ZS-T8Y1222R(3500K) | Indoor Luminaires | Linear Ambient | Direct Linear Ambient Luminaires | Standard | FALSE | [9 empty] | 8/26/2015 | Not Dimmable | Not Dimmable | Not Yet Verified |  |  | 2460.5 | 108.46 | 22.68 | 16.44 | 0.933 | 3500 | 82.1
P7BXR42U | SHENZHEN ZENITH TECHNOLOGY CO.,LTD | Zenith | ZS-T8Y1222R(4000K) | Indoor Luminaires | Linear Ambient | Direct Linear Ambient Luminaires | Standard | FALSE | [9 empty] | 8/26/2015 | Not Dimmable | Not Dimmable | Not Yet Verified |  |  | 2460.5 | 108.46 | 22.68 | 16.44 | 0.933 | 4000 | 82.1
PZHVNAG4 | SHENZHEN ZENITH TECHNOLOGY CO.,LTD | Zenith | ZS-T8Y1222R(4500K) | Indoor Luminaires | Linear Ambient | Direct Linear Ambient Luminaires | Standard | FALSE | [9 empty] | 8/26/2015 | Not Dimmable | Not Dimmable | Not Yet Verified |  |  | 2460.5 | 108.46 | 22.68 | 16.44 | 0.933 | 4500 | 82.1
P9K57FDA | SHENZHEN ZENITH TECHNOLOGY CO.,LTD | Zenith | ZS-T8Y1222R(5000K) | Indoor Luminaires | Linear Ambient | Direct Linear Ambient Luminaires | Standard | FALSE | [9 empty] | 8/26/2015 | Not Dimmable | Not Dimmable | Not Yet Verified |  |  | 2583.1 | 111.24 | 23.22 | 16.79 | 0.9401 | 5000 | 82.7
P7CT8X4R | Shinelong Led Lighting Co Ltd | Shinelong | SL-P68F4-40-W 4000K | Indoor Luminaires | Linear Ambient | Direct Linear Ambient Luminaires | Standard | TRUE | 3816.04 | 96.29 | 39.63 | 12.9 | 0.944 | 4193 | 85 | 5 |  | 12/2/2015 | Not Dimmable | Not Dimmable | No |  | 3 | 3400 | 85 | 40 | 15 | 0.9 | 4000 | 80
PUDF6NAG | Shinelong Led Lighting Co Ltd | Shinelong | SL-P68F4-40-P 5000K | Indoor Luminaires | Linear Ambient | Direct Linear Ambient Luminaires | Standard | FALSE | [9 empty] | 12/2/2015 | Not Dimmable | Not Dimmable | No |  |  | 3400 | 85 | 40 | 15 | 0.9 | 5000 | 80
PBVZQUCH | Shinelong Led Lighting Co Ltd | Shinelong | SL-P68F4-50-W 4000K | Indoor Luminaires | Linear Ambient | Direct Linear Ambient Luminaires | Standard | TRUE | 4507.59 | 95.2 | 47.35 | 13.1 | 0.885 | 4179 | 85 | 5 |  | 12/2/2015 | Not Dimmable | Not Dimmable | No |  | 3 | 4300 | 86 | 50 | 15 | 0.9 | 4000 | 80
PM2TVDSA | Shinelong Led Lighting Co Ltd | Shinelong | SL-P68F4-50-P 5000K | Indoor Luminaires | Linear Ambient | Direct Linear Ambient Luminaires | Standard | FALSE | [9 empty] | 12/2/2015 | Not Dimmable | Not Dimmable | No |  |  | 4300 | 86 | 50 | 15 | 0.9 | 5000 | 80
PFMNEH5Z | Shinelong Led Lighting Co Ltd | Shinelong | SL-P68F5-60-W 4000K | Indoor Luminaires | Linear Ambient | Direct Linear Ambient Luminaires | Standard | TRUE | 5380.82 | 97.34 | 55.28 | 12.7 | 0.893 | 4255 | 85 | 5 |  | 12/2/2015 | Not Dimmable | Not Dimmable | No |  | 3 | 5100 | 85 | 60 | 15 | 0.9 | 4000 | 80
P13NFJG4 | Shinelong Led Lighting Co Ltd | Shinelong | SL-P68F5-60-P 5000K | Indoor Luminaires | Linear Ambient | Direct Linear Ambient Luminaires | Standard | FALSE | [9 empty] | 12/2/2015 | Not Dimmable | Not Dimmable | No |  |  | 5100 | 85 | 60 | 15 | 0.9 | 5000 | 80
P00001EK4 | Shinelong Led Lighting Co Ltd | ShineLong | SL-A65F4-50-P | Indoor Luminaires | Linear Ambient | Direct Linear Ambient Luminaires | Standard | TRUE | 5175.87 | 99.77 | 52.06 | 21.62 | 0.902 | 4245 | 85.7 | 5 | 50000 | 8/26/2014 | Not Yet Verified | Not Yet Verified | Not Yet Verified |  | 2.1 | 5100 | 100 | 50 | 20 | 0.9 | 4000 | 80
P00001EK5 | Shinelong Led Lighting Co Ltd | ShineLong | SL-A65F4-50-C (5000K) (FROSTED LENS) | Indoor Luminaires | Linear Ambient | Direct Linear Ambient Luminaires | Standard | FALSE | [9 empty] | 8/26/2014 | Not Yet Verified | Not Yet Verified | Not Yet Verified |  |  | 5100 | 100 | 50 | 20 | 0.9 | 5000 | 80
P00001EJU | Shinelong Led Lighting Co Ltd | ShineLong | SL-A65F2-30-P(4000K) | Indoor Luminaires | Linear Ambient | Direct Linear Ambient Luminaires | Standard | TRUE | 2940.35 | 100.77 | 29.18 | 17.38 | 0.898 | 4204 | 85.5 | 5 | 50000 | 8/4/2014 | Not Yet Verified | Not Yet Verified | Not Yet Verified |  | 2.1 | 2900 | 100 | 30 | 20 | 0.9 | 4000 | 80
P00001EJV | Shinelong Led Lighting Co Ltd | ShineLong | SL-A65F2-30-C(5000K) | Indoor Luminaires | Linear Ambient | Direct Linear Ambient Luminaires | Standard | FALSE | [9 empty] | 8/4/2014 | Not Yet Verified | Not Yet Verified | Not Yet Verified |  |  | 2900 | 100 | 30 | 20 | 0.9 | 5000 | 80
P00001EJW | Shinelong Led Lighting Co Ltd | ShineLong | SL-A65F4-40-C(4000K) | Indoor Luminaires | Linear Ambient | Direct Linear Ambient Luminaires | Standard | TRUE | 4131.7 | 104.36 | 39.59 | 19.51 | 0.926 | 4193 | 85.3 | 5 | 50000 | 8/4/2014 | Not Yet Verified | Not Yet Verified | Not Yet Verified |  | 2.1 | 4100 | 100 | 40 | 20 | 0.9 | 4000 | 80
P00001EJX | Shinelong Led Lighting Co Ltd | ShineLong | SL-A65F4-40-P(5000K) | Indoor Luminaires | Linear Ambient | Direct Linear Ambient Luminaires | Standard | FALSE | [9 empty] | 8/4/2014 | Not Yet Verified | Not Yet Verified | Not Yet Verified |  |  | 4100 | 100 | 40 | 20 | 0.9 | 5000 | 80
P6E5YPU7 | Sigma Luminous | Sigma Luminous | VPR-44W-50K-115-PO | Indoor Luminaires | Linear Ambient | Direct Linear Ambient Luminaires | Standard | TRUE | 4013.53 | 92.82 | 43.26 | 13.23 | 0.9507 | 5151 | 83.5 | 5 | 50000 | 7/19/2016 | Dimmable | Continuous (Can dim down to ≤ 10% (W)) | No |  | 3.1 | 4038 | 93.39 | 43.237 | 20 | 0.9 | 5000 | 83.5
P0000196Y | Signcomplex Limited | Signcomplex | FTN-TP-030-AW-WW-Y | Indoor Luminaires | Linear Ambient | Direct Linear Ambient Luminaires | Standard | TRUE | 2547.05 | 85.79 | 29.71 | 24.5 | 0.91 | 2984 | 83.8 | 5 | 50000 | 8/11/2014 | Not Yet Verified | Not Yet Verified | Not Yet Verified |  | 2.1 | 2500 |  | 30 |  | 0.9 | 3000 | 80
P0000196Z | Signcomplex Limited | Signcomplex | FTN-TP-030-AW-NW-Y | Indoor Luminaires | Linear Ambient | Direct Linear Ambient Luminaires | Standard | FALSE | [9 empty] | 8/11/2014 | Not Yet Verified | Not Yet Verified | Not Yet Verified |  |  | 2500 | 110.5 | 30 |  | 0.9 | 4000 | 80
P4FBT3MR | Signcomplex Limited | Signcomplex | FTN-TP-030-AW-W-Y | Indoor Luminaires | Linear Ambient | Direct Linear Ambient Luminaires | Standard | FALSE | [9 empty] | 4/7/2015 | Not Yet Verified | Not Yet Verified | Not Yet Verified |  |  | 2500 | 110.1 | 30 |  | 0.9 | 5000 | 80
P00001970 | Signcomplex Limited | Signcomplex | FTN-TP-070-AW-WW-Y | Indoor Luminaires | Linear Ambient | Direct Linear Ambient Luminaires | Standard | TRUE | 5633.67 | 82.47 | 68.93 | 14.2 | 0.911 | 3114 | 83.1 | 5 | 50000 | 8/11/2014 | Not Yet Verified | Not Yet Verified | Not Yet Verified |  | 2.1 | 5600 |  | 70 |  | 0.9 | 3000 | 80
P00001971 | Signcomplex Limited | Signcomplex | FTN-TP-070-AW-NW-Y | Indoor Luminaires | Linear Ambient | Direct Linear Ambient Luminaires | Standard | FALSE | [9 empty] | 8/11/2014 | Not Yet Verified | Not Yet Verified | Not Yet Verified |  |  | 7860 | 112.5 | 70 | 2.3 | 0.9 | 4000 | 80
PMR7HU81 | Signcomplex Limited | Signcomplex | FTN-TP-070-AW-W-Y | Indoor Luminaires | Linear Ambient | Direct Linear Ambient Luminaires | Standard | FALSE | [9 empty] | 4/7/2015 | Not Yet Verified | Not Yet Verified | Not Yet Verified |  |  | 7853 | 112.3 | 70 | 2.3 | 0.9 | 5000 | 80
P00001972 | Signcomplex Limited | Signcomplex | FTN-TP-080-AW-WW-Y | Indoor Luminaires | Linear Ambient | Direct Linear Ambient Luminaires | Standard | TRUE | 6668.77 | 86.87 | 76.89 | 11.9 | 0.927 | 3039 | 83.8 | 5 | 50000 | 8/11/2014 | Not Yet Verified | Not Yet Verified | Not Yet Verified |  | 2.1 | 6600 |  | 80 |  | 0.9 | 3000 | 80
P00001973 | Signcomplex Limited | Signcomplex | FTN-TP-080-AW-NW-Y | Indoor Luminaires | Linear Ambient | Direct Linear Ambient Luminaires | Standard | FALSE | [9 empty] | 8/11/2014 | Not Yet Verified | Not Yet Verified | Not Yet Verified |  |  | 9340 | 115.7 | 80 | 3.9 | 0.9 | 4000 | 80
P5XTV9PB | Signcomplex Limited | Signcomplex | FTN-TP-080-AW-W-Y | Indoor Luminaires | Linear Ambient | Direct Linear Ambient Luminaires | Standard | FALSE | [9 empty] | 4/7/2015 | Not Yet Verified | Not Yet Verified | Not Yet Verified |  |  | 932 | 115.3 | 80 | 3.9 | 0.9 | 5000 | 80
PG8AFC4K | Signcomplex Limited | Signcomplex | FTN-TP-020-AW-WW-B | Indoor Luminaires | Linear Ambient | Direct Linear Ambient Luminaires | Standard | TRUE | 1864.32 | 95.9 | 19.44 | 8.2 | 0.943 | 2940 | 84.1 | 5 | 50000 | 4/24/2015 | Not Dimmable | Not Dimmable | Not Yet Verified |  | 2.1 | 1864.32 | 95.9 | 19.44 | 10.5 | 0.992 | 2940 | 84
PR2XU7T8 | Signcomplex Limited | Signcomplex | FTN-TP-020-AW-NW-B | Indoor Luminaires | Linear Ambient | Direct Linear Ambient Luminaires | Standard | FALSE | [9 empty] | 4/24/2015 | Not Dimmable | Not Dimmable | Not Yet Verified |  |  | 1900 | 95 | 20 | 10.5 | 0.992 | 4000 | 84
PCJNFHTP | Signcomplex Limited | Signcomplex | FTN-TP-020-AW-W-B | Indoor Luminaires | Linear Ambient | Direct Linear Ambient Luminaires | Standard | FALSE | [9 empty] | 4/24/2015 | Not Dimmable | Not Dimmable | Not Yet Verified |  |  | 1900 | 95 | 20 | 10.5 | 0.992 | 5000 | 84
PM337SE3 | Signcomplex Limited | Signcomplex | FTN-TP-040-AW-WW-B | Indoor Luminaires | Linear Ambient | Direct Linear Ambient Luminaires | Standard | TRUE | 3850.56 | 95.76 | 40.21 | 11.1 | 0.908 | 2952 | 84.4 | 5 | 50000 | 4/24/2015 | Not Dimmable | Not Dimmable | Not Yet Verified |  | 2.1 | 3850.56 | 95.76 | 40.21 | 10.5 | 0.986 | 2952 | 84
PS2TKM3Q | Signcomplex Limited | Signcomplex | FTN-TP-040-AW-NW-B | Indoor Luminaires | Linear Ambient | Direct Linear Ambient Luminaires | Standard | FALSE | [9 empty] | 4/24/2015 | Not Dimmable | Not Dimmable | Not Yet Verified |  |  | 3800 | 95 | 40 | 10.5 | 0.986 | 4000 | 84
P34RFUQS | Signcomplex Limited | Signcomplex | FTN-TP-040-AW-W-B | Indoor Luminaires | Linear Ambient | Direct Linear Ambient Luminaires | Standard | FALSE | [9 empty] | 4/24/2015 | Not Dimmable | Not Dimmable | Not Yet Verified |  |  | 3800 | 95 | 40 | 10.5 | 0.986 | 5000 | 84
PPN2GSFE | Signcomplex Limited | Signcomplex | FTN-TP-050-AW-WW-B | Indoor Luminaires | Linear Ambient | Direct Linear Ambient Luminaires | Standard | TRUE | 4353.62 | 94.81 | 45.92 | 7.9 | 0.94 | 2955 | 84.5 | 5 | 50000 | 4/24/2015 | Not Dimmable | Not Dimmable | Not Yet Verified |  | 2.1 | 4353.62 | 94.81 | 45.92 | 12.7 | 0.989 | 2955 | 85
PSVUK1T5 | Signcomplex Limited | Signcomplex | FTN-TP-050-AW-NW-B | Indoor Luminaires | Linear Ambient | Direct Linear Ambient Luminaires | Standard | FALSE | [9 empty] | 4/24/2015 | Not Dimmable | Not Dimmable | Not Yet Verified |  |  | 4750 | 95 | 50 | 12.7 | 0.989 | 4000 | 85
PEHHVZS9 | Signcomplex Limited | Signcomplex | FTN-TP-050-AW-W-B | Indoor Luminaires | Linear Ambient | Direct Linear Ambient Luminaires | Standard | FALSE | [9 empty] | 4/24/2015 | Not Dimmable | Not Dimmable | Not Yet Verified |  |  | 4750 | 95 | 50 | 12.7 | 0.989 | 5000 | 85
PBH93MFU | Signcomplex Limited | Signcomplex | FTN-TP-010-AW-WW-02 | Indoor Luminaires | Linear Ambient | Direct Linear Ambient Luminaires | Standard | TRUE | 998.06 | 96.81 | 10.31 | 13.4 | 0.896 | 2965 | 82.1 | 5 | 50000 | 4/16/2015 | Not Dimmable | Not Dimmable | Not Yet Verified |  | 2.1 | 998.06 | 96.81 | 10.31 | 10.1 | 0.992 | 2965 | 82
PYTB5GRM | Signcomplex Limited | Signcomplex | FTN-TP-010-AW-NW-02 | Indoor Luminaires | Linear Ambient | Direct Linear Ambient Luminaires | Standard | FALSE | [9 empty] | 4/16/2015 | Not Dimmable | Not Dimmable | Not Yet Verified |  |  | 1000 | 100 | 10 | 10.1 | 0.992 | 4000 | 82
P31EJ8RN | Signcomplex Limited | Signcomplex | FTN-TP-010-AW-NW-02 | Indoor Luminaires | Linear Ambient | Direct Linear Ambient Luminaires | Standard | FALSE | [9 empty] | 4/16/2015 | Not Dimmable | Not Dimmable | Not Yet Verified |  |  | 1000 | 100 | 10 | 10.1 | 0.992 | 4500 | 82
PTNRRVYV | Signcomplex Limited | Signcomplex | FTN-TP-010-AW-W-02 | Indoor Luminaires | Linear Ambient | Direct Linear Ambient Luminaires | Standard | FALSE | [9 empty] | 4/16/2015 | Not Dimmable | Not Dimmable | Not Yet Verified |  |  | 1000 | 100 | 10 | 10.1 | 0.992 | 5000 | 82
PZG49THK | Signcomplex Limited | Signcomplex | FTN-TP-020-AW-WW-02 | Indoor Luminaires | Linear Ambient | Direct Linear Ambient Luminaires | Standard | TRUE | 1934.98 | 93.79 | 20.63 | 11.1 | 0.93 | 2964 | 82.1 | 5 | 50000 | 4/16/2015 | Not Dimmable | Not Dimmable | Not Yet Verified |  | 2.1 | 1934.98 | 93.79 | 20.63 | 7.8 | 0.994 | 2964 | 82
PK7VCUEK | Signcomplex Limited | Signcomplex | FTN-TP-020-AW-NW-02 | Indoor Luminaires | Linear Ambient | Direct Linear Ambient Luminaires | Standard | FALSE | [9 empty] | 4/16/2015 | Not Dimmable | Not Dimmable | Not Yet Verified |  |  | 2000 | 100 | 20 | 7.8 | 0.994 | 4000 | 82
PGMJAA51 | Signcomplex Limited | Signcomplex | FTN-TP-020-AW-NW-02 | Indoor Luminaires | Linear Ambient | Direct Linear Ambient Luminaires | Standard | FALSE | [9 empty] | 4/16/2015 | Not Dimmable | Not Dimmable | Not Yet Verified |  |  | 2000 | 100 | 20 | 7.8 | 0.994 | 4500 | 82
P2WUT56T | Signcomplex Limited | Signcomplex | FTN-TP-020-AW-W-02 | Indoor Luminaires | Linear Ambient | Direct Linear Ambient Luminaires | Standard | FALSE | [9 empty] | 4/16/2015 | Not Dimmable | Not Dimmable | Not Yet Verified |  |  | 2000 | 100 | 20 | 7.8 | 0.994 | 5000 | 82
P3K75CB4 | Signcomplex Limited | Signcomplex | FTN-TP-025-AW-WW-02 | Indoor Luminaires | Linear Ambient | Direct Linear Ambient Luminaires | Standard | TRUE | 2404.59 | 96.53 | 24.91 | 8.3 | 0.95 | 2967 | 92.1 | 5 | 50000 | 4/20/2015 | Not Dimmable | Not Dimmable | Not Yet Verified |  | 2.1 | 2404.59 | 96.53 | 24.91 | 7.9 | 0.995 | 3000 | 82
PN1QQAJ2 | Signcomplex Limited | Signcomplex | FTN-TP-025-AW-NW-02 (4000K) | Indoor Luminaires | Linear Ambient | Direct Linear Ambient Luminaires | Standard | FALSE | [9 empty] | 4/20/2015 | Not Dimmable | Not Dimmable | Not Yet Verified |  |  | 2500 | 100 | 25 | 7.9 | 0.995 | 4000 | 82
PXHVBTJC | Signcomplex Limited | Signcomplex | FTN-TP-025-AW-NW-02 (4500K) | Indoor Luminaires | Linear Ambient | Direct Linear Ambient Luminaires | Standard | FALSE | [9 empty] | 4/20/2015 | Not Dimmable | Not Dimmable | Not Yet Verified |  |  | 2500 | 100 | 25 | 7.9 | 0.995 | 4500 | 82
PG7YPW4J | Signcomplex Limited | Signcomplex | FTN-TP-025-AW-W-02 | Indoor Luminaires | Linear Ambient | Direct Linear Ambient Luminaires | Standard | FALSE | [9 empty] | 4/20/2015 | Not Dimmable | Not Dimmable | Not Yet Verified |  |  | 2500 | 100 | 25 | 7.9 | 0.995 | 5000 | 82
PXDYMZWH | Signcomplex Limited | Signcomplex | SC-SL10075-050-AW-A-01WW | Indoor Luminaires | Linear Ambient | Direct Linear Ambient Luminaires | Standard | TRUE | 5372.6 | 103.12 | 52.1 | 17.6 | 0.935 | 2941 | 83.1 | 5 | 50000 | 10/3/2016 | Dimmable | Continuous (Can dim down to ≤ 10% (W)) | No |  | 4 | 5372.6 | 103.1 | 52.1 | 11.7 | 0.94 | 2941 | 83.1
PQTMJZNR | Signcomplex Limited | Signcomplex | SC-SL10075-050-AW-A-01NW | Indoor Luminaires | Linear Ambient | Direct Linear Ambient Luminaires | Standard | FALSE | [9 empty] | 10/3/2016 | Dimmable | Continuous (Can dim down to ≤ 10% (W)) | No |  |  | 5386.6 | 106 | 50.8 | 12.1 | 0.94 | 4089 | 84.1
PC3WUQMJ | Signcomplex Limited | Signcomplex | SC-SL10075-050-AW-A-01W | Indoor Luminaires | Linear Ambient | Direct Linear Ambient Luminaires | Standard | FALSE | [9 empty] | 10/3/2016 | Dimmable | Continuous (Can dim down to ≤ 10% (W)) | No |  |  | 5545 | 108.3 | 51.2 | 12.5 | 0.94 | 4877 | 85.7
PQ5BG6ES | Signcomplex Limited | Signcomplex | SC-SL8050-045-AW-A-01WW | Indoor Luminaires | Linear Ambient | Direct Linear Ambient Luminaires | Standard | TRUE | 4358.58 | 105.79 | 41.2 | 17.4 | 0.932 | 2971 | 83.1 | 5 | 50000 | 10/3/2016 | Dimmable | Continuous (Can dim down to ≤ 10% (W)) | No |  | 4 | 4358.5 | 105.7 | 41.2 | 17.4 | 0.93 | 2971 | 83.1
PTQUGRJ7 | Signcomplex Limited | Signcomplex | SC-SL8050-045-AW-A-01NW | Indoor Luminaires | Linear Ambient | Direct Linear Ambient Luminaires | Standard | FALSE | [9 empty] | 10/3/2016 | Dimmable | Continuous (Can dim down to ≤ 10% (W)) | No |  |  | 4575.2 | 107.9 | 42.4 | 17.9 | 0.93 | 4038 | 84.3
PUJ2QH34 | Signcomplex Limited | Signcomplex | SC-SL8050-045-AW-A-01W | Indoor Luminaires | Linear Ambient | Direct Linear Ambient Luminaires | Standard | FALSE | [9 empty] | 10/3/2016 | Dimmable | Continuous (Can dim down to ≤ 10% (W)) | No |  |  | 4684.9 | 110.2 | 42.5 | 18.5 | 0.93 | 4929 | 85.3
PHN4PGHW | Signcomplex Limited | Signcomplex | SC-SL10075-040-AW-A-01WW | Indoor Luminaires | Linear Ambient | Direct Linear Ambient Luminaires | Standard | TRUE | 3907.52 | 105.32 | 37.1 | 16.8 | 0.922 | 2954 | 83.3 | 5 | 50000 | 10/3/2016 | Dimmable | Continuous (Can dim down to ≤ 10% (W)) | No |  | 4 | 3907.5 | 105.3 | 37.1 | 16.8 | 0.92 | 2954 | 83.3
PD4R16C3 | Signcomplex Limited | Signcomplex | SC-SL10075-040-AW-A-01NW | Indoor Luminaires | Linear Ambient | Direct Linear Ambient Luminaires | Standard | FALSE | [9 empty] | 10/3/2016 | Dimmable | Continuous (Can dim down to ≤ 10% (W)) | No |  |  | 4055.9 | 107.8 | 37.6 | 17.4 | 0.93 | 4088 | 84.3
PBHDUUU4 | Signcomplex Limited | Signcomplex | SC-SL10075-040-AW-A-01W | Indoor Luminaires | Linear Ambient | Direct Linear Ambient Luminaires | Standard | FALSE | [9 empty] | 10/3/2016 | Dimmable | Continuous (Can dim down to ≤ 10% (W)) | No |  |  | 4113.6 | 110.2 | 37.3 | 18.2 | 0.93 | 4874 | 85.3
PEGURVK9 | Signcomplex Limited | Signcomplex | SC-SL8050-018-AW-A-01WW | Indoor Luminaires | Linear Ambient | Direct Linear Ambient Luminaires | Standard | TRUE | 1777.11 | 105.15 | 16.9 | 17.3 | 0.909 | 2939 | 92.7 | 5 | 50000 | 10/3/2016 | Dimmable | Continuous (Can dim down to ≤ 10% (W)) | No |  | 4 | 1777.1 | 105.1 | 16.9 | 17.3 | 0.91 | 2939 | 82.7
PFHA95MM | Signcomplex Limited | Signcomplex | SC-SL8050-018-AW-A-01NW | Indoor Luminaires | Linear Ambient | Direct Linear Ambient Luminaires | Standard | FALSE | [9 empty] | 10/3/2016 | Dimmable | Continuous (Can dim down to ≤ 10% (W)) | No |  |  | 1834.2 | 108.5 | 16.9 | 17.8 | 0.91 | 4035 | 84
P5X5ZKXX | Signcomplex Limited | Signcomplex | SC-SL8050-018-AW-A-01W | Indoor Luminaires | Linear Ambient | Direct Linear Ambient Luminaires | Standard | FALSE | [9 empty] | 10/3/2016 | Dimmable | Continuous (Can dim down to ≤ 10% (W)) | No |  |  | 1906.4 | 110.8 | 17.2 | 18.3 | 0.91 | 4969 | 86.5
PV2B733A | Signcomplex Limited | Signcomplex | SC-SL8050-036-AW-A-01WW | Indoor Luminaires | Linear Ambient | Direct Linear Ambient Luminaires | Standard | TRUE | 3534.88 | 104.27 | 33.9 | 15.3 | 0.915 | 2927 | 82.5 | 5 | 50000 | 10/3/2016 | Dimmable | Continuous (Can dim down to ≤ 10% (W)) | No |  | 4 | 3534.8 | 104.2 | 33.9 | 15.3 | 0.92 | 2927 | 82.5
P3TV7DJC | Signcomplex Limited | Signcomplex | SC-SL8050-036-AW-A-01NW | Indoor Luminaires | Linear Ambient | Direct Linear Ambient Luminaires | Standard | FALSE | [9 empty] | 10/3/2016 | Dimmable | Continuous (Can dim down to ≤ 10% (W)) | No |  |  | 3727.7 | 107.1 | 34.8 | 15.7 | 0.92 | 4000 | 83.5
PEK8X8X7 | Signcomplex Limited | Signcomplex | SC-SL8050-036-AW-A-01W | Indoor Luminaires | Linear Ambient | Direct Linear Ambient Luminaires | Standard | FALSE | [9 empty] | 10/3/2016 | Dimmable | Continuous (Can dim down to ≤ 10% (W)) | No |  |  | 3831 | 110.7 | 34.6 | 16.1 | 0.92 | 4897 | 86.9
PVR2B1SG | Signcomplex Limited | Signcomplex | SC-SL10075-020-AW-A-01WW | Indoor Luminaires | Linear Ambient | Direct Linear Ambient Luminaires | Standard | TRUE | 2010.43 | 107.5 | 18.7 | 15.8 | 0.916 | 2945 | 83.4 | 5 | 50000 | 10/3/2016 | Dimmable | Continuous (Can dim down to ≤ 10% (W)) | No |  | 4 | 2010.4 | 107.51 | 18.7 | 15.8 | 0.92 | 2945 | 83.4
PWJ4J7FU | Signcomplex Limited | Signcomplex | SC-SL10075-020-AW-A-01NW | Indoor Luminaires | Linear Ambient | Direct Linear Ambient Luminaires | Standard | FALSE | [9 empty] | 10/3/2016 | Dimmable | Continuous (Can dim down to ≤ 10% (W)) | No |  |  | 2041.3 | 108.5 | 18.8 | 16.3 | 0.92 | 4076 | 84.7
PRST3S8P | Signcomplex Limited | Signcomplex | SC-SL10075-020-AW-A-01W | Indoor Luminaires | Linear Ambient | Direct Linear Ambient Luminaires | Standard | FALSE | [9 empty] | 10/3/2016 | Dimmable | Continuous (Can dim down to ≤ 10% (W)) | No |  |  | 2064.8 | 111.6 | 18.5 | 17.1 | 0.92 | 4956 | 86.6
PYCZAJYV | SIMKAR Corporation | LCH | LCH8FA17035U1 | Indoor Luminaires | Linear Ambient | Direct Linear Ambient Luminaires | Standard | TRUE | 16790 | 98 | 171.4 | 9.32 | 0.917 | 3518 | 83.2 | 5 | 72000 | 7/7/2015 | Dimmable | Continuous (Cannot dim down to ≤ 10% (W) | Not Yet Verified |  | 2.1
PH2DFGMG | SIMKAR Corporation | LCH | LCH8FA17041U1 | Indoor Luminaires | Linear Ambient | Direct Linear Ambient Luminaires | Standard | FALSE | [9 empty] | 7/7/2015 | Dimmable | Continuous (Cannot dim down to ≤ 10% (W) | Not Yet Verified |  |  | 18290 | 108 | 169.8 | 2.86 | 0.996 | 3999 | 83.1
PSDVG816 | SIMKAR Corporation | LCH | LCH8FA17050U1 | Indoor Luminaires | Linear Ambient | Direct Linear Ambient Luminaires | Standard | FALSE | [9 empty] | 7/7/2015 | Dimmable | Continuous (Cannot dim down to ≤ 10% (W) | Not Yet Verified |  |  | 18180 | 106 | 171.5 | 2.86 | 0.996 | 5290 | 84.4
P58FT5AZ | SIMKAR Corporation | CHLED | CHLED46035U1[ELS, CPT(1,2), CP3, FL4, FL5]XXXXX | Indoor Luminaires | Linear Ambient | Direct Linear Ambient Luminaires | Standard | TRUE | 6133 | 98.32 | 62.38 | 7.3 | 0.956 | 3499 | 84.3 | 5 | 72000 | 2/17/2015 | Dimmable | Continuous (Cannot dim down to ≤ 10% (W) | Not Yet Verified |  | 2.1 | 6133 | 98 | 62.38 | 11.2 | 0.99 | 3500 | 83.7
PRCXZEKN | SIMKAR Corporation | CHLED | CHLED46041U1[ELS, CPT(1,2), CP3, FL4, FL5]XXXXX | Indoor Luminaires | Linear Ambient | Direct Linear Ambient Luminaires | Standard | FALSE | [9 empty] | 2/17/2015 | Dimmable | Continuous (Cannot dim down to ≤ 10% (W) | Not Yet Verified |  |  | 6574 | 105 | 62.79 | 11.2 | 0.99 | 4071 | 83.7
PKJ95CU9 | SIMKAR Corporation | CHLED | CHLED46050U1[ELS, CPT(1,2), CP3, FL4, FL5]XXXXX | Indoor Luminaires | Linear Ambient | Direct Linear Ambient Luminaires | Standard | FALSE | [9 empty] | 2/17/2015 | Dimmable | Continuous (Cannot dim down to ≤ 10% (W) | Not Yet Verified |  |  | 6523 | 103 | 63.03 | 11.3 | 0.99 | 5154 | 83.7
P25Z8GH9 | SIMKAR Corporation | CHLED | CHLED812035U1XXX | Indoor Luminaires | Linear Ambient | Direct Linear Ambient Luminaires | Standard | TRUE | 12590 | 102 | 123.9 | 7.01 | 0.955 | 3473 | 83.9 | 5 | 70000 | 6/1/2015 | Dimmable | Continuous (Cannot dim down to ≤ 10% (W) | Not Yet Verified |  | 2.1 | 12266 | 98 | 125 | 8 | 0.9 | 3500 | 84
PH9YM2HA | SIMKAR Corporation | CHLED | CHLED812041U1XXX | Indoor Luminaires | Linear Ambient | Direct Linear Ambient Luminaires | Standard | FALSE | [9 empty] | 6/1/2015 | Dimmable | Continuous (Cannot dim down to ≤ 10% (W) | Not Yet Verified |  |  | 13570 | 111 | 122.1 | 8.57 | 0.993 | 3964 | 83.2
P56WJXFC | SIMKAR Corporation | CHLED | CHLED812050U1XXX | Indoor Luminaires | Linear Ambient | Direct Linear Ambient Luminaires | Standard | FALSE | [9 empty] | 6/1/2015 | Dimmable | Continuous (Cannot dim down to ≤ 10% (W) | Not Yet Verified |  |  | 13680 | 111 | 122.8 | 8.99 | 0.992 | 5141 | 84.4
PJSBUQBN | SIMKAR Corporation | CHLED | CHLED88635U1XXX | Indoor Luminaires | Linear Ambient | Direct Linear Ambient Luminaires | Standard | TRUE | 9379 | 114 | 82.33 | 9.45 | 0.916 | 3459 | 84 | 5 | 70000 | 6/1/2015 | Dimmable | Continuous (Cannot dim down to ≤ 10% (W) | Not Yet Verified |  | 2.1 | 8942 | 103 | 86.26 | 9.45 | 0.9 | 3500 | 84
PMYS7XPS | SIMKAR Corporation | CHLED | CHLED88641U1XXX | Indoor Luminaires | Linear Ambient | Direct Linear Ambient Luminaires | Standard | FALSE | [9 empty] | 6/1/2015 | Dimmable | Continuous (Cannot dim down to ≤ 10% (W) | Not Yet Verified |  |  | 10010 | 123 | 81.31 | 9 | 0.997 | 3950 | 83.2
PR8ZTMXR | SIMKAR Corporation | CHLED | CHLED88650U1XXX | Indoor Luminaires | Linear Ambient | Direct Linear Ambient Luminaires | Standard | FALSE | [9 empty] | 6/1/2015 | Dimmable | Continuous (Cannot dim down to ≤ 10% (W) | Not Yet Verified |  |  | 10090 | 124 | 81.59 | 9 | 0.997 | 5099 | 84.4
PX67VJZG | SIMKAR Corporation | LCH | LCH8FA12035U1 [No Reflectors] | Indoor Luminaires | Linear Ambient | Direct Linear Ambient Luminaires | Standard | TRUE | 11080 | 91.9 | 120.6 | 6.79 | 0.954 | 3534 | 84.3 | 5 | 72000 | 7/8/2015 | Dimmable | Continuous (Cannot dim down to ≤ 10% (W) | Not Yet Verified |  | 2.1 | 11080 | 91.9 | 120.6 | 6.79 | 0.954 | 3534 | 84.3
PFX5817S | SIMKAR Corporation | LCH | LCH8FA12041U1 [No Reflectors] | Indoor Luminaires | Linear Ambient | Direct Linear Ambient Luminaires | Standard | FALSE | [9 empty] | 7/8/2015 | Dimmable | Continuous (Cannot dim down to ≤ 10% (W) | Not Yet Verified |  |  | 12080 | 101 | 119.5 | 6.62 | 0.995 | 4072 | 82.6
P9NGB8XX | SIMKAR Corporation | LCH | LCH8FA12050U1 [No Reflectors] | Indoor Luminaires | Linear Ambient | Direct Linear Ambient Luminaires | Standard | FALSE | [9 empty] | 7/8/2015 | Dimmable | Continuous (Cannot dim down to ≤ 10% (W) | Not Yet Verified |  |  | 11490 | 93.9 | 122.4 | 8.69 | 0.993 | 5273 | 84.2
PGCANW79 | SIMKAR Corporation | LCH | LCH8FA8635U1 [No Reflectors] | Indoor Luminaires | Linear Ambient | Direct Linear Ambient Luminaires | Standard | TRUE | 8765 | 102 | 86.22 | 9.31 | 0.917 | 3516 | 84.3 | 5 | 72000 | 7/8/2015 | Dimmable | Continuous (Cannot dim down to ≤ 10% (W) | Not Yet Verified |  | 2.1 | 8765 | 102 | 86.22 | 9.31 | 0.917 | 3516 | 84.3
P2VY382R | SIMKAR Corporation | LCH | LCH8FA8641U1 [No Reflectors] | Indoor Luminaires | Linear Ambient | Direct Linear Ambient Luminaires | Standard | FALSE | [9 empty] | 7/8/2015 | Dimmable | Continuous (Cannot dim down to ≤ 10% (W) | Not Yet Verified |  |  | 9428 | 110 | 85.68 | 2.81 | 0.996 | 4048 | 82.6
P82ZJ5WP | SIMKAR Corporation | LCH | LCH8FA8650U1 [No Reflectors] | Indoor Luminaires | Linear Ambient | Direct Linear Ambient Luminaires | Standard | FALSE | [9 empty] | 7/8/2015 | Dimmable | Continuous (Cannot dim down to ≤ 10% (W) | Not Yet Verified |  |  | 9203 | 105 | 87.76 | 2.83 | 0.997 | 5206 | 83.9
P4JN1M5V | SIMKAR Corporation | LCH | LCH8FA4335U1 [No Reflectors] [120V ONLY] | Indoor Luminaires | Linear Ambient | Direct Linear Ambient Luminaires | Standard | TRUE | 4076 | 112 | 36.35 | 11.2 | 0.987 | 3488 | 84.1 | 5 | 72000 | 7/8/2015 | Dimmable | Continuous (Cannot dim down to ≤ 10% (W) | Not Yet Verified |  | 2.1 | 4076 | 112 | 36.35 | 11.2 | 0.987 | 3488 | 84.1
PJVTEXWR | SIMKAR Corporation | LCH | LCH8FA4341U1 [No Reflectors] [120V ONLY] | Indoor Luminaires | Linear Ambient | Direct Linear Ambient Luminaires | Standard | FALSE | [9 empty] | 7/8/2015 | Dimmable | Continuous (Cannot dim down to ≤ 10% (W) | Not Yet Verified |  |  | 4320 | 120 | 35.98 | 11.3 | 0.987 | 4029 | 82.4
P36GX2GP | SIMKAR Corporation | LCH | LCH8FA4350U1 [No Reflectors] [120V ONLY] | Indoor Luminaires | Linear Ambient | Direct Linear Ambient Luminaires | Standard | FALSE | [9 empty] | 7/8/2015 | Dimmable | Continuous (Cannot dim down to ≤ 10% (W) | Not Yet Verified |  |  | 4187 | 114 | 36.83 | 11.2 | 0.987 | 5168 | 83.7
PZFESSJG | SIMKAR Corporation | LCH | LCH4FA8635U1[No Reflectors] | Indoor Luminaires | Linear Ambient | Direct Linear Ambient Luminaires | Standard | TRUE | 7943 | 92.8 | 85.63 | 9.83 | 0.918 | 3510 | 83.2 | 5 | 50000 | 7/8/2015 | Dimmable | Continuous (Cannot dim down to ≤ 10% (W) | Not Yet Verified |  | 2.1 | 7943 | 92.8 | 85.63 | 20 | 0.9 | 3500 | 83.2
PUG8ETM4 | SIMKAR Corporation | LCH | LCH4FA8641U1[No Reflectors] | Indoor Luminaires | Linear Ambient | Direct Linear Ambient Luminaires | Standard | FALSE | [9 empty] | 7/8/2015 | Dimmable | Continuous (Cannot dim down to ≤ 10% (W) | Not Yet Verified |  |  | 9044 | 107 | 84.8 | 20 | 0.9 | 4100 | 83.2
P4J2Z4M7 | SIMKAR Corporation | LCH | LCH4FA8650U1[No Reflectors] | Indoor Luminaires | Linear Ambient | Direct Linear Ambient Luminaires | Standard | FALSE | [9 empty] | 7/8/2015 | Dimmable | Continuous (Cannot dim down to ≤ 10% (W) | Not Yet Verified |  |  | 9072 | 105 | 86.13 | 20 | 0.9 | 5000 | 84.1
P44PG7EW | SIMKAR Corporation | LCH | LCH4FA2035U1[No Reflectors][120V Only] | Indoor Luminaires | Linear Ambient | Direct Linear Ambient Luminaires | Standard | TRUE | 1939 | 99.8 | 19.43 | 10 | 0.989 | 3490 | 82.9 | 5 | 50000 | 7/8/2015 | Dimmable | Continuous (Cannot dim down to ≤ 10% (W) | Not Yet Verified |  | 2.1 | 1939 | 99.8 | 19.43 | 20 | 0.9 | 3500 | 84
P2YH9131 | SIMKAR Corporation | LCH | LCH4FA2041U1[No Reflectors][120V Only] | Indoor Luminaires | Linear Ambient | Direct Linear Ambient Luminaires | Standard | FALSE | [9 empty] | 7/8/2015 | Dimmable | Continuous (Cannot dim down to ≤ 10% (W) | Not Yet Verified |  |  | 2179 | 114 | 19.16 | 20 | 0.9 | 4100 | 84
PBA6W2GG | SIMKAR Corporation | LCH | LCH4FA2050U1[No Reflectors][120V Only] | Indoor Luminaires | Linear Ambient | Direct Linear Ambient Luminaires | Standard | FALSE | [9 empty] | 7/8/2015 | Dimmable | Continuous (Cannot dim down to ≤ 10% (W) | Not Yet Verified |  |  | 2141 | 108 | 19.74 | 20 | 0.9 | 5000 | 84
PFYKS7RQ | SIMKAR Corporation | LCH | LCH4FA6035U1[No Reflectors] | Indoor Luminaires | Linear Ambient | Direct Linear Ambient Luminaires | Standard | TRUE | 5203 | 85.5 | 60.83 | 6.77 | 0.957 | 3515 | 84.7 | 5 | 50000 | 7/8/2015 | Dimmable | Continuous (Cannot dim down to ≤ 10% (W) | Not Yet Verified |  | 2.1 | 5203 | 85.5 | 60.83 | 20 | 0.9 | 3500 | 84
PATSU8Q5 | SIMKAR Corporation | LCH | LCH4FA6041U1[No Reflectors] | Indoor Luminaires | Linear Ambient | Direct Linear Ambient Luminaires | Standard | FALSE | [9 empty] | 7/8/2015 | Dimmable | Continuous (Cannot dim down to ≤ 10% (W) | Not Yet Verified |  |  | 6693 | 111 | 60.44 | 20 | 0.9 | 4100 | 84
PN2JVEW2 | SIMKAR Corporation | LCH | LCH4FA6050U1[No Reflectors] | Indoor Luminaires | Linear Ambient | Direct Linear Ambient Luminaires | Standard | FALSE | [9 empty] | 7/8/2015 | Dimmable | Continuous (Cannot dim down to ≤ 10% (W) | Not Yet Verified |  |  | 5725 | 92.5 | 61.87 | 20 | 0.9 | 5000 | 84
PU1F3TC2 | SIMKAR Corporation | LCH | LCH4FA4335U1[No Reflectors] | Indoor Luminaires | Linear Ambient | Direct Linear Ambient Luminaires | Standard | TRUE | 4100 | 93.9 | 43.65 | 8.89 | 0.918 | 3502 | 84.8 | 5 | 50000 | 7/8/2015 | Dimmable | Continuous (Cannot dim down to ≤ 10% (W) | Not Yet Verified |  | 2.1 | 4100 | 93.9 | 43.65 | 20 | 0.9 | 3500 | 84
PH5DCE1Y | SIMKAR Corporation | LCH | LCH4FA4341U1[No Reflectors] | Indoor Luminaires | Linear Ambient | Direct Linear Ambient Luminaires | Standard | FALSE | [9 empty] | 7/8/2015 | Dimmable | Continuous (Cannot dim down to ≤ 10% (W) | Not Yet Verified |  |  | 4679 | 108 | 43.22 | 20 | 0.9 | 4100 | 84
PECZ9ZG2 | SIMKAR Corporation | LCH | LCH4FA4350U1[No Reflectors] | Indoor Luminaires | Linear Ambient | Direct Linear Ambient Luminaires | Standard | FALSE | [9 empty] | 7/8/2015 | Dimmable | Continuous (Cannot dim down to ≤ 10% (W) | Not Yet Verified |  |  | 4513 | 102 | 44.27 | 20 | 0.9 | 5000 | 84
PXEFA2F3 | SIMKAR Corporation | CHLED | CHLED44335U1 | Indoor Luminaires | Linear Ambient | Direct Linear Ambient Luminaires | Standard | TRUE | 4676 | 108.7 | 42.95 | 9.94 | 0.912 | 3485 | 84.4 | 5 | 72000 | 2/11/2015 | Dimmable | Continuous (Cannot dim down to ≤ 10% (W) | Not Yet Verified |  | 2.1 | 4676 | 108 | 43 |  | 0.9 | 3500 | 80
PN15SYX8 | SIMKAR Corporation | CHLED | CHLED44341U1 | Indoor Luminaires | Linear Ambient | Direct Linear Ambient Luminaires | Standard | FALSE | [9 empty] | 2/11/2015 | Dimmable | Continuous (Cannot dim down to ≤ 10% (W) | Not Yet Verified |  |  | 5042 | 116 | 43 |  | 0.9 | 4100 | 80
PMZQ9ENJ | SIMKAR Corporation | CHLED | CHLED44350U1 | Indoor Luminaires | Linear Ambient | Direct Linear Ambient Luminaires | Standard | FALSE | [9 empty] | 2/11/2015 | Dimmable | Continuous (Cannot dim down to ≤ 10% (W) | Not Yet Verified |  |  | 5025 | 115 | 43 |  | 0.9 | 5000 | 80
PZRJFRSN | SIMKAR Corporation | CHLED | CHLED48635U1 | Indoor Luminaires | Linear Ambient | Direct Linear Ambient Luminaires | Standard | TRUE | 8942 | 103.6 | 82.26 | 8.82 | 0.912 | 3482 | 83.9 | 5 | 72000 | 2/11/2015 | Dimmable | Continuous (Cannot dim down to ≤ 10% (W) | Not Yet Verified |  | 2.1 | 8942 | 103 | 86 |  | 0.9 | 3500 | 80
PDCVVDET | SIMKAR Corporation | CHLED | CHLED48641U1 | Indoor Luminaires | Linear Ambient | Direct Linear Ambient Luminaires | Standard | FALSE | [9 empty] | 2/11/2015 | Dimmable | Continuous (Cannot dim down to ≤ 10% (W) | Not Yet Verified |  |  | 10240 | 121 | 86 |  | 0.9 | 4100 | 80
PKWGA9CS | SIMKAR Corporation | CHLED | CHLED48650U1 | Indoor Luminaires | Linear Ambient | Direct Linear Ambient Luminaires | Standard | FALSE | [9 empty] | 2/11/2015 | Dimmable | Continuous (Cannot dim down to ≤ 10% (W) | Not Yet Verified |  |  | 10370 | 121 | 86 |  | 0.9 | 5000 | 80
P2ZHB64Z | SIMKAR Corporation | CHLED | CHLED817635U1 | Indoor Luminaires | Linear Ambient | Direct Linear Ambient Luminaires | Standard | TRUE | 8942 | 103.6 | 86.26 | 9.08 | 0.919 | 3482 | 83.2 | 5 | 72000 | 5/20/2015 | Dimmable | Continuous (Can dim down to ≤ 10% (W)) | Not Yet Verified |  | 2.1 |  |  | 86 |  |  | 3500
P1JEF16W | Singbee | Singbee | SPL-10w-2-30k | Indoor Luminaires | Linear Ambient | Direct Linear Ambient Luminaires | Standard | TRUE | 959.8 | 98.71 | 9.678 | 18.8 | 0.879 | 2914 | 84.2 | 5 | 50000 | 5/11/2016 | Not Dimmable | Not Dimmable | No |  | 3 | 959.8 | 99.17 | 9.678 | 9.76 | 0.9743 | 2914 | 84.2
P6NQ6J21 | Singbee | Singbee | SPL-10w-2-40k | Indoor Luminaires | Linear Ambient | Direct Linear Ambient Luminaires | Standard | FALSE | [9 empty] | 5/11/2016 | Not Dimmable | Not Dimmable | No |  |  | 972.29 | 99.62 | 9.678 | 9.76 | 0.9743 | 4000 | 84.2
P2HN5NF4 | Singbee | Singbee | SPL-10w-2-50k | Indoor Luminaires | Linear Ambient | Direct Linear Ambient Luminaires | Standard | FALSE | [9 empty] | 5/11/2016 | Not Dimmable | Not Dimmable | No |  |  | 972.29 | 99.62 | 9.678 | 9.76 | 0.9743 | 4938 | 85.4
PSQX5CPE | Singbee | Singbee | SPL-20w-4-30k | Indoor Luminaires | Linear Ambient | Direct Linear Ambient Luminaires | Standard | FALSE | [9 empty] | 5/11/2016 | Not Dimmable | Not Dimmable | No |  |  | 1921.91 | 99.17 | 19.38 | 9.53 | 0.9748 | 2914 | 85.4
PAX3FABJ | Singbee | Singbee | SPL-20w-4-40k | Indoor Luminaires | Linear Ambient | Direct Linear Ambient Luminaires | Standard | FALSE | [9 empty] | 5/11/2016 | Not Dimmable | Not Dimmable | No |  |  | 1930.6 | 99.62 | 19.38 | 9.53 | 0.9748 | 4000 | 85.4
P2NUXYDA | Singbee | Singbee | SPL-20w-4-50k | Indoor Luminaires | Linear Ambient | Direct Linear Ambient Luminaires | Standard | FALSE | [9 empty] | 5/11/2016 | Not Dimmable | Not Dimmable | No |  |  | 1930.6 | 99.62 | 19.38 | 9.53 | 0.9748 | 4938 | 85.4
PXH1V521 | SKYLER LED Lighting | SKYLER | SKT-OJ-LL-40-SP-4K(ND) | Indoor Luminaires | Linear Ambient | Direct Linear Ambient Luminaires | Standard | FALSE | [9 empty] | 4/14/2016 | Not Dimmable | Not Dimmable | No |  |  | 4000 | 100 | 40 | 17.68 | 0.991 | 4000 | 80
PM8KH2F9 | SKYLER LED Lighting | SKYLER | SKT-OJ-LL-40-SP-5K(ND) | Indoor Luminaires | Linear Ambient | Direct Linear Ambient Luminaires | Standard | FALSE | [9 empty] | 4/14/2016 | Not Dimmable | Not Dimmable | No |  |  | 4000 | 100 | 40 | 17.68 | 0.994 | 5000 | 80
PD8E384F | SKYLER LED Lighting | SKYLER | SKT-OJ-LL-40-SP-4K | Indoor Luminaires | Linear Ambient | Direct Linear Ambient Luminaires | Standard | FALSE | [9 empty] | 4/14/2016 | Dimmable | Continuous (Can dim down to ≤ 10% (W)) | No |  |  | 4000 | 100 | 40 | 17.68 | 0.991 | 4000 | 80
P9A98W64 | SKYLER LED Lighting | SKYLER | SKT-OJ-LL-40-SP-5K | Indoor Luminaires | Linear Ambient | Direct Linear Ambient Luminaires | Standard | FALSE | [9 empty] | 4/14/2016 | Dimmable | Continuous (Can dim down to ≤ 10% (W)) | No |  |  | 4000 | 100 | 40 | 17.68 | 0.994 | 5000 | 80
PJ5U3NGS | SKYLER LED Lighting | SKYLER | SKT-JK-LL-40 | Indoor Luminaires | Linear Ambient | Direct Linear Ambient Luminaires | Standard | TRUE | 4155.023 | 102.39 | 40.58 | 15.52 | 0.901 | 2687 | 82.7 | 5 | 50000 | 3/14/2016 | Dimmable | Continuous (Can dim down to ≤ 10% (W)) | Yes |  | 3.1 | 4000 | 100 | 40 | 19 | 0.9 | 2700 | 80
PV8TKMAQ | SKYLER LED Lighting | SKYLER | SKT-JK-LL-40-3K | Indoor Luminaires | Linear Ambient | Direct Linear Ambient Luminaires | Standard | FALSE | [9 empty] | 3/14/2016 | Dimmable | Continuous (Can dim down to ≤ 10% (W)) | Yes |  |  | 4000 | 100 | 40 | 19 | 0.9 | 3000 | 80
PTGDCJ1K | SKYLER LED Lighting | SKYLER | SKT-JK-LL-40-4K | Indoor Luminaires | Linear Ambient | Direct Linear Ambient Luminaires | Standard | FALSE | [9 empty] | 3/14/2016 | Dimmable | Continuous (Can dim down to ≤ 10% (W)) | Yes |  |  | 4400 | 110 | 40 | 19 | 0.9 | 4000 | 80
P4CGDPWD | SKYLER LED Lighting | SKYLER | SKT-JK-LL-40-5K | Indoor Luminaires | Linear Ambient | Direct Linear Ambient Luminaires | Standard | FALSE | [9 empty] | 3/14/2016 | Dimmable | Continuous (Can dim down to ≤ 10% (W)) | Yes |  |  | 4800 | 120 | 40 | 19 | 0.9 | 5000 | 80
P1EKUGRM | SKZIRCON | SKZIRCON | CL-B40UC-WL | Indoor Luminaires | Linear Ambient | Direct Linear Ambient Luminaires | Standard | TRUE | 4605 | 126.1644 | 36.5 | 20.79 | 0.919 | 5063 | 83.7 | 5 | 50000 | 12/1/2015 | Not Dimmable | Not Dimmable | No |  | 3 | 4605.2 | 126 | 36.6 | 20.79 | 0.994 | 5063 | 83.7
PUEESPPBC | SloanLED | HighLINER2 | 701912-C1I75 [120V ONLY] | Indoor Luminaires | Linear Ambient | Direct Linear Ambient Luminaires | Standard | TRUE | 1766.74 | 106.27 | 17.6 | 13.4 | 0.958 | 4886 | 81.11 | 5 | 100000 | 11/18/2014 | Not Dimmable | Not Dimmable | Not Yet Verified |  | 2.1 | 1800 |  | 17 |  |  | 5000 | 80
PBWYD63H | SMART ENERGY SOLUTIONS | Smart Energy Solutions | SES-T8Y1224(3000K) | Indoor Luminaires | Linear Ambient | Direct Linear Ambient Luminaires | Standard | TRUE | 2421.9 | 102.02 | 23.74 | 15.6 | 0.912 | 2977 | 82.1 | 5 | 50000 | 5/5/2015 | Not Dimmable | Not Dimmable | Not Yet Verified |  | 2.1 | 2421.9 | 102.02 | 23.74 | 15.6 | 0.912 | 3000 | 82.1
P21U4J3N | SMART ENERGY SOLUTIONS | Smart Energy Solutions | SES-T8Y1224(3500K) | Indoor Luminaires | Linear Ambient | Direct Linear Ambient Luminaires | Standard | FALSE | [9 empty] | 5/5/2015 | Not Dimmable | Not Dimmable | Not Yet Verified |  |  | 2421.9 | 102.02 | 23.74 | 15.6 | 0.912 | 3500 | 82.1
P6VKNV7U | SMART ENERGY SOLUTIONS | Smart Energy Solutions | SES-T8Y1224(4000K) | Indoor Luminaires | Linear Ambient | Direct Linear Ambient Luminaires | Standard | FALSE | [9 empty] | 5/5/2015 | Not Dimmable | Not Dimmable | Not Yet Verified |  |  | 2421.9 | 102.02 | 23.74 | 15.6 | 0.912 | 4000 | 82.1
PX237CNK | SMART ENERGY SOLUTIONS | Smart Energy Solutions | SES-T8Y1224(4500K) | Indoor Luminaires | Linear Ambient | Direct Linear Ambient Luminaires | Standard | FALSE | [9 empty] | 5/5/2015 | Not Dimmable | Not Dimmable | Not Yet Verified |  |  | 2421.9 | 102.02 | 23.74 | 15.6 | 0.912 | 4500 | 82.1
PAWWH4TV | SMART ENERGY SOLUTIONS | Smart Energy Solutions | SES-T8Y1224(5000K) | Indoor Luminaires | Linear Ambient | Direct Linear Ambient Luminaires | Standard | FALSE | [9 empty] | 5/5/2015 | Not Dimmable | Not Dimmable | Not Yet Verified |  |  | 2585 | 108.34 | 23.86 | 16.5 | 0.911 | 5000 | 82.4
PCTXQGP2 | SMART ENERGY SOLUTIONS | SES LED | SES-T8Y1222T(3000K) | Indoor Luminaires | Linear Ambient | Direct Linear Ambient Luminaires | Standard | TRUE | 2940.1 | 132.32 | 22.22 | 14.58 | 0.9009 | 3008 | 82.6 | 5 | 50000 | 7/11/2016 | Not Dimmable | Not Dimmable | No |  | 3.1 | 2940.1 | 132.32 | 22.22 | 14.58 | 0.9009 | 3000 | 82.6
PTPRS1SP | SMART ENERGY SOLUTIONS | SES LED | SES-T8Y1222T(4000K) | Indoor Luminaires | Linear Ambient | Direct Linear Ambient Luminaires | Standard | FALSE | [9 empty] | 7/11/2016 | Not Dimmable | Not Dimmable | No |  |  | 2987 | 133.78 | 22.33 | 14.58 | 0.9009 | 4000 | 82.6
P3MS3NT9 | SMART ENERGY SOLUTIONS | SES LED | SES-T8Y1222T(4500K) | Indoor Luminaires | Linear Ambient | Direct Linear Ambient Luminaires | Standard | FALSE | [9 empty] | 7/11/2016 | Not Dimmable | Not Dimmable | No |  |  | 3010 | 134.82 | 22.33 | 14.58 | 0.9009 | 4500 | 82.6
PA87NCA6 | SMART ENERGY SOLUTIONS | SES LED | SES-T8Y1222T(5000K) | Indoor Luminaires | Linear Ambient | Direct Linear Ambient Luminaires | Standard | FALSE | [9 empty] | 7/11/2016 | Not Dimmable | Not Dimmable | No |  |  | 3033 | 135.22 | 22.43 | 14.51 | 0.9022 | 5000 | 82.8
PZTAUJ1T | SNC OPTO ELECTRONIC CO LTD. | SNC LED | SNC-TP06-30WA1(3000k) | Indoor Luminaires | Linear Ambient | Direct Linear Ambient Luminaires | Standard | TRUE | 2712 | 89.8 | 30.2 | 17.77 | 0.902 | 2961 | 82.8 | 5 | 50000 | 6/25/2015 | Not Dimmable | Not Dimmable | Not Yet Verified |  | 2.1 | 2712 | 89.79 | 30.2 | 17.77 | 0.9018 | 3000 | 82.8
P72VNF7A | SNC OPTO ELECTRONIC CO LTD. | SNC LED | SNC-TP06-30WA1(3500k) | Indoor Luminaires | Linear Ambient | Direct Linear Ambient Luminaires | Standard | FALSE | [9 empty] | 6/25/2015 | Not Dimmable | Not Dimmable | Not Yet Verified |  |  | 2712 | 89.79 | 30.2 | 17.77 | 0.9018 | 3500 | 82.8
PEYJRWNC | SNC OPTO ELECTRONIC CO LTD. | SNC LED | SNC-TP06-30WA1(4000k) | Indoor Luminaires | Linear Ambient | Direct Linear Ambient Luminaires | Standard | FALSE | [9 empty] | 6/25/2015 | Not Dimmable | Not Dimmable | Not Yet Verified |  |  | 2712 | 89.79 | 30.2 | 17.77 | 0.9018 | 4000 | 82.8
P98AXAA1 | SNC OPTO ELECTRONIC CO LTD. | SNC LED | SNC-TP06-30WA1(4500k) | Indoor Luminaires | Linear Ambient | Direct Linear Ambient Luminaires | Standard | FALSE | [9 empty] | 6/25/2015 | Not Dimmable | Not Dimmable | Not Yet Verified |  |  | 2712 | 89.79 | 30.2 | 17.77 | 0.9018 | 4500 | 82.8
PKTENT6G | SNC OPTO ELECTRONIC CO LTD. | SNC LED | SNC-TP06-30WA1(5000k) | Indoor Luminaires | Linear Ambient | Direct Linear Ambient Luminaires | Standard | FALSE | [9 empty] | 6/25/2015 | Not Dimmable | Not Dimmable | Not Yet Verified |  |  | 2926 | 95.3 | 30.7 | 17.91 | 0.9026 | 5000 | 84
PZ842QDF | SNC OPTO ELECTRONIC CO LTD. | SNC LED | SNC-TP15-60WA1(3000k) | Indoor Luminaires | Linear Ambient | Direct Linear Ambient Luminaires | Standard | TRUE | 4912.1 | 82.9 | 59.23 | 15.31 | 0.906 | 2973 | 82.9 | 5 | 50000 | 6/25/2015 | Not Dimmable | Not Dimmable | Not Yet Verified |  | 2.1 | 4912.1 | 82.93 | 59.23 | 15.31 | 0.9059 | 3000 | 82.9
PG56CBKR | SNC OPTO ELECTRONIC CO LTD. | SNC LED | SNC-TP15-60WA1(3500k) | Indoor Luminaires | Linear Ambient | Direct Linear Ambient Luminaires | Standard | FALSE | [9 empty] | 6/25/2015 | Not Dimmable | Not Dimmable | Not Yet Verified |  |  | 4912.1 | 82.93 | 59.23 | 15.31 | 0.9059 | 3500 | 82.9
PYD2G7E1 | SNC OPTO ELECTRONIC CO LTD. | SNC LED | SNC-TP15-60WA1(4000k) | Indoor Luminaires | Linear Ambient | Direct Linear Ambient Luminaires | Standard | FALSE | [9 empty] | 6/25/2015 | Not Dimmable | Not Dimmable | Not Yet Verified |  |  | 4912.1 | 82.93 | 59.23 | 15.31 | 0.9059 | 4000 | 82.9
PV96H13X | SNC OPTO ELECTRONIC CO LTD. | SNC LED | SNC-TP15-60WA1(4500k) | Indoor Luminaires | Linear Ambient | Direct Linear Ambient Luminaires | Standard | FALSE | [9 empty] | 6/25/2015 | Not Dimmable | Not Dimmable | Not Yet Verified |  |  | 4912.1 | 82.93 | 59.23 | 15.31 | 0.9059 | 4500 | 82.9
PJR9XA4Q | SNC OPTO ELECTRONIC CO LTD. | SNC LED | SNC-TP15-60WA1(5000k) | Indoor Luminaires | Linear Ambient | Direct Linear Ambient Luminaires | Standard | FALSE | [9 empty] | 6/25/2015 | Not Dimmable | Not Dimmable | Not Yet Verified |  |  | 5618 | 92.34 | 60.84 | 16.08 | 0.9068 | 5000 | 84.1
P3CQG6GE | SNC OPTO ELECTRONIC CO LTD. | SNC LED | SNC-TP12-45WA1(3000k) | Indoor Luminaires | Linear Ambient | Direct Linear Ambient Luminaires | Standard | TRUE | 3789.9 | 87.38 | 43.37 | 15.57 | 0.9033 | 2961 | 82.6 | 5 | 50000 | 10/6/2015 | Not Dimmable | Not Dimmable | Not Yet Verified |  | 2.1 | 3789.9 | 87.38 | 43.37 | 15.57 | 0.9033 | 3000 | 82.6
P6HJS9Z8 | SNC OPTO ELECTRONIC CO LTD. | SNC LED | SNC-TP12-45WA1(3500k) | Indoor Luminaires | Linear Ambient | Direct Linear Ambient Luminaires | Standard | FALSE | [9 empty] | 10/6/2015 | Not Dimmable | Not Dimmable | Not Yet Verified |  |  | 3789.9 | 87.38 | 43.37 | 15.57 | 0.9033 | 3500 | 82.6
PK887GK8 | SNC OPTO ELECTRONIC CO LTD. | SNC LED | SNC-TP12-45WA1(4000k) | Indoor Luminaires | Linear Ambient | Direct Linear Ambient Luminaires | Standard | FALSE | [9 empty] | 10/6/2015 | Not Dimmable | Not Dimmable | Not Yet Verified |  |  | 3789.9 | 87.38 | 43.37 | 15.57 | 0.9033 | 4000 | 82.6
PT3EGQJ7 | SNC OPTO ELECTRONIC CO LTD. | SNC LED | SNC-TP12-45WA1(4500k) | Indoor Luminaires | Linear Ambient | Direct Linear Ambient Luminaires | Standard | FALSE | [9 empty] | 10/6/2015 | Not Dimmable | Not Dimmable | Not Yet Verified |  |  | 3789.9 | 87.38 | 43.37 | 15.57 | 0.9033 | 4500 | 82.6
P1PNZEY2 | SNC OPTO ELECTRONIC CO LTD. | SNC LED | SNC-TP12-45WA1(5000k) | Indoor Luminaires | Linear Ambient | Direct Linear Ambient Luminaires | Standard | FALSE | [9 empty] | 10/6/2015 | Not Dimmable | Not Dimmable | Not Yet Verified |  |  | 4055 | 96.18 | 42.16 | 13.57 | 0.9024 | 5000 | 84
PDZXQ7X5 | SourceOne LED | SourceOne LED | S1-THB-150w | Indoor Luminaires | Linear Ambient | Direct Linear Ambient Luminaires | Standard | TRUE | 15246 | 102.66 | 148.55 | 14.29 | 0.9086 | 4190 | 86.9 | 5 | 50000 | 3/9/2015 | Not Dimmable | Not Dimmable | Not Yet Verified | 277V Only Qualified | 2.1 | 13500 | 90 | 150 | 20 | 0.9 | 4000 | 80
PJDGGXR9 | Southwest Energy | SW Lighting | SW-1X4MP-LED45-CW-UNV | Indoor Luminaires | Linear Ambient | Direct Linear Ambient Luminaires | Standard | TRUE | 4948 | 108.3 | 45.69 | 14.6 | 0.9017 | 5094 | 83.08 | 7 | 50000 | 6/15/2016 | Dimmable | Continuous (Can dim down to ≤ 10% (W)) | Not Yet Verified |  | 2.1 | 4948 | 108.3 | 45.69 | 5.39 | 0.9975 | 5094 | 83.1
PP9GD481 | Southwest Energy | SW Lighting | SW-1X4MP-LED30-NW-UNV | Indoor Luminaires | Linear Ambient | Direct Linear Ambient Luminaires | Standard | TRUE | 3501 | 116.2 | 30.12 | 16.39 | 0.9116 | 3976 | 84.02 | 7 | 50000 | 6/15/2016 | Dimmable | Continuous (Can dim down to ≤ 10% (W)) | Not Yet Verified |  | 2.1 | 3501 | 116.2 | 30.12 | 16.39 | 0.9116 | 3976 | 84
PENNTSXW | Southwest Energy | SW Lighting | SW-1X4MP-LED60-NW-347 | Indoor Luminaires | Linear Ambient | Direct Linear Ambient Luminaires | Standard | TRUE | 6439 | 104.4 | 61.65 | 16.83 | 0.9794 | 4019 | 83.62 | 7 | 50000 | 6/15/2016 | Dimmable | Continuous (Can dim down to ≤ 10% (W)) | Not Yet Verified |  | 2.1 | 6439 | 104.4 | 61.65 | 16.83 | 0.9794 | 4019 | 83.6
P9W71N6H | Southwest Energy | SW Lighting | SW-1X4MP-LED30-CW-347 | Indoor Luminaires | Linear Ambient | Direct Linear Ambient Luminaires | Standard | FALSE | [9 empty] | 6/15/2016 | Dimmable | Continuous (Can dim down to ≤ 10% (W)) | Not Yet Verified |  |  | 3877 | 118.3 | 32.77 | 10.29 | 0.9575 | 5094 | 83.1
P7UV5QFN | Southwest Energy | SW Lighting | SW-1X4MP-LED45-NW-UNV | Indoor Luminaires | Linear Ambient | Direct Linear Ambient Luminaires | Standard | FALSE | [9 empty] | 6/15/2016 | Dimmable | Continuous (Can dim down to ≤ 10% (W)) | Not Yet Verified |  |  | 4528 | 106.1 | 42.68 | 16.39 | 0.999 | 3976 | 84
P6CQEJ5R | Southwest Energy | SW Lighting | SW-1X4MP-LED45-CW-347 | Indoor Luminaires | Linear Ambient | Direct Linear Ambient Luminaires | Standard | FALSE | [9 empty] | 6/15/2016 | Dimmable | Continuous (Can dim down to ≤ 10% (W)) | Not Yet Verified |  |  | 5226 | 110 | 47.49 | 7.79 | 0.9772 | 5094 | 83.1
PT1FP51P | Southwest Energy | SW Lighting | SW-1X4MP-LED60-CW-UNV | Indoor Luminaires | Linear Ambient | Direct Linear Ambient Luminaires | Standard | FALSE | [9 empty] | 6/15/2016 | Dimmable | Continuous (Can dim down to ≤ 10% (W)) | Not Yet Verified |  |  | 6263 | 110.9 | 56.5 | 14.6 | 0.9017 | 5094 | 83.1
PKDCWAHJ | Southwest Energy | SW Lighting | SW-1X4MP-LED30-NW-347 | Indoor Luminaires | Linear Ambient | Direct Linear Ambient Luminaires | Standard | FALSE | [9 empty] | 6/15/2016 | Dimmable | Continuous (Can dim down to ≤ 10% (W)) | Not Yet Verified |  |  | 3798 | 115.9 | 32.77 | 10.29 | 0.9575 | 3995 | 83.7
PTKRKV2R | Southwest Energy | SW Lighting | SW-1X4MP-LED60-CW-347 | Indoor Luminaires | Linear Ambient | Direct Linear Ambient Luminaires | Standard | FALSE | [9 empty] | 6/15/2016 | Dimmable | Continuous (Can dim down to ≤ 10% (W)) | Not Yet Verified |  |  | 6570 | 106.6 | 61.65 | 16.83 | 0.9794 | 5094 | 83.1
PRWJQ3PJ | Southwest Energy | SW Lighting | SW-1X4MP-LED60-NW-UNV | Indoor Luminaires | Linear Ambient | Direct Linear Ambient Luminaires | Standard | FALSE | [9 empty] | 6/15/2016 | Dimmable | Continuous (Can dim down to ≤ 10% (W)) | Not Yet Verified |  |  | 6134 | 108.6 | 56.5 | 14.6 | 0.9017 | 4084 | 83.8
PK8PH3ES | Southwest Energy | SW Lighting | SW-1X4MP-LED30-CW-UNV | Indoor Luminaires | Linear Ambient | Direct Linear Ambient Luminaires | Standard | FALSE | [9 empty] | 6/15/2016 | Dimmable | Continuous (Can dim down to ≤ 10% (W)) | Not Yet Verified |  |  | 3573 | 118.6 | 30.12 | 16.39 | 0.9116 | 5094 | 83.1
P51NSE5X | Southwest Energy | SW Lighting | SW-1X4MP-LED45-NW-347 | Indoor Luminaires | Linear Ambient | Direct Linear Ambient Luminaires | Standard | FALSE | [9 empty] | 6/15/2016 | Dimmable | Continuous (Can dim down to ≤ 10% (W)) | Not Yet Verified |  |  | 5119 | 107.8 | 47.49 | 7.79 | 0.9772 | 4085 | 84
PA3ASG29 | Spring Lighting Group ,Inc | SLG | SLVP2NUNV4KZZ | Indoor Luminaires | Linear Ambient | Direct Linear Ambient Luminaires | Standard | TRUE | 4014.811 | 134.185 | 29.92 | 17.19 | 0.9295 | 3945 | 83.2 | 5 | 50000 | 12/21/2015 | Not Dimmable | Not Dimmable | Not Yet Verified |  | 3 | 4014.811 | 134.185 | 29.92 | 17.19 | 0.9295 | 3945 | 83.2
PPCKYKJZ | Spring Lighting Group ,Inc | SLG | SLVP2NUNV5KZZ | Indoor Luminaires | Linear Ambient | Direct Linear Ambient Luminaires | Standard | FALSE | 4203.247 | 140.91 | 29.83 | 17.19 | 0.9295 | 4984 | 81.3 |  |  | 12/21/2015 | Not Dimmable | Not Dimmable | Not Yet Verified |  |  | 4203.247 | 140.91 | 29.83 | 17.19 | 0.9295 | 4984 | 81.3
P5SVW4TP | Spring Lighting Group ,Inc | SLG | SLVP4NUNV4KZZ | Indoor Luminaires | Linear Ambient | Direct Linear Ambient Luminaires | Standard | TRUE | 5262.5 | 132.124 | 39.83 | 15.59 | 0.9356 | 3959 | 83.4 | 5 | 50000 | 12/21/2015 | Not Dimmable | Not Dimmable | Not Yet Verified |  | 3 | 5262.5 | 132.124 | 39.83 | 15.59 | 0.9356 | 3959 | 83.4
PGTE7XW4 | Spring Lighting Group ,Inc | SLG | SLVP4NUNV5KZZ | Indoor Luminaires | Linear Ambient | Direct Linear Ambient Luminaires | Standard | FALSE | 5379.145 | 134.647 | 39.95 | 15.59 | 0.9356 | 5010 | 81.7 |  |  | 12/21/2015 | Not Dimmable | Not Dimmable | Not Yet Verified |  |  | 5379.145 | 134.647 | 39.95 | 15.59 | 0.9356 | 5010 | 81.7
PA63DVTE | Spring Lighting Group ,Inc | SLG | SLVP4HUNV4KZZ | Indoor Luminaires | Linear Ambient | Direct Linear Ambient Luminaires | Standard | TRUE | 6855.784 | 124.47 | 55.08 | 23.44 | 0.9513 | 3955 | 83.2 | 5 | 50000 | 12/21/2015 | Not Dimmable | Not Dimmable | Not Yet Verified |  | 3 | 6855.784 | 124.47 | 55.08 | 23.44 | 0.9513 | 3955 | 83.2
PRH844PH | Spring Lighting Group ,Inc | SLG | SLVP4HUNV5KZZ | Indoor Luminaires | Linear Ambient | Direct Linear Ambient Luminaires | Standard | FALSE | 7111.735 | 127.863 | 55.62 | 23.44 | 0.9513 | 4994 | 81.3 |  |  | 12/21/2015 | Not Dimmable | Not Dimmable | Not Yet Verified |  |  | 7111.735 | 127.863 | 55.62 | 23.44 | 0.9513 | 4994 | 81.3
PTWHF74H | SPRING-LIGHTING ELECTRONICS CO.,LTD | SPRING-LIGHTING | SPL-HBL02-80W(4000K) | Indoor Luminaires | Linear Ambient | Direct Linear Ambient Luminaires | Standard | TRUE | 7732.364 | 98.514 | 78.49 | 17.13 | 0.915 | 3942 | 81.5 | 5 | 50000 | 4/11/2016 | Not Dimmable | Not Dimmable | No |  | 3.1 | 7732.364 | 98.514 | 78.49 | 17.13 | 0.974 | 4000 | 81.5
P4168HQA | SPRING-LIGHTING ELECTRONICS CO.,LTD | SPRING-LIGHTING | SPL-HBL02-80W(4500K) | Indoor Luminaires | Linear Ambient | Direct Linear Ambient Luminaires | Standard | FALSE | [9 empty] | 4/11/2016 | Not Dimmable | Not Dimmable | No |  |  | 7732.364 | 98.514 | 78.49 | 17.13 | 0.974 | 4500 | 81.5
PNH4SJ3J | SPRING-LIGHTING ELECTRONICS CO.,LTD | SPRING-LIGHTING | SPL-HBL02-80W(5000K) | Indoor Luminaires | Linear Ambient | Direct Linear Ambient Luminaires | Standard | FALSE | [9 empty] | 4/11/2016 | Not Dimmable | Not Dimmable | No |  |  | 7892.605 | 100.594 | 78.46 | 17.03 | 0.974 | 5000 | 80.7
PG6ZJN11 | SPRING-LIGHTING ELECTRONICS CO.,LTD | SPRING-LIGHTING | SPL-HBL02-50W(4000K) | Indoor Luminaires | Linear Ambient | Direct Linear Ambient Luminaires | Standard | TRUE | 4886.198 | 100.045 | 48.84 | 18.18 | 0.91 | 4067 | 83.1 | 5 | 50000 | 4/11/2016 | Not Dimmable | Not Dimmable | No |  | 3.1 | 4886.198 | 100.045 | 48.84 | 18.18 | 0.994 | 4000 | 83.1
P5P7WPY5 | SPRING-LIGHTING ELECTRONICS CO.,LTD | SPRING-LIGHTING | SPL-HBL02-50W(4500K) | Indoor Luminaires | Linear Ambient | Direct Linear Ambient Luminaires | Standard | FALSE | [9 empty] | 4/11/2016 | Not Dimmable | Not Dimmable | No |  |  | 4886.198 | 100.045 | 48.84 | 18.18 | 0.994 | 4500 | 83.1
PFZ46EHY | SPRING-LIGHTING ELECTRONICS CO.,LTD | SPRING-LIGHTING | SPL-HBL02-50W(5000K) | Indoor Luminaires | Linear Ambient | Direct Linear Ambient Luminaires | Standard | FALSE | [9 empty] | 4/11/2016 | Not Dimmable | Not Dimmable | No |  |  | 5017.856 | 102.846 | 48.79 | 17.64 | 0.995 | 5000 | 80.7
PFQBZK9B | SPRING-LIGHTING ELECTRONICS CO.,LTD | SPRING-LIGHTING | SPL-HBL02-30W(4000K) | Indoor Luminaires | Linear Ambient | Direct Linear Ambient Luminaires | Standard | TRUE | 2966.347 | 97.385 | 30.46 | 17.15 | 0.925 | 4059 | 83.1 | 5 | 50000 | 4/11/2016 | Not Dimmable | Not Dimmable | No |  | 3.1 | 2966.347 | 97.385 | 30.46 | 17.15 | 0.987 | 4000 | 83.1
P6GM4Z7U | SPRING-LIGHTING ELECTRONICS CO.,LTD | SPRING-LIGHTING | SPL-HBL02-30W(4500K) | Indoor Luminaires | Linear Ambient | Direct Linear Ambient Luminaires | Standard | FALSE | [9 empty] | 4/11/2016 | Not Dimmable | Not Dimmable | No |  |  | 2966.347 | 97.385 | 30.46 | 17.15 | 0.987 | 4500 | 83.1
PUPEGPBD | SPRING-LIGHTING ELECTRONICS CO.,LTD | SPRING-LIGHTING | SPL-HBL02-30W(5000K) | Indoor Luminaires | Linear Ambient | Direct Linear Ambient Luminaires | Standard | FALSE | [9 empty] | 4/11/2016 | Not Dimmable | Not Dimmable | No |  |  | 3049.205 | 100.171 | 30.44 | 16.78 | 0.988 | 5000 | 80.9
PZ248R19 | SPRING-LIGHTING ELECTRONICS CO.,LTD | SPRING-LIGHTING | SPL-HBL01-40W(4000K) | Indoor Luminaires | Linear Ambient | Direct Linear Ambient Luminaires | Standard | TRUE | 4054.994 | 104.645 | 38.75 | 17.44 | 0.919 | 4058 | 83.1 | 5 | 50000 | 5/24/2016 | Not Dimmable | Not Dimmable | No |  | 3.1 | 4054.994 | 104.645 | 38.75 | 17.44 | 0.992 | 4000 | 83.1
PQKGW7KE | SPRING-LIGHTING ELECTRONICS CO.,LTD | SPRING-LIGHTING | SPL-HBL01-40W(4500K) | Indoor Luminaires | Linear Ambient | Direct Linear Ambient Luminaires | Standard | FALSE | [9 empty] | 5/24/2016 | Not Dimmable | Not Dimmable | No |  |  | 4054.994 | 104.645 | 38.75 | 17.44 | 0.992 | 4500 | 83.1
P1N95HHQ | SPRING-LIGHTING ELECTRONICS CO.,LTD | SPRING-LIGHTING | SPL-HBL01-40W(5000K) | Indoor Luminaires | Linear Ambient | Direct Linear Ambient Luminaires | Standard | FALSE | [9 empty] | 5/24/2016 | Not Dimmable | Not Dimmable | No |  |  | 4133.618 | 106.564 | 38.79 | 17.21 | 0.994 | 5000 | 80.8
PW3TC48B | Standard Products Inc. | STANDARD | PVHD4/L/LU1/3/35K | Indoor Luminaires | Linear Ambient | Direct Linear Ambient Luminaires | Standard | TRUE | 4302 | 102.4 | 42 | 10.19 | 0.929 | 3451 | 82.51 | 5 | 50000 | 12/7/2014 | Not Yet Verified | Not Yet Verified | Not Yet Verified |  | 2.1 | 3850 | 100 | 38.5 | 10 | 0.93 | 3500 | 82.5
P3NXPG6U | Standard Products Inc. | STANDARD | PVHD4/L/LU1/3/40K | Indoor Luminaires | Linear Ambient | Direct Linear Ambient Luminaires | Standard | FALSE | [9 empty] | 12/7/2014 | Not Yet Verified | Not Yet Verified | Not Yet Verified |  |  | 3850 | 100 | 38.5 | 10 | 0.93 | 4000 | 82.5
PWVAG5X3 | Standard Products Inc. | STANDARD | PVHD4/L/LU1/3/50K | Indoor Luminaires | Linear Ambient | Direct Linear Ambient Luminaires | Standard | FALSE | [9 empty] | 12/7/2014 | Not Yet Verified | Not Yet Verified | Not Yet Verified |  |  | 3850 | 100 | 38.5 | 10 | 0.93 | 5000 | 82.5
PXNQ6CSG | Standard Products Inc. | STANDARD | PVHD4/L/LU1/2/35K | Indoor Luminaires | Linear Ambient | Direct Linear Ambient Luminaires | Standard | TRUE | 4210 | 107.6 | 39.1 | 8.74 | 0.969 | 3452 | 82.53 | 5 | 50000 | 12/7/2014 | Not Yet Verified | Not Yet Verified | Not Yet Verified |  | 2.1 | 3850 | 100 | 38.5 | 10 | 0.93 | 3500 | 82.5
P6JM8S66 | Standard Products Inc. | STANDARD | PVHD4/L/LU1/2/40K | Indoor Luminaires | Linear Ambient | Direct Linear Ambient Luminaires | Standard | FALSE | [9 empty] | 12/7/2014 | Not Yet Verified | Not Yet Verified | Not Yet Verified |  |  | 3850 | 100 | 38.5 | 10 | 0.93 | 4000 | 82.5
P787ZNV6 | Standard Products Inc. | STANDARD | PVHD4/L/LU1/2/50K | Indoor Luminaires | Linear Ambient | Direct Linear Ambient Luminaires | Standard | FALSE | [9 empty] | 12/7/2014 | Not Yet Verified | Not Yet Verified | Not Yet Verified |  |  | 3850 | 100 | 38.5 | 10 | 0.93 | 5000 | 82.5
PZK94MS7 | Standard Products Inc. | STANDARD | PVHD4/L/LU2/3/35K | Indoor Luminaires | Linear Ambient | Direct Linear Ambient Luminaires | Standard | TRUE | 5482 | 99.9 | 54.87 | 18.84 | 0.942 | 3476 | 83.28 | 5 | 50000 | 12/7/2014 | Not Dimmable | Not Dimmable | Not Yet Verified |  | 2.1 | 5482 | 99.9 | 54.87 | 18.25 | 0.961 | 3476 | 83.28
PAPTGFK9 | Standard Products Inc. | STANDARD | PVHD4/L/LU2/3/40K | Indoor Luminaires | Linear Ambient | Direct Linear Ambient Luminaires | Standard | FALSE | [9 empty] | 12/7/2014 | Not Dimmable | Not Dimmable | Not Yet Verified |  |  | 5295 | 96.2 | 55 | 12.26 | 0.99 | 4127 | 85.57
PRCF2S46 | Standard Products Inc. | STANDARD | PVHD4/L/LU2/3/50K | Indoor Luminaires | Linear Ambient | Direct Linear Ambient Luminaires | Standard | FALSE | [9 empty] | 12/7/2014 | Not Dimmable | Not Dimmable | Not Yet Verified |  |  | 5573 | 101.2 | 55.1 | 18.19 | 0.9613 | 5195 | 85.24
PDMR19XY | Standard Products Inc. | STANDARD | PVHD4/L/LU2/2/35K | Indoor Luminaires | Linear Ambient | Direct Linear Ambient Luminaires | Standard | FALSE | [9 empty] | 12/7/2014 | Not Dimmable | Not Dimmable | Not Yet Verified |  |  | 5512 | 106.3 | 51.85 | 18.84 | 0.942 | 3466 | 83.27
PXDTSC77 | Standard Products Inc. | STANDARD | PVHD4/L/LU2/2/40K | Indoor Luminaires | Linear Ambient | Direct Linear Ambient Luminaires | Standard | FALSE | [9 empty] | 12/7/2014 | Not Dimmable | Not Dimmable | Not Yet Verified |  |  | 5324 | 102.4 | 51.97 | 12.66 | 0.991 | 4115 | 85.58
PBRC19J6 | Standard Products Inc. | STANDARD | PVHD4/L/LU2/2/50K | Indoor Luminaires | Linear Ambient | Direct Linear Ambient Luminaires | Standard | FALSE | [9 empty] | 12/7/2014 | Not Dimmable | Not Dimmable | Not Yet Verified |  |  | 5603 | 107.7 | 52.17 | 18.78 | 0.9807 | 5180 | 85.25
P541MW7S | Standard Products Inc. | STANDARD | PVHD8/L/LU2/3/35K | Indoor Luminaires | Linear Ambient | Direct Linear Ambient Luminaires | Standard | FALSE | [9 empty] | 12/7/2014 | Not Dimmable | Not Dimmable | Not Yet Verified |  |  | 11303 | 99.9 | 113.1 | 16.85 | 0.9862 | 3476 | 83.28
P617619W | Standard Products Inc. | STANDARD | PVHD8/L/LU2/3/40K | Indoor Luminaires | Linear Ambient | Direct Linear Ambient Luminaires | Standard | FALSE | [9 empty] | 12/7/2014 | Not Dimmable | Not Dimmable | Not Yet Verified |  |  | 10913 | 96.2 | 113.4 | 11.32 | 0.99 | 4127 | 85.59
P9TDM5JN | Standard Products Inc. | STANDARD | PVHD8/L/LU2/3/50K | Indoor Luminaires | Linear Ambient | Direct Linear Ambient Luminaires | Standard | FALSE | [9 empty] | 12/7/2014 | Not Dimmable | Not Dimmable | Not Yet Verified |  |  | 11498 | 101.2 | 113.6 | 16.79 | 0.9865 | 5195 | 85.24
PKAZCNCP | Standard Products Inc. | STANDARD | PVHD8/L/LU2/2/35K | Indoor Luminaires | Linear Ambient | Direct Linear Ambient Luminaires | Standard | FALSE | [9 empty] | 12/7/2014 | Not Dimmable | Not Dimmable | Not Yet Verified |  |  | 11365 | 106.3 | 106.9 | 17.39 | 0.9667 | 3466 | 83.27
PWDASVAJ | Standard Products Inc. | STANDARD | PVHD8/L/LU2/2/40K | Indoor Luminaires | Linear Ambient | Direct Linear Ambient Luminaires | Standard | FALSE | [9 empty] | 12/7/2014 | Not Dimmable | Not Dimmable | Not Yet Verified |  |  | 10973 | 102.4 | 107.2 | 11.69 | 0.99 | 4115 | 85.58
PSZPPZG2 | Standard Products Inc. | STANDARD | PVHD8/L/LU2/2/50K | Indoor Luminaires | Linear Ambient | Direct Linear Ambient Luminaires | Standard | FALSE | [9 empty] | 12/7/2014 | Not Dimmable | Not Dimmable | Not Yet Verified |  |  | 11561 | 107.7 | 107.4 | 17.34 | 0.967 | 5180 | 85.23
PNVWN7KC | Standard Products Inc. | STANDARD | PVHD4/L/LU3/2/35K | Indoor Luminaires | Linear Ambient | Direct Linear Ambient Luminaires | Standard | TRUE | 7510 | 100.1 | 75 | 9.65 | 0.9749 | 3483 | 82.88 | 5 | 50000 | 12/7/2014 | Not Dimmable | Not Dimmable | Not Yet Verified |  | 2.1 | 7510 | 100.1 | 75 | 15.05 | 0.9749 | 3483 | 82.88
P88QEATV | Standard Products Inc. | STANDARD | PVHD4/L/LU3/2/40K | Indoor Luminaires | Linear Ambient | Direct Linear Ambient Luminaires | Standard | FALSE | [9 empty] | 12/7/2014 | Not Dimmable | Not Dimmable | Not Yet Verified |  |  | 7125 | 97.1 | 73.37 | 15 | 0.996 | 4000 | 83
P4BJH5CJ | Standard Products Inc. | STANDARD | PVHD4/L/LU3/2/50K | Indoor Luminaires | Linear Ambient | Direct Linear Ambient Luminaires | Standard | FALSE | [9 empty] | 12/7/2014 | Not Dimmable | Not Dimmable | Not Yet Verified |  |  | 7487 | 100.3 | 74.62 | 15.1 | 0.9747 | 5255 | 85.44
PX6PF9NS | Standard Products Inc. | STANDARD | PVHD4/L/LU3/3/35K | Indoor Luminaires | Linear Ambient | Direct Linear Ambient Luminaires | Standard | FALSE | [9 empty] | 12/7/2014 | Not Dimmable | Not Dimmable | Not Yet Verified |  |  | 7515 | 96.2 | 78.11 | 12.65 | 0.9777 | 3479 | 82.8
P317EBW7 | Standard Products Inc. | STANDARD | PVHD4/L/LU3/3/40K | Indoor Luminaires | Linear Ambient | Direct Linear Ambient Luminaires | Standard | FALSE | [9 empty] | 12/7/2014 | Not Dimmable | Not Dimmable | Not Yet Verified |  |  | 7133 | 92.4 | 77.26 | 12.75 | 0.9773 | 4131 | 85.54
PQCZQ2MY | Standard Products Inc. | STANDARD | PVHD4/L/LU3/3/50K | Indoor Luminaires | Linear Ambient | Direct Linear Ambient Luminaires | Standard | FALSE | [9 empty] | 12/7/2014 | Not Dimmable | Not Dimmable | Not Yet Verified |  |  | 7492 | 96.4 | 77.71 | 12.69 | 0.9775 | 5249 | 85.36
PFWNUSYY | Standard Products Inc. | STANDARD | PVHD8/L/LU1/3/35K | Indoor Luminaires | Linear Ambient | Direct Linear Ambient Luminaires | Standard | FALSE | [9 empty] | 12/7/2014 | Not Dimmable | Not Dimmable | Not Yet Verified |  |  | 8131.2 | 104.1 | 78.1 | 12.65 | 0.9777 | 3479 | 82.8
PXEF5DS1 | Standard Products Inc. | STANDARD | PVHD8/L/LU1/3/40K | Indoor Luminaires | Linear Ambient | Direct Linear Ambient Luminaires | Standard | FALSE | [9 empty] | 12/7/2014 | Not Dimmable | Not Dimmable | Not Yet Verified |  |  | 7717.9 | 100 | 77.3 | 12.75 | 0.9773 | 4131 | 85.54
PYHG88WE | Standard Products Inc. | STANDARD | PVHD8/L/LU1/3/50K | Indoor Luminaires | Linear Ambient | Direct Linear Ambient Luminaires | Standard | FALSE | [9 empty] | 12/7/2014 | Not Dimmable | Not Dimmable | Not Yet Verified |  |  | 8106 | 104.3 | 77.7 | 12.69 | 0.9775 | 5249 | 85.36
PGS996XP | Standard Products Inc. | STANDARD | PVHD8/L/LU1/2/35K | Indoor Luminaires | Linear Ambient | Direct Linear Ambient Luminaires | Standard | FALSE | [9 empty] | 12/7/2014 | Not Dimmable | Not Dimmable | Not Yet Verified |  |  | 8125.8 | 108.3 | 75 | 15.05 | 0.9749 | 3483 | 82.88
P8U3D2WR | Standard Products Inc. | STANDARD | PVHD8/L/LU1/2/40K | Indoor Luminaires | Linear Ambient | Direct Linear Ambient Luminaires | Standard | FALSE | [9 empty] | 12/7/2014 | Not Dimmable | Not Dimmable | Not Yet Verified |  |  | 7709.3 | 105.1 | 73.4 | 15 | 0.996 | 4000 | 83
PJAWSY3E | Standard Products Inc. | STANDARD | PVHD8/L/LU1/2/50K | Indoor Luminaires | Linear Ambient | Direct Linear Ambient Luminaires | Standard | FALSE | [9 empty] | 12/7/2014 | Not Dimmable | Not Dimmable | Not Yet Verified |  |  | 8100.9 | 108.5 | 74.6 | 15.1 | 0.9747 | 5255 | 85.44
PW2J7EG1 | Standard Products Inc. | STANDARD | PVHD8/L/LU3/3/35K | Indoor Luminaires | Linear Ambient | Direct Linear Ambient Luminaires | Standard | FALSE | [9 empty] | 12/7/2014 | Not Dimmable | Not Dimmable | Not Yet Verified |  |  | 15078 | 96.2 | 156.74 | 11.64 | 0.9926 | 3479 | 82.8
P5TS31U8 | Standard Products Inc. | STANDARD | PVHD8/L/LU3/3/40K | Indoor Luminaires | Linear Ambient | Direct Linear Ambient Luminaires | Standard | FALSE | [9 empty] | 12/7/2014 | Not Dimmable | Not Dimmable | Not Yet Verified |  |  | 14325 | 92.4 | 155 | 11.73 | 0.99 | 4131 | 85.54
PENUVBKZ | Standard Products Inc. | STANDARD | PVHD8/L/LU3/3/50K | Indoor Luminaires | Linear Ambient | Direct Linear Ambient Luminaires | Standard | FALSE | [9 empty] | 12/7/2014 | Not Dimmable | Not Dimmable | Not Yet Verified |  |  | 15032 | 96.4 | 155.9 | 11.68 | 0.9924 | 5249 | 85.36
PVP1N6JP | Standard Products Inc. | STANDARD | PVHD8/L/LU3/2/35K | Indoor Luminaires | Linear Ambient | Direct Linear Ambient Luminaires | Standard | FALSE | [9 empty] | 12/7/2014 | Not Dimmable | Not Dimmable | Not Yet Verified |  |  | 15065 | 100.1 | 150.5 | 13.85 | 0.9898 | 3483 | 82.88
PGVRK39W | Standard Products Inc. | STANDARD | PVHD8/L/LU3/2/40K | Indoor Luminaires | Linear Ambient | Direct Linear Ambient Luminaires | Standard | FALSE | [9 empty] | 12/7/2014 | Not Dimmable | Not Dimmable | Not Yet Verified |  |  | 14296 | 97.1 | 147.2 | 13.8 | 0.99 | 4000 | 83
P1ZB2QYD | Standard Products Inc. | STANDARD | PVHD8/L/LU3/2/50K | Indoor Luminaires | Linear Ambient | Direct Linear Ambient Luminaires | Standard | FALSE | [9 empty] | 12/7/2014 | Not Dimmable | Not Dimmable | Not Yet Verified |  |  | 15019 | 100.3 | 149.7 | 13.89 | 0.9896 | 5255 | 85.44
PNUVH8MY | Standard Products Inc. | STANDARD | PV4/L/LU1/[2 or 3]/40K | Indoor Luminaires | Linear Ambient | Direct Linear Ambient Luminaires | Standard | TRUE | 3549 | 85.4 | 41.5 | 10.59 | 0.931 | 4078 | 83.1 | 5 | 50000 | 12/7/2014 | Not Dimmable | Not Dimmable | Not Yet Verified |  | 2.1 | 3549 | 85.4 | 41.5 | 11 | 0.931 | 4078 | 83.1
PF7C5V6B | Standard Products Inc. | Standard | 63366 LSV/60W/40K/2/DD1/FP/STD | Indoor Luminaires | Linear Ambient | Direct Linear Ambient Luminaires | Standard | TRUE | 5907.64 | 95.48 | 63.4 | 15.7 | 0.93 | 4398 | 86 | 5 | 50000 | 7/1/2015 | Not Dimmable | Not Dimmable | Not Yet Verified |  | 2.1 | 5907 | 95.48 | 63.4 |  |  | 4500 | 86
PEJVSBKS | Standard Products Inc. | STANDARD | LSVS/20W/2FT/30K/2/ND/FP/STD | Indoor Luminaires | Linear Ambient | Direct Linear Ambient Luminaires | Standard | TRUE | 1766.55 | 94.82 | 18.63 | 13.3 | 0.912 | 2952 | 83.8 | 5 |  | 12/7/2015 | Not Yet Verified | Not Yet Verified | Not Yet Verified |  | 2.1 | 1766.55 | 94.82 | 18.63 | 13.3 | 0.987 | 2952 | 84
P4V1XN7Q | Standard Products Inc. | STANDARD | LSVS/20W/2FT/40K/2/ND/FP/STD | Indoor Luminaires | Linear Ambient | Direct Linear Ambient Luminaires | Standard | FALSE | [9 empty] | 12/7/2015 | Not Yet Verified | Not Yet Verified | Not Yet Verified |  |  | 1900 | 95 | 20 | 13.3 | 0.987 | 4000 | 80
PP2MCQGQ | Standard Products Inc. | STANDARD | LSVS/20W/2FT/50K/2/ND/FP/STD | Indoor Luminaires | Linear Ambient | Direct Linear Ambient Luminaires | Standard | FALSE | [9 empty] | 12/7/2015 | Not Yet Verified | Not Yet Verified | Not Yet Verified |  |  | 1900 | 95 | 20 | 13.3 | 0.987 | 5000 | 80
P4W52PGP | Standard Products Inc. | STANDARD | LSVS/30W/3FT/30K/2/ND/FP/STD | Indoor Luminaires | Linear Ambient | Direct Linear Ambient Luminaires | Standard | TRUE | 2733.18 | 95.97 | 28.5 | 10.7 | 0.937 | 2950 | 83.8 | 5 |  | 12/7/2015 | Not Yet Verified | Not Yet Verified | Not Yet Verified |  | 2.1 | 2733.18 | 95.97 | 28.48 | 10.7 | 0.992 | 2950 | 84
PXR8H9XF | Standard Products Inc. | STANDARD | LSVS/30W/3FT/40K/2/ND/FP/STD | Indoor Luminaires | Linear Ambient | Direct Linear Ambient Luminaires | Standard | FALSE | [9 empty] | 12/7/2015 | Not Yet Verified | Not Yet Verified | Not Yet Verified |  |  | 2850 | 95 | 30 | 10.7 | 0.992 | 4000 | 80
PDKDWF4Y | Standard Products Inc. | STANDARD | LSVS/30W/3FT/50K/2/ND/FP/STD | Indoor Luminaires | Linear Ambient | Direct Linear Ambient Luminaires | Standard | FALSE | [9 empty] | 12/7/2015 | Not Yet Verified | Not Yet Verified | Not Yet Verified |  |  | 2850 | 95 | 30 | 10.7 | 0.992 | 5000 | 80
PD5EVUSB | Standard Products Inc. | STANDARD | LSVS/40W/4FT/30K/2/ND/FP/STD | Indoor Luminaires | Linear Ambient | Direct Linear Ambient Luminaires | Standard | TRUE | 3684.2 | 96.77 | 37.74 | 11.3 | 0.88 | 2958 | 83.8 | 5 | 50000 | 12/7/2015 | Not Yet Verified | Not Yet Verified | Not Yet Verified |  | 2.1 | 3800 | 95 | 40 | 20 | 0.93 | 3000 | 80
PMGVTYYK | Standard Products Inc. | STANDARD | LSVS/40W/4FT/40K/2/ND/FP/STD | Indoor Luminaires | Linear Ambient | Direct Linear Ambient Luminaires | Standard | FALSE | [9 empty] | 12/7/2015 | Not Yet Verified | Not Yet Verified | Not Yet Verified |  |  | 3800 | 95 | 40 | 20 | 0.93 | 4000 | 80
PXZZYDCG | Standard Products Inc. | STANDARD | LSVS/40W/4FT/50K/2/ND/FP/STD | Indoor Luminaires | Linear Ambient | Direct Linear Ambient Luminaires | Standard | FALSE | [9 empty] | 12/7/2015 | Not Yet Verified | Not Yet Verified | Not Yet Verified |  |  | 3800 | 95 | 40 | 20 | 0.93 | 5000 | 80
PD3QNJJK | Standard Products Inc. | STANDARD | LSVS/50W/5FT/30K/2/ND/FP/STD | Indoor Luminaires | Linear Ambient | Direct Linear Ambient Luminaires | Standard | TRUE | 4591.59 | 97.38 | 46.73 | 15.5 | 0.91 | 2969 | 84 | 5 | 50000 | 12/7/2015 | Not Yet Verified | Not Yet Verified | Not Yet Verified |  | 2.1 | 4750 | 95 | 50 | 20 | 0.93 | 3000 | 80
PRGRJN1Z | Standard Products Inc. | STANDARD | LSVS/50W/5FT/40K/2/ND/FP/STD | Indoor Luminaires | Linear Ambient | Direct Linear Ambient Luminaires | Standard | FALSE | [9 empty] | 12/7/2015 | Not Yet Verified | Not Yet Verified | Not Yet Verified |  |  | 4750 | 95 | 50 | 20 | 0.93 | 4000 | 80
P2ZF5ZNK | Standard Products Inc. | STANDARD | LSVS/50W/5FT/50K/2/ND/FP/STD | Indoor Luminaires | Linear Ambient | Direct Linear Ambient Luminaires | Standard | FALSE | [9 empty] | 12/7/2015 | Not Yet Verified | Not Yet Verified | Not Yet Verified |  |  | 4750 | 95 | 50 | 20 | 0.93 | 5000 | 80
PHN1K95S | Standard Products Inc. | STANDARD | LSVS/65W/5FT/30K/2/ND/FP/STD | Indoor Luminaires | Linear Ambient | Direct Linear Ambient Luminaires | Standard | TRUE | 5852.28 | 97.8 | 59.7 | 15.4 | 0.94 | 2958 | 83.8 | 5 | 50000 | 12/7/2015 | Not Yet Verified | Not Yet Verified | Not Yet Verified |  | 2.1 | 6175 | 95 | 65 | 20 | 0.93 | 3000 | 80
PVQ8C2S9 | Standard Products Inc. | STANDARD | LSVS/65W/5FT/40K/2/ND/FP/STD | Indoor Luminaires | Linear Ambient | Direct Linear Ambient Luminaires | Standard | FALSE | [9 empty] | 12/7/2015 | Not Yet Verified | Not Yet Verified | Not Yet Verified |  |  | 6175 | 95 | 65 | 20 | 0.93 | 4000 | 80
PC1GJH15 | Standard Products Inc. | STANDARD | LSVS/65W/5FT/50K/2/ND/FP/STD | Indoor Luminaires | Linear Ambient | Direct Linear Ambient Luminaires | Standard | FALSE | [9 empty] | 12/7/2015 | Not Yet Verified | Not Yet Verified | Not Yet Verified |  |  | 6175 | 95 | 65 | 20 | 0.93 | 5000 | 80
P9KSS6EJ | Standard Products Inc. | Standard | LSV/40W/40K/2/DD1/FP/STD | Indoor Luminaires | Linear Ambient | Direct Linear Ambient Luminaires | Standard | TRUE | 3855 | 103.1 | 37.39 | 16.52 | 0.8778 | 4176 | 85.2 | 5 | 50000 | 6/24/2015 | Dimmable | Continuous (Can dim down to ≤ 10% (W)) | Not Yet Verified |  | 2.1 | 3855 | 103.1 | 37.39 | 16.52 | 0.8778 | 4000 | 85.2
P4GH1SJK | Standard Products Inc. | Standard | LSV/60W/40K/3/DD1/FP/STD | Indoor Luminaires | Linear Ambient | Direct Linear Ambient Luminaires | Standard | TRUE | 6209.5 | 105.07 | 59.1 | 13.05 | 0.9768 | 4217 | 86 | 5 | 50000 | 6/24/2015 | Dimmable | Continuous (Can dim down to ≤ 10% (W)) | Not Yet Verified |  | 2.1 | 6209.5 | 105.07 | 59.1 | 13.05 | 0.9768 | 4000 | 86
PW4G5RF8 | Standard Products Inc. | Standard | LSV/40W/40K/3/DD1/FP/STD | Indoor Luminaires | Linear Ambient | Direct Linear Ambient Luminaires | Standard | TRUE | 3577 | 93.15 | 38.4 | 7.75 | 0.9371 | 4068 | 83.9 | 5 | 50000 | 6/24/2015 | Dimmable | Continuous (Can dim down to ≤ 10% (W)) | Not Yet Verified |  | 2.1 | 3577 | 93.15 | 38.4 | 7.75 | 0.9371 | 4000 | 83.9
P86WCQWC | Stanpro Lighting Systems Inc. | Stanpro | L2WEN-48-2 | Indoor Luminaires | Linear Ambient | Direct Linear Ambient Luminaires | Premium | TRUE | 3927.4 | 127.19 | 30.87 | 9.6 | 0.9659 | 3582 | 82.7 | 5 | 50000 | 10/13/2016 | Dimmable | Continuous (Can dim down to ≤ 10% (W)) | No |  | 4 | 4096 | 130 | 32 | 10 | 0.9 | 3500 | 80
PVDRZGH6 | Stanpro Lighting Systems Inc. | Stanpro | L2WEN-48-1 | Indoor Luminaires | Linear Ambient | Direct Linear Ambient Luminaires | Premium | FALSE | [9 empty] | 10/13/2016 | Dimmable | Continuous (Can dim down to ≤ 10% (W)) | No |  |  | 4160 | 132 | 32 | 10 | 0.9 | 4000 | 80
P000019GV | Stanpro Lighting Systems Inc. | Stanpro | VN4-LS1H/35K | Indoor Luminaires | Linear Ambient | Direct Linear Ambient Luminaires | Standard | TRUE | 4302 | 102.4 | 42 | 10.19 | 0.929 | 3451 | 82.51 | 5 | 50000 | 5/28/2014 | Not Yet Verified | Not Yet Verified | Not Yet Verified |  | 2.1 | 3850 | 100 | 38.5 | 10 | 0.93 | 3500 | 82.5
P000019GW | Stanpro Lighting Systems Inc. | Stanpro | VN4-LS1H/40K | Indoor Luminaires | Linear Ambient | Direct Linear Ambient Luminaires | Standard | FALSE | [9 empty] | 5/28/2014 | Not Yet Verified | Not Yet Verified | Not Yet Verified |  |  | 3850 | 100 | 38.5 | 10 | 0.93 | 4000 | 82.5
P000019GX | Stanpro Lighting Systems Inc. | Stanpro | VN4-LS1H/50K | Indoor Luminaires | Linear Ambient | Direct Linear Ambient Luminaires | Standard | FALSE | [9 empty] | 5/28/2014 | Not Yet Verified | Not Yet Verified | Not Yet Verified |  |  | 3850 | 100 | 38.5 | 10 | 0.93 | 5000 | 82.5
P000019GY | Stanpro Lighting Systems Inc. | Stanpro | VN4-LS1W/35K | Indoor Luminaires | Linear Ambient | Direct Linear Ambient Luminaires | Standard | TRUE | 4210 | 107.6 | 39.1 | 8.74 | 0.969 | 3452 | 82.53 | 5 | 50000 | 5/28/2014 | Not Yet Verified | Not Yet Verified | Not Yet Verified |  | 2.1 | 3850 | 100 | 38.5 | 10 | 0.93 | 3500 | 82.5
P000019GZ | Stanpro Lighting Systems Inc. | Stanpro | VN4-LS1W/40K | Indoor Luminaires | Linear Ambient | Direct Linear Ambient Luminaires | Standard | FALSE | [9 empty] | 5/28/2014 | Not Yet Verified | Not Yet Verified | Not Yet Verified |  |  | 3850 | 100 | 38.5 | 10 | 0.93 | 4000 | 82.5
P000019H0 | Stanpro Lighting Systems Inc. | Stanpro | VN4-LS1W/50K | Indoor Luminaires | Linear Ambient | Direct Linear Ambient Luminaires | Standard | FALSE | [9 empty] | 5/28/2014 | Not Yet Verified | Not Yet Verified | Not Yet Verified |  |  | 3850 | 100 | 38.5 | 10 | 0.93 | 5000 | 82.5
PM57Y6925 | Stanpro Lighting Systems Inc. | Stanpro | VT4-LS1-[W or H]/40K | Indoor Luminaires | Linear Ambient | Direct Linear Ambient Luminaires | Standard | TRUE | 3549 | 85.4 | 41.5 | 10.59 | 0.931 | 4078 | 83.1 | 5 | 50000 | 9/24/2014 | Not Dimmable | Not Dimmable | Not Yet Verified |  | 2.1 | 3549 | 85.4 | 41.5 | 11 | 0.931 | 4078 | 83.1
PU7V1VTY | Stanpro Lighting Systems Inc. | Stanpro | VN4-LS2-H/35K | Indoor Luminaires | Linear Ambient | Direct Linear Ambient Luminaires | Standard | TRUE | 5482 | 99.9 | 54.87 | 18.84 | 0.942 | 3476 | 83.28 | 5 | 50000 | 10/7/2014 | Not Dimmable | Not Dimmable | Not Yet Verified |  | 2.1 | 5482 | 99.9 | 54.87 | 18.25 | 0.961 | 3476 | 83.28
PUHFZNZ5 | Stanpro Lighting Systems Inc. | Stanpro | VN4-LS2-W/35K | Indoor Luminaires | Linear Ambient | Direct Linear Ambient Luminaires | Standard | FALSE | [9 empty] | 10/7/2014 | Not Dimmable | Not Dimmable | Not Yet Verified |  |  | 5512 | 106.3 | 51.85 | 18.84 | 0.942 | 3466 | 83.27
PSHNYRR6 | Stanpro Lighting Systems Inc. | Stanpro | VN4-LS2-W/40K | Indoor Luminaires | Linear Ambient | Direct Linear Ambient Luminaires | Standard | FALSE | [9 empty] | 10/7/2014 | Not Dimmable | Not Dimmable | Not Yet Verified |  |  | 5324 | 102.4 | 51.97 | 12.66 | 0.991 | 4115 | 85.58
PCZPKXKW | Stanpro Lighting Systems Inc. | Stanpro | VN4-LS2-H/40K | Indoor Luminaires | Linear Ambient | Direct Linear Ambient Luminaires | Standard | FALSE | [9 empty] | 10/7/2014 | Not Dimmable | Not Dimmable | Not Yet Verified |  |  | 5295 | 96.2 | 55 | 12.26 | 0.99 | 4127 | 85.57
PN1JFPUA | Stanpro Lighting Systems Inc. | Stanpro | VN4-LS2-W/50K | Indoor Luminaires | Linear Ambient | Direct Linear Ambient Luminaires | Standard | FALSE | [9 empty] | 10/7/2014 | Not Dimmable | Not Dimmable | Not Yet Verified |  |  | 5603 | 107.7 | 52.17 | 18.78 | 0.9807 | 5180 | 85.25
PCCXGFHA | Stanpro Lighting Systems Inc. | Stanpro | VN4-LS2-H/50K | Indoor Luminaires | Linear Ambient | Direct Linear Ambient Luminaires | Standard | FALSE | [9 empty] | 10/7/2014 | Not Dimmable | Not Dimmable | Not Yet Verified |  |  | 5573 | 101.2 | 55.1 | 18.19 | 0.9613 | 5195 | 85.24
PA58CBN9 | Stanpro Lighting Systems Inc. | Stanpro | VN8-LS2-W/35K | Indoor Luminaires | Linear Ambient | Direct Linear Ambient Luminaires | Standard | FALSE | [9 empty] | 10/7/2014 | Not Dimmable | Not Dimmable | Not Yet Verified |  |  | 11365 | 106.3 | 106.9 | 17.39 | 0.9667 | 3466 | 83.27
PUX8A47R | Stanpro Lighting Systems Inc. | Stanpro | VN8-LS2-H/35K | Indoor Luminaires | Linear Ambient | Direct Linear Ambient Luminaires | Standard | FALSE | [9 empty] | 10/7/2014 | Not Dimmable | Not Dimmable | Not Yet Verified |  |  | 11303 | 99.9 | 113.1 | 16.85 | 0.9862 | 3476 | 83.28
PHGR8HBG | Stanpro Lighting Systems Inc. | Stanpro | VN8-LS2-W/40K | Indoor Luminaires | Linear Ambient | Direct Linear Ambient Luminaires | Standard | FALSE | [9 empty] | 10/7/2014 | Not Dimmable | Not Dimmable | Not Yet Verified |  |  | 10973 | 102.4 | 107.2 | 11.69 | 0.99 | 4115 | 85.58
PT6U8F4P | Stanpro Lighting Systems Inc. | Stanpro | VN8-LS2-H/40K | Indoor Luminaires | Linear Ambient | Direct Linear Ambient Luminaires | Standard | FALSE | [9 empty] | 10/7/2014 | Not Dimmable | Not Dimmable | Not Yet Verified |  |  | 10913 | 96.2 | 113.4 | 11.32 | 0.99 | 4127 | 85.59
PF1RKH6B | Stanpro Lighting Systems Inc. | Stanpro | VN8-LS2-W/50K | Indoor Luminaires | Linear Ambient | Direct Linear Ambient Luminaires | Standard | FALSE | [9 empty] | 10/7/2014 | Not Dimmable | Not Dimmable | Not Yet Verified |  |  | 11561 | 107.7 | 107.4 | 17.34 | 0.967 | 5180 | 85.23
P4QGV7X4 | Stanpro Lighting Systems Inc. | Stanpro | VN8-LS2-H/50K | Indoor Luminaires | Linear Ambient | Direct Linear Ambient Luminaires | Standard | FALSE | [9 empty] | 10/7/2014 | Not Dimmable | Not Dimmable | Not Yet Verified |  |  | 11498 | 101.2 | 113.6 | 16.79 | 0.9865 | 5195 | 85.24
PYBFD3UY | Stanpro Lighting Systems Inc. | Stanpro | VN4-LS3-W/35K | Indoor Luminaires | Linear Ambient | Direct Linear Ambient Luminaires | Standard | TRUE | 7510 | 100.1 | 75 | 9.65 | 0.9749 | 3483 | 82.88 | 5 | 50000 | 10/7/2014 | Not Dimmable | Not Dimmable | Not Yet Verified |  | 2.1 | 7510 | 100.1 | 75 | 15.05 | 0.9749 | 3483 | 82.88
P1C5SHJP | Stanpro Lighting Systems Inc. | Stanpro | VN4-LS3-H/35K | Indoor Luminaires | Linear Ambient | Direct Linear Ambient Luminaires | Standard | FALSE | [9 empty] | 10/7/2014 | Not Dimmable | Not Dimmable | Not Yet Verified |  |  | 7515 | 96.2 | 78.11 | 12.65 | 0.9777 | 3479 | 82.8
PWVNNAHN | Stanpro Lighting Systems Inc. | Stanpro | VN4-LS3-W/40K | Indoor Luminaires | Linear Ambient | Direct Linear Ambient Luminaires | Standard | FALSE | [9 empty] | 10/7/2014 | Not Dimmable | Not Dimmable | Not Yet Verified |  |  | 7125 | 97.1 | 73.37 | 15 | 0.996 | 4000 | 83
P499Q9CJ | Stanpro Lighting Systems Inc. | Stanpro | VN4-LS3-H/40K | Indoor Luminaires | Linear Ambient | Direct Linear Ambient Luminaires | Standard | FALSE | [9 empty] | 10/7/2014 | Not Dimmable | Not Dimmable | Not Yet Verified |  |  | 7133 | 92.4 | 77.26 | 12.75 | 0.9773 | 4131 | 85.54
P8SS3WPV | Stanpro Lighting Systems Inc. | Stanpro | VN4-LS3-W/50K | Indoor Luminaires | Linear Ambient | Direct Linear Ambient Luminaires | Standard | FALSE | [9 empty] | 10/7/2014 | Not Dimmable | Not Dimmable | Not Yet Verified |  |  | 7487 | 100.3 | 74.62 | 15.1 | 0.9747 | 5255 | 85.44
PNEAKHME | Stanpro Lighting Systems Inc. | Stanpro | VN4-LS3-H/50K | Indoor Luminaires | Linear Ambient | Direct Linear Ambient Luminaires | Standard | FALSE | [9 empty] | 10/7/2014 | Not Dimmable | Not Dimmable | Not Yet Verified |  |  | 7492 | 96.4 | 77.71 | 12.69 | 0.9775 | 5249 | 85.36
PWZT6T8Q | Stanpro Lighting Systems Inc. | Stanpro | VN8-LS3-W/35K | Indoor Luminaires | Linear Ambient | Direct Linear Ambient Luminaires | Standard | FALSE | [9 empty] | 10/7/2014 | Not Dimmable | Not Dimmable | Not Yet Verified |  |  | 15065 | 100.1 | 150.5 | 13.85 | 0.9898 | 3483 | 82.88
P52BYDG4 | Stanpro Lighting Systems Inc. | Stanpro | VN8-LS3-H/35K | Indoor Luminaires | Linear Ambient | Direct Linear Ambient Luminaires | Standard | FALSE | [9 empty] | 10/7/2014 | Not Dimmable | Not Dimmable | Not Yet Verified |  |  | 15078 | 96.2 | 156.74 | 11.64 | 0.9926 | 3479 | 82.8
PBGZ4RQ2 | Stanpro Lighting Systems Inc. | Stanpro | VN8-LS3-W/40K | Indoor Luminaires | Linear Ambient | Direct Linear Ambient Luminaires | Standard | FALSE | [9 empty] | 10/7/2014 | Not Dimmable | Not Dimmable | Not Yet Verified |  |  | 14296 | 97.1 | 147.2 | 13.8 | 0.99 | 4000 | 83
PWPYW63H | Stanpro Lighting Systems Inc. | Stanpro | VN8-LS3-H/40K | Indoor Luminaires | Linear Ambient | Direct Linear Ambient Luminaires | Standard | FALSE | [9 empty] | 10/7/2014 | Not Dimmable | Not Dimmable | Not Yet Verified |  |  | 14325 | 92.4 | 155 | 11.73 | 0.99 | 4131 | 85.54
PRMC36GG | Stanpro Lighting Systems Inc. | Stanpro | VN8-LS3-W/50K | Indoor Luminaires | Linear Ambient | Direct Linear Ambient Luminaires | Standard | FALSE | [9 empty] | 10/7/2014 | Not Dimmable | Not Dimmable | Not Yet Verified |  |  | 15019 | 100.3 | 149.7 | 13.89 | 0.9896 | 5255 | 85.44
PJRTSE4D | Stanpro Lighting Systems Inc. | Stanpro | VN8-LS3-H/50K | Indoor Luminaires | Linear Ambient | Direct Linear Ambient Luminaires | Standard | FALSE | [9 empty] | 10/7/2014 | Not Dimmable | Not Dimmable | Not Yet Verified |  |  | 15032 | 96.4 | 155.9 | 11.68 | 0.9924 | 5249 | 85.36
PZQESG1K | Stanpro Lighting Systems Inc. | Stanpro | VN8-LS1-W/35K | Indoor Luminaires | Linear Ambient | Direct Linear Ambient Luminaires | Standard | FALSE | [9 empty] | 10/7/2014 | Not Dimmable | Not Dimmable | Not Yet Verified |  |  | 8125.8 | 108.3 | 75 | 15.05 | 0.9749 | 3483 | 82.88
P8MR27NA | Stanpro Lighting Systems Inc. | Stanpro | VN8-LS1-H/35K | Indoor Luminaires | Linear Ambient | Direct Linear Ambient Luminaires | Standard | FALSE | [9 empty] | 10/7/2014 | Not Dimmable | Not Dimmable | Not Yet Verified |  |  | 8131.2 | 104.1 | 78.1 | 12.65 | 0.9777 | 3479 | 82.8
PM5JXEFP | Stanpro Lighting Systems Inc. | Stanpro | VN8-LS1-W/40K | Indoor Luminaires | Linear Ambient | Direct Linear Ambient Luminaires | Standard | FALSE | [9 empty] | 10/7/2014 | Not Dimmable | Not Dimmable | Not Yet Verified |  |  | 7709.3 | 105.1 | 73.4 | 15 | 0.996 | 4000 | 83
PQ96H9X2 | Stanpro Lighting Systems Inc. | Stanpro | VN8-LS1-H/40K | Indoor Luminaires | Linear Ambient | Direct Linear Ambient Luminaires | Standard | FALSE | [9 empty] | 10/7/2014 | Not Dimmable | Not Dimmable | Not Yet Verified |  |  | 7717.9 | 100 | 77.3 | 12.75 | 0.9773 | 4131 | 85.54
P1FNMVY6 | Stanpro Lighting Systems Inc. | Stanpro | VN8-LS1-W/50K | Indoor Luminaires | Linear Ambient | Direct Linear Ambient Luminaires | Standard | FALSE | [9 empty] | 10/7/2014 | Not Dimmable | Not Dimmable | Not Yet Verified |  |  | 8100.9 | 108.5 | 74.6 | 15.1 | 0.9747 | 5255 | 85.44
P8UEYC8S | Stanpro Lighting Systems Inc. | Stanpro | VN8-LS1-H/50K | Indoor Luminaires | Linear Ambient | Direct Linear Ambient Luminaires | Standard | FALSE | [9 empty] | 10/7/2014 | Not Dimmable | Not Dimmable | Not Yet Verified |  |  | 8106 | 104.3 | 77.7 | 12.69 | 0.9775 | 5249 | 85.36
PB5Z9FAB | Stanpro Lighting Systems Inc. | Stanpro | L2STL-48LS2-W/30K | Indoor Luminaires | Linear Ambient | Direct Linear Ambient Luminaires | Premium | TRUE | 2433.4 | 109.72 | 22.18 | 5.18 | 0.9203 | 3160 | 82.8 | 5 | 50000 | 7/6/2016 | Dimmable | Continuous (Can dim down to ≤ 10% (W)) | No |  | 3.1 | 2433.3 | 109.72 | 22.18 | 20 | 0.996 | 3000 | 82.8
PPP9BRVB | Stanpro Lighting Systems Inc. | Stanpro | L2STL-96LS2-W/30K | Indoor Luminaires | Linear Ambient | Direct Linear Ambient Luminaires | Premium | TRUE | 4435.024 | 112.85 | 39.3 | 5.27 | 0.925 | 3088 | 83.5 | 5 | 50000 | 7/6/2016 | Dimmable | Continuous (Can dim down to ≤ 10% (W)) | No |  | 3.1 | 4435 | 112.85 | 39.3 | 20 | 0.998 | 3000 | 83
P86B5K9R | Stanpro Lighting Systems Inc. | Stanpro | L2STL-96LS2-W/35K | Indoor Luminaires | Linear Ambient | Direct Linear Ambient Luminaires | Premium | FALSE | [9 empty] | 7/6/2016 | Dimmable | Continuous (Can dim down to ≤ 10% (W)) | No |  |  | 4550 | 114 | 40 | 20 | 0.996 | 3500 | 83
PF3FCBCC | Stanpro Lighting Systems Inc. | Stanpro | L2STL-96LS2-W/40K | Indoor Luminaires | Linear Ambient | Direct Linear Ambient Luminaires | Premium | FALSE | [9 empty] | 7/6/2016 | Dimmable | Continuous (Can dim down to ≤ 10% (W)) | No |  |  | 4600 | 115 | 40 | 20 | 0.996 | 4000 | 83
P3DWE5BU | Stanpro Lighting Systems Inc. | Stanpro | L2STL-48LS2-W/35K | Indoor Luminaires | Linear Ambient | Direct Linear Ambient Luminaires | Premium | FALSE | [9 empty] | 7/6/2016 | Dimmable | Continuous (Can dim down to ≤ 10% (W)) | No |  |  | 2464.2 | 111 | 22.2 | 20 | 0.996 | 3500 | 83
PF78RPQW | Stanpro Lighting Systems Inc. | Stanpro | L2STL-48LS2-W/40K | Indoor Luminaires | Linear Ambient | Direct Linear Ambient Luminaires | Premium | FALSE | [9 empty] | 7/6/2016 | Dimmable | Continuous (Can dim down to ≤ 10% (W)) | No |  |  | 2530 | 113.71 | 22.25 | 20 | 0.997 | 4000 | 85.1
PS181R94 | Stanpro Lighting Systems Inc. | Stanpro | L2STL-48LS3-W/30K | Indoor Luminaires | Linear Ambient | Direct Linear Ambient Luminaires | Premium | TRUE | 3582.1 | 110.52 | 32.41 | 4.44 | 0.9455 | 3133 | 82.9 | 5 | 50000 | 7/6/2016 | Dimmable | Continuous (Can dim down to ≤ 10% (W)) | No |  | 3.1 | 3582.1 | 110.52 | 32.41 | 20 | 0.997 | 3000 | 82.9
PV48QS9Z | Stanpro Lighting Systems Inc. | Stanpro | L2STL-96LS3-W/30K | Indoor Luminaires | Linear Ambient | Direct Linear Ambient Luminaires | Premium | TRUE | 7546 | 112.13 | 67.3 | 4.95 | 0.942 | 3146 | 83.2 | 5 | 50000 | 7/6/2016 | Dimmable | Continuous (Can dim down to ≤ 10% (W)) | No |  | 3.1 | 7546.3 | 112 | 67.3 | 20 | 0.997 | 3000 | 83
PK9R6N3H | Stanpro Lighting Systems Inc. | Stanpro | L2STL-96LS3-W/35K | Indoor Luminaires | Linear Ambient | Direct Linear Ambient Luminaires | Premium | FALSE | [9 empty] | 7/6/2016 | Dimmable | Continuous (Can dim down to ≤ 10% (W)) | No |  |  | 7600 | 113 | 67 | 20 | 0.997 | 3500 | 83
P5EQHQP6 | Stanpro Lighting Systems Inc. | Stanpro | L2STL-96LS3-W/40K | Indoor Luminaires | Linear Ambient | Direct Linear Ambient Luminaires | Premium | FALSE | [9 empty] | 7/6/2016 | Dimmable | Continuous (Can dim down to ≤ 10% (W)) | No |  |  | 7650 | 114 | 67 | 20 | 0.997 | 4000 | 83
PGUKUBDS | Stanpro Lighting Systems Inc. | Stanpro | L2STL-48LS3-W/35K | Indoor Luminaires | Linear Ambient | Direct Linear Ambient Luminaires | Premium | FALSE | [9 empty] | 7/6/2016 | Dimmable | Continuous (Can dim down to ≤ 10% (W)) | No |  |  | 3680 | 113.2 | 32.5 | 20 | 0.996 | 3500 | 83
PW189FGH | Stanpro Lighting Systems Inc. | Stanpro | L2STL-48LS3-W/40K | Indoor Luminaires | Linear Ambient | Direct Linear Ambient Luminaires | Premium | FALSE | [9 empty] | 7/6/2016 | Dimmable | Continuous (Can dim down to ≤ 10% (W)) | No |  |  | 3750 | 115.4 | 32.5 | 20 | 0.997 | 4000 | 85.1
P9W36WVC | Stanpro Lighting Systems Inc. | STANPRO | L2SSR-48LS2-H/30K | Indoor Luminaires | Linear Ambient | Direct Linear Ambient Luminaires | Standard | TRUE | 4152 | 117.2 | 35.44 | 11.66 | 0.966 | 3046 | 81 | 5 | 50000 | 10/4/2016 | Dimmable | Continuous (Can dim down to ≤ 10% (W)) | No |  | 4 | 4162 | 117.44 | 35.44 | 13.32 | 0.95 | 3046 | 81
PJF27B1S | Stanpro Lighting Systems Inc. | STANPRO | L2SSR-48LS1-H/30K | Indoor Luminaires | Linear Ambient | Direct Linear Ambient Luminaires | Standard | TRUE | 2593 | 119.2 | 21.75 | 13.32 | 0.953 | 3046 | 81 | 5 | 50000 | 10/4/2016 | Dimmable | Continuous (Can dim down to ≤ 10% (W)) | No |  | 4 | 2674 | 122.89 | 21.76 | 13.32 | 0.95 | 3046 | 81
PXEAT8VN | Stanpro Lighting Systems Inc. | STANPRO | L2SSR-48LS1-H/30K | Indoor Luminaires | Linear Ambient | Direct Linear Ambient Luminaires | Standard | TRUE | 2593 | 119.2 | 21.75 | 13.32 | 0.953 | 3046 | 81 | 5 | 50000 | 10/4/2016 | Dimmable | Continuous (Can dim down to ≤ 10% (W)) | No |  | 4 | 2674 | 122.89 | 21.76 | 13.32 | 0.95 | 3046 | 81
PBUQSXYC | Stanpro Lighting Systems Inc. | STANPRO | L2SSR-48LS1-H/50K | Indoor Luminaires | Linear Ambient | Direct Linear Ambient Luminaires | Standard | TRUE | 2829 | 130 | 21.76 | 13.78 | 0.953 | 5209 | 83 | 5 | 50000 | 10/4/2016 | Dimmable | Continuous (Can dim down to ≤ 10% (W)) | No |  | 4 | 2884 | 132.54 | 21.76 | 13.78 | 0.95 | 5209 | 83
PY5V3G31 | Stanpro Lighting Systems Inc. | STANPRO | L2SSR-48LS1-H/50K | Indoor Luminaires | Linear Ambient | Direct Linear Ambient Luminaires | Standard | TRUE | 2829 | 130 | 21.76 | 13.78 | 0.953 | 5209 | 83 | 5 | 50000 | 10/4/2016 | Dimmable | Continuous (Can dim down to ≤ 10% (W)) | No |  | 4 | 2884 | 132.54 | 21.76 | 13.78 | 0.95 | 5209 | 83
PPQ834K8 | Stanpro Lighting Systems Inc. | STANPRO | L2SSR-48LS2-H/30K | Indoor Luminaires | Linear Ambient | Direct Linear Ambient Luminaires | Standard | TRUE | 4152 | 117.2 | 35.44 | 11.66 | 0.966 | 3046 | 81 | 5 | 50000 | 10/4/2016 | Dimmable | Continuous (Can dim down to ≤ 10% (W)) | No |  | 4 | 4162 | 117.44 | 35.44 | 13.32 | 0.95 | 3046 | 81
PU1BKHJN | Stanpro Lighting Systems Inc. | STANPRO | L2SSR-48LS2-H/35K | Indoor Luminaires | Linear Ambient | Direct Linear Ambient Luminaires | Standard | FALSE | [9 empty] | 10/4/2016 | Dimmable | Continuous (Can dim down to ≤ 10% (W)) | No |  |  | 4381 | 123.62 | 35.44 | 13.32 | 0.95 | 3046 | 81
PGDBJ8Z6 | Stanpro Lighting Systems Inc. | STANPRO | L2SSR-48LS2-H/40K | Indoor Luminaires | Linear Ambient | Direct Linear Ambient Luminaires | Standard | FALSE | [9 empty] | 10/4/2016 | Dimmable | Continuous (Can dim down to ≤ 10% (W)) | No |  |  | 4471 | 126.16 | 35.44 | 13.32 | 0.95 | 3046 | 81
P5426FR6 | Stanpro Lighting Systems Inc. | STANPRO | L2SSR-48LS2-H/50K | Indoor Luminaires | Linear Ambient | Direct Linear Ambient Luminaires | Standard | FALSE | [9 empty] | 10/4/2016 | Dimmable | Continuous (Can dim down to ≤ 10% (W)) | No |  |  | 4618 | 130.3 | 35.44 | 13.32 | 0.95 | 3046 | 81
PP37S3R1 | Stanpro Lighting Systems Inc. | STANPRO | L2SSR-96LS2-W/30K | Indoor Luminaires | Linear Ambient | Direct Linear Ambient Luminaires | Standard | FALSE | [9 empty] | 10/4/2016 | Dimmable | Continuous (Can dim down to ≤ 10% (W)) | No |  |  | 8324 | 117.44 | 70.88 | 13.32 | 0.95 | 3046 | 81
PVZ9CHYH | Stanpro Lighting Systems Inc. | STANPRO | L2SSR-96LS2-W/35K | Indoor Luminaires | Linear Ambient | Direct Linear Ambient Luminaires | Standard | FALSE | [9 empty] | 10/4/2016 | Dimmable | Continuous (Can dim down to ≤ 10% (W)) | No |  |  | 8762 | 123.62 | 70.88 | 13.32 | 0.95 | 3046 | 81
PSQ15MP1 | Stanpro Lighting Systems Inc. | STANPRO | L2SSR-96LS2-W/40K | Indoor Luminaires | Linear Ambient | Direct Linear Ambient Luminaires | Standard | FALSE | [9 empty] | 10/4/2016 | Dimmable | Continuous (Can dim down to ≤ 10% (W)) | No |  |  | 8941 | 126.14 | 70.88 | 13.32 | 0.95 | 3046 | 81
PN22W92T | Stanpro Lighting Systems Inc. | STANPRO | L2SSR-96LS2-W/50K | Indoor Luminaires | Linear Ambient | Direct Linear Ambient Luminaires | Standard | FALSE | [9 empty] | 10/4/2016 | Dimmable | Continuous (Can dim down to ≤ 10% (W)) | No |  |  | 9236 | 130.3 | 70.88 | 13.32 | 0.95 | 3046 | 81
PVG6Y4BE | Stanpro Lighting Systems Inc. | STANPRO | L2SSR-96LS2-H/30K | Indoor Luminaires | Linear Ambient | Direct Linear Ambient Luminaires | Standard | FALSE | [9 empty] | 10/4/2016 | Dimmable | Continuous (Can dim down to ≤ 10% (W)) | No |  |  | 8324 | 117.44 | 70.88 | 13.32 | 0.95 | 3046 | 81
P7D4R4WX | Stanpro Lighting Systems Inc. | STANPRO | L2SSR-96LS2-H/35K | Indoor Luminaires | Linear Ambient | Direct Linear Ambient Luminaires | Standard | FALSE | [9 empty] | 10/4/2016 | Dimmable | Continuous (Can dim down to ≤ 10% (W)) | No |  |  | 8762 | 123.62 | 70.88 | 13.32 | 0.95 | 3046 | 81
PPCF1AYP | Stanpro Lighting Systems Inc. | STANPRO | L2SSR-96LS2-H/40K | Indoor Luminaires | Linear Ambient | Direct Linear Ambient Luminaires | Standard | FALSE | [9 empty] | 10/4/2016 | Dimmable | Continuous (Can dim down to ≤ 10% (W)) | No |  |  | 8941 | 126.14 | 70.88 | 13.32 | 0.95 | 3046 | 81
PQAB4BEB | Stanpro Lighting Systems Inc. | STANPRO | L2SSR-96LS2-H/50K | Indoor Luminaires | Linear Ambient | Direct Linear Ambient Luminaires | Standard | FALSE | [9 empty] | 10/4/2016 | Dimmable | Continuous (Can dim down to ≤ 10% (W)) | No |  |  | 9236 | 130.3 | 70.88 | 13.32 | 0.95 | 3046 | 81
PS7CKGDR | Stanpro Lighting Systems Inc. | STANPRO | L2SSR-96LS1-W/30K | Indoor Luminaires | Linear Ambient | Direct Linear Ambient Luminaires | Standard | FALSE | [9 empty] | 10/4/2016 | Dimmable | Continuous (Can dim down to ≤ 10% (W)) | No |  |  | 5348 | 122.89 | 43.52 | 13.32 | 0.95 | 3046 | 81
PPUZQUUB | Stanpro Lighting Systems Inc. | STANPRO | L2SSR-96LS1-W/35K | Indoor Luminaires | Linear Ambient | Direct Linear Ambient Luminaires | Standard | FALSE | [9 empty] | 10/4/2016 | Dimmable | Continuous (Can dim down to ≤ 10% (W)) | No |  |  | 5472 | 125.74 | 43.52 | 13.32 | 0.95 | 3046 | 81
PNGUSP49 | Stanpro Lighting Systems Inc. | STANPRO | L2SSR-96LS1-W/40K | Indoor Luminaires | Linear Ambient | Direct Linear Ambient Luminaires | Standard | FALSE | [9 empty] | 10/4/2016 | Dimmable | Continuous (Can dim down to ≤ 10% (W)) | No |  |  | 5581 | 128.24 | 43.52 | 13.32 | 0.95 | 3046 | 81
PJDGYHB9 | Stanpro Lighting Systems Inc. | STANPRO | L2SSR-96LS1-W/50K | Indoor Luminaires | Linear Ambient | Direct Linear Ambient Luminaires | Standard | FALSE | [9 empty] | 10/4/2016 | Dimmable | Continuous (Can dim down to ≤ 10% (W)) | No |  |  | 5768 | 132.6 | 43.5 | 13.78 | 0.95 | 5209 | 83
PKQ123WT | Stanpro Lighting Systems Inc. | STANPRO | L2SSR-96LS1-H/30K | Indoor Luminaires | Linear Ambient | Direct Linear Ambient Luminaires | Standard | FALSE | [9 empty] | 10/4/2016 | Dimmable | Continuous (Can dim down to ≤ 10% (W)) | No |  |  | 5348 | 122.89 | 43.52 | 13.32 | 0.95 | 3046 | 81
P2QMAN1N | Stanpro Lighting Systems Inc. | STANPRO | L2SSR-96LS1-H/35K | Indoor Luminaires | Linear Ambient | Direct Linear Ambient Luminaires | Standard | FALSE | [9 empty] | 10/4/2016 | Dimmable | Continuous (Can dim down to ≤ 10% (W)) | No |  |  | 5472 | 125.74 | 43.52 | 13.32 | 0.95 | 3046 | 81
PSF14GSK | Stanpro Lighting Systems Inc. | STANPRO | L2SSR-96LS1-H/40K | Indoor Luminaires | Linear Ambient | Direct Linear Ambient Luminaires | Standard | FALSE | [9 empty] | 10/4/2016 | Dimmable | Continuous (Can dim down to ≤ 10% (W)) | No |  |  | 5581 | 128.24 | 43.52 | 13.32 | 0.95 | 3046 | 81
PYBK392H | Stanpro Lighting Systems Inc. | STANPRO | L2SSR-96LS1-H/50K | Indoor Luminaires | Linear Ambient | Direct Linear Ambient Luminaires | Standard | FALSE | [9 empty] | 10/4/2016 | Dimmable | Continuous (Can dim down to ≤ 10% (W)) | No |  |  | 5768 | 132.54 | 43.52 | 13.78 | 0.95 | 5209 | 83
P45W8BSC | Stanpro Lighting Systems Inc. | STANPRO | L2SSR-48LS2-W/30K | Indoor Luminaires | Linear Ambient | Direct Linear Ambient Luminaires | Standard | FALSE | [9 empty] | 10/4/2016 | Dimmable | Continuous (Can dim down to ≤ 10% (W)) | No |  |  | 4162 | 117.44 | 35.44 | 13.32 | 0.95 | 3046 | 81
PE9X27TW | Stanpro Lighting Systems Inc. | STANPRO | L2SSR-48LS2-W/35K | Indoor Luminaires | Linear Ambient | Direct Linear Ambient Luminaires | Standard | FALSE | [9 empty] | 10/4/2016 | Dimmable | Continuous (Can dim down to ≤ 10% (W)) | No |  |  | 4381 | 123.62 | 35.44 | 13.32 | 0.95 | 3046 | 81
P2GSBCW2 | Stanpro Lighting Systems Inc. | STANPRO | L2SSR-48LS2-W/40K | Indoor Luminaires | Linear Ambient | Direct Linear Ambient Luminaires | Standard | FALSE | [9 empty] | 10/4/2016 | Dimmable | Continuous (Can dim down to ≤ 10% (W)) | No |  |  | 4471 | 126.16 | 35.44 | 13.32 | 0.95 | 3046 | 81
P8R4BVYX | Stanpro Lighting Systems Inc. | STANPRO | L2SSR-48LS2-W/50K | Indoor Luminaires | Linear Ambient | Direct Linear Ambient Luminaires | Standard | FALSE | [9 empty] | 10/4/2016 | Dimmable | Continuous (Can dim down to ≤ 10% (W)) | No |  |  | 4618 | 130.3 | 35.44 | 13.32 | 0.95 | 3046 | 81
PFYH6S1Q | Stanpro Lighting Systems Inc. | STANPRO | L2SSR-96LS1-W/30K | Indoor Luminaires | Linear Ambient | Direct Linear Ambient Luminaires | Standard | FALSE | [9 empty] | 10/4/2016 | Dimmable | Continuous (Can dim down to ≤ 10% (W)) | No |  |  | 5348 | 122.89 | 43.52 | 13.32 | 0.95 | 3046 | 81
PEE7YEMH | Stanpro Lighting Systems Inc. | STANPRO | L2SSR-96LS1-W/35K | Indoor Luminaires | Linear Ambient | Direct Linear Ambient Luminaires | Standard | FALSE | [9 empty] | 10/4/2016 | Dimmable | Continuous (Can dim down to ≤ 10% (W)) | No |  |  | 5472 | 125.74 | 43.52 | 13.32 | 0.95 | 3046 | 81
PYUCXBTK | Stanpro Lighting Systems Inc. | STANPRO | L2SSR-96LS1-W/40K | Indoor Luminaires | Linear Ambient | Direct Linear Ambient Luminaires | Standard | FALSE | [9 empty] | 10/4/2016 | Dimmable | Continuous (Can dim down to ≤ 10% (W)) | No |  |  | 5581 | 128.24 | 43.52 | 13.32 | 0.95 | 3046 | 81
PKUDA4QH | Stanpro Lighting Systems Inc. | STANPRO | L2SSR-96LS1-W/50K | Indoor Luminaires | Linear Ambient | Direct Linear Ambient Luminaires | Standard | FALSE | [9 empty] | 10/4/2016 | Dimmable | Continuous (Can dim down to ≤ 10% (W)) | No |  |  | 5768 | 132.6 | 43.5 | 13.78 | 0.95 | 5209 | 83
PXMRPBPR | Stanpro Lighting Systems Inc. | STANPRO | L2SSR-96LS1-H/30K | Indoor Luminaires | Linear Ambient | Direct Linear Ambient Luminaires | Standard | FALSE | [9 empty] | 10/4/2016 | Dimmable | Continuous (Can dim down to ≤ 10% (W)) | No |  |  | 5348 | 122.89 | 43.52 | 13.32 | 0.95 | 3046 | 81
PGVDH5TN | Stanpro Lighting Systems Inc. | STANPRO | L2SSR-96LS1-H/35K | Indoor Luminaires | Linear Ambient | Direct Linear Ambient Luminaires | Standard | FALSE | [9 empty] | 10/4/2016 | Dimmable | Continuous (Can dim down to ≤ 10% (W)) | No |  |  | 5472 | 125.74 | 43.52 | 13.32 | 0.95 | 3046 | 81
PATCV6CP | Stanpro Lighting Systems Inc. | STANPRO | L2SSR-96LS1-H/40K | Indoor Luminaires | Linear Ambient | Direct Linear Ambient Luminaires | Standard | FALSE | [9 empty] | 10/4/2016 | Dimmable | Continuous (Can dim down to ≤ 10% (W)) | No |  |  | 5581 | 128.24 | 43.52 | 13.32 | 0.95 | 3046 | 81
PAM4WF35 | Stanpro Lighting Systems Inc. | STANPRO | L2SSR-96LS1-H/50K | Indoor Luminaires | Linear Ambient | Direct Linear Ambient Luminaires | Standard | FALSE | [9 empty] | 10/4/2016 | Dimmable | Continuous (Can dim down to ≤ 10% (W)) | No |  |  | 5768 | 132.54 | 43.52 | 13.78 | 0.95 | 5209 | 83
PDD5YKGT | Stanpro Lighting Systems Inc. | STANPRO | L2SSR-48LS2-W/30K | Indoor Luminaires | Linear Ambient | Direct Linear Ambient Luminaires | Standard | FALSE | [9 empty] | 10/4/2016 | Dimmable | Continuous (Can dim down to ≤ 10% (W)) | No |  |  | 4162 | 117.44 | 35.44 | 13.32 | 0.95 | 3046 | 81
P3SJD73R | Stanpro Lighting Systems Inc. | STANPRO | L2SSR-48LS2-W/35K | Indoor Luminaires | Linear Ambient | Direct Linear Ambient Luminaires | Standard | FALSE | [9 empty] | 10/4/2016 | Dimmable | Continuous (Can dim down to ≤ 10% (W)) | No |  |  | 4381 | 123.62 | 35.44 | 13.32 | 0.95 | 3046 | 81
P89QG98K | Stanpro Lighting Systems Inc. | STANPRO | L2SSR-48LS2-W/40K | Indoor Luminaires | Linear Ambient | Direct Linear Ambient Luminaires | Standard | FALSE | [9 empty] | 10/4/2016 | Dimmable | Continuous (Can dim down to ≤ 10% (W)) | No |  |  | 4471 | 126.16 | 35.44 | 13.32 | 0.95 | 3046 | 81
PBBR7N4W | Stanpro Lighting Systems Inc. | STANPRO | L2SSR-48LS2-W/50K | Indoor Luminaires | Linear Ambient | Direct Linear Ambient Luminaires | Standard | FALSE | [9 empty] | 10/4/2016 | Dimmable | Continuous (Can dim down to ≤ 10% (W)) | No |  |  | 4618 | 130.3 | 35.44 | 13.32 | 0.95 | 3046 | 81
PAZTWGRF | Stanpro Lighting Systems Inc. | STANPRO | L2SSR-48LS1-H/35K | Indoor Luminaires | Linear Ambient | Direct Linear Ambient Luminaires | Standard | FALSE | [9 empty] | 10/4/2016 | Dimmable | Continuous (Can dim down to ≤ 10% (W)) | No |  |  | 2736 | 125.74 | 21.76 | 13.32 | 0.95 | 3046 | 81
P1B5FP1U | Stanpro Lighting Systems Inc. | STANPRO | L2SSR-48LS1-H/40K | Indoor Luminaires | Linear Ambient | Direct Linear Ambient Luminaires | Standard | FALSE | [9 empty] | 10/4/2016 | Dimmable | Continuous (Can dim down to ≤ 10% (W)) | No |  |  | 2791 | 128.26 | 21.76 | 13.32 | 0.95 | 3046 | 81
PX64AZV8 | Stanpro Lighting Systems Inc. | STANPRO | L2SSR-48LS1-H/35K | Indoor Luminaires | Linear Ambient | Direct Linear Ambient Luminaires | Standard | FALSE | [9 empty] | 10/4/2016 | Dimmable | Continuous (Can dim down to ≤ 10% (W)) | No |  |  | 2736 | 125.74 | 21.76 | 13.32 | 0.95 | 3046 | 81
PSEQ11HM | Stanpro Lighting Systems Inc. | STANPRO | L2SSR-48LS1-H/40K | Indoor Luminaires | Linear Ambient | Direct Linear Ambient Luminaires | Standard | FALSE | [9 empty] | 10/4/2016 | Dimmable | Continuous (Can dim down to ≤ 10% (W)) | No |  |  | 2791 | 128.26 | 21.76 | 13.32 | 0.95 | 3046 | 81
P6XYCWUS | Stanpro Lighting Systems Inc. | STANPRO | L2SSR-48LS1-W/30K | Indoor Luminaires | Linear Ambient | Direct Linear Ambient Luminaires | Standard | FALSE | [9 empty] | 10/4/2016 | Dimmable | Continuous (Can dim down to ≤ 10% (W)) | No |  |  | 2674 | 122.89 | 21.76 | 13.32 | 0.95 | 3046 | 81
PZM74Z63 | Stanpro Lighting Systems Inc. | STANPRO | L2SSR-48LS1-W/35K | Indoor Luminaires | Linear Ambient | Direct Linear Ambient Luminaires | Standard | FALSE | [9 empty] | 10/4/2016 | Dimmable | Continuous (Can dim down to ≤ 10% (W)) | No |  |  | 2736 | 125.74 | 21.76 | 13.32 | 0.95 | 3046 | 81
P5UNDMXR | Stanpro Lighting Systems Inc. | STANPRO | L2SSR-48LS1-W/40K | Indoor Luminaires | Linear Ambient | Direct Linear Ambient Luminaires | Standard | FALSE | [9 empty] | 10/4/2016 | Dimmable | Continuous (Can dim down to ≤ 10% (W)) | No |  |  | 2791 | 128.26 | 21.76 | 13.32 | 0.95 | 3046 | 81
P3R951B2 | Stanpro Lighting Systems Inc. | STANPRO | L2SSR-48LS1-W/50K | Indoor Luminaires | Linear Ambient | Direct Linear Ambient Luminaires | Standard | FALSE | [9 empty] | 10/4/2016 | Dimmable | Continuous (Can dim down to ≤ 10% (W)) | No |  |  | 2884 | 132.6 | 21.75 | 13.78 | 0.95 | 5209 | 83
PRHUUM4G | Stanpro Lighting Systems Inc. | STANPRO | L2SSR-48LS2-H/35K | Indoor Luminaires | Linear Ambient | Direct Linear Ambient Luminaires | Standard | FALSE | [9 empty] | 10/4/2016 | Dimmable | Continuous (Can dim down to ≤ 10% (W)) | No |  |  | 4381 | 123.62 | 35.44 | 13.32 | 0.95 | 3046 | 81
PB3S9K7B | Stanpro Lighting Systems Inc. | STANPRO | L2SSR-48LS2-H/40K | Indoor Luminaires | Linear Ambient | Direct Linear Ambient Luminaires | Standard | FALSE | [9 empty] | 10/4/2016 | Dimmable | Continuous (Can dim down to ≤ 10% (W)) | No |  |  | 4471 | 126.16 | 35.44 | 13.32 | 0.95 | 3046 | 81
PNQPG4VC | Stanpro Lighting Systems Inc. | STANPRO | L2SSR-48LS2-H/50K | Indoor Luminaires | Linear Ambient | Direct Linear Ambient Luminaires | Standard | FALSE | [9 empty] | 10/4/2016 | Dimmable | Continuous (Can dim down to ≤ 10% (W)) | No |  |  | 4618 | 130.3 | 35.44 | 13.32 | 0.95 | 3046 | 81
PCQ18N63 | Stanpro Lighting Systems Inc. | STANPRO | L2SSR-96LS2-W/30K | Indoor Luminaires | Linear Ambient | Direct Linear Ambient Luminaires | Standard | FALSE | [9 empty] | 10/4/2016 | Dimmable | Continuous (Can dim down to ≤ 10% (W)) | No |  |  | 8324 | 117.44 | 70.88 | 13.32 | 0.95 | 3046 | 81
P5SGMGPT | Stanpro Lighting Systems Inc. | STANPRO | L2SSR-96LS2-W/35K | Indoor Luminaires | Linear Ambient | Direct Linear Ambient Luminaires | Standard | FALSE | [9 empty] | 10/4/2016 | Dimmable | Continuous (Can dim down to ≤ 10% (W)) | No |  |  | 8762 | 123.62 | 70.88 | 13.32 | 0.95 | 3046 | 81
P15XXDCA | Stanpro Lighting Systems Inc. | STANPRO | L2SSR-96LS2-W/40K | Indoor Luminaires | Linear Ambient | Direct Linear Ambient Luminaires | Standard | FALSE | [9 empty] | 10/4/2016 | Dimmable | Continuous (Can dim down to ≤ 10% (W)) | No |  |  | 8941 | 126.14 | 70.88 | 13.32 | 0.95 | 3046 | 81
PJ98B7VX | Stanpro Lighting Systems Inc. | STANPRO | L2SSR-96LS2-W/50K | Indoor Luminaires | Linear Ambient | Direct Linear Ambient Luminaires | Standard | FALSE | [9 empty] | 10/4/2016 | Dimmable | Continuous (Can dim down to ≤ 10% (W)) | No |  |  | 9236 | 130.3 | 70.88 | 13.32 | 0.95 | 3046 | 81
PFPZ2AAP | Stanpro Lighting Systems Inc. | STANPRO | L2SSR-96LS2-H/30K | Indoor Luminaires | Linear Ambient | Direct Linear Ambient Luminaires | Standard | FALSE | [9 empty] | 10/4/2016 | Dimmable | Continuous (Can dim down to ≤ 10% (W)) | No |  |  | 8324 | 117.44 | 70.88 | 13.32 | 0.95 | 3046 | 81
P43V88PF | Stanpro Lighting Systems Inc. | STANPRO | L2SSR-96LS2-H/35K | Indoor Luminaires | Linear Ambient | Direct Linear Ambient Luminaires | Standard | FALSE | [9 empty] | 10/4/2016 | Dimmable | Continuous (Can dim down to ≤ 10% (W)) | No |  |  | 8762 | 123.62 | 70.88 | 13.32 | 0.95 | 3046 | 81
PKJXCUTX | Stanpro Lighting Systems Inc. | STANPRO | L2SSR-96LS2-H/40K | Indoor Luminaires | Linear Ambient | Direct Linear Ambient Luminaires | Standard | FALSE | [9 empty] | 10/4/2016 | Dimmable | Continuous (Can dim down to ≤ 10% (W)) | No |  |  | 8941 | 126.14 | 70.88 | 13.32 | 0.95 | 3046 | 81
PV1U1SB3 | Stanpro Lighting Systems Inc. | STANPRO | L2SSR-96LS2-H/50K | Indoor Luminaires | Linear Ambient | Direct Linear Ambient Luminaires | Standard | FALSE | [9 empty] | 10/4/2016 | Dimmable | Continuous (Can dim down to ≤ 10% (W)) | No |  |  | 9236 | 130.3 | 70.88 | 13.32 | 0.95 | 3046 | 81
PR36RMFZ | Stanpro Lighting Systems Inc. | STANPRO | L2SSR-48LS1-W/30K | Indoor Luminaires | Linear Ambient | Direct Linear Ambient Luminaires | Standard | FALSE | [9 empty] | 10/4/2016 | Dimmable | Continuous (Can dim down to ≤ 10% (W)) | No |  |  | 2674 | 122.89 | 21.76 | 13.32 | 0.95 | 3046 | 81
PDTVGNE6 | Stanpro Lighting Systems Inc. | STANPRO | L2SSR-48LS1-W/35K | Indoor Luminaires | Linear Ambient | Direct Linear Ambient Luminaires | Standard | FALSE | [9 empty] | 10/4/2016 | Dimmable | Continuous (Can dim down to ≤ 10% (W)) | No |  |  | 2736 | 125.74 | 21.76 | 13.32 | 0.95 | 3046 | 81
PBBZEZ59 | Stanpro Lighting Systems Inc. | STANPRO | L2SSR-48LS1-W/40K | Indoor Luminaires | Linear Ambient | Direct Linear Ambient Luminaires | Standard | FALSE | [9 empty] | 10/4/2016 | Dimmable | Continuous (Can dim down to ≤ 10% (W)) | No |  |  | 2791 | 128.26 | 21.76 | 13.32 | 0.95 | 3046 | 81
PZM9PB9V | Stanpro Lighting Systems Inc. | STANPRO | L2SSR-48LS1-W/50K | Indoor Luminaires | Linear Ambient | Direct Linear Ambient Luminaires | Standard | FALSE | [9 empty] | 10/4/2016 | Dimmable | Continuous (Can dim down to ≤ 10% (W)) | No |  |  | 2884 | 132.6 | 21.75 | 13.78 | 0.95 | 5209 | 83
PK5ZXP7G | Stanpro Lighting Systems Inc. | STANPRO | L2SSR-48LS3-H/40K | Indoor Luminaires | Linear Ambient | Direct Linear Ambient Luminaires | Standard | TRUE | 7676 | 112.7 | 68.08 | 8.39 | 0.976 | 4117 | 84 | 5 | 50000 | 10/7/2016 | Dimmable | Continuous (Can dim down to ≤ 10% (W)) | No |  | 4 | 7575 | 111.27 | 68.08 | 8.39 | 0.98 | 4117 | 83
P7M3MG9A | Stanpro Lighting Systems Inc. | STANPRO | L2SSR-96LS3-H/40K | Indoor Luminaires | Linear Ambient | Direct Linear Ambient Luminaires | Standard | FALSE | [9 empty] | 10/7/2016 | Dimmable | Continuous (Can dim down to ≤ 10% (W)) | No |  |  | 15150 | 222.53 | 136.16 | 8.39 | 0.98 | 4117 | 83
PKAMB6KND | Stanpro Lighting Systems Inc. | Stanpro | VT4-LS2-H/40K [L6, L10, SS, OSI, EM, KV] | Indoor Luminaires | Linear Ambient | Direct Linear Ambient Luminaires | Standard | TRUE | 4938 | 87.9 | 56.18 | 19.76 | 0.941 | 4089 | 85.83 | 5 |  | 4/14/2015 | Not Dimmable | Not Dimmable | Not Yet Verified |  | 2.1 | 4938 | 87.9 | 56.18 | 18.98 | 0.963 | 4089 | 85.83
PG26PZ3SK | Stanpro Lighting Systems Inc. | Stanpro | VT4-LS2-W/40K [L6, L10, SS, OSI, EM, KV] | Indoor Luminaires | Linear Ambient | Direct Linear Ambient Luminaires | Standard | FALSE | [9 empty] | 4/14/2015 | Not Dimmable | Not Dimmable | Not Yet Verified |  |  | 4932 | 92.9 | 53.11 | 19.76 | 0.941 | 4078 | 85.87
P3DJUMQQ | Stanpro Lighting Systems Inc. | Stanpro | L2WRN-48-2 | Indoor Luminaires | Linear Ambient | Direct Linear Ambient Luminaires | Premium | TRUE | 4512.1 | 115.07 | 39.21 | 5.61 | 0.9057 | 3107 | 81.8 | 5 | 50000 | 10/14/2016 | Dimmable | Continuous (Can dim down to ≤ 10% (W)) | No |  | 3.1 | 4512.1 | 115.07 | 40 | 20 | 0.993 | 3000 | 81.8
PKZXTT28 | Stanpro Lighting Systems Inc. | Stanpro | L2WRN-48-1 | Indoor Luminaires | Linear Ambient | Direct Linear Ambient Luminaires | Premium | FALSE | [9 empty] | 10/14/2016 | Dimmable | Continuous (Can dim down to ≤ 10% (W)) | No |  |  | 4548.1 | 115.7 | 40 | 20 | 0.991 | 4000 | 83.4
PQAHB4TG | Stanpro Lighting Systems Inc. | Stanpro | VTE4-LS3-W/30K | Indoor Luminaires | Linear Ambient | Direct Linear Ambient Luminaires | Standard | TRUE | 5186.6 | 123.87 | 41.87 | 7.61 | 0.9584 | 3072 | 82.8 | 5 | 50000 | 9/1/2016 | Dimmable | Continuous (Can dim down to ≤ 10% (W)) | Yes |  | 4 | 5000 | 125 | 40 | 20 | 0.95 | 3000 | 80
PTDJMN1K | Stanpro Lighting Systems Inc. | Stanpro | VTE4-LS3-W/40K | Indoor Luminaires | Linear Ambient | Direct Linear Ambient Luminaires | Standard | FALSE | [9 empty] | 9/1/2016 | Dimmable | Continuous (Can dim down to ≤ 10% (W)) | Yes |  |  | 5000 | 125 | 40 | 20 | 0.95 | 4000 | 80
PNK8EFAU | Stanpro Lighting Systems Inc. | Stanpro | VTE4-LS4-W/30K | Indoor Luminaires | Linear Ambient | Direct Linear Ambient Luminaires | Standard | TRUE | 7950 | 125.95 | 63.12 | 10.98 | 0.9596 | 3062 | 82.7 | 5 | 50000 | 9/1/2016 | Dimmable | Continuous (Can dim down to ≤ 10% (W)) | Yes |  | 3.1 | 7500 | 125 | 60 | 10 | 0.95 | 3000 | 80
PHDABCVR | Stanpro Lighting Systems Inc. | Stanpro | VTE4-LS4-W/40K | Indoor Luminaires | Linear Ambient | Direct Linear Ambient Luminaires | Standard | FALSE | [9 empty] | 9/1/2016 | Dimmable | Continuous (Can dim down to ≤ 10% (W)) | Yes |  |  | 7500 | 125 | 60 | 10 | 0.95 | 4000 | 80
P1P2YHE4 | Starfire Lighting, Inc | Versalux LED Slot | VL2-L830SS-24-X9-WN | Indoor Luminaires | Linear Ambient | Direct Linear Ambient Luminaires | Standard | TRUE | 738 | 90.1 | 8.192 | 14.9 | 0.896 | 3061 | 82.9 | 5 | 50000 | 10/4/2016 | Dimmable | Continuous (Can dim down to ≤ 10% (W)) | No |  | 3.1 | 738 | 90.1 | 8.19 | 14.9 | 0.9 | 3061 | 82.9
PQQNAC3C | Starfire Lighting, Inc | Versalux LED Slot | VL2-L830SS-36-X9-WN | Indoor Luminaires | Linear Ambient | Direct Linear Ambient Luminaires | Standard | FALSE | [9 empty] | 10/4/2016 | Dimmable | Continuous (Can dim down to ≤ 10% (W)) | No |  |  | 1108 | 97.79 | 11.33 | 13.2 | 0.94 | 3061 | 82.9
PTAF552E | Starfire Lighting, Inc | Versalux LED Slot | VL2-L830SS-48-X9-WN | Indoor Luminaires | Linear Ambient | Direct Linear Ambient Luminaires | Standard | FALSE | [9 empty] | 10/4/2016 | Dimmable | Continuous (Can dim down to ≤ 10% (W)) | No |  |  | 1477 | 103.37 | 14.29 | 10.5 | 0.95 | 3061 | 82.9
PZ8VKQES | Starfire Lighting, Inc | Versalux LED Slot | VL2-L830SS-60-X9-WN | Indoor Luminaires | Linear Ambient | Direct Linear Ambient Luminaires | Standard | FALSE | [9 empty] | 10/4/2016 | Dimmable | Continuous (Can dim down to ≤ 10% (W)) | No |  |  | 2031 | 106.94 | 18.99 | 7.7 | 0.97 | 3061 | 82.9
PVH4T9Z6 | Starfire Lighting, Inc | Versalux LED Slot | VL2-L830SS-72-X9-WN | Indoor Luminaires | Linear Ambient | Direct Linear Ambient Luminaires | Standard | FALSE | [9 empty] | 10/4/2016 | Dimmable | Continuous (Can dim down to ≤ 10% (W)) | No |  |  | 2400 | 108.96 | 22.02 | 6.5 | 0.98 | 3061 | 82.9
P8SCFRZR | Starfire Lighting, Inc | Versalux LED Slot | VL2-L830SS-84-X9-WN | Indoor Luminaires | Linear Ambient | Direct Linear Ambient Luminaires | Standard | FALSE | [9 empty] | 10/4/2016 | Dimmable | Continuous (Can dim down to ≤ 10% (W)) | No |  |  | 2769 | 108.96 | 25.41 | 6.5 | 0.98 | 3061 | 82.9
PXFMC2G6 | Starfire Lighting, Inc | Versalux LED Slot | VL2-L830SS-96-X9-WN | Indoor Luminaires | Linear Ambient | Direct Linear Ambient Luminaires | Standard | FALSE | [9 empty] | 10/4/2016 | Dimmable | Continuous (Can dim down to ≤ 10% (W)) | No |  |  | 3138 | 108.96 | 28.8 | 6.5 | 0.98 | 3061 | 82.9
PTJTGPP3 | StarTek Lighting America | StarTek Lighting America | SP-N-4S-27K-x-AD-U | Indoor Luminaires | Linear Ambient | Direct Linear Ambient Luminaires | Premium | TRUE | 3629.8 | 121.5 | 29.87 | 11.06 | 0.967 | 2758 | 81 | 5 | 50000 | 5/23/2016 | Dimmable | Continuous (Can dim down to ≤ 10% (W)) | Not Yet Verified |  | 3.1 | 3630 | 120.8 | 30.06 | 8 | 0.995 | 2700 | 80
P2DVT339 | StarTek Lighting America | StarTek Lighting America | SP-N-4H-27K-x-AD-U | Indoor Luminaires | Linear Ambient | Direct Linear Ambient Luminaires | Premium | TRUE | 5300 | 113.7 | 46.61 | 7.37 | 0.977 | 2770 | 80.8 | 5 | 50000 | 5/23/2016 | Dimmable | Continuous (Can dim down to ≤ 10% (W)) | Not Yet Verified |  | 3.1 | 5300 | 111.8 | 47.47 | 5.59 | 0.998 | 2700 | 80
PGRPHX76 | StarTek Lighting America | StarTek Lighting America | SP-N-4H-50K-x-AD-C | Indoor Luminaires | Linear Ambient | Direct Linear Ambient Luminaires | Premium | FALSE | [9 empty] | 5/23/2016 | Dimmable | Continuous (Can dim down to ≤ 10% (W)) | Not Yet Verified |  |  | 6133 | 129.4 | 47.47 | 5.59 | 0.998 | 5000 | 80
PH8TAQX9 | StarTek Lighting America | StarTek Lighting America | SP-N-4H-45K-x-AD-C | Indoor Luminaires | Linear Ambient | Direct Linear Ambient Luminaires | Premium | FALSE | [9 empty] | 5/23/2016 | Dimmable | Continuous (Can dim down to ≤ 10% (W)) | Not Yet Verified |  |  | 5952 | 125.5 | 47.47 | 5.59 | 0.998 | 4500 | 80
PNDVF5S3 | StarTek Lighting America | StarTek Lighting America | SP-N-4H-40K-x-AD-C | Indoor Luminaires | Linear Ambient | Direct Linear Ambient Luminaires | Premium | FALSE | [9 empty] | 5/23/2016 | Dimmable | Continuous (Can dim down to ≤ 10% (W)) | Not Yet Verified |  |  | 5771 | 121.7 | 47.47 | 5.59 | 0.998 | 4000 | 80
PR8MSSQW | StarTek Lighting America | StarTek Lighting America | SP-N-4H-35K-x-AD-C | Indoor Luminaires | Linear Ambient | Direct Linear Ambient Luminaires | Premium | FALSE | [9 empty] | 5/23/2016 | Dimmable | Continuous (Can dim down to ≤ 10% (W)) | Not Yet Verified |  |  | 5590 | 117.9 | 47.47 | 5.59 | 0.998 | 3500 | 80
PNE6F9FR | StarTek Lighting America | StarTek Lighting America | SP-N-4H-30K-x-AD-C | Indoor Luminaires | Linear Ambient | Direct Linear Ambient Luminaires | Premium | FALSE | [9 empty] | 5/23/2016 | Dimmable | Continuous (Can dim down to ≤ 10% (W)) | Not Yet Verified |  |  | 5409 | 114.1 | 47.47 | 5.59 | 0.998 | 3000 | 80
P42B3XCP | StarTek Lighting America | StarTek Lighting America | SP-N-4H-27K-x-AD-C | Indoor Luminaires | Linear Ambient | Direct Linear Ambient Luminaires | Premium | FALSE | [9 empty] | 5/23/2016 | Dimmable | Continuous (Can dim down to ≤ 10% (W)) | Not Yet Verified |  |  | 5300 | 111.8 | 47.47 | 5.59 | 0.998 | 2700 | 80
PW9DPJHP | StarTek Lighting America | StarTek Lighting America | SP-N-4H-50K-x-ND-U | Indoor Luminaires | Linear Ambient | Direct Linear Ambient Luminaires | Premium | FALSE | [9 empty] | 5/23/2016 | Not Dimmable | Not Dimmable | Not Yet Verified |  |  | 6133 | 129.4 | 47.47 | 5.59 | 0.998 | 5000 | 80
P9AM7MG1 | StarTek Lighting America | StarTek Lighting America | SP-N-4H-45K-x-ND-U | Indoor Luminaires | Linear Ambient | Direct Linear Ambient Luminaires | Premium | FALSE | [9 empty] | 5/23/2016 | Not Dimmable | Not Dimmable | Not Yet Verified |  |  | 5952 | 125.5 | 47.47 | 5.59 | 0.998 | 4500 | 80
PTB2ESJ5 | StarTek Lighting America | StarTek Lighting America | SP-N-4H-40K-x-ND-U | Indoor Luminaires | Linear Ambient | Direct Linear Ambient Luminaires | Premium | FALSE | [9 empty] | 5/23/2016 | Not Dimmable | Not Dimmable | Not Yet Verified |  |  | 5771 | 121.7 | 47.47 | 5.59 | 0.998 | 4000 | 80
P3X4QRTU | StarTek Lighting America | StarTek Lighting America | SP-N-4H-35K-x-ND-U | Indoor Luminaires | Linear Ambient | Direct Linear Ambient Luminaires | Premium | FALSE | [9 empty] | 5/23/2016 | Not Dimmable | Not Dimmable | Not Yet Verified |  |  | 5590 | 117.9 | 47.47 | 5.59 | 0.998 | 3500 | 80
PNUPHQQ4 | StarTek Lighting America | StarTek Lighting America | SP-N-4H-30K-x-ND-U | Indoor Luminaires | Linear Ambient | Direct Linear Ambient Luminaires | Premium | FALSE | [9 empty] | 5/23/2016 | Not Dimmable | Not Dimmable | Not Yet Verified |  |  | 5409 | 114.1 | 47.47 | 5.59 | 0.998 | 3000 | 80
P8HCHGHN | StarTek Lighting America | StarTek Lighting America | SP-N-4H-27K-x-ND-U | Indoor Luminaires | Linear Ambient | Direct Linear Ambient Luminaires | Premium | FALSE | [9 empty] | 5/23/2016 | Not Dimmable | Not Dimmable | Not Yet Verified |  |  | 5300 | 111.8 | 47.47 | 5.59 | 0.998 | 2700 | 80
PEUJY91K | StarTek Lighting America | StarTek Lighting America | SP-N-4H-50K-x-ND-C | Indoor Luminaires | Linear Ambient | Direct Linear Ambient Luminaires | Premium | FALSE | [9 empty] | 5/23/2016 | Not Dimmable | Not Dimmable | Not Yet Verified |  |  | 6133 | 129.4 | 47.47 | 5.59 | 0.998 | 5000 | 80
PZJXE3T4 | StarTek Lighting America | StarTek Lighting America | SP-N-4H-45K-x-ND-C | Indoor Luminaires | Linear Ambient | Direct Linear Ambient Luminaires | Premium | FALSE | [9 empty] | 5/23/2016 | Not Dimmable | Not Dimmable | Not Yet Verified |  |  | 5952 | 125.5 | 47.47 | 5.59 | 0.998 | 4500 | 80
PNK93Z4X | StarTek Lighting America | StarTek Lighting America | SP-N-4H-40K-x-ND-C | Indoor Luminaires | Linear Ambient | Direct Linear Ambient Luminaires | Premium | FALSE | [9 empty] | 5/23/2016 | Not Dimmable | Not Dimmable | Not Yet Verified |  |  | 5771 | 121.7 | 47.47 | 5.59 | 0.998 | 4000 | 80
PR8Z627V | StarTek Lighting America | StarTek Lighting America | SP-N-4H-35K-x-ND-C | Indoor Luminaires | Linear Ambient | Direct Linear Ambient Luminaires | Premium | FALSE | [9 empty] | 5/23/2016 | Not Dimmable | Not Dimmable | Not Yet Verified |  |  | 5590 | 117.9 | 47.47 | 5.59 | 0.998 | 3500 | 80
P4Z7KBSY | StarTek Lighting America | StarTek Lighting America | SP-N-4H-30K-x-ND-C | Indoor Luminaires | Linear Ambient | Direct Linear Ambient Luminaires | Premium | FALSE | [9 empty] | 5/23/2016 | Not Dimmable | Not Dimmable | Not Yet Verified |  |  | 5409 | 114.1 | 47.47 | 5.59 | 0.998 | 3000 | 80
PCV2S3HX | StarTek Lighting America | StarTek Lighting America | SP-N-4H-27K-x-ND-C | Indoor Luminaires | Linear Ambient | Direct Linear Ambient Luminaires | Premium | FALSE | [9 empty] | 5/23/2016 | Not Dimmable | Not Dimmable | Not Yet Verified |  |  | 5300 | 111.8 | 47.47 | 5.59 | 0.998 | 2700 | 80
PK1DX7AV | StarTek Lighting America | StarTek Lighting America | SP-N-8S-50K-x-AD-U | Indoor Luminaires | Linear Ambient | Direct Linear Ambient Luminaires | Premium | FALSE | [9 empty] | 5/23/2016 | Dimmable | Continuous (Can dim down to ≤ 10% (W)) | Not Yet Verified |  |  | 8289 | 144.6 | 57.34 | 5.47 | 0.998 | 5000 | 80
P8DRSQ1Y | StarTek Lighting America | StarTek Lighting America | SP-N-8S-45K-x-AD-U | Indoor Luminaires | Linear Ambient | Direct Linear Ambient Luminaires | Premium | FALSE | [9 empty] | 5/23/2016 | Dimmable | Continuous (Can dim down to ≤ 10% (W)) | Not Yet Verified |  |  | 8042 | 140.2 | 57.34 | 5.47 | 0.998 | 4500 | 80
PWV2H316 | StarTek Lighting America | StarTek Lighting America | SP-N-8S-40K-x-AD-U | Indoor Luminaires | Linear Ambient | Direct Linear Ambient Luminaires | Premium | FALSE | [9 empty] | 5/23/2016 | Dimmable | Continuous (Can dim down to ≤ 10% (W)) | Not Yet Verified |  |  | 7795 | 135.9 | 57.34 | 5.47 | 0.998 | 4000 | 80
PU151AFK | StarTek Lighting America | StarTek Lighting America | SP-N-8S-35K-x-AD-U | Indoor Luminaires | Linear Ambient | Direct Linear Ambient Luminaires | Premium | FALSE | [9 empty] | 5/23/2016 | Dimmable | Continuous (Can dim down to ≤ 10% (W)) | Not Yet Verified |  |  | 7548 | 131.6 | 57.34 | 5.47 | 0.998 | 3500 | 80
PZGM6VAF | StarTek Lighting America | StarTek Lighting America | SP-N-8S-30K-x-AD-U | Indoor Luminaires | Linear Ambient | Direct Linear Ambient Luminaires | Premium | FALSE | [9 empty] | 5/23/2016 | Dimmable | Continuous (Can dim down to ≤ 10% (W)) | Not Yet Verified |  |  | 7300 | 127.3 | 57.34 | 5.47 | 0.998 | 3000 | 80
PHVJ4696 | StarTek Lighting America | StarTek Lighting America | SP-N-8S-27K-x-AD-U | Indoor Luminaires | Linear Ambient | Direct Linear Ambient Luminaires | Premium | FALSE | [9 empty] | 5/23/2016 | Dimmable | Continuous (Can dim down to ≤ 10% (W)) | Not Yet Verified |  |  | 7152 | 124.7 | 57.34 | 5.47 | 0.998 | 2700 | 80
PWS3X29S | StarTek Lighting America | StarTek Lighting America | SP-N-8S-50K-x-AD-C | Indoor Luminaires | Linear Ambient | Direct Linear Ambient Luminaires | Premium | FALSE | [9 empty] | 5/23/2016 | Dimmable | Continuous (Can dim down to ≤ 10% (W)) | Not Yet Verified |  |  | 8289 | 144.6 | 57.34 | 5.47 | 0.998 | 5000 | 80
PAAHAS11 | StarTek Lighting America | StarTek Lighting America | SP-N-8S-45K-x-AD-C | Indoor Luminaires | Linear Ambient | Direct Linear Ambient Luminaires | Premium | FALSE | [9 empty] | 5/23/2016 | Dimmable | Continuous (Can dim down to ≤ 10% (W)) | Not Yet Verified |  |  | 8042 | 140.2 | 57.34 | 5.47 | 0.998 | 4500 | 80
PAH675KH | StarTek Lighting America | StarTek Lighting America | SP-N-8S-40K-x-AD-C | Indoor Luminaires | Linear Ambient | Direct Linear Ambient Luminaires | Premium | FALSE | [9 empty] | 5/23/2016 | Dimmable | Continuous (Can dim down to ≤ 10% (W)) | Not Yet Verified |  |  | 7795 | 135.9 | 57.34 | 5.47 | 0.998 | 4000 | 80
P6DW41TN | StarTek Lighting America | StarTek Lighting America | SP-N-8S-35K-x-AD-C | Indoor Luminaires | Linear Ambient | Direct Linear Ambient Luminaires | Premium | FALSE | [9 empty] | 5/23/2016 | Dimmable | Continuous (Can dim down to ≤ 10% (W)) | Not Yet Verified |  |  | 7548 | 131.6 | 57.34 | 5.47 | 0.998 | 3500 | 80
P9SQ7298 | StarTek Lighting America | StarTek Lighting America | SP-N-8S-30K-x-AD-C | Indoor Luminaires | Linear Ambient | Direct Linear Ambient Luminaires | Premium | FALSE | [9 empty] | 5/23/2016 | Dimmable | Continuous (Can dim down to ≤ 10% (W)) | Not Yet Verified |  |  | 7300 | 127.3 | 57.34 | 5.47 | 0.998 | 3000 | 80
PHBDHF4Z | StarTek Lighting America | StarTek Lighting America | SP-N-8S-27K-x-AD-C | Indoor Luminaires | Linear Ambient | Direct Linear Ambient Luminaires | Premium | FALSE | [9 empty] | 5/23/2016 | Dimmable | Continuous (Can dim down to ≤ 10% (W)) | Not Yet Verified |  |  | 7152 | 124.7 | 57.34 | 5.47 | 0.998 | 2700 | 80
PGC6CJQG | StarTek Lighting America | StarTek Lighting America | SP-N-8S-50K-x-ND-U | Indoor Luminaires | Linear Ambient | Direct Linear Ambient Luminaires | Premium | FALSE | [9 empty] | 5/23/2016 | Not Dimmable | Not Dimmable | Not Yet Verified |  |  | 8289 | 144.6 | 57.34 | 5.47 | 0.998 | 5000 | 80
PMP6BYYZ | StarTek Lighting America | StarTek Lighting America | SP-N-8S-45K-x-ND-U | Indoor Luminaires | Linear Ambient | Direct Linear Ambient Luminaires | Premium | FALSE | [9 empty] | 5/23/2016 | Not Dimmable | Not Dimmable | Not Yet Verified |  |  | 8042 | 140.2 | 57.34 | 5.47 | 0.998 | 4500 | 80
PNG3BRDA | StarTek Lighting America | StarTek Lighting America | SP-N-8S-40K-x-ND-U | Indoor Luminaires | Linear Ambient | Direct Linear Ambient Luminaires | Premium | FALSE | [9 empty] | 5/23/2016 | Not Dimmable | Not Dimmable | Not Yet Verified |  |  | 7795 | 135.9 | 57.34 | 5.47 | 0.998 | 4000 | 80
PT4C1232 | StarTek Lighting America | StarTek Lighting America | SP-N-8S-35K-x-ND-U | Indoor Luminaires | Linear Ambient | Direct Linear Ambient Luminaires | Premium | FALSE | [9 empty] | 5/23/2016 | Not Dimmable | Not Dimmable | Not Yet Verified |  |  | 7548 | 131.6 | 57.34 | 5.47 | 0.998 | 3500 | 80
PG2YYSTZ | StarTek Lighting America | StarTek Lighting America | SP-N-8S-30K-x-ND-U | Indoor Luminaires | Linear Ambient | Direct Linear Ambient Luminaires | Premium | FALSE | [9 empty] | 5/23/2016 | Not Dimmable | Not Dimmable | Not Yet Verified |  |  | 7300 | 127.3 | 57.34 | 5.47 | 0.998 | 3000 | 80
PBZ1RCEX | StarTek Lighting America | StarTek Lighting America | SP-N-8S-27K-x-ND-U | Indoor Luminaires | Linear Ambient | Direct Linear Ambient Luminaires | Premium | FALSE | [9 empty] | 5/23/2016 | Not Dimmable | Not Dimmable | Not Yet Verified |  |  | 7152 | 124.7 | 57.34 | 5.47 | 0.998 | 2700 | 80
PDT5CMH5 | StarTek Lighting America | StarTek Lighting America | SP-N-8S-50K-x-ND-C | Indoor Luminaires | Linear Ambient | Direct Linear Ambient Luminaires | Premium | FALSE | [9 empty] | 5/23/2016 | Not Dimmable | Not Dimmable | Not Yet Verified |  |  | 8289 | 144.6 | 57.34 | 5.47 | 0.998 | 5000 | 80
P5MG11YZ | StarTek Lighting America | StarTek Lighting America | SP-N-8S-45K-x-ND-C | Indoor Luminaires | Linear Ambient | Direct Linear Ambient Luminaires | Premium | FALSE | [9 empty] | 5/23/2016 | Not Dimmable | Not Dimmable | Not Yet Verified |  |  | 8042 | 140.2 | 57.34 | 5.47 | 0.998 | 4500 | 80
PH3NTXRE | StarTek Lighting America | StarTek Lighting America | SP-N-8S-40K-x-ND-C | Indoor Luminaires | Linear Ambient | Direct Linear Ambient Luminaires | Premium | FALSE | [9 empty] | 5/23/2016 | Not Dimmable | Not Dimmable | Not Yet Verified |  |  | 7795 | 135.9 | 57.34 | 5.47 | 0.998 | 4000 | 80
PWHNGEAM | StarTek Lighting America | StarTek Lighting America | SP-N-8S-35K-x-ND-C | Indoor Luminaires | Linear Ambient | Direct Linear Ambient Luminaires | Premium | FALSE | [9 empty] | 5/23/2016 | Not Dimmable | Not Dimmable | Not Yet Verified |  |  | 7548 | 131.6 | 57.34 | 5.47 | 0.998 | 3500 | 80
PSCVP8PP | StarTek Lighting America | StarTek Lighting America | SP-N-8S-30K-x-ND-C | Indoor Luminaires | Linear Ambient | Direct Linear Ambient Luminaires | Premium | FALSE | [9 empty] | 5/23/2016 | Not Dimmable | Not Dimmable | Not Yet Verified |  |  | 7300 | 127.3 | 57.34 | 5.47 | 0.998 | 3000 | 80
PMGXQV6N | StarTek Lighting America | StarTek Lighting America | SP-N-8S-27K-x-ND-C | Indoor Luminaires | Linear Ambient | Direct Linear Ambient Luminaires | Premium | FALSE | [9 empty] | 5/23/2016 | Not Dimmable | Not Dimmable | Not Yet Verified |  |  | 7152 | 124.7 | 57.34 | 5.47 | 0.998 | 2700 | 80
PRS82593 | StarTek Lighting America | StarTek Lighting America | SP-N-8H-50K-x-AD-U | Indoor Luminaires | Linear Ambient | Direct Linear Ambient Luminaires | Premium | FALSE | [9 empty] | 5/23/2016 | Dimmable | Continuous (Can dim down to ≤ 10% (W)) | Not Yet Verified |  |  | 11989 | 132.9 | 90.21 | 5.34 | 0.998 | 5000 | 80
P7N8RZST | StarTek Lighting America | StarTek Lighting America | SP-N-8H-45K-x-AD-U | Indoor Luminaires | Linear Ambient | Direct Linear Ambient Luminaires | Premium | FALSE | [9 empty] | 5/23/2016 | Dimmable | Continuous (Can dim down to ≤ 10% (W)) | Not Yet Verified |  |  | 11660 | 129.3 | 90.21 | 5.34 | 0.998 | 4500 | 80
PKS6GGUN | StarTek Lighting America | StarTek Lighting America | SP-N-8H-40K-x-AD-U | Indoor Luminaires | Linear Ambient | Direct Linear Ambient Luminaires | Premium | FALSE | [9 empty] | 5/23/2016 | Dimmable | Continuous (Can dim down to ≤ 10% (W)) | Not Yet Verified |  |  | 11332 | 125.6 | 90.21 | 5.34 | 0.998 | 4000 | 80
PHXM2JM7 | StarTek Lighting America | StarTek Lighting America | SP-N-8H-35K-x-AD-U | Indoor Luminaires | Linear Ambient | Direct Linear Ambient Luminaires | Premium | FALSE | [9 empty] | 5/23/2016 | Dimmable | Continuous (Can dim down to ≤ 10% (W)) | Not Yet Verified |  |  | 11003 | 122 | 90.21 | 5.34 | 0.998 | 3500 | 80
PV1CCU3F | StarTek Lighting America | StarTek Lighting America | SP-N-8H-30K-x-AD-U | Indoor Luminaires | Linear Ambient | Direct Linear Ambient Luminaires | Premium | FALSE | [9 empty] | 5/23/2016 | Dimmable | Continuous (Can dim down to ≤ 10% (W)) | Not Yet Verified |  |  | 10675 | 118.3 | 90.21 | 5.34 | 0.998 | 3000 | 80
P1QRKBTV | StarTek Lighting America | StarTek Lighting America | SP-N-8H-27K-x-AD-U | Indoor Luminaires | Linear Ambient | Direct Linear Ambient Luminaires | Premium | FALSE | [9 empty] | 5/23/2016 | Dimmable | Continuous (Can dim down to ≤ 10% (W)) | Not Yet Verified |  |  | 10478 | 116.1 | 90.21 | 5.34 | 0.998 | 2700 | 80
PZW8H66B | StarTek Lighting America | StarTek Lighting America | SP-N-8H-50K-x-AD-C | Indoor Luminaires | Linear Ambient | Direct Linear Ambient Luminaires | Premium | FALSE | [9 empty] | 5/23/2016 | Dimmable | Continuous (Can dim down to ≤ 10% (W)) | Not Yet Verified |  |  | 11989 | 132.9 | 90.21 | 5.34 | 0.998 | 5000 | 80
PZ2HNN9G | StarTek Lighting America | StarTek Lighting America | SP-N-8H-45K-x-AD-C | Indoor Luminaires | Linear Ambient | Direct Linear Ambient Luminaires | Premium | FALSE | [9 empty] | 5/23/2016 | Dimmable | Continuous (Can dim down to ≤ 10% (W)) | Not Yet Verified |  |  | 11660 | 129.3 | 90.21 | 5.34 | 0.998 | 4500 | 80
P5W9VY5M | StarTek Lighting America | StarTek Lighting America | SP-N-8H-40K-x-AD-C | Indoor Luminaires | Linear Ambient | Direct Linear Ambient Luminaires | Premium | FALSE | [9 empty] | 5/23/2016 | Dimmable | Continuous (Can dim down to ≤ 10% (W)) | Not Yet Verified |  |  | 11332 | 125.6 | 90.21 | 5.34 | 0.998 | 4000 | 80
PX6NFZMU | StarTek Lighting America | StarTek Lighting America | SP-N-8H-35K-x-AD-C | Indoor Luminaires | Linear Ambient | Direct Linear Ambient Luminaires | Premium | FALSE | [9 empty] | 5/23/2016 | Dimmable | Continuous (Can dim down to ≤ 10% (W)) | Not Yet Verified |  |  | 11003 | 122 | 90.21 | 5.34 | 0.998 | 3500 | 80
PCQ6FA3T | StarTek Lighting America | StarTek Lighting America | SP-N-8H-30K-x-AD-C | Indoor Luminaires | Linear Ambient | Direct Linear Ambient Luminaires | Premium | FALSE | [9 empty] | 5/23/2016 | Dimmable | Continuous (Can dim down to ≤ 10% (W)) | Not Yet Verified |  |  | 10675 | 118.3 | 90.21 | 5.34 | 0.998 | 3000 | 80
PAPUNQ65 | StarTek Lighting America | StarTek Lighting America | SP-N-8H-27K-x-AD-C | Indoor Luminaires | Linear Ambient | Direct Linear Ambient Luminaires | Premium | FALSE | [9 empty] | 5/23/2016 | Dimmable | Continuous (Can dim down to ≤ 10% (W)) | Not Yet Verified |  |  | 10478 | 116.1 | 90.21 | 5.34 | 0.998 | 2700 | 80
P95ZG385 | StarTek Lighting America | StarTek Lighting America | SP-N-8H-50K-x-ND-U | Indoor Luminaires | Linear Ambient | Direct Linear Ambient Luminaires | Premium | FALSE | [9 empty] | 5/23/2016 | Not Dimmable | Not Dimmable | Not Yet Verified |  |  | 11989 | 132.9 | 90.21 | 5.34 | 0.998 | 5000 | 80
P4S1NYJC | StarTek Lighting America | StarTek Lighting America | SP-N-8H-45K-x-ND-U | Indoor Luminaires | Linear Ambient | Direct Linear Ambient Luminaires | Premium | FALSE | [9 empty] | 5/23/2016 | Not Dimmable | Not Dimmable | Not Yet Verified |  |  | 11660 | 129.3 | 90.21 | 5.34 | 0.998 | 4500 | 80
P1VCGUSX | StarTek Lighting America | StarTek Lighting America | SP-N-8H-40K-x-ND-U | Indoor Luminaires | Linear Ambient | Direct Linear Ambient Luminaires | Premium | FALSE | [9 empty] | 5/23/2016 | Not Dimmable | Not Dimmable | Not Yet Verified |  |  | 11332 | 125.6 | 90.21 | 5.34 | 0.998 | 4000 | 80
PMMGMGY4 | StarTek Lighting America | StarTek Lighting America | SP-N-8H-35K-x-ND-U | Indoor Luminaires | Linear Ambient | Direct Linear Ambient Luminaires | Premium | FALSE | [9 empty] | 5/23/2016 | Not Dimmable | Not Dimmable | Not Yet Verified |  |  | 11003 | 122 | 90.21 | 5.34 | 0.998 | 3500 | 80
PGRGH9RY | StarTek Lighting America | StarTek Lighting America | SP-N-8H-30K-x-ND-U | Indoor Luminaires | Linear Ambient | Direct Linear Ambient Luminaires | Premium | FALSE | [9 empty] | 5/23/2016 | Not Dimmable | Not Dimmable | Not Yet Verified |  |  | 10675 | 118.3 | 90.21 | 5.34 | 0.998 | 3000 | 80
PAY96PYH | StarTek Lighting America | StarTek Lighting America | SP-N-8H-27K-x-ND-U | Indoor Luminaires | Linear Ambient | Direct Linear Ambient Luminaires | Premium | FALSE | [9 empty] | 5/23/2016 | Not Dimmable | Not Dimmable | Not Yet Verified |  |  | 10478 | 116.1 | 90.21 | 5.34 | 0.998 | 2700 | 80
P8F3NTRK | StarTek Lighting America | StarTek Lighting America | SP-N-8H-50K-x-ND-C | Indoor Luminaires | Linear Ambient | Direct Linear Ambient Luminaires | Premium | FALSE | [9 empty] | 5/23/2016 | Not Dimmable | Not Dimmable | Not Yet Verified |  |  | 11989 | 132.9 | 90.21 | 5.34 | 0.998 | 5000 | 80
P4RF6PHX | StarTek Lighting America | StarTek Lighting America | SP-N-8H-45K-x-ND-C | Indoor Luminaires | Linear Ambient | Direct Linear Ambient Luminaires | Premium | FALSE | [9 empty] | 5/23/2016 | Not Dimmable | Not Dimmable | Not Yet Verified |  |  | 11660 | 129.3 | 90.21 | 5.34 | 0.998 | 4500 | 80
PTS5WJBW | StarTek Lighting America | StarTek Lighting America | SP-N-8H-40K-x-ND-C | Indoor Luminaires | Linear Ambient | Direct Linear Ambient Luminaires | Premium | FALSE | [9 empty] | 5/23/2016 | Not Dimmable | Not Dimmable | Not Yet Verified |  |  | 11332 | 125.6 | 90.21 | 5.34 | 0.998 | 4000 | 80
PBUDY4QZ | StarTek Lighting America | StarTek Lighting America | SP-N-8H-35K-x-ND-C | Indoor Luminaires | Linear Ambient | Direct Linear Ambient Luminaires | Premium | FALSE | [9 empty] | 5/23/2016 | Not Dimmable | Not Dimmable | Not Yet Verified |  |  | 11003 | 122 | 90.21 | 5.34 | 0.998 | 3500 | 80
P7DKF3PN | StarTek Lighting America | StarTek Lighting America | SP-N-8H-30K-x-ND-C | Indoor Luminaires | Linear Ambient | Direct Linear Ambient Luminaires | Premium | FALSE | [9 empty] | 5/23/2016 | Not Dimmable | Not Dimmable | Not Yet Verified |  |  | 10675 | 118.3 | 90.21 | 5.34 | 0.998 | 3000 | 80
PFQ8YHUP | StarTek Lighting America | StarTek Lighting America | SP-N-8H-27K-x-ND-C | Indoor Luminaires | Linear Ambient | Direct Linear Ambient Luminaires | Premium | FALSE | [9 empty] | 5/23/2016 | Not Dimmable | Not Dimmable | Not Yet Verified |  |  | 10478 | 116.1 | 90.21 | 5.34 | 0.998 | 2700 | 80
PT92B2KM | StarTek Lighting America | StarTek Lighting America | SP-N-4S-50K-x-AD-C | Indoor Luminaires | Linear Ambient | Direct Linear Ambient Luminaires | Premium | FALSE | [9 empty] | 5/23/2016 | Dimmable | Continuous (Can dim down to ≤ 10% (W)) | Not Yet Verified |  |  | 4164 | 138.5 | 30.06 | 8 | 0.995 | 5000 | 80
PJDEDEKE | StarTek Lighting America | StarTek Lighting America | SP-N-4S-45K-x-AD-C | Indoor Luminaires | Linear Ambient | Direct Linear Ambient Luminaires | Premium | FALSE | [9 empty] | 5/23/2016 | Dimmable | Continuous (Can dim down to ≤ 10% (W)) | Not Yet Verified |  |  | 4048 | 134.7 | 30.06 | 8 | 0.995 | 4500 | 80
PJEB71JV | StarTek Lighting America | StarTek Lighting America | SP-N-4S-40K-x-AD-C | Indoor Luminaires | Linear Ambient | Direct Linear Ambient Luminaires | Premium | FALSE | [9 empty] | 5/23/2016 | Dimmable | Continuous (Can dim down to ≤ 10% (W)) | Not Yet Verified |  |  | 3932 | 130.8 | 30.06 | 8 | 0.995 | 4000 | 80
P2AWS76T | StarTek Lighting America | StarTek Lighting America | SP-N-4S-35K-x-AD-C | Indoor Luminaires | Linear Ambient | Direct Linear Ambient Luminaires | Premium | FALSE | [9 empty] | 5/23/2016 | Dimmable | Continuous (Can dim down to ≤ 10% (W)) | Not Yet Verified |  |  | 3816 | 126.9 | 30.06 | 8 | 0.995 | 3500 | 80
PG9CUJ38 | StarTek Lighting America | StarTek Lighting America | SP-N-4S-30K-x-AD-C | Indoor Luminaires | Linear Ambient | Direct Linear Ambient Luminaires | Premium | FALSE | [9 empty] | 5/23/2016 | Dimmable | Continuous (Can dim down to ≤ 10% (W)) | Not Yet Verified |  |  | 3699 | 123.1 | 30.06 | 8 | 0.995 | 3000 | 80
PA1SBRWT | StarTek Lighting America | StarTek Lighting America | SP-N-4S-27K-x-AD-C | Indoor Luminaires | Linear Ambient | Direct Linear Ambient Luminaires | Premium | FALSE | [9 empty] | 5/23/2016 | Dimmable | Continuous (Can dim down to ≤ 10% (W)) | Not Yet Verified |  |  | 3630 | 120.8 | 30.06 | 8 | 0.995 | 2700 | 80
PHM6E9KH | StarTek Lighting America | StarTek Lighting America | SP-N-4S-50K-x-ND-U | Indoor Luminaires | Linear Ambient | Direct Linear Ambient Luminaires | Premium | FALSE | [9 empty] | 5/23/2016 | Not Dimmable | Not Dimmable | Not Yet Verified |  |  | 4164 | 138.5 | 30.06 | 8 | 0.995 | 5000 | 80
PDRKYDG2 | StarTek Lighting America | StarTek Lighting America | SP-N-4S-45K-x-ND-U | Indoor Luminaires | Linear Ambient | Direct Linear Ambient Luminaires | Premium | FALSE | [9 empty] | 5/23/2016 | Not Dimmable | Not Dimmable | Not Yet Verified |  |  | 4048 | 134.7 | 30.06 | 8 | 0.995 | 4500 | 80
P9EV5Q3C | StarTek Lighting America | StarTek Lighting America | SP-N-4S-40K-x-ND-U | Indoor Luminaires | Linear Ambient | Direct Linear Ambient Luminaires | Premium | FALSE | [9 empty] | 5/23/2016 | Not Dimmable | Not Dimmable | Not Yet Verified |  |  | 3932 | 130.8 | 30.06 | 8 | 0.995 | 4000 | 80
PDCV5TFH | StarTek Lighting America | StarTek Lighting America | SP-N-4S-35K-x-ND-U | Indoor Luminaires | Linear Ambient | Direct Linear Ambient Luminaires | Premium | FALSE | [9 empty] | 5/23/2016 | Not Dimmable | Not Dimmable | Not Yet Verified |  |  | 3816 | 126.9 | 30.06 | 8 | 0.995 | 3500 | 80
PQV5KYCU | StarTek Lighting America | StarTek Lighting America | SP-N-4S-30K-x-ND-U | Indoor Luminaires | Linear Ambient | Direct Linear Ambient Luminaires | Premium | FALSE | [9 empty] | 5/23/2016 | Not Dimmable | Not Dimmable | Not Yet Verified |  |  | 3699 | 123.1 | 30.06 | 8 | 0.995 | 3000 | 80
PZ1M7VJC | StarTek Lighting America | StarTek Lighting America | SP-N-4S-27K-x-ND-U | Indoor Luminaires | Linear Ambient | Direct Linear Ambient Luminaires | Premium | FALSE | [9 empty] | 5/23/2016 | Not Dimmable | Not Dimmable | Not Yet Verified |  |  | 3630 | 120.8 | 30.06 | 8 | 0.995 | 2700 | 80
PU35FVGB | StarTek Lighting America | StarTek Lighting America | SP-N-4S-50K-x-ND-C | Indoor Luminaires | Linear Ambient | Direct Linear Ambient Luminaires | Premium | FALSE | [9 empty] | 5/23/2016 | Not Dimmable | Not Dimmable | Not Yet Verified |  |  | 4164 | 138.5 | 30.06 | 8 | 0.995 | 5000 | 80
PV7GA3RD | StarTek Lighting America | StarTek Lighting America | SP-N-4S-45K-x-ND-C | Indoor Luminaires | Linear Ambient | Direct Linear Ambient Luminaires | Premium | FALSE | [9 empty] | 5/23/2016 | Not Dimmable | Not Dimmable | Not Yet Verified |  |  | 4048 | 134.7 | 30.06 | 8 | 0.995 | 4500 | 80
PHMKSD9Z | StarTek Lighting America | StarTek Lighting America | SP-N-4S-40K-x-ND-C | Indoor Luminaires | Linear Ambient | Direct Linear Ambient Luminaires | Premium | FALSE | [9 empty] | 5/23/2016 | Not Dimmable | Not Dimmable | Not Yet Verified |  |  | 3932 | 130.8 | 30.06 | 8 | 0.995 | 4000 | 80
P6QPREGJ | StarTek Lighting America | StarTek Lighting America | SP-N-4S-35K-x-ND-C | Indoor Luminaires | Linear Ambient | Direct Linear Ambient Luminaires | Premium | FALSE | [9 empty] | 5/23/2016 | Not Dimmable | Not Dimmable | Not Yet Verified |  |  | 3816 | 126.9 | 30.06 | 8 | 0.995 | 3500 | 80
PQH75TAV | StarTek Lighting America | StarTek Lighting America | SP-N-4S-30K-x-ND-C | Indoor Luminaires | Linear Ambient | Direct Linear Ambient Luminaires | Premium | FALSE | [9 empty] | 5/23/2016 | Not Dimmable | Not Dimmable | Not Yet Verified |  |  | 3699 | 123.1 | 30.06 | 8 | 0.995 | 3000 | 80
PJZZ89G4 | StarTek Lighting America | StarTek Lighting America | SP-N-4S-27K-x-ND-C | Indoor Luminaires | Linear Ambient | Direct Linear Ambient Luminaires | Premium | FALSE | [9 empty] | 5/23/2016 | Not Dimmable | Not Dimmable | Not Yet Verified |  |  | 3630 | 120.8 | 30.06 | 8 | 0.995 | 2700 | 80
PYYJ5WQR | StarTek Lighting America | StarTek Lighting America | SP-N-4H-50K-x-AD-U | Indoor Luminaires | Linear Ambient | Direct Linear Ambient Luminaires | Premium | FALSE | [9 empty] | 5/23/2016 | Dimmable | Continuous (Can dim down to ≤ 10% (W)) | Not Yet Verified |  |  | 6133 | 129.4 | 47.47 | 5.59 | 0.998 | 5000 | 80
PQBRRJNX | StarTek Lighting America | StarTek Lighting America | SP-N-4H-45K-x-AD-U | Indoor Luminaires | Linear Ambient | Direct Linear Ambient Luminaires | Premium | FALSE | [9 empty] | 5/23/2016 | Dimmable | Continuous (Can dim down to ≤ 10% (W)) | Not Yet Verified |  |  | 5952 | 125.5 | 47.47 | 5.59 | 0.998 | 4500 | 80
PPS1Q93F | StarTek Lighting America | StarTek Lighting America | SP-N-4H-40K-x-AD-U | Indoor Luminaires | Linear Ambient | Direct Linear Ambient Luminaires | Premium | FALSE | [9 empty] | 5/23/2016 | Dimmable | Continuous (Can dim down to ≤ 10% (W)) | Not Yet Verified |  |  | 5771 | 121.7 | 47.47 | 5.59 | 0.998 | 4000 | 80
PYKFJRU9 | StarTek Lighting America | StarTek Lighting America | SP-N-4H-35K-x-AD-U | Indoor Luminaires | Linear Ambient | Direct Linear Ambient Luminaires | Premium | FALSE | [9 empty] | 5/23/2016 | Dimmable | Continuous (Can dim down to ≤ 10% (W)) | Not Yet Verified |  |  | 5590 | 117.9 | 47.47 | 5.59 | 0.998 | 3500 | 80
PWVTD36H | StarTek Lighting America | StarTek Lighting America | SP-N-4H-30K-x-AD-U | Indoor Luminaires | Linear Ambient | Direct Linear Ambient Luminaires | Premium | FALSE | [9 empty] | 5/23/2016 | Dimmable | Continuous (Can dim down to ≤ 10% (W)) | Not Yet Verified |  |  | 5409 | 114.1 | 47.47 | 5.59 | 0.998 | 3000 | 80
PWKYW2SH | StarTek Lighting America | StarTek Lighting America | SP-N-4S-50K-x-AD-U | Indoor Luminaires | Linear Ambient | Direct Linear Ambient Luminaires | Premium | FALSE | [9 empty] | 5/23/2016 | Dimmable | Continuous (Can dim down to ≤ 10% (W)) | Not Yet Verified |  |  | 4164 | 138.5 | 30.06 | 8 | 0.995 | 5000 | 80
PPDSW3HM | StarTek Lighting America | StarTek Lighting America | SP-N-4S-45K-x-AD-U | Indoor Luminaires | Linear Ambient | Direct Linear Ambient Luminaires | Premium | FALSE | [9 empty] | 5/23/2016 | Dimmable | Continuous (Can dim down to ≤ 10% (W)) | Not Yet Verified |  |  | 4048 | 134.7 | 30.06 | 8 | 0.995 | 4500 | 80
PBRTK8YV | StarTek Lighting America | StarTek Lighting America | SP-N-4S-40K-x-AD-U | Indoor Luminaires | Linear Ambient | Direct Linear Ambient Luminaires | Premium | FALSE | [9 empty] | 5/23/2016 | Dimmable | Continuous (Can dim down to ≤ 10% (W)) | Not Yet Verified |  |  | 3932 | 130.8 | 30.06 | 8 | 0.995 | 4000 | 80
PSATU418 | StarTek Lighting America | StarTek Lighting America | SP-N-4S-35K-x-AD-U | Indoor Luminaires | Linear Ambient | Direct Linear Ambient Luminaires | Premium | FALSE | [9 empty] | 5/23/2016 | Dimmable | Continuous (Can dim down to ≤ 10% (W)) | Not Yet Verified |  |  | 3816 | 126.9 | 30.06 | 8 | 0.995 | 3500 | 80
P3MR9KKR | StarTek Lighting America | StarTek Lighting America | SP-N-4S-30K-x-AD-U | Indoor Luminaires | Linear Ambient | Direct Linear Ambient Luminaires | Premium | FALSE | [9 empty] | 5/23/2016 | Dimmable | Continuous (Can dim down to ≤ 10% (W)) | Not Yet Verified |  |  | 3699 | 123.1 | 30.06 | 8 | 0.995 | 3000 | 80
P00001IEF | StarTek Lighting America | StarTek Lighting America, LLC | SB-N-4-4K-XX | Indoor Luminaires | Linear Ambient | Direct Linear Ambient Luminaires | Standard | TRUE | 4601 | 107.5 | 42.74 | 15.45 | 0.974 | 3922 | 83.6 | 5 |  | 5/28/2014 | Not Yet Verified | Not Yet Verified | Not Yet Verified |  | 2.1 | 4701 | 109 | 43 |  | 0.9 | 4000 | 80
P00001IEG | StarTek Lighting America | StarTek Lighting America, LLC | SB-N-4-5K-XX | Indoor Luminaires | Linear Ambient | Direct Linear Ambient Luminaires | Standard | TRUE | 5117 | 119 | 42.92 | 15.61 | 0.974 | 4978 | 81.1 | 5 |  | 5/28/2014 | Not Yet Verified | Not Yet Verified | Not Yet Verified |  | 2.1 | 5267 | 122 | 43 |  | 0.99 | 5000 | 80
P00001IEH | StarTek Lighting America | StarTek Lighting America, LLC | SB-N-8-5K-XX | Indoor Luminaires | Linear Ambient | Direct Linear Ambient Luminaires | Standard | TRUE | 8415 | 132.2 | 63.65 | 13.8 | 0.974 | 5033 | 81.2 | 5 |  | 5/28/2014 | Not Yet Verified | Not Yet Verified | Not Yet Verified |  | 2.1 | 8415 | 131 | 64 |  | 0.99 | 5000 | 80
P00001IEI | StarTek Lighting America | StarTek Lighting America, LLC | SB-W-4-4K-XX | Indoor Luminaires | Linear Ambient | Direct Linear Ambient Luminaires | Standard | TRUE | 7550 | 117.5 | 64.16 | 13.54 | 0.973 | 3918 | 83.6 | 5 |  | 5/28/2014 | Not Yet Verified | Not Yet Verified | Not Yet Verified |  | 2.1 | 7732 | 118 | 65 |  | 0.9 | 4000 | 80
P00001IEJ | StarTek Lighting America | StarTek Lighting America, LLC | SB-W-4-5K-XX | Indoor Luminaires | Linear Ambient | Direct Linear Ambient Luminaires | Standard | TRUE | 8347 | 130.1 | 64.15 | 13.66 | 0.974 | 4984 | 81.2 | 5 |  | 5/28/2014 | Not Yet Verified | Not Yet Verified | Not Yet Verified |  | 2.1 | 8574 | 131 | 65 |  | 0.9 | 5000 | 80
P00001IEK | StarTek Lighting America | StarTek Lighting America, LLC | SB-W-8-5K-XX | Indoor Luminaires | Linear Ambient | Direct Linear Ambient Luminaires | Standard | TRUE | 13925 | 143.5 | 97.03 | 15.07 | 0.937 | 4964 | 81.3 | 5 |  | 5/28/2014 | Not Yet Verified | Not Yet Verified | Not Yet Verified |  | 2.1 | 13925 | 142 | 98 |  | 0.9 | 5000 | 80
PT6GN32B | StarTek Lighting America | StarTek Lighting America | SP-V-4S-27K-XX-ND-X | Indoor Luminaires | Linear Ambient | Direct Linear Ambient Luminaires | Standard | TRUE | 3496 | 128 | 27.31 | 11.16 | 0.969 | 2759 | 81.2 | 5 | 50000 | 1/26/2016 | Not Dimmable | Not Dimmable | Yes |  | 3.1 | 3496 | 126 | 27.76 | 11.16 | 0.969 | 2700 | 80
PM5R3M1F | StarTek Lighting America | StarTek Lighting America | SP-V-4H-30K-XX-ND-X | Indoor Luminaires | Linear Ambient | Direct Linear Ambient Luminaires | Standard | TRUE | 5718 | 125 | 45.75 | 7.36 | 0.98 | 3041 | 80.9 | 5 | 50000 | 1/26/2016 | Not Dimmable | Not Dimmable | Yes |  | 3.1 | 5718 | 124 | 46 | 7.36 | 0.98 | 3000 | 80
P2KFWUEA | StarTek Lighting America | StarTek Lighting America | SP-V-4S-50K-XX-ND-X | Indoor Luminaires | Linear Ambient | Direct Linear Ambient Luminaires | Standard | TRUE | 3996 | 143.9 | 27.76 | 10.78 | 0.969 | 4855 | 82.1 | 5 | 50000 | 1/26/2016 | Not Dimmable | Not Dimmable | Yes |  | 3.1 | 3996 | 144 | 27.76 | 11.16 | 0.969 | 5000 | 80
P4QQ9U5W | StarTek Lighting America | StarTek Lighting America | SP-V-8H-30K-XX-ND-X | Indoor Luminaires | Linear Ambient | Direct Linear Ambient Luminaires | Standard | TRUE | 11551 | 125.9 | 91.72 | 10.53 | 0.984 | 3038 | 80.8 | 5 | 50000 | 1/26/2016 | Not Dimmable | Not Dimmable | Yes |  | 3.1 | 11551 | 126 | 91.72 | 10.53 | 0.983 | 3000 | 80
PP7MZCZ7 | StarTek Lighting America | StarTek Lighting America | SP-V-8H-35K-XX-ND-X | Indoor Luminaires | Linear Ambient | Direct Linear Ambient Luminaires | Standard | FALSE | [9 empty] | 1/26/2016 | Not Dimmable | Not Dimmable | Yes |  |  | 11683 | 127 | 91.72 | 10.53 | 0.983 | 3500 | 80
PP58KT37 | StarTek Lighting America | StarTek Lighting America | SP-V-8H-40K-XX-ND-X | Indoor Luminaires | Linear Ambient | Direct Linear Ambient Luminaires | Standard | FALSE | [9 empty] | 1/26/2016 | Not Dimmable | Not Dimmable | Yes |  |  | 11815 | 129 | 91.72 | 10.53 | 0.983 | 4000 | 80
PVVGP9HT | StarTek Lighting America | StarTek Lighting America | SP-V-8H-45K-XX-ND-X | Indoor Luminaires | Linear Ambient | Direct Linear Ambient Luminaires | Standard | FALSE | [9 empty] | 1/26/2016 | Not Dimmable | Not Dimmable | Yes |  |  | 11947 | 130 | 91.72 | 10.53 | 0.983 | 4500 | 80
PV46YX31 | StarTek Lighting America | StarTek Lighting America | SP-V-8H-50K-XX-ND-X | Indoor Luminaires | Linear Ambient | Direct Linear Ambient Luminaires | Standard | FALSE | [9 empty] | 1/26/2016 | Not Dimmable | Not Dimmable | Yes |  |  | 12078 | 132 | 91.72 | 10.53 | 0.983 | 5000 | 80
PC8Q8PXG | StarTek Lighting America | StarTek Lighting America | SP-V-8S-30K-XX-ND-X | Indoor Luminaires | Linear Ambient | Direct Linear Ambient Luminaires | Standard | FALSE | [9 empty] | 1/26/2016 | Not Dimmable | Not Dimmable | Yes |  |  | 7253 | 136 | 53.4 | 6.95 | 0.983 | 3000 | 80
P8XDS96P | StarTek Lighting America | StarTek Lighting America | SP-V-8S-35K-XX-ND-X | Indoor Luminaires | Linear Ambient | Direct Linear Ambient Luminaires | Standard | FALSE | [9 empty] | 1/26/2016 | Not Dimmable | Not Dimmable | Yes |  |  | 7345 | 138 | 53.4 | 6.95 | 0.983 | 3500 | 80
PRGKAMDJ | StarTek Lighting America | StarTek Lighting America | SP-V-8S-40K-XX-ND-X | Indoor Luminaires | Linear Ambient | Direct Linear Ambient Luminaires | Standard | FALSE | [9 empty] | 1/26/2016 | Not Dimmable | Not Dimmable | Yes |  |  | 7437 | 139 | 53.4 | 6.95 | 0.983 | 4000 | 80
P5HVVXD4 | StarTek Lighting America | StarTek Lighting America | SP-V-8S-45K-XX-ND-X | Indoor Luminaires | Linear Ambient | Direct Linear Ambient Luminaires | Standard | FALSE | [9 empty] | 1/26/2016 | Not Dimmable | Not Dimmable | Yes |  |  | 7528 | 141 | 53.4 | 6.95 | 0.983 | 4500 | 80
PCQAQ7FK | StarTek Lighting America | StarTek Lighting America | SP-V-8S-50K-XX-ND-X | Indoor Luminaires | Linear Ambient | Direct Linear Ambient Luminaires | Standard | FALSE | [9 empty] | 1/26/2016 | Not Dimmable | Not Dimmable | Yes |  |  | 7620 | 143 | 53.4 | 6.95 | 0.983 | 5000 | 80
P6TMEF1X | StarTek Lighting America | StarTek Lighting America | SP-V-4H-30K-XX-AD-X | Indoor Luminaires | Linear Ambient | Direct Linear Ambient Luminaires | Standard | FALSE | [9 empty] | 1/26/2016 | Not Dimmable | Not Dimmable | Yes |  |  | 5718 | 124 | 46 | 7.36 | 0.98 | 3000 | 80
P7C6ANEE | StarTek Lighting America | StarTek Lighting America | SP-V-4H-35K-XX-AD-X | Indoor Luminaires | Linear Ambient | Direct Linear Ambient Luminaires | Standard | FALSE | [9 empty] | 1/26/2016 | Not Dimmable | Not Dimmable | Yes |  |  | 5806 | 126 | 46 | 7.36 | 0.98 | 3500 | 80
PXVYKZSH | StarTek Lighting America | StarTek Lighting America | SP-V-4H-40K-XX-AD-X | Indoor Luminaires | Linear Ambient | Direct Linear Ambient Luminaires | Standard | FALSE | [9 empty] | 1/26/2016 | Not Dimmable | Not Dimmable | Yes |  |  | 5894 | 128 | 46 | 7.36 | 0.98 | 4000 | 80
PZ4P1UN5 | StarTek Lighting America | StarTek Lighting America | SP-V-4H-45K-XX-AD-X | Indoor Luminaires | Linear Ambient | Direct Linear Ambient Luminaires | Standard | FALSE | [9 empty] | 1/26/2016 | Not Dimmable | Not Dimmable | Yes |  |  | 5982 | 130 | 46 | 7.36 | 0.98 | 4500 | 80
PHDBCZCU | StarTek Lighting America | StarTek Lighting America | SP-V-4H-50K-XX-AD-X | Indoor Luminaires | Linear Ambient | Direct Linear Ambient Luminaires | Standard | FALSE | [9 empty] | 1/26/2016 | Not Dimmable | Not Dimmable | Yes |  |  | 6070 | 132 | 46 | 7.36 | 0.98 | 5000 | 80
PZ95FNX7 | StarTek Lighting America | StarTek Lighting America | SP-V-4S-27K-XX-AD-X | Indoor Luminaires | Linear Ambient | Direct Linear Ambient Luminaires | Standard | FALSE | [9 empty] | 1/26/2016 | Not Dimmable | Not Dimmable | Yes |  |  | 3496 | 126 | 27.76 | 11.16 | 0.969 | 2700 | 80
PFYVJ8ZR | StarTek Lighting America | StarTek Lighting America | SP-V-4S-30K-XX-AD-X | Indoor Luminaires | Linear Ambient | Direct Linear Ambient Luminaires | Standard | FALSE | [9 empty] | 1/26/2016 | Not Dimmable | Not Dimmable | Yes |  |  | 3560 | 128 | 27.76 | 11.16 | 0.969 | 3000 | 80
P5MDGZBF | StarTek Lighting America | StarTek Lighting America | SP-V-4S-35K-XX-AD-X | Indoor Luminaires | Linear Ambient | Direct Linear Ambient Luminaires | Standard | FALSE | [9 empty] | 1/26/2016 | Not Dimmable | Not Dimmable | Yes |  |  | 3669 | 132 | 27.76 | 11.16 | 0.969 | 3500 | 80
PZ8PXN2Z | StarTek Lighting America | StarTek Lighting America | SP-V-4S-40K-XX-AD-X | Indoor Luminaires | Linear Ambient | Direct Linear Ambient Luminaires | Standard | FALSE | [9 empty] | 1/26/2016 | Not Dimmable | Not Dimmable | Yes |  |  | 3777 | 136 | 27.76 | 11.16 | 0.969 | 4000 | 80
P857XBV8 | StarTek Lighting America | StarTek Lighting America | SP-V-4S-45K-XX-AD-X | Indoor Luminaires | Linear Ambient | Direct Linear Ambient Luminaires | Standard | FALSE | [9 empty] | 1/26/2016 | Not Dimmable | Not Dimmable | Yes |  |  | 3886 | 140 | 27.76 | 11.16 | 0.969 | 4500 | 80
PV3EM4KU | StarTek Lighting America | StarTek Lighting America | SP-V-4S-50K-XX-AD-X | Indoor Luminaires | Linear Ambient | Direct Linear Ambient Luminaires | Standard | FALSE | [9 empty] | 1/26/2016 | Not Dimmable | Not Dimmable | Yes |  |  | 3996 | 144 | 27.76 | 11.16 | 0.969 | 5000 | 80
PE4SVYQN | StarTek Lighting America | StarTek Lighting America | SP-V-8H-30K-XX-AD-X | Indoor Luminaires | Linear Ambient | Direct Linear Ambient Luminaires | Standard | FALSE | [9 empty] | 1/26/2016 | Not Dimmable | Not Dimmable | Yes |  |  | 11551 | 126 | 91.72 | 10.53 | 0.983 | 3000 | 80
P375ABN9 | StarTek Lighting America | StarTek Lighting America | SP-V-8H-35K-XX-AD-X | Indoor Luminaires | Linear Ambient | Direct Linear Ambient Luminaires | Standard | FALSE | [9 empty] | 1/26/2016 | Not Dimmable | Not Dimmable | Yes |  |  | 11683 | 127 | 91.72 | 10.53 | 0.983 | 3500 | 80
PBRT96HH | StarTek Lighting America | StarTek Lighting America | SP-V-8H-40K-XX-AD-X | Indoor Luminaires | Linear Ambient | Direct Linear Ambient Luminaires | Standard | FALSE | [9 empty] | 1/26/2016 | Not Dimmable | Not Dimmable | Yes |  |  | 11815 | 129 | 91.72 | 10.53 | 0.983 | 4000 | 80
P4XX7DTJ | StarTek Lighting America | StarTek Lighting America | SP-V-8H-45K-XX-AD-X | Indoor Luminaires | Linear Ambient | Direct Linear Ambient Luminaires | Standard | FALSE | [9 empty] | 1/26/2016 | Not Dimmable | Not Dimmable | Yes |  |  | 11947 | 130 | 91.72 | 10.53 | 0.983 | 4500 | 80
PU9661XU | StarTek Lighting America | StarTek Lighting America | SP-V-8H-50K-XX-AD-X | Indoor Luminaires | Linear Ambient | Direct Linear Ambient Luminaires | Standard | FALSE | [9 empty] | 1/26/2016 | Not Dimmable | Not Dimmable | Yes |  |  | 12078 | 132 | 91.72 | 10.53 | 0.983 | 5000 | 80
PE7CYNMF | StarTek Lighting America | StarTek Lighting America | SP-V-8S-30K-XX-AD-X | Indoor Luminaires | Linear Ambient | Direct Linear Ambient Luminaires | Standard | FALSE | [9 empty] | 1/26/2016 | Not Dimmable | Not Dimmable | Yes |  |  | 7253 | 136 | 53.4 | 6.95 | 0.983 | 3000 | 80
P7BXAH8U | StarTek Lighting America | StarTek Lighting America | SP-V-8S-35K-XX-AD-X | Indoor Luminaires | Linear Ambient | Direct Linear Ambient Luminaires | Standard | FALSE | [9 empty] | 1/26/2016 | Not Dimmable | Not Dimmable | Yes |  |  | 7345 | 138 | 53.4 | 6.95 | 0.983 | 3500 | 80
PMXM8BMK | StarTek Lighting America | StarTek Lighting America | SP-V-8S-40K-XX-AD-X | Indoor Luminaires | Linear Ambient | Direct Linear Ambient Luminaires | Standard | FALSE | [9 empty] | 1/26/2016 | Not Dimmable | Not Dimmable | Yes |  |  | 7437 | 139 | 53.4 | 6.95 | 0.983 | 4000 | 80
PF4XV7DJ | StarTek Lighting America | StarTek Lighting America | SP-V-8S-45K-XX-AD-X | Indoor Luminaires | Linear Ambient | Direct Linear Ambient Luminaires | Standard | FALSE | [9 empty] | 1/26/2016 | Not Dimmable | Not Dimmable | Yes |  |  | 7528 | 141 | 53.4 | 6.95 | 0.983 | 4500 | 80
P89EK1R7 | StarTek Lighting America | StarTek Lighting America | SP-V-8S-50K-XX-AD-X | Indoor Luminaires | Linear Ambient | Direct Linear Ambient Luminaires | Standard | FALSE | [9 empty] | 1/26/2016 | Not Dimmable | Not Dimmable | Yes |  |  | 7620 | 143 | 53.4 | 6.95 | 0.983 | 5000 | 80
PC3221PF | StarTek Lighting America | StarTek Lighting America | SP-V-4H-35K-XX-ND-X | Indoor Luminaires | Linear Ambient | Direct Linear Ambient Luminaires | Standard | FALSE | [9 empty] | 1/26/2016 | Not Dimmable | Not Dimmable | Yes |  |  | 5806 | 126 | 46 | 7.36 | 0.98 | 3500 | 80
PMXTTPMF | StarTek Lighting America | StarTek Lighting America | SP-V-4H-40K-XX-ND-X | Indoor Luminaires | Linear Ambient | Direct Linear Ambient Luminaires | Standard | FALSE | [9 empty] | 1/26/2016 | Not Dimmable | Not Dimmable | Yes |  |  | 5894 | 128 | 46 | 7.36 | 0.98 | 4000 | 80
PTJ8Q7H7 | StarTek Lighting America | StarTek Lighting America | SP-V-4H-45K-XX-ND-X | Indoor Luminaires | Linear Ambient | Direct Linear Ambient Luminaires | Standard | FALSE | [9 empty] | 1/26/2016 | Not Dimmable | Not Dimmable | Yes |  |  | 5982 | 130 | 46 | 7.36 | 0.98 | 4500 | 80
P5H7374T | StarTek Lighting America | StarTek Lighting America | SP-V-4H-50K-XX-ND-X | Indoor Luminaires | Linear Ambient | Direct Linear Ambient Luminaires | Standard | FALSE | [9 empty] | 1/26/2016 | Not Dimmable | Not Dimmable | Yes |  |  | 6070 | 132 | 46 | 7.36 | 0.98 | 5000 | 80
PSQUA8YB | StarTek Lighting America | StarTek Lighting America | SP-V-4S-30K-XX-ND-X | Indoor Luminaires | Linear Ambient | Direct Linear Ambient Luminaires | Standard | FALSE | [9 empty] | 1/26/2016 | Not Dimmable | Not Dimmable | Yes |  |  | 3560 | 128 | 27.76 | 11.16 | 0.969 | 3000 | 80
PJ5ASH23 | StarTek Lighting America | StarTek Lighting America | SP-V-4S-35K-XX-ND-X | Indoor Luminaires | Linear Ambient | Direct Linear Ambient Luminaires | Standard | FALSE | [9 empty] | 1/26/2016 | Not Dimmable | Not Dimmable | Yes |  |  | 3669 | 132 | 27.76 | 11.16 | 0.969 | 3500 | 80
PVTNQTJH | StarTek Lighting America | StarTek Lighting America | SP-V-4S-40K-XX-ND-X | Indoor Luminaires | Linear Ambient | Direct Linear Ambient Luminaires | Standard | FALSE | [9 empty] | 1/26/2016 | Not Dimmable | Not Dimmable | Yes |  |  | 3777 | 136 | 27.76 | 11.16 | 0.969 | 4000 | 80
PV593UY3 | StarTek Lighting America | StarTek Lighting America | SP-V-4S-45K-XX-ND-X | Indoor Luminaires | Linear Ambient | Direct Linear Ambient Luminaires | Standard | FALSE | [9 empty] | 1/26/2016 | Not Dimmable | Not Dimmable | Yes |  |  | 3886 | 140 | 27.76 | 11.16 | 0.969 | 4500 | 80
P4AYXDVB | StarTek Lighting America | StarTek Lighting America, LLC | SP-N-8-35K-XX-XX-XX-XX-AD-U-XX | Indoor Luminaires | Linear Ambient | Direct Linear Ambient Luminaires | Standard | TRUE | 6656 | 106.8 | 62.33 | 18.44 | 0.95 | 3513 | 82.9 | 5 |  | 2/4/2015 | Dimmable | Continuous (Can dim down to ≤ 10% (W)) | Not Yet Verified |  | 2.1 | 6656 | 105 | 63 | 20 | 0.9 | 3500
PVK9B3NM | StarTek Lighting America | StarTek Lighting America, LLC | SP-N-8-35K-XX-XX-XX-XX-ND-U-XX | Indoor Luminaires | Linear Ambient | Direct Linear Ambient Luminaires | Standard | TRUE | 6656 | 106.8 | 62.33 | 18.44 | 0.95 | 3513 | 82.9 | 5 |  | 2/4/2015 | Not Dimmable | Not Dimmable | Not Yet Verified |  | 2.1 | 6656 | 105 | 63 | 20 | 0.9 | 3500
P5J7CYTT | StarTek Lighting America | StarTek Lighting America, LLC | SP-N-8-40K-XX-XX-XX-XX-ND-U-XX | Indoor Luminaires | Linear Ambient | Direct Linear Ambient Luminaires | Standard | FALSE | [9 empty] | 2/4/2015 | Not Dimmable | Not Dimmable | Not Yet Verified |  |  | 6656 | 105 | 63 | 20 | 0.9 | 4000
P1C9VYCY | StarTek Lighting America | StarTek Lighting America, LLC | SP-N-8-50K-XX-XX-XX-XX-ND-U-XX | Indoor Luminaires | Linear Ambient | Direct Linear Ambient Luminaires | Standard | FALSE | [9 empty] | 2/4/2015 | Not Dimmable | Not Dimmable | Not Yet Verified |  |  | 6656 | 105 | 63 | 20 | 0.9 | 5000
P7J7F8B2 | StarTek Lighting America | StarTek Lighting America, LLC | SP-N-8-40K-XX-XX-XX-XX-AD-U-XX | Indoor Luminaires | Linear Ambient | Direct Linear Ambient Luminaires | Standard | FALSE | [9 empty] | 2/4/2015 | Dimmable | Continuous (Can dim down to ≤ 10% (W)) | Not Yet Verified |  |  | 6656 | 105 | 63 | 20 | 0.9 | 4000
PY82VC3M | StarTek Lighting America | StarTek Lighting America, LLC | SP-N-8-50K-XX-XX-XX-XX-AD-U-XX | Indoor Luminaires | Linear Ambient | Direct Linear Ambient Luminaires | Standard | FALSE | [9 empty] | 2/4/2015 | Dimmable | Continuous (Can dim down to ≤ 10% (W)) | Not Yet Verified |  |  | 6656 | 105 | 63 | 20 | 0.9 | 5000
PGK2KKK6 | StarTek Lighting America | StarTek Lighting America, LLC | SP-W-4-40K-XX-XX-XX-XX-AD-U-XX | Indoor Luminaires | Linear Ambient | Direct Linear Ambient Luminaires | Standard | TRUE | 7215 | 115.5 | 62.63 | 18.52 | 0.952 | 3899 | 83.4 | 5 | 50000 | 3/17/2015 | Dimmable | Continuous (Can dim down to ≤ 10% (W)) | Not Yet Verified |  | 2.1 | 7548 | 120.5 | 62.63 | 18.52 | 0.952 | 3899 | 83.4
PBNYKF6K | StarTek Lighting America | StarTek Lighting America, LLC | SP-W-4-50K-XX-XX-XX-XX-AD-U-XX | Indoor Luminaires | Linear Ambient | Direct Linear Ambient Luminaires | Standard | FALSE | [9 empty] | 3/17/2015 | Dimmable | Continuous (Can dim down to ≤ 10% (W)) | Not Yet Verified |  |  | 8095 | 128.7 | 62.88 | 17.64 | 0.953 | 4920 | 83.9
PNXUJAQV | StarTek Lighting America | StarTek Lighting America, LLC | SP-N-4-35K-XX | Indoor Luminaires | Linear Ambient | Direct Linear Ambient Luminaires | Standard | TRUE | 3257 | 105.1 | 30.98 | 13.34 | 0.97 | 3513 | 82.9 | 5 | 50000 | 3/18/2015 | Dimmable | Continuous (Can dim down to ≤ 10% (W)) | Not Yet Verified |  | 2.1 | 3257 | 105 | 31 | 13.34 | 0.97 | 3500 | 80
P9M39N9S | StarTek Lighting America | StarTek Lighting America, LLC | SP-N-4-40K-XX | Indoor Luminaires | Linear Ambient | Direct Linear Ambient Luminaires | Standard | FALSE | [9 empty] | 3/18/2015 | Dimmable | Continuous (Can dim down to ≤ 10% (W)) | Not Yet Verified |  |  | 3689 | 119 | 31 | 13.34 | 0.97 | 4000 | 80
P15AHYZJ | StarTek Lighting America | StarTek Lighting America, LLC | SP-N-4-50K-XX | Indoor Luminaires | Linear Ambient | Direct Linear Ambient Luminaires | Standard | FALSE | [9 empty] | 3/18/2015 | Dimmable | Continuous (Can dim down to ≤ 10% (W)) | Not Yet Verified |  |  | 3864 | 124 | 31 | 13.34 | 0.97 | 5000 | 80
P398KRFG | SteelCraft | SteelCraft | 37024-4835LW-1 | Indoor Luminaires | Linear Ambient | Direct Linear Ambient Luminaires | Standard | TRUE | 4416.4 | 92.3 | 47.89 | 12.15 | 0.9476 | 3593 | 83.7 | 5 | 50000 | 8/14/2015 | Dimmable | Continuous (Can dim down to ≤ 10% (W)) | Not Yet Verified |  | 2.1 | 4420.7 | 92.3 | 47.89 | 6.82 | 0.9956 | 3593 | 83.7
PTJJEVP1 | SteelCraft | SteelCraft | 37024-4840LW-1 | Indoor Luminaires | Linear Ambient | Direct Linear Ambient Luminaires | Standard | FALSE | [9 empty] | 8/14/2015 | Dimmable | Continuous (Can dim down to ≤ 10% (W)) | Not Yet Verified |  |  | 4493.6603 | 93.8852 | 47.8634 | 6.77 | 0.9956 | 4152.107 | 83.9997
PSMZEW9S | SteelCraft | SteelCraft | 37024-4850LW-1 | Indoor Luminaires | Linear Ambient | Direct Linear Ambient Luminaires | Standard | FALSE | [9 empty] | 8/14/2015 | Dimmable | Continuous (Can dim down to ≤ 10% (W)) | Not Yet Verified |  |  | 4639.8 | 97 | 47.81 | 6.77 | 0.9956 | 5272 | 84.6
PNTQSK1D | SteelCraft | SteelCraft | 37022-3735LW-1 | Indoor Luminaires | Linear Ambient | Direct Linear Ambient Luminaires | Standard | TRUE | 2539.2 | 87.5 | 29.02 | 18.28 | 0.9257 | 3609 | 83.6 | 5 | 50000 | 9/2/2015 | Dimmable | Continuous (Can dim down to ≤ 10% (W)) | Not Yet Verified |  | 2.1 | 2541.6 | 88.9 | 29 | 6.21 | 0.9944 | 3609 | 83.6
P3Q39XA7 | SteelCraft | SteelCraft | 37022-3740LW-1 | Indoor Luminaires | Linear Ambient | Direct Linear Ambient Luminaires | Standard | FALSE | [9 empty] | 9/2/2015 | Dimmable | Continuous (Can dim down to ≤ 10% (W)) | Not Yet Verified |  |  | 2583.6 | 90.4 | 29 | 6.21 | 0.9944 | 4169 | 83.9
PNNFC4EC | SteelCraft | SteelCraft | 37022-3750LW-1 | Indoor Luminaires | Linear Ambient | Direct Linear Ambient Luminaires | Standard | FALSE | [9 empty] | 9/2/2015 | Dimmable | Continuous (Can dim down to ≤ 10% (W)) | Not Yet Verified |  |  | 2667.6 | 93.4 | 29 | 6.21 | 0.9944 | 5290 | 84.4
PC7XMQ7V | SteelCraft | SteelCraft | KDS14-3735LW-1 | Indoor Luminaires | Linear Ambient | Direct Linear Ambient Luminaires | Standard | TRUE | 2990 | 104.7 | 28.57 | 18.15 | 0.9254 | 3600 | 83.6 | 5 | 50000 | 3/10/2016 | Dimmable | Continuous (Can dim down to ≤ 10% (W)) | No |  | 3.1 | 2990.5 | 106.1 | 28.19 | 6.41 | 0.9949 | 3600 | 83.6
PDYRHN6J | SteelCraft | SteelCraft | KDS14-3740LW-1 | Indoor Luminaires | Linear Ambient | Direct Linear Ambient Luminaires | Standard | FALSE | [9 empty] | 3/10/2016 | Dimmable | Continuous (Can dim down to ≤ 10% (W)) | No |  |  | 3010.48 | 106.96 | 28.15 | 6.42 | 0.9946 | 4080.52 | 83.6
PKVG1VSE | SteelCraft | SteelCraft | KDS14-3750LW-1 | Indoor Luminaires | Linear Ambient | Direct Linear Ambient Luminaires | Standard | FALSE | [9 empty] | 3/10/2016 | Dimmable | Continuous (Can dim down to ≤ 10% (W)) | No |  |  | 3050.5 | 108.7 | 28.07 | 6.43 | 0.9941 | 5043 | 83.7
P1DAB59H | SteelCraft | SteelCraft | KDS14-4835LW-1 | Indoor Luminaires | Linear Ambient | Direct Linear Ambient Luminaires | Standard | TRUE | 5040.2 | 106.2 | 47.44 | 11.88 | 0.9449 | 3584 | 83.7 | 5 | 50000 | 3/10/2016 | Dimmable | Continuous (Can dim down to ≤ 10% (W)) | No |  | 3.1 | 5040.2 | 106.2 | 47.4 | 6.76 | 0.9956 | 3584 | 83.7
PF1FA53G | SteelCraft | SteelCraft | KDS14-4840LW-1 | Indoor Luminaires | Linear Ambient | Direct Linear Ambient Luminaires | Standard | FALSE | [9 empty] | 3/10/2016 | Dimmable | Continuous (Can dim down to ≤ 10% (W)) | No |  |  | 5103.2 | 107.87 | 47.27 | 6.75 | 0.9957 | 4053.53 | 83.77
PM5ZSHCJ | SteelCraft | SteelCraft | KDS14-4850LW-1 | Indoor Luminaires | Linear Ambient | Direct Linear Ambient Luminaires | Standard | FALSE | [9 empty] | 3/10/2016 | Dimmable | Continuous (Can dim down to ≤ 10% (W)) | No |  |  | 5229.4 | 111.2 | 47.01 | 6.74 | 0.9959 | 4994 | 83.9
PUTJSFRK | Strategic Resourcing & Energy LLC | HPL Technologies | SWR 42 MT 30K | Indoor Luminaires | Linear Ambient | Direct Linear Ambient Luminaires | Premium | TRUE | 4512.1 | 115.07 | 39.21 | 5.61 | 0.9057 | 3107 | 81.8 | 5 | 50000 | 5/6/2016 | Dimmable | Continuous (Can dim down to ≤ 10% (W)) | No |  | 3.1 | 4512.1 | 115.07 | 40 | 20 | 0.993 | 3000 | 81.8
PX19466X | Strategic Resourcing & Energy LLC | HPL Technologies | SWR 42 MT 35K | Indoor Luminaires | Linear Ambient | Direct Linear Ambient Luminaires | Premium | FALSE | [9 empty] | 5/6/2016 | Dimmable | Continuous (Can dim down to ≤ 10% (W)) | No |  |  | 4540 | 115.5 | 40 | 20 | 0.991 | 3500 | 83
PGJ3XU1J | Strategic Resourcing & Energy LLC | HPL Technologies | SWR 42 MT 40K | Indoor Luminaires | Linear Ambient | Direct Linear Ambient Luminaires | Premium | FALSE | [9 empty] | 5/6/2016 | Dimmable | Continuous (Can dim down to ≤ 10% (W)) | No |  |  | 4548.1 | 115.7 | 40 | 20 | 0.991 | 4000 | 83.4
P7GYWJSJ | Strategic Resourcing & Energy LLC | HPL Technologies | SWR 42 MT 50K | Indoor Luminaires | Linear Ambient | Direct Linear Ambient Luminaires | Premium | FALSE | [9 empty] | 5/6/2016 | Dimmable | Continuous (Can dim down to ≤ 10% (W)) | No |  |  | 4564.3 | 116.2 | 40 | 20 | 0.991 | 5000 | 82.6
PVDJRBSK | Sun & Stars Lighting, Inc. | Sun & Stars Lighting | SSL-LFPLED-20/35K | Indoor Luminaires | Linear Ambient | Direct Linear Ambient Luminaires | Standard | TRUE | 2066.9 | 101.67 | 20.33 | 13.37 | 0.9085 | 3397 | 83.8 | 5 | 50000 | 11/20/2015 | Dimmable | Continuous (Can dim down to ≤ 10% (W)) | No |  | 3 | 2073 | 103.49 | 20.03 | 13.37 | 0.9085 | 3500 | 83.8
PP7H18Q6 | Sun & Stars Lighting, Inc. | Sun & Stars Lighting | SSL-LFPLED-20/40K | Indoor Luminaires | Linear Ambient | Direct Linear Ambient Luminaires | Standard | FALSE | [9 empty] | 11/20/2015 | Dimmable | Continuous (Can dim down to ≤ 10% (W)) | No |  |  | 2109 | 104.82 | 20.12 | 13.06 | 0.9043 | 4000 | 82.9
PUPYBP95 | Sun & Stars Lighting, Inc. | Sun & Stars Lighting | SSL-LFPLED-20/50K | Indoor Luminaires | Linear Ambient | Direct Linear Ambient Luminaires | Standard | FALSE | [9 empty] | 11/20/2015 | Dimmable | Continuous (Can dim down to ≤ 10% (W)) | No |  |  | 2126 | 106.62 | 19.94 | 13.55 | 0.9096 | 5000 | 83.2
PNECNUMB | Sun & Stars Lighting, Inc. | Sun & Stars Lighting | SSL-WPLED/4X13/40 | Indoor Luminaires | Linear Ambient | Direct Linear Ambient Luminaires | Standard | TRUE | 5907.64 | 95.48 | 63.4 | 15.7 | 0.93 | 4398 | 86 | 5 | 50000 | 6/15/2015 | Not Yet Verified | Not Yet Verified | Not Yet Verified |  | 2.1 | 5907 | 95.48 | 63.4 |  |  | 4500 | 86
PM93WWWQ | Sunpark | SUNPARK | BH24DX-HE-4000K | Indoor Luminaires | Linear Ambient | Direct Linear Ambient Luminaires | Premium | TRUE | 2517.71 | 112.19 | 22.6 | 8.4 | 0.93 | 4079 | 81.6 | 5 | 50000 | 5/30/2016 | Not Dimmable | Not Dimmable | No |  | 3.1 | 2569 | 111 | 22.6 | 9.2 | 0.993 | 4000 | 81.6
P3QDYHNT | Sunpark | SUNPARK | BH24DX-HE-5000K | Indoor Luminaires | Linear Ambient | Direct Linear Ambient Luminaires | Premium | FALSE | [9 empty] | 5/30/2016 | Not Dimmable | Not Dimmable | No |  |  | 2569 | 112 | 22.9 | 9.2 | 0.993 | 5000 | 83.2
PJ3MA9SB | Sunpark | SUNPARK | BH48DX-HE-4000K | Indoor Luminaires | Linear Ambient | Direct Linear Ambient Luminaires | Premium | TRUE | 4955.84 | 110.62 | 44.8 | 10.8 | 0.959 | 4133 | 82.1 | 5 | 50000 | 5/30/2016 | Not Dimmable | Not Dimmable | No |  | 3.1 | 4955.84 | 111 | 44.8 | 10.8 | 0.992 | 4000 | 82.1
P8HB2YH1 | Sunpark | SUNPARK | BH48DX-HE-5000K | Indoor Luminaires | Linear Ambient | Direct Linear Ambient Luminaires | Premium | FALSE | [9 empty] | 5/30/2016 | Not Dimmable | Not Dimmable | No |  |  | 4955.84 | 112 | 44.9 | 10.8 | 0.992 | 5000 | 83.8
PXPNF938 | Sunpark | SUNPARK | 624STD1-HE-4000K | Indoor Luminaires | Linear Ambient | Direct Linear Ambient Luminaires | Premium | TRUE | 2624.45 | 119.84 | 21.9 | 9.1 | 0.961 | 4109 | 83.7 | 5 | 50000 | 5/30/2016 | Not Dimmable | Not Dimmable | No |  | 3.1 | 2624 | 119.8 | 21.9 | 10.5 | 0.994 | 4000 | 83
PD4UB46Q | Sunpark | SUNPARK | 624STD1-HE-5000K | Indoor Luminaires | Linear Ambient | Direct Linear Ambient Luminaires | Premium | FALSE | [9 empty] | 5/30/2016 | Not Dimmable | Not Dimmable | No |  |  | 2624 | 120.7 | 22.4 | 10.5 | 0.994 | 5000 | 82
PYVQY3YJ | Sunpark | SUNPARK | 648STD1-HE-36W-4000K | Indoor Luminaires | Linear Ambient | Direct Linear Ambient Luminaires | Premium | TRUE | 4169.66 | 122.64 | 34 | 8.8 | 0.959 | 4176 | 84.8 | 5 | 50000 | 5/30/2016 | Not Dimmable | Not Dimmable | No |  | 3.1 | 4169.66 | 122.6 | 34 | 11 | 0.992 | 4000 | 85
PK9ZJU3P | Sunpark | SUNPARK | 648STD1-HE-36W-5000K | Indoor Luminaires | Linear Ambient | Direct Linear Ambient Luminaires | Premium | FALSE | [9 empty] | 5/30/2016 | Not Dimmable | Not Dimmable | No |  |  | 4169.66 | 123 | 34 | 11 | 0.992 | 5000 | 81
P2247PZF | Sunpark | SUNPARK | 648STD1-HE-48W-4000K | Indoor Luminaires | Linear Ambient | Direct Linear Ambient Luminaires | Premium | TRUE | 5297.52 | 119.58 | 44.3 | 8.7 | 0.961 | 4188 | 84.9 | 5 | 50000 | 5/30/2016 | Not Dimmable | Not Dimmable | No |  | 3.1 | 5297 | 119.6 | 44.3 | 10.8 | 0.993 | 4000 | 85
PA2SHVUE | Sunpark | SUNPARK | 648STD1-HE-48W-5000K | Indoor Luminaires | Linear Ambient | Direct Linear Ambient Luminaires | Premium | FALSE | [9 empty] | 5/30/2016 | Not Dimmable | Not Dimmable | No |  |  | 5297 | 118.9 | 44.7 | 10.8 | 0.993 | 5000 | 81
PHN48Y98 | Sunpark | SUNPARK | 624STD1-4000K | Indoor Luminaires | Linear Ambient | Direct Linear Ambient Luminaires | Standard | TRUE | 2738.24 | 119.57 | 22.9 | 8.9 | 0.933 | 4052 | 85.7 | 5 | 90000 | 3/7/2016 | Not Dimmable | Not Dimmable | No |  | 3.1 | 2738 | 119 | 23 | 8.9 | 0.993 | 4000 | 85
PJ23231V | Sunpark | SUNPARK | 624STD1-5000K | Indoor Luminaires | Linear Ambient | Direct Linear Ambient Luminaires | Standard | FALSE | [9 empty] | 3/7/2016 | Not Dimmable | Not Dimmable | No |  |  | 2744 | 120 | 23 | 7.8 | 0.994 | 5000 | 83
PM9RJRYD | Sunpark | SUNPARK | 648STD1-4000K | Indoor Luminaires | Linear Ambient | Direct Linear Ambient Luminaires | Standard | TRUE | 5069.02 | 111.41 | 45.5 | 11 | 0.961 | 4103 | 86.2 | 5 | 90000 | 3/7/2016 | Not Dimmable | Not Dimmable | No |  | 3.1 | 5060 | 110 | 46 | 11 | 0.992 | 4000 | 86
P6CV48BM | Sunpark | SUNPARK | 648STD1-5000K | Indoor Luminaires | Linear Ambient | Direct Linear Ambient Luminaires | Standard | FALSE | [9 empty] | 3/7/2016 | Not Dimmable | Not Dimmable | No |  |  | 5068 | 110 | 46 | 10.9 | 0.993 | 5000 | 83
PR8XK6U9 | Sunpark | Sunpark | 634STD-3000K | Indoor Luminaires | Linear Ambient | Direct Linear Ambient Luminaires | Standard | TRUE | 1541.9 | 92.89 | 16.6 | 10.96 | 0.94 | 3116 | 83.3 | 5 | 50000 | 5/4/2015 | Not Dimmable | Not Dimmable | Not Yet Verified |  | 2.1 | 1445 | 85 | 17 | 20 | 0.9 | 3000 | 80
PBDNWDW6 | Sunpark | Sunpark | 634STD-4000K | Indoor Luminaires | Linear Ambient | Direct Linear Ambient Luminaires | Standard | FALSE | [9 empty] | 5/4/2015 | Not Dimmable | Not Dimmable | Not Yet Verified |  |  | 1487 | 87.5 | 17 | 20 | 0.9 | 4000 | 80
PZZWK5Z5 | Sunpark | Sunpark | 634STD-5000K | Indoor Luminaires | Linear Ambient | Direct Linear Ambient Luminaires | Standard | FALSE | [9 empty] | 5/4/2015 | Not Dimmable | Not Dimmable | Not Yet Verified |  |  | 1500 | 90.1 | 17 | 20 | 0.9 | 5000 | 80
P1ZVKG3F | Sunpark | Sunpark | 646STD-3000K | Indoor Luminaires | Linear Ambient | Direct Linear Ambient Luminaires | Standard | TRUE | 2212.07 | 97.32 | 22.73 | 11.99 | 0.955 | 3011 | 81.7 | 5 | 50000 | 5/4/2015 | Not Dimmable | Not Dimmable | Not Yet Verified |  | 2.1 | 1955 | 85 | 23 | 20 | 0.9 | 3000 | 80
PKSUXYCV | Sunpark | Sunpark | 646STD-4000K | Indoor Luminaires | Linear Ambient | Direct Linear Ambient Luminaires | Standard | FALSE | [9 empty] | 5/4/2015 | Not Dimmable | Not Dimmable | Not Yet Verified |  |  | 2012 | 87.5 | 23 | 20 | 0.9 | 4000 | 80
P8BWFE8U | Sunpark | Sunpark | 646STD-5000K | Indoor Luminaires | Linear Ambient | Direct Linear Ambient Luminaires | Standard | FALSE | [9 empty] | 5/4/2015 | Not Dimmable | Not Dimmable | Not Yet Verified |  |  | 2100 | 90.1 | 23 | 20 | 0.9 | 5000 | 80
PM1UAT41 | Sunpark | Sunpark | 622STD-3000K | Indoor Luminaires | Linear Ambient | Direct Linear Ambient Luminaires | Standard | TRUE | 972.74 | 90.91 | 10.7 | 15.9 | 0.877 | 3015 | 81.5 | 5 | 50000 | 5/4/2015 | Not Dimmable | Not Dimmable | Not Yet Verified |  | 2.1 | 1000 | 85 | 11 | 20 | 0.9 | 3000 | 80
PU2AGEZ1 | Sunpark | Sunpark | 622STD-4000K | Indoor Luminaires | Linear Ambient | Direct Linear Ambient Luminaires | Standard | FALSE | [9 empty] | 5/4/2015 | Not Dimmable | Not Dimmable | Not Yet Verified |  |  | 962 | 87.5 | 11 | 20 | 0.9 | 4000 | 80
PJCAY242 | Sunpark | Sunpark | 622STD-5000K | Indoor Luminaires | Linear Ambient | Direct Linear Ambient Luminaires | Standard | FALSE | [9 empty] | 5/4/2015 | Not Dimmable | Not Dimmable | Not Yet Verified |  |  | 1000 | 90.1 | 11 | 20 | 0.9 | 5000 | 80
P1AE8AFY | Sunpark | SUNPARK | BH24DX-4000K | Indoor Luminaires | Linear Ambient | Direct Linear Ambient Luminaires | Standard | TRUE | 1876.68 | 116.28 | 16.14 | 12.4 | 0.955 | 4179 | 86.7 | 5 | 90000 | 3/29/2016 | Not Dimmable | Not Dimmable | No |  | 3.1 | 1876.68 | 116 | 16.1 | 10.1 | 0.993 | 4000 | 85
P7KAKMF4 | Sunpark | SUNPARK | BH24DX-5000K | Indoor Luminaires | Linear Ambient | Direct Linear Ambient Luminaires | Standard | FALSE | [9 empty] | 3/29/2016 | Not Dimmable | Not Dimmable | No |  |  | 2005.03 | 125 | 16 | 10.1 | 0.993 | 5000 | 85
PJ8XB91P | Sunpark | SUNPARK | BH48DX-4000K | Indoor Luminaires | Linear Ambient | Direct Linear Ambient Luminaires | Standard | TRUE | 3487.76 | 105.08 | 33.19 | 5.9 | 0.959 | 4149 | 86.4 | 5 | 90000 | 3/29/2016 | Not Dimmable | Not Dimmable | No |  | 3.1 | 3487.76 | 105.08 | 33.19 | 5.9 | 0.959 | 4149 | 86.4
PSNCY3WY | Sunpark | SUNPARK | BH48DX-5000K | Indoor Luminaires | Linear Ambient | Direct Linear Ambient Luminaires | Standard | FALSE | [9 empty] | 3/29/2016 | Not Dimmable | Not Dimmable | No |  |  | 3741.562 | 113.381 | 33 | 5.9 | 0.959 | 5252 | 86
PK78Y3X6 | Sunrain Systems | Esbright | ECP-140W-T8I-22W | Indoor Luminaires | Linear Ambient | Direct Linear Ambient Luminaires | Standard | TRUE | 2667.53 | 124.972 | 21.345 | 20.46 | 0.9372 | 4916 | 82.2 | 5 | 50000 | 8/10/2015 | Not Dimmable | Not Dimmable | Not Yet Verified |  | 2.1 | 2700 | 124.972 | 21.345 | 20.46 | 0.9372 | 5000 | 82.2
PBQXX8WD | Sunrain Systems | Esbright | ECP-560W-T8I-60W | Indoor Luminaires | Linear Ambient | Direct Linear Ambient Luminaires | Standard | TRUE | 7370.168 | 122.53 | 60.15 | 20.65 | 0.9852 | 5102 | 82.7 | 5 | 50000 | 8/10/2015 | Not Dimmable | Not Dimmable | Not Yet Verified |  | 2.1 | 7370.168 | 122.53 | 60.15 | 20.65 | 0.9852 | 5102 | 82.7
PXW6KAVJ | Sunrain Systems | Esbright | ECP-280W-T8I-44W | Indoor Luminaires | Linear Ambient | Direct Linear Ambient Luminaires | Standard | TRUE | 5304.321 | 123.333 | 43.008 | 17.76 | 0.9415 | 4981 | 82.2 | 5 | 50000 | 8/10/2015 | Not Dimmable | Not Dimmable | Not Yet Verified |  | 2.1 | 5304.321 | 123.333 | 43.008 | 17.76 | 0.9415 | 4981 | 82.2
P5XFSWFY | Sunrain Systems | Esbright | ECP-280W-T8I-22W | Indoor Luminaires | Linear Ambient | Direct Linear Ambient Luminaires | Standard | TRUE | 2710.63 | 128.973 | 21.017 | 17.38 | 0.9382 | 5086 | 83 | 5 | 50000 | 8/10/2015 | Not Dimmable | Not Dimmable | Not Yet Verified |  | 2.1 | 2710.63 | 128.973 | 21.017 | 17.38 | 0.9382 | 5086 | 83
PB2GWMNH | Super Bright LEDs | Super Bright LEDs | TPLF-PW4-50 | Indoor Luminaires | Linear Ambient | Direct Linear Ambient Luminaires | Standard | TRUE | 5175.87 | 99.77 | 52.06 | 21.62 | 0.902 | 4245 | 85.7 | 5 | 50000 | 4/26/2016 | Not Yet Verified | Not Yet Verified | Not Yet Verified |  | 2.1 | 5100 | 100 | 50 | 20 | 0.9 | 4000 | 80
PW4DRS4B | Super Bright LEDs | Super Bright LEDs | TPLF-NW4-50 | Indoor Luminaires | Linear Ambient | Direct Linear Ambient Luminaires | Standard | FALSE | [9 empty] | 4/26/2016 | Not Yet Verified | Not Yet Verified | Not Yet Verified |  |  | 5100 | 100 | 50 | 20 | 0.9 | 5000 | 80
PYJ9UEMJ | Super Bright LEDs | Super Bright LEDs | TPLF-PW2-30 | Indoor Luminaires | Linear Ambient | Direct Linear Ambient Luminaires | Standard | TRUE | 2940.35 | 100.77 | 29.18 | 17.38 | 0.898 | 4204 | 85.5 | 5 | 50000 | 4/26/2016 | Not Yet Verified | Not Yet Verified | Not Yet Verified |  | 2.1 | 2900 | 100 | 30 | 20 | 0.9 | 4000 | 80
PD8G6AQA | Super Bright LEDs | Super Bright LEDs | TPLF-NW2-30 | Indoor Luminaires | Linear Ambient | Direct Linear Ambient Luminaires | Standard | FALSE | [9 empty] | 4/26/2016 | Not Yet Verified | Not Yet Verified | Not Yet Verified |  |  | 2900 | 100 | 30 | 20 | 0.9 | 5000 | 80
PZC3UVDS | Tamlite Lighting | Tamlite Lighting | SLWLED4-8800D2L850 | Indoor Luminaires | Linear Ambient | Direct Linear Ambient Luminaires | Standard | TRUE | 6983 | 91.6 | 76.15 | 11.2 | 0.943 | 5160 | 85.1 | 5 | 50000 | 6/8/2015 | Dimmable | Continuous (Can dim down to ≤ 10% (W)) | Not Yet Verified |  | 2.1 | 7172 | 91.6 | 76.15 | 6.5 | 0.997 | 5160 | 85.1
PHV5N69B | Tamlite Lighting | Tamlite Lighting | SLWLED4-8800D2L840 | Indoor Luminaires | Linear Ambient | Direct Linear Ambient Luminaires | Standard | TRUE | 6357 | 83.4 | 76.09 | 11.02 | 0.945 | 4048 | 84.7 | 5 | 50000 | 6/8/2015 | Dimmable | Continuous (Can dim down to ≤ 10% (W)) | Not Yet Verified |  | 2.1 | 7452 | 87.5 | 74 | 6.5 | 0.995 | 3980 | 83
PZAZQW1V | Tamlite Lighting | Tamlite Lighting | SLWLED4-4400D1L840 | Indoor Luminaires | Linear Ambient | Direct Linear Ambient Luminaires | Standard | TRUE | 3364 | 87.5 | 38.33 | 11.2 | 0.943 | 3990 | 84.1 | 5 | 50000 | 6/8/2015 | Dimmable | Continuous (Can dim down to ≤ 10% (W)) | Not Yet Verified |  | 2.1 | 3449 | 87.5 | 38.45 | 11.2 | 0.993 | 3990 | 84.1
PFNGQDN3 | Tamlite Lighting | Tamlite Lighting | SLWLED4-5280D1L840 | Indoor Luminaires | Linear Ambient | Direct Linear Ambient Luminaires | Standard | FALSE | [9 empty] | 6/8/2015 | Dimmable | Continuous (Can dim down to ≤ 10% (W)) | Not Yet Verified |  |  | 4144 | 89 | 45.19 | 10.1 | 0.993 | 3985 | 84
P4RU55DB | Tamlite Lighting | Tamlite Lighting | SLWLED4-6600D2L840 | Indoor Luminaires | Linear Ambient | Direct Linear Ambient Luminaires | Standard | FALSE | [9 empty] | 6/8/2015 | Dimmable | Continuous (Can dim down to ≤ 10% (W)) | Not Yet Verified |  |  | 5500 | 88 | 75.1 | 8 | 0.994 | 3982 | 84
P5AMHB5G | Tamlite Lighting | Tamlite Lighting | SLWLED4-4400D1L850 | Indoor Luminaires | Linear Ambient | Direct Linear Ambient Luminaires | Standard | FALSE | [9 empty] | 6/8/2015 | Dimmable | Continuous (Can dim down to ≤ 10% (W)) | Not Yet Verified |  |  | 3660 | 89 | 39 | 11 | 0.998 | 4990 | 84
P2NYXC51 | Tamlite Lighting | Tamlite Lighting | SLWLED4-5280D1L850 | Indoor Luminaires | Linear Ambient | Direct Linear Ambient Luminaires | Standard | FALSE | [9 empty] | 6/8/2015 | Dimmable | Continuous (Can dim down to ≤ 10% (W)) | Not Yet Verified |  |  | 4100 | 90 | 39 | 10 | 0.995 | 5020 | 83
P451HYB5 | Tamlite Lighting | Tamlite Lighting | SLWLED4-6600D2L850 | Indoor Luminaires | Linear Ambient | Direct Linear Ambient Luminaires | Standard | FALSE | [9 empty] | 6/8/2015 | Dimmable | Continuous (Can dim down to ≤ 10% (W)) | Not Yet Verified |  |  | 5500 | 91.4 | 75.1 | 8 | 0.996 | 5050 | 84
PGU2N3CZ | Tamlite Lighting | Tamlite Lighting | CTNLED4-8800D2L850 | Indoor Luminaires | Linear Ambient | Direct Linear Ambient Luminaires | Standard | TRUE | 8266 | 108.4 | 76.3 | 11.3 | 0.949 | 5187 | 84.6 | 5 | 50000 | 6/8/2015 | Dimmable | Continuous (Can dim down to ≤ 10% (W)) | Not Yet Verified |  | 2.1 | 8266 | 108.4 | 76.3 | 6.3 | 0.997 | 5187 | 84.6
PQ4B12UM | Tamlite Lighting | Tamlite Lighting | CTNLED4-4400D1L840 | Indoor Luminaires | Linear Ambient | Direct Linear Ambient Luminaires | Standard | TRUE | 3776 | 96.5 | 39.11 | 11.3 | 0.949 | 4063 | 84.2 | 5 | 50000 | 6/8/2015 | Dimmable | Continuous (Can dim down to ≤ 10% (W)) | Not Yet Verified |  | 2.1 | 3776 | 96.5 | 39.51 | 11.3 | 0.949 | 4063 | 84.2
PN5GBSVC | Tamlite Lighting | Tamlite Lighting | CTNLED4-5280D1L840 | Indoor Luminaires | Linear Ambient | Direct Linear Ambient Luminaires | Standard | FALSE | [9 empty] | 6/8/2015 | Dimmable | Continuous (Can dim down to ≤ 10% (W)) | Not Yet Verified |  |  | 4600 | 97 | 47 | 11.2 | 0.948 | 4062 | 84.2
PD6H2HKQ | Tamlite Lighting | Tamlite Lighting | CTNLED4-6600D2L840 | Indoor Luminaires | Linear Ambient | Direct Linear Ambient Luminaires | Standard | FALSE | [9 empty] | 6/8/2015 | Dimmable | Continuous (Can dim down to ≤ 10% (W)) | Not Yet Verified |  |  | 5200 | 98 | 53 | 11.1 | 0.947 | 4055 | 84.6
PZEDH8FE | Tamlite Lighting | Tamlite Lighting | CTNLED4-8800D2L840 | Indoor Luminaires | Linear Ambient | Direct Linear Ambient Luminaires | Standard | FALSE | [9 empty] | 6/8/2015 | Dimmable | Continuous (Can dim down to ≤ 10% (W)) | Not Yet Verified |  |  | 7616 | 99.3 | 77.35 | 13 | 0.954 | 4057 | 84.6
P7UZR21M | Tamlite Lighting | Tamlite Lighting | CTNLED4-4400D1L850 | Indoor Luminaires | Linear Ambient | Direct Linear Ambient Luminaires | Standard | FALSE | [9 empty] | 6/8/2015 | Dimmable | Continuous (Can dim down to ≤ 10% (W)) | Not Yet Verified |  |  | 3800 | 97.4 | 39 | 7 | 0.996 | 5080 | 85
PTW6MMQR | Tamlite Lighting | Tamlite Lighting | CTNLED4-5280D1L850 | Indoor Luminaires | Linear Ambient | Direct Linear Ambient Luminaires | Standard | FALSE | [9 empty] | 6/8/2015 | Dimmable | Continuous (Can dim down to ≤ 10% (W)) | Not Yet Verified |  |  | 4600 | 97 | 47 | 8 | 0.995 | 5100 | 84
PATFGR3V | Tamlite Lighting | Tamlite Lighting | CTNLED4-6600D2L850 | Indoor Luminaires | Linear Ambient | Direct Linear Ambient Luminaires | Standard | FALSE | [9 empty] | 6/8/2015 | Dimmable | Continuous (Can dim down to ≤ 10% (W)) | Not Yet Verified |  |  | 5200 | 98 | 47 | 6.5 | 0.995 | 5140 | 83
PEFBR2FY | Tamlite Lighting | Tamlite Lighting | WLSLED4-10800D1L830-XX | Indoor Luminaires | Linear Ambient | Direct Linear Ambient Luminaires | Standard | TRUE | 10100 | 106.8 | 94.56 | 9.29 | 0.984 | 3159 | 83.7 | 5 | 50000 | 3/18/2016 | Dimmable | Continuous (Can dim down to ≤ 10% (W)) | No |  | 3.1 | 10100 | 106.8 | 94.56 | 4.7 | 0.998 | 3159 | 83.7
P1QKH3RX | Tamlite Lighting | Tamlite Lighting | WLSLED4-4400D1S2L830-XX | Indoor Luminaires | Linear Ambient | Direct Linear Ambient Luminaires | Standard | TRUE | 4437 | 108.6 | 40.85 | 8.23 | 0.976 | 3179 | 83.8 | 5 | 50000 | 3/18/2016 | Dimmable | Continuous (Can dim down to ≤ 10% (W)) | No |  | 3.1 | 4437 | 108.6 | 40.85 | 6.02 | 0.998 | 3179 | 83.8
PTTDWWBR | Tamlite Lighting | Tamlite Lighting | WLSLED4-6600D1L850-XX | Indoor Luminaires | Linear Ambient | Direct Linear Ambient Luminaires | Standard | TRUE | 6584 | 133.5 | 49.31 | 8.23 | 0.976 | 5155 | 82.9 | 5 | 50000 | 3/18/2016 | Dimmable | Continuous (Can dim down to ≤ 10% (W)) | No |  | 3.1 | 6584 | 133.5 | 49.31 | 5.82 | 0.998 | 5155 | 82.9
PQFN4W5Y | Tamlite Lighting | Tamlite Lighting | WLSLED4-8800D1L830-XX | Indoor Luminaires | Linear Ambient | Direct Linear Ambient Luminaires | Standard | FALSE | [9 empty] | 3/18/2016 | Dimmable | Continuous (Can dim down to ≤ 10% (W)) | No |  |  | 8800 | 110 | 80 | 5 | 0.998 | 3179 | 83
P44T5185 | Tamlite Lighting | Tamlite Lighting | WLSLED4-5280D1S2L830-XX | Indoor Luminaires | Linear Ambient | Direct Linear Ambient Luminaires | Standard | FALSE | [9 empty] | 3/18/2016 | Dimmable | Continuous (Can dim down to ≤ 10% (W)) | No |  |  | 5280 | 110 | 48 | 6 | 0.998 | 3179 | 83
PRTMGM8U | Tamlite Lighting | Tamlite Lighting | WLSLED4-6600D1L830-XX | Indoor Luminaires | Linear Ambient | Direct Linear Ambient Luminaires | Standard | FALSE | [9 empty] | 3/18/2016 | Dimmable | Continuous (Can dim down to ≤ 10% (W)) | No |  |  | 6100 | 110 | 55 | 6 | 0.998 | 3179 | 83
P717RHGN | Tamlite Lighting | Tamlite Lighting | WLSLED4-4400D1S2L835-XX | Indoor Luminaires | Linear Ambient | Direct Linear Ambient Luminaires | Standard | FALSE | [9 empty] | 3/18/2016 | Dimmable | Continuous (Can dim down to ≤ 10% (W)) | No |  |  | 4500 | 112.5 | 40 | 4.5 | 0.998 | 3500 | 83
PV8CNSZY | Tamlite Lighting | Tamlite Lighting | WLSLED4-5280D1S2L835-XX | Indoor Luminaires | Linear Ambient | Direct Linear Ambient Luminaires | Standard | FALSE | [9 empty] | 3/18/2016 | Dimmable | Continuous (Can dim down to ≤ 10% (W)) | No |  |  | 5280 | 114.78 | 46 | 5 | 0.998 | 3500 | 83
PNU9WZBP | Tamlite Lighting | Tamlite Lighting | WLSLED4-6600D1L835-XX | Indoor Luminaires | Linear Ambient | Direct Linear Ambient Luminaires | Standard | FALSE | [9 empty] | 3/18/2016 | Dimmable | Continuous (Can dim down to ≤ 10% (W)) | No |  |  | 6250 | 113 | 55 | 5 | 0.998 | 3500 | 83
PTGPNWVM | Tamlite Lighting | Tamlite Lighting | WLSLED4-4400D1S2L840-XX | Indoor Luminaires | Linear Ambient | Direct Linear Ambient Luminaires | Standard | FALSE | [9 empty] | 3/18/2016 | Dimmable | Continuous (Can dim down to ≤ 10% (W)) | No |  |  | 4500 | 115 | 38 | 5 | 0.998 | 4000 | 83
PET6AYC3 | Tamlite Lighting | Tamlite Lighting | WLSLED4-5280D1S2L840-XX | Indoor Luminaires | Linear Ambient | Direct Linear Ambient Luminaires | Standard | FALSE | [9 empty] | 3/18/2016 | Dimmable | Continuous (Can dim down to ≤ 10% (W)) | No |  |  | 5280 | 120 | 44 | 5 | 0.998 | 4000 | 83
PZP3UJJH | Tamlite Lighting | Tamlite Lighting | WLSLED4-6600D1L840-XX | Indoor Luminaires | Linear Ambient | Direct Linear Ambient Luminaires | Standard | FALSE | [9 empty] | 3/18/2016 | Dimmable | Continuous (Can dim down to ≤ 10% (W)) | No |  |  | 6600 | 120 | 55 | 5 | 0.998 | 4000 | 84
P5RSHJFC | Tamlite Lighting | Tamlite Lighting | WLSLED4-4400D1S2L850-XX | Indoor Luminaires | Linear Ambient | Direct Linear Ambient Luminaires | Standard | FALSE | [9 empty] | 3/18/2016 | Dimmable | Continuous (Can dim down to ≤ 10% (W)) | No |  |  | 4600 | 121 | 38 | 5 | 0.998 | 5050 | 84
P9MVW6EP | Tamlite Lighting | Tamlite Lighting | WLSLED4-5280D1S2L850-XX | Indoor Luminaires | Linear Ambient | Direct Linear Ambient Luminaires | Standard | FALSE | [9 empty] | 3/18/2016 | Dimmable | Continuous (Can dim down to ≤ 10% (W)) | No |  |  | 5400 | 128 | 42 | 5 | 0.998 | 5100 | 83
P27DNPHF | Tamlite Lighting | Tamlite Lighting | WLSLED4-8800D1L835-XX | Indoor Luminaires | Linear Ambient | Direct Linear Ambient Luminaires | Standard | FALSE | [9 empty] | 3/18/2016 | Dimmable | Continuous (Can dim down to ≤ 10% (W)) | No |  |  | 8700 | 116 | 75 | 5 | 0.998 | 3500 | 83
PFKQ28QF | Tamlite Lighting | Tamlite Lighting | WLSLED4-10800D1L835-XX | Indoor Luminaires | Linear Ambient | Direct Linear Ambient Luminaires | Standard | FALSE | [9 empty] | 3/18/2016 | Dimmable | Continuous (Can dim down to ≤ 10% (W)) | No |  |  | 10400 | 115 | 90 | 5 | 0.998 | 3500 | 83
P5Z8YH3Q | Tamlite Lighting | Tamlite Lighting | WLSLED4-8800D1L840-XX | Indoor Luminaires | Linear Ambient | Direct Linear Ambient Luminaires | Standard | FALSE | [9 empty] | 3/18/2016 | Dimmable | Continuous (Can dim down to ≤ 10% (W)) | No |  |  | 8963 | 127.4 | 70.34 | 5.01 | 0.998 | 4078 | 85
PJEQXMQ4 | Tamlite Lighting | Tamlite Lighting | WLSLED4-10800D1L840-XX | Indoor Luminaires | Linear Ambient | Direct Linear Ambient Luminaires | Standard | FALSE | [9 empty] | 3/18/2016 | Dimmable | Continuous (Can dim down to ≤ 10% (W)) | No |  |  | 10600 | 129 | 82 | 5 | 0.998 | 4000 | 84
PETEE911 | Tamlite Lighting | Tamlite Lighting | WLSLED4-8800D1L850-XX | Indoor Luminaires | Linear Ambient | Direct Linear Ambient Luminaires | Standard | FALSE | [9 empty] | 3/18/2016 | Dimmable | Continuous (Can dim down to ≤ 10% (W)) | No |  |  | 9000 | 130 | 69 | 5 | 0.998 | 5100 | 83
PWAJG3JJ | Tamlite Lighting | Tamlite Lighting | WLSLED4-10800D1L850-XX | Indoor Luminaires | Linear Ambient | Direct Linear Ambient Luminaires | Standard | FALSE | [9 empty] | 3/18/2016 | Dimmable | Continuous (Can dim down to ≤ 10% (W)) | No |  |  | 10800 | 135 | 80 | 5 | 0.998 | 5100 | 83
PC5ADGAN | Tamlite Lighting | Tamlite Lighting | CTNLED4-6600D1L850-XX | Indoor Luminaires | Linear Ambient | Direct Linear Ambient Luminaires | Standard | TRUE | 6328 | 128.2 | 49.37 | 7.38 | 0.981 | 5238 | 83.5 | 5 | 50000 | 4/15/2016 | Dimmable | Continuous (Can dim down to ≤ 10% (W)) | No |  | 3.1 | 6502 | 132 | 49.27 | 5.37 | 0.998 | 5238 | 83.5
PC696HK3 | Tamlite Lighting | Tamlite Lighting | CTNLED4-10800D1L830-XX | Indoor Luminaires | Linear Ambient | Direct Linear Ambient Luminaires | Standard | TRUE | 8990 | 96.9 | 92.82 | 11.1 | 0.983 | 3205 | 84 | 5 | 50000 | 4/15/2016 | Dimmable | Continuous (Can dim down to ≤ 10% (W)) | No |  | 3.1 | 9240 | 99.7 | 92.65 | 5.42 | 0.998 | 3205 | 84
PGP1G3Y4 | Tamlite Lighting | Tamlite Lighting | CTNLED4-4400D1S2L830--XX | Indoor Luminaires | Linear Ambient | Direct Linear Ambient Luminaires | Standard | TRUE | 3654 | 118.7 | 30.79 | 8 | 0.961 | 3163 | 84.5 | 5 | 50000 | 4/15/2016 | Dimmable | Continuous (Can dim down to ≤ 10% (W)) | No |  | 3.1 | 3793 | 123.4 | 30.73 | 6.65 | 0.997 | 3163 | 84.5
PJM85T7R | Tamlite Lighting | Tamlite Lighting | CTNLED4-10800D1L835-XX | Indoor Luminaires | Linear Ambient | Direct Linear Ambient Luminaires | Standard | TRUE | 9702 | 105 | 92.36 | 11.1 | 0.983 | 3648 | 85.3 | 5 | 50000 | 4/15/2016 | Dimmable | Continuous (Can dim down to ≤ 10% (W)) | No |  | 4 | 9700 | 107 | 90 | 5.5 | 0.997 | 3500 | 84
PTTWQQDR | Tamlite Lighting | Tamlite Lighting | CTNLED4-4400D1S2L840-XX | Indoor Luminaires | Linear Ambient | Direct Linear Ambient Luminaires | Standard | FALSE | [9 empty] | 4/15/2016 | Dimmable | Continuous (Can dim down to ≤ 10% (W)) | No |  |  | 4050 | 126 | 32 | 6.5 | 0.997 | 4000 | 84
PVJEFZBD | Tamlite Lighting | Tamlite Lighting | CTNLED4-5280D1S2L840-XX | Indoor Luminaires | Linear Ambient | Direct Linear Ambient Luminaires | Standard | FALSE | [9 empty] | 4/15/2016 | Dimmable | Continuous (Can dim down to ≤ 10% (W)) | No |  |  | 4955 | 123.8 | 40 | 6.5 | 0.997 | 4000 | 84
P7HC4PZQ | Tamlite Lighting | Tamlite Lighting | CTNLED4-6600D1L840-XX | Indoor Luminaires | Linear Ambient | Direct Linear Ambient Luminaires | Standard | FALSE | [9 empty] | 4/15/2016 | Dimmable | Continuous (Can dim down to ≤ 10% (W)) | No |  |  | 6250 | 120 | 52 | 6.5 | 0.997 | 4000 | 83.5
PE7Y12MP | Tamlite Lighting | Tamlite Lighting | CTNLED4-8800D1L840-XX | Indoor Luminaires | Linear Ambient | Direct Linear Ambient Luminaires | Standard | FALSE | [9 empty] | 4/15/2016 | Dimmable | Continuous (Can dim down to ≤ 10% (W)) | No |  |  | 7850 | 115 | 68 | 5.5 | 0.997 | 4000 | 83.5
PMDSMURR | Tamlite Lighting | Tamlite Lighting | CTNLED4-10800D1L840-XX | Indoor Luminaires | Linear Ambient | Direct Linear Ambient Luminaires | Standard | FALSE | [9 empty] | 4/15/2016 | Dimmable | Continuous (Can dim down to ≤ 10% (W)) | No |  |  | 9800 | 110 | 89 | 5.5 | 0.997 | 4000 | 83.5
PRDP93WV | Tamlite Lighting | Tamlite Lighting | CTNLED4-4400D1S2L850-XX | Indoor Luminaires | Linear Ambient | Direct Linear Ambient Luminaires | Standard | FALSE | [9 empty] | 4/15/2016 | Dimmable | Continuous (Can dim down to ≤ 10% (W)) | No |  |  | 4075 | 127 | 32 | 6.5 | 0.997 | 5200 | 83.5
PEVW534M | Tamlite Lighting | Tamlite Lighting | CTNLED4-5280D1S2L850-XX | Indoor Luminaires | Linear Ambient | Direct Linear Ambient Luminaires | Standard | FALSE | [9 empty] | 4/15/2016 | Dimmable | Continuous (Can dim down to ≤ 10% (W)) | No |  |  | 4980 | 124 | 40 | 6.5 | 0.997 | 5200 | 83.5
PAFK5C4Z | Tamlite Lighting | Tamlite Lighting | CTNLED4-5280D1S2L830-XX | Indoor Luminaires | Linear Ambient | Direct Linear Ambient Luminaires | Standard | FALSE | [9 empty] | 4/15/2016 | Dimmable | Continuous (Can dim down to ≤ 10% (W)) | No |  |  | 4850 | 121.25 | 40 | 5.5 | 0.997 | 3163 | 84
PACEBZCP | Tamlite Lighting | Tamlite Lighting | CTNLED4-6600D1L830-XX | Indoor Luminaires | Linear Ambient | Direct Linear Ambient Luminaires | Standard | FALSE | [9 empty] | 4/15/2016 | Dimmable | Continuous (Can dim down to ≤ 10% (W)) | No |  |  | 6100 | 117 | 52 | 5.5 | 0.997 | 3163 | 84
PDHMSAE8 | Tamlite Lighting | Tamlite Lighting | CTNLED4-8800D1L830-XX | Indoor Luminaires | Linear Ambient | Direct Linear Ambient Luminaires | Standard | FALSE | [9 empty] | 4/15/2016 | Dimmable | Continuous (Can dim down to ≤ 10% (W)) | No |  |  | 7702 | 112.1 | 68.7 | 5.46 | 0.998 | 3162 | 84.3
PVUXRJXJ | Tamlite Lighting | Tamlite Lighting | CTNLED4-4400D1S2L835-XX | Indoor Luminaires | Linear Ambient | Direct Linear Ambient Luminaires | Standard | FALSE | [9 empty] | 4/15/2016 | Dimmable | Continuous (Can dim down to ≤ 10% (W)) | No |  |  | 3900 | 125 | 31 | 6.5 | 0.997 | 3500 | 84
PXYBM5R6 | Tamlite Lighting | Tamlite Lighting | CTNLED4-5280D1S2L835-XX | Indoor Luminaires | Linear Ambient | Direct Linear Ambient Luminaires | Standard | FALSE | [9 empty] | 4/15/2016 | Dimmable | Continuous (Can dim down to ≤ 10% (W)) | No |  |  | 4950 | 123 | 40 | 6.5 | 0.997 | 3500 | 84
P9813Q7C | Tamlite Lighting | Tamlite Lighting | CTNLED4-6600D1L835-XX | Indoor Luminaires | Linear Ambient | Direct Linear Ambient Luminaires | Standard | FALSE | [9 empty] | 4/15/2016 | Dimmable | Continuous (Can dim down to ≤ 10% (W)) | No |  |  | 6200 | 119 | 52 | 5.5 | 0.997 | 3500 | 84
PEQZ2U57 | Tamlite Lighting | Tamlite Lighting | CTNLED4-8800D1L835-XX | Indoor Luminaires | Linear Ambient | Direct Linear Ambient Luminaires | Standard | FALSE | [9 empty] | 4/15/2016 | Dimmable | Continuous (Can dim down to ≤ 10% (W)) | No |  |  | 7800 | 114 | 68 | 5.5 | 0.998 | 3500 | 84
PW8ZY2CH | Tamlite Lighting | Tamlite Lighting | CTNLED4-8800D1L850-XX | Indoor Luminaires | Linear Ambient | Direct Linear Ambient Luminaires | Standard | FALSE | [9 empty] | 4/15/2016 | Dimmable | Continuous (Can dim down to ≤ 10% (W)) | No |  |  | 8800 | 129 | 68 | 5.5 | 0.998 | 5200 | 83.5
PFY4EWXS | Tamlite Lighting | Tamlite Lighting | CTNLED4-10800D1L850-XX | Indoor Luminaires | Linear Ambient | Direct Linear Ambient Luminaires | Standard | FALSE | [9 empty] | 4/15/2016 | Dimmable | Continuous (Can dim down to ≤ 10% (W)) | No |  |  | 10000 | 125 | 80 | 5.5 | 0.998 | 5200 | 83.5
PW58YW5Z | Tamlite Lighting | Tamlite Lighting | SLWLED4-10800D1L830-XX | Indoor Luminaires | Linear Ambient | Direct Linear Ambient Luminaires | Standard | TRUE | 8377 | 106.8 | 78.42 | 11.1 | 0.981 | 3155 | 84 | 5 | 50000 | 5/31/2016 | Dimmable | Continuous (Can dim down to ≤ 10% (W)) | No |  | 3.1 | 8377 | 106.8 | 77.2 | 11.1 | 0.981 | 3155 | 84
P6J4TQ6C | Tamlite Lighting | Tamlite Lighting | SLWLED4-6600D1L850-XX | Indoor Luminaires | Linear Ambient | Direct Linear Ambient Luminaires | Standard | TRUE | 5702 | 116 | 49.14 | 7.21 | 0.979 | 5261 | 83.8 | 5 | 50000 | 5/31/2016 | Dimmable | Continuous (Can dim down to ≤ 10% (W)) | No |  | 3.1 | 5702 | 116 | 48.91 | 7.21 | 0.979 | 5261 | 84
PC28576H | Tamlite Lighting | Tamlite Lighting | SLWLED4-4400D1SL830-XX | Indoor Luminaires | Linear Ambient | Direct Linear Ambient Luminaires | Standard | TRUE | 3791 | 106.8 | 35.5 | 8.01 | 0.968 | 3140 | 84.1 | 5 | 50000 | 5/31/2016 | Dimmable | Continuous (Can dim down to ≤ 10% (W)) | No |  | 3.1 | 3791 | 106.8 | 35.76 | 8.1 | 0.968 | 3140 | 84.1
PV83ASFD | Tamlite Lighting | Tamlite Lighting | SLWLED4-5280D1S2L830-XX | Indoor Luminaires | Linear Ambient | Direct Linear Ambient Luminaires | Standard | FALSE | [9 empty] | 5/31/2016 | Dimmable | Continuous (Can dim down to ≤ 10% (W)) | No |  |  | 5000 | 108 | 46 | 8.5 | 0.968 | 3100 | 84
PDYEW7AV | Tamlite Lighting | Tamlite Lighting | SLWLED4-6600D1L830-XX | Indoor Luminaires | Linear Ambient | Direct Linear Ambient Luminaires | Standard | FALSE | [9 empty] | 5/31/2016 | Dimmable | Continuous (Can dim down to ≤ 10% (W)) | No |  |  | 5500 | 110 | 50 | 9 | 0.968 | 3100 | 84
PN859116 | Tamlite Lighting | Tamlite Lighting | SLWLED4-8800D1L830-XX | Indoor Luminaires | Linear Ambient | Direct Linear Ambient Luminaires | Standard | FALSE | [9 empty] | 5/31/2016 | Dimmable | Continuous (Can dim down to ≤ 10% (W)) | No |  |  | 8200 | 109.3 | 75 | 10 | 0.981 | 3100 | 84
PXZ4ZXE6 | Tamlite Lighting | Tamlite Lighting | SLWLED4-8800D1L850-XX | Indoor Luminaires | Linear Ambient | Direct Linear Ambient Luminaires | Standard | FALSE | [9 empty] | 5/31/2016 | Dimmable | Continuous (Can dim down to ≤ 10% (W)) | No |  |  | 8650 | 115.3 | 75 | 7 | 0.981 | 5200 | 84
P78JBFB2 | Tamlite Lighting | Tamlite Lighting | SLWLED4-10800D1L850-XX | Indoor Luminaires | Linear Ambient | Direct Linear Ambient Luminaires | Standard | FALSE | [9 empty] | 5/31/2016 | Dimmable | Continuous (Can dim down to ≤ 10% (W)) | No |  |  | 9100 | 116.6 | 78 | 7 | 0.981 | 5200 | 84
PB4FBDMR | Tamlite Lighting | Tamlite Lighting | SLWLED4-4400D1SL835-XX | Indoor Luminaires | Linear Ambient | Direct Linear Ambient Luminaires | Standard | FALSE | [9 empty] | 5/31/2016 | Dimmable | Continuous (Can dim down to ≤ 10% (W)) | No |  |  | 3900 | 109 | 35.76 | 8 | 0.968 | 3500 | 84
PXQERPUP | Tamlite Lighting | Tamlite Lighting | SLWLED4-5280D1S2L835-XX | Indoor Luminaires | Linear Ambient | Direct Linear Ambient Luminaires | Standard | FALSE | [9 empty] | 5/31/2016 | Dimmable | Continuous (Can dim down to ≤ 10% (W)) | No |  |  | 5100 | 110 | 46 | 8 | 0.968 | 3500 | 84
PZAAWWC1 | Tamlite Lighting | Tamlite Lighting | SLWLED4-6600D1L835-XX | Indoor Luminaires | Linear Ambient | Direct Linear Ambient Luminaires | Standard | FALSE | [9 empty] | 5/31/2016 | Dimmable | Continuous (Can dim down to ≤ 10% (W)) | No |  |  | 5550 | 111 | 50 | 8 | 0.968 | 3500 | 84
P4C5GEM9 | Tamlite Lighting | Tamlite Lighting | SLWLED4-8800D1L835-XX | Indoor Luminaires | Linear Ambient | Direct Linear Ambient Luminaires | Standard | FALSE | [9 empty] | 5/31/2016 | Dimmable | Continuous (Can dim down to ≤ 10% (W)) | No |  |  | 8250 | 110 | 75 | 8 | 0.968 | 3500 | 83.9
PC4M5KPC | Tamlite Lighting | Tamlite Lighting | SLWLED4-10800D1L835-XX | Indoor Luminaires | Linear Ambient | Direct Linear Ambient Luminaires | Standard | FALSE | [9 empty] | 5/31/2016 | Dimmable | Continuous (Can dim down to ≤ 10% (W)) | No |  |  | 8700 | 111 | 78 | 8 | 0.968 | 3500 | 83.9
P48V4ZDZ | Tamlite Lighting | Tamlite Lighting | SLWLED4-4400D1SL840-XX | Indoor Luminaires | Linear Ambient | Direct Linear Ambient Luminaires | Standard | FALSE | [9 empty] | 5/31/2016 | Dimmable | Continuous (Can dim down to ≤ 10% (W)) | No |  |  | 4100 | 114.6 | 35.76 | 7 | 0.968 | 4000 | 83.9
PT1UMGS7 | Tamlite Lighting | Tamlite Lighting | SLWLED4-5280D1S2L840-XX | Indoor Luminaires | Linear Ambient | Direct Linear Ambient Luminaires | Standard | FALSE | [9 empty] | 5/31/2016 | Dimmable | Continuous (Can dim down to ≤ 10% (W)) | No |  |  | 5150 | 114 | 45 | 7 | 0.968 | 4000 | 83.9
P48BA39G | Tamlite Lighting | Tamlite Lighting | SLWLED4-6600D1L840-XX | Indoor Luminaires | Linear Ambient | Direct Linear Ambient Luminaires | Standard | FALSE | [9 empty] | 5/31/2016 | Dimmable | Continuous (Can dim down to ≤ 10% (W)) | No |  |  | 5600 | 114.4 | 48.91 | 7 | 0.981 | 4000 | 83.8
P1K599SV | Tamlite Lighting | Tamlite Lighting | SLWLED4-8800D1L840-XX | Indoor Luminaires | Linear Ambient | Direct Linear Ambient Luminaires | Standard | FALSE | [9 empty] | 5/31/2016 | Dimmable | Continuous (Can dim down to ≤ 10% (W)) | No |  |  | 8500 | 113.3 | 75 | 7 | 0.981 | 4000 | 83.8
PW3WCEM5 | Tamlite Lighting | Tamlite Lighting | SLWLED4-10800D1L840-XX | Indoor Luminaires | Linear Ambient | Direct Linear Ambient Luminaires | Standard | FALSE | [9 empty] | 5/31/2016 | Dimmable | Continuous (Can dim down to ≤ 10% (W)) | No |  |  | 8900 | 114 | 78 | 7 | 0.981 | 4000 | 84
PBR378BM | Tamlite Lighting | Tamlite Lighting | SLWLED4-4400D1SL850-XX | Indoor Luminaires | Linear Ambient | Direct Linear Ambient Luminaires | Standard | FALSE | [9 empty] | 5/31/2016 | Dimmable | Continuous (Can dim down to ≤ 10% (W)) | No |  |  | 4200 | 117 | 35.75 | 7 | 0.981 | 5200 | 84
PNM585BH | Tamlite Lighting | Tamlite Lighting | SLWLED4-5280D1S2L850-XX | Indoor Luminaires | Linear Ambient | Direct Linear Ambient Luminaires | Standard | FALSE | [9 empty] | 5/31/2016 | Dimmable | Continuous (Can dim down to ≤ 10% (W)) | No |  |  | 5200 | 115 | 45 | 7 | 0.981 | 5200 | 84
P1CN37WZ | Tamlite Lighting | Tamlite Lighting | WLSLED2-3300D1L835-XX | Indoor Luminaires | Linear Ambient | Direct Linear Ambient Luminaires | Standard | TRUE | 2904 | 100.03 | 29.03 | 14.1 | 0.937 | 3540 | 83.9 | 5 | 50000 | 1/4/2016 | Dimmable | Continuous (Can dim down to ≤ 10% (W)) | No |  | 3.1 | 2996 | 103.3 | 29 | 6.73 | 0.995 | 3540 | 83.9
PQTAA94M | Tamlite Lighting | Tamlite Lighting | WLSLED2-4400D1L850-XX | Indoor Luminaires | Linear Ambient | Direct Linear Ambient Luminaires | Standard | TRUE | 4051 | 106.35 | 38.09 | 12.4 | 0.971 | 5203 | 85.2 | 5 | 50000 | 1/4/2016 | Dimmable | Continuous (Can dim down to ≤ 10% (W)) | No |  | 3.1 | 4193 | 110.2 | 38.04 | 7.23 | 0.996 | 5203 | 85.2
PPQ54MSU | Tamlite Lighting | Tamlite Lighting | WLSLED2-5280D1L850-XX | Indoor Luminaires | Linear Ambient | Direct Linear Ambient Luminaires | Standard | FALSE | [9 empty] | 1/4/2016 | Dimmable | Continuous (Can dim down to ≤ 10% (W)) | No |  |  | 5075 | 110.3 | 46 | 7.33 | 0.996 | 5200 | 84
PBED31YX | Tamlite Lighting | Tamlite Lighting | WLSLED2-4400D1L835-XX | Indoor Luminaires | Linear Ambient | Direct Linear Ambient Luminaires | Standard | FALSE | [9 empty] | 1/4/2016 | Dimmable | Continuous (Can dim down to ≤ 10% (W)) | No |  |  | 4175 | 104 | 40 | 7 | 0.995 | 3540 | 84
P9QTF67Z | Tamlite Lighting | Tamlite Lighting | WLSLED2-5280D1L835-XX | Indoor Luminaires | Linear Ambient | Direct Linear Ambient Luminaires | Standard | FALSE | [9 empty] | 1/4/2016 | Dimmable | Continuous (Can dim down to ≤ 10% (W)) | No |  |  | 4698 | 104.9 | 44.77 | 7.49 | 0.996 | 3532 | 84.3
PPY87CKG | Tamlite Lighting | Tamlite Lighting | WLSLED2-3300D1L840-XX | Indoor Luminaires | Linear Ambient | Direct Linear Ambient Luminaires | Standard | FALSE | [9 empty] | 1/4/2016 | Dimmable | Continuous (Can dim down to ≤ 10% (W)) | No |  |  | 3100 | 106 | 29 | 6.75 | 0.996 | 4000 | 84
PSXRW11S | Tamlite Lighting | Tamlite Lighting | WLSLED2-4400D1L840-XX | Indoor Luminaires | Linear Ambient | Direct Linear Ambient Luminaires | Standard | FALSE | [9 empty] | 1/4/2016 | Dimmable | Continuous (Can dim down to ≤ 10% (W)) | No |  |  | 4200 | 107 | 39 | 7 | 0.996 | 4000 | 84
P71ZADBZ | Tamlite Lighting | Tamlite Lighting | WLSLED2-5280D1L840-XX | Indoor Luminaires | Linear Ambient | Direct Linear Ambient Luminaires | Standard | FALSE | [9 empty] | 1/4/2016 | Dimmable | Continuous (Can dim down to ≤ 10% (W)) | No |  |  | 4800 | 109 | 44 | 7.5 | 0.996 | 4000 | 84
PPEC48E4 | Tamlite Lighting | Tamlite Lighting | WLSLED2-3300D1L850-XX | Indoor Luminaires | Linear Ambient | Direct Linear Ambient Luminaires | Standard | FALSE | [9 empty] | 1/4/2016 | Dimmable | Continuous (Can dim down to ≤ 10% (W)) | No |  |  | 3125 | 109 | 28.5 | 6.75 | 0.996 | 5200 | 84
PAYCK6RY | TEAM G-TECH | G-Tech | GT3650MTLED(3000K) | Indoor Luminaires | Linear Ambient | Direct Linear Ambient Luminaires | Standard | TRUE | 4877.35 | 102.19 | 47.73 | 5.9 | 0.951 | 2938 | 82.6 | 5 | 50000 | 12/7/2015 | Not Dimmable | Not Dimmable | No |  | 3 | 4700 | 94 | 50 | 10 | 0.951 | 3000 | 80
PWF5VB56 | TEAM G-TECH | G-Tech | GT3650MTLED(3500K) | Indoor Luminaires | Linear Ambient | Direct Linear Ambient Luminaires | Standard | FALSE | [9 empty] | 12/7/2015 | Not Dimmable | Not Dimmable | No |  |  | 4700 | 94 | 50 | 10 | 0.951 | 3500 | 80
PC4MNJYX | TEAM G-TECH | G-Tech | GT3650MTLED(4000K) | Indoor Luminaires | Linear Ambient | Direct Linear Ambient Luminaires | Standard | FALSE | [9 empty] | 12/7/2015 | Not Dimmable | Not Dimmable | No |  |  | 4700 | 94 | 50 | 10 | 0.951 | 4000 | 80
PKXGU16K | TEAM G-TECH | G-Tech | GT3650MTLED(4500K) | Indoor Luminaires | Linear Ambient | Direct Linear Ambient Luminaires | Standard | FALSE | [9 empty] | 12/7/2015 | Not Dimmable | Not Dimmable | No |  |  | 4700 | 94 | 50 | 10 | 0.951 | 4500 | 80
PM8CXJHV | TEAM G-TECH | G-Tech | GT3650MTLED(5000K) | Indoor Luminaires | Linear Ambient | Direct Linear Ambient Luminaires | Standard | FALSE | [9 empty] | 12/7/2015 | Not Dimmable | Not Dimmable | No |  |  | 4700 | 94 | 50 | 10 | 0.951 | 5000 | 80
PATBVPNE | TechBrite LLC | TechBrite | T844SS1B35HXXXX | Indoor Luminaires | Linear Ambient | Direct Linear Ambient Luminaires | Standard | TRUE | 11420 | 125 | 91.39 | 5.27 | 0.997 | 3465 | 82 | 5 |  | 6/15/2015 | Dimmable | Continuous (Can dim down to ≤ 10% (W)) | Not Yet Verified |  | 2.1 | 11420 | 126.7762 | 90.08 | 11.4 | 0.967 | 3465 | 82
PHD77JBG | TechBrite LLC | TechBrite | T241SS1B35NXXXX | Indoor Luminaires | Linear Ambient | Direct Linear Ambient Luminaires | Standard | TRUE | 3337 | 111.18 | 30.1 | 8.74 | 0.954 | 3468 | 82 | 5 |  | 6/15/2015 | Dimmable | Continuous (Can dim down to ≤ 10% (W)) | Not Yet Verified |  | 2.1 | 3337 | 110.8638 | 30.1 | 8.74 | 0.954 | 3468 | 82
PZ94ZVCG | TechBrite LLC | TechBrite | T442SS1B35HXXXX | Indoor Luminaires | Linear Ambient | Direct Linear Ambient Luminaires | Standard | TRUE | 5129 | 116 | 44.9 | 8.11 | 0.971 | 3449 | 82.2 | 5 |  | 6/15/2015 | Dimmable | Continuous (Can dim down to ≤ 10% (W)) | Not Yet Verified |  | 2.1 | 5374 | 119.6882 | 44.9 | 8.11 | 0.971 | 3449 | 82.2
P2H4HMFK | TechBrite LLC | TechBrite | T844SS1B50HXXXX | Indoor Luminaires | Linear Ambient | Direct Linear Ambient Luminaires | Standard | FALSE | [9 empty] | 6/15/2015 | Dimmable | Continuous (Can dim down to ≤ 10% (W)) | Not Yet Verified |  |  | 11420 | 126.7762 | 90.08 | 11.4 | 0.967 | 5143 | 84.1
PM3ZN583 | TechBrite LLC | TechBrite | T844SS2B40HXXXX | Indoor Luminaires | Linear Ambient | Direct Linear Ambient Luminaires | Standard | FALSE | [9 empty] | 6/15/2015 | Dimmable | Continuous (Can dim down to ≤ 10% (W)) | Not Yet Verified |  |  | 11420 | 126.7762 | 90.08 | 11.4 | 0.967 | 4000 | 82.7
P1XC22RC | TechBrite LLC | TechBrite | T442SS1B50HXXXX | Indoor Luminaires | Linear Ambient | Direct Linear Ambient Luminaires | Standard | FALSE | [9 empty] | 6/15/2015 | Dimmable | Continuous (Can dim down to ≤ 10% (W)) | Not Yet Verified |  |  | 5859 | 130.49 | 44.9 | 8.11 | 0.971 | 5143 | 84.1
PS3DFYBV | TechBrite LLC | TechBrite | T442SS1B40HXXXX | Indoor Luminaires | Linear Ambient | Direct Linear Ambient Luminaires | Standard | FALSE | [9 empty] | 6/15/2015 | Dimmable | Continuous (Can dim down to ≤ 10% (W)) | Not Yet Verified | Product Updated on 10/18/2016 |  | 5528 | 123.1 | 44.9 | 8.11 | 0.971 | 4000 | 82.7
PUXW4M4Q | TechBrite LLC | TechBrite | T241SS1B50NXXXX | Indoor Luminaires | Linear Ambient | Direct Linear Ambient Luminaires | Standard | FALSE | [9 empty] | 6/15/2015 | Dimmable | Continuous (Can dim down to ≤ 10% (W)) | Not Yet Verified |  |  | 3337 | 110.8638 | 30.1 | 8.74 | 0.954 | 5143 | 84.1
PWBQ286C | TechBrite LLC | TechBrite | T241SS1B40NXXXX | Indoor Luminaires | Linear Ambient | Direct Linear Ambient Luminaires | Standard | FALSE | [9 empty] | 6/15/2015 | Dimmable | Continuous (Can dim down to ≤ 10% (W)) | Not Yet Verified |  |  | 3337 | 110.8638 | 30.1 | 8.74 | 0.954 | 4000 | 82.7
PHKVK5ST | TechBrite LLC | TechBrite | T844SS1B50NXXXX | Indoor Luminaires | Linear Ambient | Direct Linear Ambient Luminaires | Standard | FALSE | [9 empty] | 6/15/2015 | Dimmable | Continuous (Can dim down to ≤ 10% (W)) | Not Yet Verified |  |  | 6352 | 127.8583 | 49.68 | 8.74 | 0.975 | 5143 | 84.1
PDCGZ9A9 | TechBrite LLC | TechBrite | T844SS2B40NXXXX | Indoor Luminaires | Linear Ambient | Direct Linear Ambient Luminaires | Standard | FALSE | [9 empty] | 6/15/2015 | Dimmable | Continuous (Can dim down to ≤ 10% (W)) | Not Yet Verified |  |  | 6352 | 127.8583 | 49.68 | 8.74 | 0.975 | 4000 | 82.7
PPJUQJ2E | TechBrite LLC | TechBrite | T844SS1B35NXXXX | Indoor Luminaires | Linear Ambient | Direct Linear Ambient Luminaires | Standard | FALSE | [9 empty] | 6/15/2015 | Dimmable | Continuous (Can dim down to ≤ 10% (W)) | Not Yet Verified |  |  | 6352 | 127.8583 | 49.68 | 8.06 | 0.975 | 3483 | 81.7
P4RFFM2X | TechBrite LLC | TechBrite | T241SS1B35HXXXX | Indoor Luminaires | Linear Ambient | Direct Linear Ambient Luminaires | Standard | TRUE | 4951 | 111.9 | 43.85 | 8.41 | 0.971 | 3547 | 84.5 | 5 |  | 6/24/2015 | Dimmable | Continuous (Can dim down to ≤ 10% (W)) | Not Yet Verified |  | 2.1 | 4918 | 112.1551 | 43.85 | 8.41 | 0.971 | 3547 | 84.5
P2Z7796M | TechBrite LLC | TechBrite | T442SS1B35NXXXX | Indoor Luminaires | Linear Ambient | Direct Linear Ambient Luminaires | Standard | TRUE | 3219 | 104 | 30.9 | 8.01 | 0.955 | 3524 | 84.6 | 5 |  | 6/24/2015 | Dimmable | Continuous (Can dim down to ≤ 10% (W)) | Not Yet Verified |  | 2.1 | 3300 | 106.0752 | 31.11 | 8.01 | 0.955 | 3524 | 84.6
PZS9ASPD | TechBrite LLC | TechBrite | T442SS1B50NXXXX | Indoor Luminaires | Linear Ambient | Direct Linear Ambient Luminaires | Standard | FALSE | [9 empty] | 6/24/2015 | Dimmable | Continuous (Can dim down to ≤ 10% (W)) | Not Yet Verified |  |  | 3784 | 121.6329 | 31.11 | 8.01 | 0.955 | 5101 | 82.8
PUTQKVNS | TechBrite LLC | TechBrite | T442SS1B40NXXXX | Indoor Luminaires | Linear Ambient | Direct Linear Ambient Luminaires | Standard | FALSE | [9 empty] | 6/24/2015 | Dimmable | Continuous (Can dim down to ≤ 10% (W)) | Not Yet Verified | Product Updated 10/18/2016 |  | 3443.61 | 110.69 | 31.11 | 8.01 | 0.955 | 4000 | 84.03
PU3TP6EP | TechBrite LLC | TechBrite | T241SS1B50HXXXX | Indoor Luminaires | Linear Ambient | Direct Linear Ambient Luminaires | Standard | FALSE | [9 empty] | 6/24/2015 | Dimmable | Continuous (Can dim down to ≤ 10% (W)) | Not Yet Verified |  |  | 4918 | 112.1551 | 43.85 | 8.41 | 0.971 | 5101 | 82.8
PPMN1F3R | TechBrite LLC | TechBrite | T241SS1B40HXXXX | Indoor Luminaires | Linear Ambient | Direct Linear Ambient Luminaires | Standard | FALSE | [9 empty] | 6/24/2015 | Dimmable | Continuous (Can dim down to ≤ 10% (W)) | Not Yet Verified |  |  | 4918 | 112.1551 | 43.85 | 8.41 | 0.971 | 4000 | 84.0308
P6HM9PPT | TechBrite LLC | Techbrite | N432SS1BC3A00XX | Indoor Luminaires | Linear Ambient | Direct Linear Ambient Luminaires | Standard | TRUE | 3010 | 111.5 | 27 | 8.51 | 0.949 | 3514 | 85.2 | 5 | 50000 | 1/8/2016 | Dimmable | Continuous (Cannot dim down to ≤ 10% (W) | No |  | 3.1 | 3010 | 111.48 | 27 | 8.51 | 0.949 | 3514 | 85.2
PYHZWM8Y | TechBrite LLC | Techbrite | N432SS1BC3D00XX | Indoor Luminaires | Linear Ambient | Direct Linear Ambient Luminaires | Standard | TRUE | 5245 | 103 | 51.1 | 7.32 | 0.981 | 3554 | 84.8 | 5 | 50000 | 1/8/2016 | Dimmable | Continuous (Cannot dim down to ≤ 10% (W) | No |  | 3.1 | 5245 | 102.64 | 51.1 | 8.51 | 0.949 | 3554 | 84.8
PM3QSGAS | TechBrite LLC | Techbrite | N432SS1BC5D00XX | Indoor Luminaires | Linear Ambient | Direct Linear Ambient Luminaires | Standard | TRUE | 5661 | 109 | 51.8 | 8.51 | 0.949 | 5306 | 84.4 | 5 | 50000 | 1/8/2016 | Dimmable | Continuous (Cannot dim down to ≤ 10% (W) | No |  | 3.1 | 5661 | 109.28 | 51.8 | 8.51 | 0.949 | 5306 | 84.4
PF1DSKEF | TechBrite LLC | Techbrite | N432SS1BC4A00XX | Indoor Luminaires | Linear Ambient | Direct Linear Ambient Luminaires | Standard | FALSE | [9 empty] | 1/8/2016 | Dimmable | Continuous (Cannot dim down to ≤ 10% (W) | No |  |  | 3072.54 | 108.5 | 28.31 | 8.51 | 0.949 | 4000 | 84.84
P9CRKJCR | TechBrite LLC | Techbrite | N432SS1BC4B00XX | Indoor Luminaires | Linear Ambient | Direct Linear Ambient Luminaires | Standard | FALSE | [9 empty] | 1/8/2016 | Dimmable | Continuous (Cannot dim down to ≤ 10% (W) | No |  |  | 3460.24 | 103.29 | 33.49 | 8.51 | 0.949 | 4000 | 84.84
PR77F52X | TechBrite LLC | Techbrite | N432SS1BC4C00XX | Indoor Luminaires | Linear Ambient | Direct Linear Ambient Luminaires | Standard | FALSE | [9 empty] | 1/8/2016 | Dimmable | Continuous (Cannot dim down to ≤ 10% (W) | No |  |  | 4326.58 | 103.29 | 41.88 | 8.51 | 0.949 | 4000 | 84.84
PYAVB7UG | TechBrite LLC | Techbrite | N432SS1BC4D00XX | Indoor Luminaires | Linear Ambient | Direct Linear Ambient Luminaires | Standard | FALSE | [9 empty] | 1/8/2016 | Dimmable | Continuous (Cannot dim down to ≤ 10% (W) | No |  |  | 5350.89 | 103.29 | 51.8 | 8.51 | 0.949 | 4000 | 84.84
P9WPCQ4R | TechBrite LLC | Techbrite | N432SS1BC5A00XX | Indoor Luminaires | Linear Ambient | Direct Linear Ambient Luminaires | Standard | FALSE | [9 empty] | 1/8/2016 | Dimmable | Continuous (Cannot dim down to ≤ 10% (W) | No |  |  | 3094.68 | 109.28 | 28.31 | 8.51 | 0.949 | 5306 | 84.4
PTTZXS2X | TechBrite LLC | Techbrite | N432SS1BC5B00XX | Indoor Luminaires | Linear Ambient | Direct Linear Ambient Luminaires | Standard | FALSE | [9 empty] | 1/8/2016 | Dimmable | Continuous (Cannot dim down to ≤ 10% (W) | No |  |  | 3660.78 | 109.28 | 33.49 | 8.51 | 0.949 | 5306 | 84.4
PKQ1PB5H | TechBrite LLC | Techbrite | N432SS1BC5C00XX | Indoor Luminaires | Linear Ambient | Direct Linear Ambient Luminaires | Standard | FALSE | [9 empty] | 1/8/2016 | Dimmable | Continuous (Cannot dim down to ≤ 10% (W) | No |  |  | 4577.32 | 109.28 | 41.88 | 8.51 | 0.949 | 5306 | 84.4
PWJWF7W8 | TechBrite LLC | Techbrite | N432SS1BC3B00XX | Indoor Luminaires | Linear Ambient | Direct Linear Ambient Luminaires | Standard | FALSE | [9 empty] | 1/8/2016 | Dimmable | Continuous (Cannot dim down to ≤ 10% (W) | No |  |  | 3391.76 | 102.64 | 33.04 | 8.51 | 0.949 | 3534 | 84.84
PWN5BXDK | TechBrite LLC | Techbrite | N432SS1BC3C00XX | Indoor Luminaires | Linear Ambient | Direct Linear Ambient Luminaires | Standard | FALSE | [9 empty] | 1/8/2016 | Dimmable | Continuous (Cannot dim down to ≤ 10% (W) | No |  |  | 4240.95 | 102.64 | 41.31 | 8.51 | 0.949 | 3534 | 84.84
PQPJQB15 | TechBrite LLC | VaporBrite | V272SS1B50D00XX | Indoor Luminaires | Linear Ambient | Direct Linear Ambient Luminaires | Standard | TRUE | 5470 | 108 | 50.79 | 9.66 | 0.955 | 5299 | 84.8 | 5 | 50000 | 2/16/2016 | Not Dimmable | Not Dimmable | No |  | 3.1 | 5470 | 107.69 | 50.79 | 8.07 | 0.955 | 5299 | 84.8
PAQKSFWC | TechBrite LLC | VaporBrite | V272SS1B30A00XX | Indoor Luminaires | Linear Ambient | Direct Linear Ambient Luminaires | Standard | TRUE | 3008 | 111.8 | 26.89 | 8.07 | 0.955 | 3523 | 84.7 | 5 | 50000 | 2/16/2016 | Not Dimmable | Not Dimmable | No |  | 3.1 | 3008 | 111.86 | 26.89 | 8.07 | 0.955 | 3523 | 84.7
PWGWR2BP | TechBrite LLC | VaporBrite | V272SS1B30D00XX | Indoor Luminaires | Linear Ambient | Direct Linear Ambient Luminaires | Standard | TRUE | 5219 | 103 | 50.81 | 6.97 | 0.983 | 3563 | 84.4 | 5 | 50000 | 2/16/2016 | Not Dimmable | Not Dimmable | No |  | 3.1 | 5219 | 102.71 | 50.81 | 6.97 | 0.983 | 3563 | 84.4
P4H7B1T4 | TechBrite LLC | VaporBrite | V874SS1B30G00XX | Indoor Luminaires | Linear Ambient | Direct Linear Ambient Luminaires | Standard | TRUE | 10060 | 109 | 92.15 | 9.66 | 0.984 | 3597 | 84.5 | 5 | 50000 | 2/16/2016 | Not Dimmable | Not Dimmable | No |  | 3.1 | 10060 | 109.16 | 92.15 | 9.66 | 0.984 | 3543 | 84.4
PN44GK44 | TechBrite LLC | VaporBrite | V874SS1B40E00XX | Indoor Luminaires | Linear Ambient | Direct Linear Ambient Luminaires | Standard | FALSE | [9 empty] | 2/16/2016 | Not Dimmable | Not Dimmable | No |  |  | 7094.86 | 120.74 | 58.76 | 9.66 | 0.984 | 4000 | 84.61
PK19T7XJ | TechBrite LLC | VaporBrite | V874SS1B40F00XX | Indoor Luminaires | Linear Ambient | Direct Linear Ambient Luminaires | Standard | FALSE | [9 empty] | 2/16/2016 | Not Dimmable | Not Dimmable | No |  |  | 8719.82 | 110.49 | 78.91 | 9.66 | 0.984 | 4000 | 84.61
P8YX3QQH | TechBrite LLC | VaporBrite | V874SS1B40G00XX | Indoor Luminaires | Linear Ambient | Direct Linear Ambient Luminaires | Standard | FALSE | [9 empty] | 2/16/2016 | Not Dimmable | Not Dimmable | No |  |  | 10181.79 | 110.49 | 92.15 | 9.66 | 0.984 | 4000 | 84.61
P8ZSCZGV | TechBrite LLC | VaporBrite | V874SS1B50E00XX | Indoor Luminaires | Linear Ambient | Direct Linear Ambient Luminaires | Standard | FALSE | [9 empty] | 2/16/2016 | Not Dimmable | Not Dimmable | No |  |  | 7347.13 | 125.03 | 58.76 | 9.66 | 0.984 | 5299 | 84.8
PFMPMHBA | TechBrite LLC | VaporBrite | V874SS1B50F00XX | Indoor Luminaires | Linear Ambient | Direct Linear Ambient Luminaires | Standard | FALSE | [9 empty] | 2/16/2016 | Not Dimmable | Not Dimmable | No |  |  | 9029.86 | 114.42 | 78.91 | 9.66 | 0.984 | 5299 | 84.8
PFSPGA5B | TechBrite LLC | VaporBrite | V874SS1B50G00XX | Indoor Luminaires | Linear Ambient | Direct Linear Ambient Luminaires | Standard | FALSE | [9 empty] | 2/16/2016 | Not Dimmable | Not Dimmable | No |  |  | 10543.82 | 114.42 | 92.15 | 9.66 | 0.984 | 5299 | 84.8
PJ3XQPCJ | TechBrite LLC | VaporBrite | V272SS1B40A00XX | Indoor Luminaires | Linear Ambient | Direct Linear Ambient Luminaires | Standard | FALSE | [9 empty] | 2/16/2016 | Not Dimmable | Not Dimmable | No |  |  | 3046 | 111.82 | 27.24 | 8.07 | 0.955 | 4000 | 84.61
P7CDTNFB | TechBrite LLC | VaporBrite | V272SS1B40B00XX | Indoor Luminaires | Linear Ambient | Direct Linear Ambient Luminaires | Standard | FALSE | [9 empty] | 2/16/2016 | Not Dimmable | Not Dimmable | No |  |  | 3204.11 | 103.95 | 30.82 | 8.07 | 0.955 | 4000 | 84.61
PA2GGNAX | TechBrite LLC | VaporBrite | V272SS1B40C00XX | Indoor Luminaires | Linear Ambient | Direct Linear Ambient Luminaires | Standard | FALSE | [9 empty] | 2/16/2016 | Not Dimmable | Not Dimmable | No |  |  | 4381.34 | 103.95 | 42.14 | 8.07 | 0.955 | 4000 | 84.61
PQQXD2VQ | TechBrite LLC | VaporBrite | V272SS1B40D00XX | Indoor Luminaires | Linear Ambient | Direct Linear Ambient Luminaires | Standard | FALSE | [9 empty] | 2/16/2016 | Not Dimmable | Not Dimmable | No |  |  | 5282.18 | 103.95 | 50.81 | 8.07 | 0.955 | 4000 | 84.61
PHZAPUYS | TechBrite LLC | VaporBrite | V272SS1B50A00XX | Indoor Luminaires | Linear Ambient | Direct Linear Ambient Luminaires | Standard | FALSE | [9 empty] | 2/16/2016 | Not Dimmable | Not Dimmable | No |  |  | 3254.43 | 119.47 | 27.24 | 8.07 | 0.955 | 5299 | 84.61
PX89JKKD | TechBrite LLC | VaporBrite | V272SS1B50B00XX | Indoor Luminaires | Linear Ambient | Direct Linear Ambient Luminaires | Standard | FALSE | [9 empty] | 2/16/2016 | Not Dimmable | Not Dimmable | No |  |  | 3318.04 | 107.65 | 30.82 | 8.07 | 0.955 | 5299 | 84.61
PWB4KUJV | TechBrite LLC | VaporBrite | V272SS1B50C00XX | Indoor Luminaires | Linear Ambient | Direct Linear Ambient Luminaires | Standard | FALSE | [9 empty] | 2/16/2016 | Not Dimmable | Not Dimmable | No |  |  | 4537.13 | 107.65 | 42.14 | 8.07 | 0.955 | 5299 | 84.61
P2RVPXPU | TechBrite LLC | VaporBrite | V272SS1B30B00XX | Indoor Luminaires | Linear Ambient | Direct Linear Ambient Luminaires | Standard | FALSE | [9 empty] | 2/16/2016 | Not Dimmable | Not Dimmable | No |  |  | 3165.78 | 102.71 | 30.82 | 8.07 | 0.955 | 3543 | 84.4
PBYFMXZK | TechBrite LLC | VaporBrite | V272SS1B30C00XX | Indoor Luminaires | Linear Ambient | Direct Linear Ambient Luminaires | Standard | FALSE | [9 empty] | 2/16/2016 | Not Dimmable | Not Dimmable | No |  |  | 4328.93 | 102.71 | 42.14 | 8.07 | 0.955 | 3543 | 84.4
PP9KWT5Y | TechBrite LLC | VaporBrite | V874SS1B30E00XX | Indoor Luminaires | Linear Ambient | Direct Linear Ambient Luminaires | Standard | FALSE | [9 empty] | 2/16/2016 | Not Dimmable | Not Dimmable | No |  |  | 7010 | 119.29 | 58.76 | 9.66 | 0.984 | 3543 | 84.4
PNDD3SUN | TechBrite LLC | VaporBrite | V874SS1B30F00XX | Indoor Luminaires | Linear Ambient | Direct Linear Ambient Luminaires | Standard | FALSE | [9 empty] | 2/16/2016 | Not Dimmable | Not Dimmable | No |  |  | 8615.51 | 109.16 | 78.91 | 9.66 | 0.984 | 3543 | 84.4
P1FXAQMK | TechBrite LLC | Vaportite Strip LED | V474SS1B30XXXXX | Indoor Luminaires | Linear Ambient | Direct Linear Ambient Luminaires | Standard | TRUE | 6619 | 86.3 | 76.67 | 16.14 | 0.9667 | 3088 | 83.72 | 5 | 50000 | 3/26/2015 | Dimmable | Continuous (Can dim down to ≤ 10% (W)) | Not Yet Verified |  | 2.1 | 6619 | 86.3 | 76.67 | 6.5148 | 0.9969 | 3000 | 83.72
PEUN5QQX | TechBrite LLC | Vaportite Strip LED | V474SS1B35XXXXX | Indoor Luminaires | Linear Ambient | Direct Linear Ambient Luminaires | Standard | FALSE | [9 empty] | 3/26/2015 | Dimmable | Continuous (Can dim down to ≤ 10% (W)) | Not Yet Verified |  |  | 6800 | 88 | 77 | 20 | 0.9 | 3500 | 82
P7S6M1VC | TechBrite LLC | Vaportite Strip LED | V474SS1B40XXXXX | Indoor Luminaires | Linear Ambient | Direct Linear Ambient Luminaires | Standard | FALSE | [9 empty] | 3/26/2015 | Dimmable | Continuous (Can dim down to ≤ 10% (W)) | Not Yet Verified |  |  | 7000 | 90 | 77 | 20 | 0.9 | 4000 | 82
PGJZ9TCN | TechBrite LLC | Vaportite Strip LED | V474SS1B50XXXXX | Indoor Luminaires | Linear Ambient | Direct Linear Ambient Luminaires | Standard | FALSE | [9 empty] | 3/26/2015 | Dimmable | Continuous (Can dim down to ≤ 10% (W)) | Not Yet Verified |  |  | 7163 | 92.5 | 77.468 | 6.47 | 0.997 | 5000 | 84.4
P26UJX5D | TechBrite LLC | TechBrite | S494SS1BC3A0000 | Indoor Luminaires | Linear Ambient | Direct Linear Ambient Luminaires | Standard | TRUE | 4231 | 114 | 37.2 | 7.78 | 0.968 | 3522 | 83.7 | 5 | 50000 | 3/17/2016 | Not Dimmable | Not Dimmable | No |  | 3.1 | 4231 | 113.7 | 37.2 | 7.78 | 0.968 | 3592 | 83.7
PEVJFDTJ | TechBrite LLC | TechBrite | S494SS1BC5C0000 | Indoor Luminaires | Linear Ambient | Direct Linear Ambient Luminaires | Standard | TRUE | 6029 | 101.3 | 59.53 | 7.78 | 0.968 | 5226 | 81.8 | 5 | 50000 | 3/17/2016 | Not Dimmable | Not Dimmable | No |  | 3.1 | 6029 | 101.3 | 59.53 | 6.14 | 0.985 | 5226 | 81.8
PAXSN9J6 | TechBrite LLC | TechBrite | S494SS1BC3C0000 | Indoor Luminaires | Linear Ambient | Direct Linear Ambient Luminaires | Standard | TRUE | 5692 | 96.8 | 58.79 | 6.14 | 0.985 | 3592 | 84.7 | 5 | 50000 | 3/17/2016 | Not Dimmable | Not Dimmable | No |  | 3.1 | 5692 | 95.6 | 59.53 | 6.14 | 0.985 | 3592 | 83.7
P2189S2W | TechBrite LLC | TechBrite | S494SS1BC4A0000 | Indoor Luminaires | Linear Ambient | Direct Linear Ambient Luminaires | Standard | FALSE | [9 empty] | 3/17/2016 | Not Dimmable | Not Dimmable | No |  |  | 4294 | 115.4 | 37.2 | 7.78 | 0.968 | 4000 | 83.2
P74ZR3K1 | TechBrite LLC | TechBrite | S494SS1BC4B0000 | Indoor Luminaires | Linear Ambient | Direct Linear Ambient Luminaires | Standard | FALSE | [9 empty] | 3/17/2016 | Not Dimmable | Not Dimmable | No |  |  | 5077 | 103.6 | 49 | 6.91 | 0.98 | 4000 | 83.2
P82X1SSD | TechBrite LLC | TechBrite | S494SS1BC4C0000 | Indoor Luminaires | Linear Ambient | Direct Linear Ambient Luminaires | Standard | FALSE | [9 empty] | 3/17/2016 | Not Dimmable | Not Dimmable | No |  |  | 5776 | 97 | 59.53 | 6.14 | 0.985 | 4000 | 83.2
PJ6UB392 | TechBrite LLC | TechBrite | S494SS1BC5A0000 | Indoor Luminaires | Linear Ambient | Direct Linear Ambient Luminaires | Standard | FALSE | [9 empty] | 3/17/2016 | Not Dimmable | Not Dimmable | No |  |  | 4482 | 120.5 | 37.2 | 7.78 | 0.968 | 5226 | 81.8
P3927KBA | TechBrite LLC | TechBrite | S494SS1BC5B0000 | Indoor Luminaires | Linear Ambient | Direct Linear Ambient Luminaires | Standard | FALSE | [9 empty] | 3/17/2016 | Not Dimmable | Not Dimmable | No |  |  | 5299 | 108.1 | 49 | 6.91 | 0.98 | 5226 | 81.8
PGVN64S4 | TechBrite LLC | TechBrite | S494SS1BC3B0000 | Indoor Luminaires | Linear Ambient | Direct Linear Ambient Luminaires | Standard | FALSE | [9 empty] | 3/17/2016 | Not Dimmable | Not Dimmable | No |  |  | 5003 | 102.1 | 49 | 6.91 | 0.98 | 3592 | 83.7
P25DMRMR | TechBrite LLC | Techbrite | V474SS1B30D0XXX | Indoor Luminaires | Linear Ambient | Direct Linear Ambient Luminaires | Standard | TRUE | 6109 | 103.09 | 59.26 | 4.66 | 0.999 | 3548 | 85 | 5 | 50000 | 1/19/2016 | Dimmable | Continuous (Can dim down to ≤ 10% (W)) | Yes |  | 3.1 | 6109 | 103.09 | 59.26 | 19.8 | 0.898 | 3500 | 85
P8ACB93T | TechBrite LLC | Techbrite | V474SS1B50D0XXX | Indoor Luminaires | Linear Ambient | Direct Linear Ambient Luminaires | Standard | TRUE | 6476 | 109.73 | 59.02 | 4.65 | 0.999 | 5295 | 83.9 | 5 | 50000 | 1/19/2016 | Dimmable | Continuous (Can dim down to ≤ 10% (W)) | Yes |  | 3.1 | 6476 | 109.28 | 59.26 | 19.8 | 0.898 | 5000 | 83.9
PAW2UQ6P | TechBrite LLC | Techbrite | V474SS1B30B0XXX | Indoor Luminaires | Linear Ambient | Direct Linear Ambient Luminaires | Standard | TRUE | 4025 | 103.55 | 38.87 | 19.8 | 0.898 | 3548 | 85 | 5 | 50000 | 1/19/2016 | Dimmable | Continuous (Can dim down to ≤ 10% (W)) | Yes |  | 3.1 | 4025 | 107.53 | 37.43 | 19.8 | 0.898 | 3500 | 85
PK9K684P | TechBrite LLC | Techbrite | V474SS1B40B0XXX | Indoor Luminaires | Linear Ambient | Direct Linear Ambient Luminaires | Standard | FALSE | [9 empty] | 1/19/2016 | Dimmable | Continuous (Can dim down to ≤ 10% (W)) | Yes |  |  | 4145 | 110.74 | 37.43 | 19.8 | 0.898 | 4000 | 84.5
P4V9DSPN | TechBrite LLC | Techbrite | V474SS1B50B0XXX | Indoor Luminaires | Linear Ambient | Direct Linear Ambient Luminaires | Standard | FALSE | [9 empty] | 1/19/2016 | Dimmable | Continuous (Can dim down to ≤ 10% (W)) | Yes |  |  | 4266 | 113.97 | 37.43 | 19.8 | 0.898 | 5000 | 83.9
PFX1RN7W | TechBrite LLC | Techbrite | V474SS1B30C0XXX | Indoor Luminaires | Linear Ambient | Direct Linear Ambient Luminaires | Standard | FALSE | [9 empty] | 1/19/2016 | Dimmable | Continuous (Can dim down to ≤ 10% (W)) | Yes |  |  | 5067 | 104.8 | 48.35 | 19.8 | 0.898 | 3500 | 85
P35ZP1N4 | TechBrite LLC | Techbrite | V474SS1B40C0XXX | Indoor Luminaires | Linear Ambient | Direct Linear Ambient Luminaires | Standard | FALSE | [9 empty] | 1/19/2016 | Dimmable | Continuous (Can dim down to ≤ 10% (W)) | Yes |  |  | 5219.2 | 107.95 | 48.35 | 19.8 | 0.898 | 4000 | 84.5
PA8PXQYB | TechBrite LLC | Techbrite | V474SS1B50C0XXX | Indoor Luminaires | Linear Ambient | Direct Linear Ambient Luminaires | Standard | FALSE | [9 empty] | 1/19/2016 | Dimmable | Continuous (Can dim down to ≤ 10% (W)) | Yes |  |  | 5371.4 | 111.09 | 48.35 | 19.8 | 0.898 | 5000 | 83.9
PE5ZF6S5 | TechBrite LLC | Techbrite | V474SS1B40D0XXX | Indoor Luminaires | Linear Ambient | Direct Linear Ambient Luminaires | Standard | FALSE | [9 empty] | 1/19/2016 | Dimmable | Continuous (Can dim down to ≤ 10% (W)) | Yes |  |  | 6292 | 106.18 | 59.26 | 19.8 | 0.898 | 4000 | 84.5
PGZFPQJ4R | Tempo Industries | Tempo Industries | C7R00-24-2012-[120V ONLY]Z5-ST35S-[All Finishes] | Indoor Luminaires | Linear Ambient | Direct Linear Ambient Luminaires | Standard | TRUE | 1001 | 99.68 | 10.04 | 12.52 | 0.917 | 3405 | 82.7 | 5 | 60000 | 10/27/2014 | Dimmable | Continuous (Can dim down to ≤ 10% (W)) | Not Yet Verified |  | 2.1 | 1000 | 100 | 10 | 20 | 0.98 | 3500 | 80
P3ZMFXHZ9 | Tempo Industries | Tempo Industries | C7R00-24-2012-[120V ONLY]Z7-ST35S-[All Finishes] | Indoor Luminaires | Linear Ambient | Direct Linear Ambient Luminaires | Standard | TRUE | 1362 | 96.68 | 14.09 | 14.47 | 0.959 | 3436 | 82.3 | 5 | 60000 | 10/27/2014 | Dimmable | Continuous (Can dim down to ≤ 10% (W)) | Not Yet Verified |  | 2.1 | 1360 | 97 | 14 | 20 | 0.98 | 3500 | 80
PD43A8EZ2 | Tempo Industries | Tempo Industries | C7R00-24-2012-[120V ONLY]Z5-ST40S-[All Finishes] | Indoor Luminaires | Linear Ambient | Direct Linear Ambient Luminaires | Standard | TRUE | 1026 | 103.19 | 9.94 | 13.01 | 0.91 | 4019 | 83.3 | 5 | 60000 | 10/27/2014 | Dimmable | Continuous (Can dim down to ≤ 10% (W)) | Not Yet Verified |  | 2.1 | 1000 | 100 | 10 | 20 | 0.98 | 4000 | 80
P3JSERYZ | Tempo Industries | Tempo Industries | C7R00-24-2012-[120V ONLY]Z5-ST30S-[All Finishes] | Indoor Luminaires | Linear Ambient | Direct Linear Ambient Luminaires | Standard | TRUE | 923 | 92.29 | 10 | 17.85 | 0.887 | 3062 | 84 | 5 | 60000 | 3/6/2015 | Dimmable | Continuous (Can dim down to ≤ 10% (W)) | Not Yet Verified |  | 2.1 | 1000 | 100 | 10 | 20 | 0.98 | 3000 | 80
P6K9TVYX | Tempo Industries | Tempo Industries | C7R00-24-2012-[120V ONLY]Z7-ST30S-[All Finishes] | Indoor Luminaires | Linear Ambient | Direct Linear Ambient Luminaires | Standard | TRUE | 1232 | 88 | 14 | 19.47 | 0.944 | 3089 | 83 | 5 | 60000 | 3/6/2015 | Dimmable | Continuous (Can dim down to ≤ 10% (W)) | Not Yet Verified |  | 2.1 | 1360 | 97 | 14 | 20 | 0.98 | 3000 | 80
PXSTSB9Z | Tempo Industries | Tempo Industries | C7R00-24-2012-[120V ONLY]Z10-ST30S-[All Finishes] | Indoor Luminaires | Linear Ambient | Direct Linear Ambient Luminaires | Standard | TRUE | 1783 | 89.6 | 19.9 | 16.73 | 0.966 | 3074 | 84 | 5 | 60000 | 3/6/2015 | Dimmable | Continuous (Can dim down to ≤ 10% (W)) | Not Yet Verified |  | 2.1 | 2000 | 100 | 20 | 20 | 0.98 | 3000 | 80
P8DVK45R | Tempo Industries | Tempo Industries | C7R00-48-2012-[120V ONLY]Z5-ST30S-[All Finishes] | Indoor Luminaires | Linear Ambient | Direct Linear Ambient Luminaires | Standard | FALSE | [9 empty] | 3/6/2015 | Dimmable | Continuous (Can dim down to ≤ 10% (W)) | Not Yet Verified |  |  | 2000 | 100 | 20 | 20 | 0.98 | 3000 | 80
PKE9KMZ1 | Tempo Industries | Tempo Industries | C7R00-72-2012-[120V ONLY]Z5-ST30S-[All Finishes] | Indoor Luminaires | Linear Ambient | Direct Linear Ambient Luminaires | Standard | FALSE | [9 empty] | 3/6/2015 | Dimmable | Continuous (Can dim down to ≤ 10% (W)) | Not Yet Verified |  |  | 3000 | 100 | 30 | 20 | 0.98 | 3000 | 80
PRSWS15E | Tempo Industries | Tempo Industries | C7R00-96-2012-[120V ONLY]Z5-ST30S-[All Finishes] | Indoor Luminaires | Linear Ambient | Direct Linear Ambient Luminaires | Standard | FALSE | [9 empty] | 3/6/2015 | Dimmable | Continuous (Can dim down to ≤ 10% (W)) | Not Yet Verified |  |  | 4000 | 100 | 40 | 20 | 0.98 | 3000 | 80
P93A8C2J | Tempo Industries | Tempo Industries | C7R00-48-2012-[120V ONLY]Z7-ST30S-[All Finishes] | Indoor Luminaires | Linear Ambient | Direct Linear Ambient Luminaires | Standard | FALSE | [9 empty] | 3/6/2015 | Dimmable | Continuous (Can dim down to ≤ 10% (W)) | Not Yet Verified |  |  | 2720 | 97 | 28 | 20 | 0.98 | 3000 | 80
P6ARD9Z5 | Tempo Industries | Tempo Industries | C7R00-72-2012-[120V ONLY]Z7-ST30S-[All Finishes] | Indoor Luminaires | Linear Ambient | Direct Linear Ambient Luminaires | Standard | FALSE | [9 empty] | 3/6/2015 | Dimmable | Continuous (Can dim down to ≤ 10% (W)) | Not Yet Verified |  |  | 4080 | 97 | 42 | 20 | 0.98 | 3000 | 80
PF74X4JV | Tempo Industries | Tempo Industries | C7R00-96-2012-[120V ONLY]Z7-ST30S-[All Finishes] | Indoor Luminaires | Linear Ambient | Direct Linear Ambient Luminaires | Standard | FALSE | [9 empty] | 3/6/2015 | Dimmable | Continuous (Can dim down to ≤ 10% (W)) | Not Yet Verified |  |  | 5440 | 97 | 56 | 20 | 0.98 | 3000 | 80
PF9HH96G | Tempo Industries | Tempo Industries | C7R00-48-2012-[120V ONLY]Z10-ST30S-[All Finishes] | Indoor Luminaires | Linear Ambient | Direct Linear Ambient Luminaires | Standard | FALSE | [9 empty] | 3/6/2015 | Dimmable | Continuous (Can dim down to ≤ 10% (W)) | Not Yet Verified |  |  | 4000 | 100 | 40 | 20 | 0.98 | 3000 | 80
P97AKEV8 | Tempo Industries | Tempo Industries | C7R00-72-2012-[120V ONLY]Z10-ST30S-[All Finishes] | Indoor Luminaires | Linear Ambient | Direct Linear Ambient Luminaires | Standard | FALSE | [9 empty] | 3/6/2015 | Dimmable | Continuous (Can dim down to ≤ 10% (W)) | Not Yet Verified |  |  | 6000 | 100 | 60 | 20 | 0.98 | 3000 | 80
PKUN1CFQ | Tempo Industries | Tempo Industries | C7R00-96-2012-[120V ONLY]Z10-ST30S-[All Finishes] | Indoor Luminaires | Linear Ambient | Direct Linear Ambient Luminaires | Standard | FALSE | [9 empty] | 3/6/2015 | Dimmable | Continuous (Can dim down to ≤ 10% (W)) | Not Yet Verified |  |  | 8000 | 100 | 80 | 20 | 0.98 | 3000 | 80
PPZCV8QT | Tempo Industries | Tempo Industries | C7R00-48-2012-[120V ONLY]Z5-ST35S-[All Finishes] | Indoor Luminaires | Linear Ambient | Direct Linear Ambient Luminaires | Standard | FALSE | [9 empty] | 10/27/2014 | Dimmable | Continuous (Can dim down to ≤ 10% (W)) | Not Yet Verified |  |  | 2000 | 100 | 20 | 20 | 0.98 | 3500 | 80
PZ4Q3A93 | Tempo Industries | Tempo Industries | C7R00-72-2012-[120V ONLY]Z5-ST35S-[All Finishes] | Indoor Luminaires | Linear Ambient | Direct Linear Ambient Luminaires | Standard | FALSE | [9 empty] | 10/27/2014 | Dimmable | Continuous (Can dim down to ≤ 10% (W)) | Not Yet Verified |  |  | 3000 | 100 | 30 | 20 | 0.98 | 3500 | 80
PU6CD8AE | Tempo Industries | Tempo Industries | C7R00-96-2012-[120V ONLY]Z5-ST35S-[All Finishes] | Indoor Luminaires | Linear Ambient | Direct Linear Ambient Luminaires | Standard | FALSE | [9 empty] | 10/27/2014 | Dimmable | Continuous (Can dim down to ≤ 10% (W)) | Not Yet Verified |  |  | 4000 | 100 | 40 | 20 | 0.98 | 3500 | 80
PCW993YW | Tempo Industries | Tempo Industries | C7R00-48-2012-[120V ONLY]Z5-ST40S-[All Finishes] | Indoor Luminaires | Linear Ambient | Direct Linear Ambient Luminaires | Standard | FALSE | [9 empty] | 10/27/2014 | Dimmable | Continuous (Can dim down to ≤ 10% (W)) | Not Yet Verified |  |  | 2000 | 100 | 20 | 20 | 0.98 | 4000 | 80
PSRYXS3G | Tempo Industries | Tempo Industries | C7R00-72-2012-[120V ONLY]Z5-ST40S-[All Finishes] | Indoor Luminaires | Linear Ambient | Direct Linear Ambient Luminaires | Standard | FALSE | [9 empty] | 10/27/2014 | Dimmable | Continuous (Can dim down to ≤ 10% (W)) | Not Yet Verified |  |  | 3000 | 100 | 30 | 20 | 0.98 | 4000 | 80
PF7T5NZP | Tempo Industries | Tempo Industries | C7R00-96-2012-[120V ONLY]Z5-ST40S-[All Finishes] | Indoor Luminaires | Linear Ambient | Direct Linear Ambient Luminaires | Standard | FALSE | [9 empty] | 10/27/2014 | Dimmable | Continuous (Can dim down to ≤ 10% (W)) | Not Yet Verified |  |  | 4000 | 100 | 40 | 20 | 0.98 | 4000 | 80
P2AFDE33 | Tempo Industries | Tempo Industries | C7R00-48-2012-[120V ONLY]Z7-ST35S-[All Finishes] | Indoor Luminaires | Linear Ambient | Direct Linear Ambient Luminaires | Standard | FALSE | [9 empty] | 10/27/2014 | Dimmable | Continuous (Can dim down to ≤ 10% (W)) | Not Yet Verified |  |  | 2720 | 97 | 28 | 20 | 0.98 | 3500 | 80
PNZ16QTK | Tempo Industries | Tempo Industries | C7R00-72-2012-[120V ONLY]Z7-ST35S-[All Finishes] | Indoor Luminaires | Linear Ambient | Direct Linear Ambient Luminaires | Standard | FALSE | [9 empty] | 10/27/2014 | Dimmable | Continuous (Can dim down to ≤ 10% (W)) | Not Yet Verified |  |  | 4080 | 97 | 42 | 20 | 0.98 | 3500 | 80
PCDWE17H | Tempo Industries | Tempo Industries | C7R00-96-2012-[120V ONLY]Z7-ST35S-[All Finishes] | Indoor Luminaires | Linear Ambient | Direct Linear Ambient Luminaires | Standard | FALSE | [9 empty] | 10/27/2014 | Dimmable | Continuous (Can dim down to ≤ 10% (W)) | Not Yet Verified |  |  | 5440 | 97 | 56 | 20 | 0.98 | 3500 | 80
PN1FTGWP | Tempo Industries | Tempo Industries | C7R00-24-2012-[120V ONLY]Z7-ST40S-[All Finishes] | Indoor Luminaires | Linear Ambient | Direct Linear Ambient Luminaires | Standard | FALSE | [9 empty] | 10/27/2014 | Dimmable | Continuous (Can dim down to ≤ 10% (W)) | Not Yet Verified |  |  | 1360 | 97 | 14 | 20 | 0.98 | 4000 | 80
P9UJVM2M | Tempo Industries | Tempo Industries | C7R00-48-2012-[120V ONLY]Z7-ST40S-[All Finishes] | Indoor Luminaires | Linear Ambient | Direct Linear Ambient Luminaires | Standard | FALSE | [9 empty] | 10/27/2014 | Dimmable | Continuous (Can dim down to ≤ 10% (W)) | Not Yet Verified |  |  | 2720 | 97 | 28 | 20 | 0.98 | 4000 | 80
PV45Y54D | Tempo Industries | Tempo Industries | C7R00-72-2012-[120V ONLY]Z7-ST40S-[All Finishes] | Indoor Luminaires | Linear Ambient | Direct Linear Ambient Luminaires | Standard | FALSE | [9 empty] | 10/27/2014 | Dimmable | Continuous (Can dim down to ≤ 10% (W)) | Not Yet Verified |  |  | 4080 | 97 | 42 | 20 | 0.98 | 4000 | 80
P182CJ6C | Tempo Industries | Tempo Industries | C7R00-96-2012-[120V ONLY]Z7-ST40S-[All Finishes] | Indoor Luminaires | Linear Ambient | Direct Linear Ambient Luminaires | Standard | FALSE | [9 empty] | 10/27/2014 | Dimmable | Continuous (Can dim down to ≤ 10% (W)) | Not Yet Verified |  |  | 5440 | 97 | 56 | 20 | 0.98 | 4000 | 80
P47ZW2EP | Tempo Industries | Tempo Industries | C7R00-24-2012-[120V ONLY]Z10-ST35S-[All Finishes] | Indoor Luminaires | Linear Ambient | Direct Linear Ambient Luminaires | Standard | FALSE | [9 empty] | 10/27/2014 | Dimmable | Continuous (Can dim down to ≤ 10% (W)) | Not Yet Verified |  |  | 2000 | 100 | 20 | 20 | 0.98 | 3500 | 80
PKAV7GPN | Tempo Industries | Tempo Industries | C7R00-48-2012-[120V ONLY]Z10-ST35S-[All Finishes] | Indoor Luminaires | Linear Ambient | Direct Linear Ambient Luminaires | Standard | FALSE | [9 empty] | 10/27/2014 | Dimmable | Continuous (Can dim down to ≤ 10% (W)) | Not Yet Verified |  |  | 4000 | 100 | 40 | 20 | 0.98 | 3500 | 80
PFSKC29S | Tempo Industries | Tempo Industries | C7R00-72-2012-[120V ONLY]Z10-ST35S-[All Finishes] | Indoor Luminaires | Linear Ambient | Direct Linear Ambient Luminaires | Standard | FALSE | [9 empty] | 10/27/2014 | Dimmable | Continuous (Can dim down to ≤ 10% (W)) | Not Yet Verified |  |  | 6000 | 100 | 60 | 20 | 0.98 | 3500 | 80
PJ2S6DDX | Tempo Industries | Tempo Industries | C7R00-96-2012-[120V ONLY]Z10-ST35S-[All Finishes] | Indoor Luminaires | Linear Ambient | Direct Linear Ambient Luminaires | Standard | FALSE | [9 empty] | 10/27/2014 | Dimmable | Continuous (Can dim down to ≤ 10% (W)) | Not Yet Verified |  |  | 8000 | 100 | 80 | 20 | 0.98 | 3500 | 80
P3QR8ZKF | Tempo Industries | Tempo Industries | C7R00-24-2012-[120V ONLY]Z10-ST40S-[All Finishes] | Indoor Luminaires | Linear Ambient | Direct Linear Ambient Luminaires | Standard | FALSE | [9 empty] | 10/27/2014 | Dimmable | Continuous (Can dim down to ≤ 10% (W)) | Not Yet Verified |  |  | 2000 | 100 | 20 | 20 | 0.98 | 4000 | 80
PXV9UW8K | Tempo Industries | Tempo Industries | C7R00-48-2012-[120V ONLY]Z10-ST40S-[All Finishes] | Indoor Luminaires | Linear Ambient | Direct Linear Ambient Luminaires | Standard | FALSE | [9 empty] | 10/27/2014 | Dimmable | Continuous (Can dim down to ≤ 10% (W)) | Not Yet Verified |  |  | 4000 | 100 | 40 | 20 | 0.98 | 4000 | 80
P4J1YQ2V | Tempo Industries | Tempo Industries | C7R00-72-2012-[120V ONLY]Z10-ST40S-[All Finishes] | Indoor Luminaires | Linear Ambient | Direct Linear Ambient Luminaires | Standard | FALSE | [9 empty] | 10/27/2014 | Dimmable | Continuous (Can dim down to ≤ 10% (W)) | Not Yet Verified |  |  | 6000 | 100 | 60 | 20 | 0.98 | 4000 | 80
PRS9S7WU | Tempo Industries | Tempo Industries | C7R00-96-2012-[120V ONLY]Z10-ST40S-[All Finishes] | Indoor Luminaires | Linear Ambient | Direct Linear Ambient Luminaires | Standard | FALSE | [9 empty] | 10/27/2014 | Dimmable | Continuous (Can dim down to ≤ 10% (W)) | Not Yet Verified |  |  | 8000 | 100 | 80 | 20 | 0.98 | 4000 | 80
P319SDXT | Teron Lighting Inc | Teron Lighting | VCY48-L24.0-120-277V-TE350-XX-30K | Indoor Luminaires | Linear Ambient | Direct Linear Ambient Luminaires | Standard | TRUE | 2318.7 | 89 | 26.06 | 12 | 0.99 | 3083 | 84 | 5 | 50000 | 4/6/2015 | Dimmable | Continuous (Cannot dim down to ≤ 10% (W) | Not Yet Verified |  | 2.1 | 2318.7 | 89 | 26.06 | 12 | 0.99 | 3000 | 84
PGNZEQAC | Teron Lighting Inc | Teron Lighting | VCY24-L12.0-120-277V-TE350-XX-30K | Indoor Luminaires | Linear Ambient | Direct Linear Ambient Luminaires | Standard | TRUE | 1150.27 | 86 | 13.31 | 21 | 0.99 | 3083 | 84 | 5 | 50000 | 4/6/2015 | Dimmable | Continuous (Cannot dim down to ≤ 10% (W) | Not Yet Verified |  | 2.1 | 1150.27 | 86 | 13.31 | 11 | 0.99 | 3000 | 84
P2UZA3HH | Teron Lighting Inc | Teron Lighting | VCY24-L12.0-120-277V-TE350-XX-35K | Indoor Luminaires | Linear Ambient | Direct Linear Ambient Luminaires | Standard | FALSE | [9 empty] | 4/6/2015 | Dimmable | Continuous (Cannot dim down to ≤ 10% (W) | Not Yet Verified |  |  | 1150.27 | 86 | 13.31 | 11 | 0.99 | 3500 | 84
PF3PEGBU | Teron Lighting Inc | Teron Lighting | VCY24-L12.0-120-277V-TE350-XX-40K | Indoor Luminaires | Linear Ambient | Direct Linear Ambient Luminaires | Standard | FALSE | [9 empty] | 4/6/2015 | Dimmable | Continuous (Cannot dim down to ≤ 10% (W) | Not Yet Verified |  |  | 1150.27 | 86 | 13.31 | 11 | 0.99 | 4000 | 84
PGF5ADDN | Teron Lighting Inc | Teron Lighting | VCY48-L24.0-120-277V-TE350-XX-35K | Indoor Luminaires | Linear Ambient | Direct Linear Ambient Luminaires | Standard | FALSE | [9 empty] | 4/6/2015 | Dimmable | Continuous (Cannot dim down to ≤ 10% (W) | Not Yet Verified |  |  | 2318.7 | 89 | 26.06 | 12 | 0.99 | 3500 | 84
PKRGWWZQ | Teron Lighting Inc | Teron Lighting | VCY48-L24.0-120-277V-TE350-XX-40K | Indoor Luminaires | Linear Ambient | Direct Linear Ambient Luminaires | Standard | FALSE | [9 empty] | 4/6/2015 | Dimmable | Continuous (Cannot dim down to ≤ 10% (W) | Not Yet Verified |  |  | 2318.7 | 89 | 26.06 | 12 | 0.99 | 4000 | 84
P1V64K29 | Texas Fluorescents | Texas Fluorescents | C48LF28W3200LDMV30K | Indoor Luminaires | Linear Ambient | Direct Linear Ambient Luminaires | Standard | TRUE | 3332 | 124.8 | 26.7 | 6.5 | 0.95 | 3100 | 84 | 5 | 50000 | 12/7/2015 | Dimmable | Continuous (Can dim down to ≤ 10% (W)) | Not Yet Verified |  | 3.1 | 3332 | 125 | 27 | 5.65 | 0.996 | 3000 | 84
PPZB51EV | Texas Fluorescents | Texas Fluorescents | C48LF32W4050LDMV30K | Indoor Luminaires | Linear Ambient | Direct Linear Ambient Luminaires | Standard | FALSE | [9 empty] | 12/7/2015 | Dimmable | Continuous (Can dim down to ≤ 10% (W)) | Not Yet Verified |  |  | 4050 | 126 | 32 | 5.65 | 0.996 | 3000 | 84
PNJG372W | Texas Fluorescents | Texas Fluorescents | C48LF48W5650LDMV30K | Indoor Luminaires | Linear Ambient | Direct Linear Ambient Luminaires | Standard | FALSE | [9 empty] | 12/7/2015 | Dimmable | Continuous (Can dim down to ≤ 10% (W)) | Not Yet Verified |  |  | 5650 | 118 | 48 | 5.65 | 0.996 | 3000 | 84
PKJUZTE9 | Texas Fluorescents | Texas Fluorescents | C48LF57W6400LDMV30K | Indoor Luminaires | Linear Ambient | Direct Linear Ambient Luminaires | Standard | FALSE | [9 empty] | 12/7/2015 | Dimmable | Continuous (Can dim down to ≤ 10% (W)) | Not Yet Verified |  |  | 6400 | 112 | 57 | 5.65 | 0.996 | 3000 | 84
P9R44X5F | Texas Fluorescents | Texas Fluorescents | C48LF61W7000LDMV30K | Indoor Luminaires | Linear Ambient | Direct Linear Ambient Luminaires | Standard | FALSE | [9 empty] | 12/7/2015 | Dimmable | Continuous (Can dim down to ≤ 10% (W)) | Not Yet Verified |  |  | 7000 | 115 | 61 | 5.65 | 0.996 | 3000 | 83
PZQD36K5 | Texas Fluorescents | Texas Fluorescents | C48LF32W4050LDMV35K | Indoor Luminaires | Linear Ambient | Direct Linear Ambient Luminaires | Standard | FALSE | [9 empty] | 12/7/2015 | Dimmable | Continuous (Can dim down to ≤ 10% (W)) | Not Yet Verified |  |  | 4050 | 126 | 32 | 5.65 | 0.996 | 3500 | 83
P62P6ZUM | Texas Fluorescents | Texas Fluorescents | C48LF48W5650LDMV35K | Indoor Luminaires | Linear Ambient | Direct Linear Ambient Luminaires | Standard | FALSE | [9 empty] | 12/7/2015 | Dimmable | Continuous (Can dim down to ≤ 10% (W)) | Not Yet Verified |  |  | 5650 | 118 | 48 | 5.65 | 0.996 | 3500 | 83
PPXAREJQ | Texas Fluorescents | Texas Fluorescents | C48LF57W6400LDMV35K | Indoor Luminaires | Linear Ambient | Direct Linear Ambient Luminaires | Standard | FALSE | [9 empty] | 12/7/2015 | Dimmable | Continuous (Can dim down to ≤ 10% (W)) | Not Yet Verified |  |  | 6400 | 112 | 57 | 5.65 | 0.996 | 3500 | 83
PMNE2WAP | Texas Fluorescents | Texas Fluorescents | C48LF32W4050LDMV40K | Indoor Luminaires | Linear Ambient | Direct Linear Ambient Luminaires | Standard | FALSE | [9 empty] | 12/7/2015 | Dimmable | Continuous (Can dim down to ≤ 10% (W)) | Not Yet Verified |  |  | 4050 | 126 | 32 | 5.65 | 0.996 | 4000 | 83
PJHBDKQY | Texas Fluorescents | Texas Fluorescents | C48LF48W5650LDMV40K | Indoor Luminaires | Linear Ambient | Direct Linear Ambient Luminaires | Standard | FALSE | [9 empty] | 12/7/2015 | Dimmable | Continuous (Can dim down to ≤ 10% (W)) | Not Yet Verified |  |  | 5650 | 118 | 48 | 5.65 | 0.996 | 4000 | 83
P4DABS1Q | Texas Fluorescents | Texas Fluorescents | C48LF57W6400LDMV40K | Indoor Luminaires | Linear Ambient | Direct Linear Ambient Luminaires | Standard | FALSE | [9 empty] | 12/7/2015 | Dimmable | Continuous (Can dim down to ≤ 10% (W)) | Not Yet Verified |  |  | 6400 | 112 | 57 | 5.65 | 0.996 | 4000 | 83
PSE34WYV | Texas Fluorescents | Texas Fluorescents | C48LF32W4050LDMV50K | Indoor Luminaires | Linear Ambient | Direct Linear Ambient Luminaires | Standard | FALSE | [9 empty] | 12/7/2015 | Dimmable | Continuous (Can dim down to ≤ 10% (W)) | Not Yet Verified |  |  | 4050 | 126 | 32 | 5.65 | 0.996 | 5000 | 83
P33NTW1P | Texas Fluorescents | Texas Fluorescents | C48LF48W5650LDMV50K | Indoor Luminaires | Linear Ambient | Direct Linear Ambient Luminaires | Standard | FALSE | [9 empty] | 12/7/2015 | Dimmable | Continuous (Can dim down to ≤ 10% (W)) | Not Yet Verified |  |  | 5650 | 118 | 48 | 5.65 | 0.996 | 5000 | 83
PC8AJKRW | Texas Fluorescents | Texas Fluorescents | C48LF57W6400LDMV50K | Indoor Luminaires | Linear Ambient | Direct Linear Ambient Luminaires | Standard | FALSE | [9 empty] | 12/7/2015 | Dimmable | Continuous (Can dim down to ≤ 10% (W)) | Not Yet Verified | Label states: "Model: C, Wattage: 57W, CCT: 5000K, Voltage 120V 50/60Hz, LED PRODUCT" and ETL certification information |  | 6400 | 112 | 57 | 5.65 | 0.996 | 5000 | 83
P2CRKAXP | Texas Fluorescents | Texas Fluorescents | JSR48L24W3200LDMV30K | Indoor Luminaires | Linear Ambient | Direct Linear Ambient Luminaires | Premium | TRUE | 3222.7 | 132.46 | 24.33 | 19.17 | 0.903 | 3030 | 82.7 | 5 | 50000 | 9/30/2016 | Not Dimmable | Not Dimmable | No |  | 4 | 3222.7 | 132.5 | 24.33 | 20 | 0.9 | 3000 | 82.2
PA3HUNS4 | Texas Fluorescents | Texas Fluorescents | JSR48L24W3350LDMV30K | Indoor Luminaires | Linear Ambient | Direct Linear Ambient Luminaires | Premium | TRUE | 3384 | 139.37 | 24.28 | 19.18 | 0.9028 | 5073 | 85.2 | 5 | 50000 | 9/30/2016 | Not Dimmable | Not Dimmable | No |  | 4 | 3384 | 140 | 24.28 | 20 | 0.9 | 5000 | 82.1
PJSYBQWP | Texas Fluorescents | Texas Fluorescents | JSR48L36W4600LDMV30K | Indoor Luminaires | Linear Ambient | Direct Linear Ambient Luminaires | Premium | TRUE | 4639.7 | 128.2 | 36.19 | 18.34 | 0.9 | 2996 | 82.4 | 5 | 50000 | 9/30/2016 | Not Dimmable | Not Dimmable | No |  | 4 | 4639.7 | 128.2 | 36.19 | 20 | 0.9 | 3000 | 82.2
PXMAE7A5 | Texas Fluorescents | Texas Fluorescents | JSR48L40W5400LDMV30K | Indoor Luminaires | Linear Ambient | Direct Linear Ambient Luminaires | Premium | FALSE | [9 empty] | 9/30/2016 | Not Dimmable | Not Dimmable | No |  |  | 5122.3 | 132 | 39.86 | 20 | 0.9 | 3000 | 82.1
P2Y7EXHX | Texas Fluorescents | Texas Fluorescents | JSR48L40W5400LDMV35K | Indoor Luminaires | Linear Ambient | Direct Linear Ambient Luminaires | Premium | FALSE | [9 empty] | 9/30/2016 | Not Dimmable | Not Dimmable | No |  |  | 5122.3 | 132 | 39.86 | 20 | 0.9 | 3500 | 82.1
P5WH3PQV | Texas Fluorescents | Texas Fluorescents | JSR48L40W5400LDMV40K | Indoor Luminaires | Linear Ambient | Direct Linear Ambient Luminaires | Premium | FALSE | [9 empty] | 9/30/2016 | Not Dimmable | Not Dimmable | No |  |  | 5389 | 133.6 | 40.33 | 20 | 0.9 | 4000 | 82.1
PEZ8YZ98 | Texas Fluorescents | Texas Fluorescents | JSR48L40W5400LDMV50K | Indoor Luminaires | Linear Ambient | Direct Linear Ambient Luminaires | Premium | FALSE | [9 empty] | 9/30/2016 | Not Dimmable | Not Dimmable | No |  |  | 5399 | 135 | 39.98 | 20 | 0.9 | 5000 | 82.1
PR5J2SNF | Texas Fluorescents | Texas Fluorescents | JSR96L60w8400LDMV30K | Indoor Luminaires | Linear Ambient | Direct Linear Ambient Luminaires | Premium | FALSE | [9 empty] | 9/30/2016 | Not Dimmable | Not Dimmable | No |  |  | 7950 | 132.5 | 60 | 20 | 0.9 | 3000 | 82.2
PACKRVJ2 | Texas Fluorescents | Texas Fluorescents | JSR96L60w8400LDMV35K | Indoor Luminaires | Linear Ambient | Direct Linear Ambient Luminaires | Premium | FALSE | [9 empty] | 9/30/2016 | Not Dimmable | Not Dimmable | No |  |  | 8220 | 137 | 60 | 20 | 0.9 | 3500 | 82.1
PX75477R | Texas Fluorescents | Texas Fluorescents | JSR96L60w8400LDMV40K | Indoor Luminaires | Linear Ambient | Direct Linear Ambient Luminaires | Premium | FALSE | [9 empty] | 9/30/2016 | Not Dimmable | Not Dimmable | No |  |  | 8280 | 138 | 60 | 20 | 0.9 | 4000 | 82.1
P7DGKFNT | Texas Fluorescents | Texas Fluorescents | JSR96L60w8400LDMV50K | Indoor Luminaires | Linear Ambient | Direct Linear Ambient Luminaires | Premium | FALSE | [9 empty] | 9/30/2016 | Not Dimmable | Not Dimmable | No |  |  | 8400 | 140 | 60 | 20 | 0.9 | 5000 | 82.1
PWCSHA7K | Texas Fluorescents | Texas Fluorescents | JSR96L68W9400LDMV30K | Indoor Luminaires | Linear Ambient | Direct Linear Ambient Luminaires | Premium | FALSE | [9 empty] | 9/30/2016 | Not Dimmable | Not Dimmable | No |  |  | 9010 | 132.5 | 68 | 20 | 0.9 | 3000 | 82.2
P4XPF5S4 | Texas Fluorescents | Texas Fluorescents | JSR96L68W9400LDMV35K | Indoor Luminaires | Linear Ambient | Direct Linear Ambient Luminaires | Premium | FALSE | [9 empty] | 9/30/2016 | Not Dimmable | Not Dimmable | No |  |  | 9316 | 137 | 68 | 20 | 0.9 | 3500 | 82.1
PU7M4F3S | Texas Fluorescents | Texas Fluorescents | JSR96L68W9400LDMV40K | Indoor Luminaires | Linear Ambient | Direct Linear Ambient Luminaires | Premium | FALSE | [9 empty] | 9/30/2016 | Not Dimmable | Not Dimmable | No |  |  | 9384 | 138 | 68 | 20 | 0.9 | 4000 | 82.1
P3C42CST | Texas Fluorescents | Texas Fluorescents | JSR96L68W9400LDMV50K | Indoor Luminaires | Linear Ambient | Direct Linear Ambient Luminaires | Premium | FALSE | [9 empty] | 9/30/2016 | Not Dimmable | Not Dimmable | No |  |  | 9520 | 140 | 68 | 20 | 0.9 | 5000 | 82.1
PJ4WHGNH | The Light Edge Inc. | Blackhawk | BLK4-HO1-4-200-40-MVD-LA | Indoor Luminaires | Linear Ambient | Direct Linear Ambient Luminaires | Standard | TRUE | 24820 | 128.47 | 193.2 | 14.3 | 0.954 | 3960 | 82.2 | 5 | 60000 | 5/16/2016 | Dimmable | Continuous (Can dim down to ≤ 10% (W)) | No |  | 3.1 | 24070 | 124.3 | 190 | 14.3 | 0.954 | 3960 | 82.2
P1UNQ5F2 | The Light Edge Inc. | Blackhawk | BLK4-HO1-4-200-40-MVD | Indoor Luminaires | Linear Ambient | Direct Linear Ambient Luminaires | Standard | FALSE | [9 empty] | 5/16/2016 | Dimmable | Continuous (Can dim down to ≤ 10% (W)) | No |  |  | 28600 | 147.8 | 193.6 | 10.4 | 0.989 | 3961 | 82.2
PJPWQHQP | Topaz Lighting Corp. | Topaz | F-LED-4-36W-40-D-68 | Indoor Luminaires | Linear Ambient | Direct Linear Ambient Luminaires | Standard | TRUE | 4393 | 119.8 | 36.7 | 20.7 | 0.92 | 4826 | 84 | 5 | 50000 | 7/21/2015 | Not Yet Verified | Not Yet Verified | Not Yet Verified |  | 2.1 | 4145 | 85 | 37 | 20 | 0.9 | 4900 | 80
PWUHTUEF | Topaz Lighting Corp. | Topaz | F-LED-4-36W-50-D-68 | Indoor Luminaires | Linear Ambient | Direct Linear Ambient Luminaires | Standard | TRUE | 4176 | 114.57 | 36.45 | 20.93 | 0.917 | 3926 | 83.2 | 5 | 50000 | 7/21/2015 | Not Yet Verified | Not Yet Verified | Not Yet Verified |  | 2.1 |  | 112 | 37 | 20 | 0.9 | 4900 | 80
P5WVPGKC | Triworks Inc. | Triworks | SMHL-18SOI | Indoor Luminaires | Linear Ambient | Direct Linear Ambient Luminaires | Standard | TRUE | 2042 | 110.21 | 18.53 | 18.3 | 0.94 | 3130 | 81 | 5 |  | 11/3/2014 | Dimmable | Continuous (Can dim down to ≤ 10% (W)) | Not Yet Verified |  | 2.1 | 1500 | 100 | 18 | 20 | 0.9 | 3000 | 80
P5RNKSEX | Triworks Inc. | Triworks | SMHL-18SOIE | Indoor Luminaires | Linear Ambient | Direct Linear Ambient Luminaires | Standard | TRUE | 1949.2 | 107.28 | 18.17 | 17.12 | 0.9334 | 5206 | 90.9 | 5 |  | 11/3/2014 | Dimmable | Continuous (Can dim down to ≤ 10% (W)) | Not Yet Verified |  | 2.1 | 1500 | 100 | 18 | 20 | 0.9 | 5000 | 80
P7DR3XM6 | True Innovations Inc. | True Innovations | LL-40C | Indoor Luminaires | Linear Ambient | Direct Linear Ambient Luminaires | Standard | TRUE | 3932 | 106.47 | 36.93 | 14.8 | 0.971 | 3509 | 81.9 | 5 | 50000 | 8/16/2016 | Not Dimmable | Not Dimmable | No |  | 3.1 | 4066 | 100 | 40 | 15 | 0.9 | 3500 | 80
P8QE88PR | True Innovations Inc. | True Innovations | LL-40D | Indoor Luminaires | Linear Ambient | Direct Linear Ambient Luminaires | Standard | FALSE | [9 empty] | 8/16/2016 | Not Dimmable | Not Dimmable | No |  |  | 4066 | 100 | 40 | 15 | 0.9 | 4000 | 80
PYF19NAN | True Innovations Inc. | True Innovations | LL-40E | Indoor Luminaires | Linear Ambient | Direct Linear Ambient Luminaires | Standard | FALSE | [9 empty] | 8/16/2016 | Not Dimmable | Not Dimmable | No |  |  | 4066 | 100 | 40 | 15 | 0.9 | 4500 | 80
P99M2QHJ | True Innovations Inc. | True Innovations | LL-40F | Indoor Luminaires | Linear Ambient | Direct Linear Ambient Luminaires | Standard | FALSE | [9 empty] | 8/16/2016 | Not Dimmable | Not Dimmable | No |  |  | 4066 | 100 | 40 | 15 | 0.9 | 5000 | 80
PUY3KPQQ | True Innovations Inc. | True Innovations | VL-60C | Indoor Luminaires | Linear Ambient | Direct Linear Ambient Luminaires | Standard | TRUE | 6991.44 | 132.39 | 52.81 | 12.3 | 0.917 | 3486 | 81.8 | 5 | 50000 | 8/16/2016 | Not Dimmable | Not Dimmable | No |  | 3.1 | 6556 | 100 | 60 | 15 | 0.9 | 3500 | 80
PSUHTEVQ | True Innovations Inc. | True Innovations | VL-60D | Indoor Luminaires | Linear Ambient | Direct Linear Ambient Luminaires | Standard | FALSE | [9 empty] | 8/16/2016 | Not Dimmable | Not Dimmable | No |  |  | 6556 | 100 | 60 | 15 | 0.9 | 4000 | 80
PYME5837 | True Innovations Inc. | True Innovations | VL-60E | Indoor Luminaires | Linear Ambient | Direct Linear Ambient Luminaires | Standard | FALSE | [9 empty] | 8/16/2016 | Not Dimmable | Not Dimmable | No |  |  | 6556 | 100 | 60 | 15 | 0.9 | 4500 | 80
PK4DM1V8 | True Innovations Inc. | True Innovations | VL-60F | Indoor Luminaires | Linear Ambient | Direct Linear Ambient Luminaires | Standard | FALSE | [9 empty] | 8/16/2016 | Not Dimmable | Not Dimmable | No |  |  | 6556 | 100 | 60 | 15 | 0.9 | 5000 | 80
PQV3HX6W | True Innovations Inc. | True Innovations | SL-30C | Indoor Luminaires | Linear Ambient | Direct Linear Ambient Luminaires | Standard | TRUE | 3182.2 | 117.85 | 27.03 | 20.7 | 0.88 | 3469 | 82.3 | 5 | 50000 | 8/30/2016 | Not Dimmable | Not Dimmable | No |  | 4 | 3500 | 120 | 30 | 20 | 0.9 | 3500 | 82
PJ296K3W | True Innovations Inc. | True Innovations | SL-30D | Indoor Luminaires | Linear Ambient | Direct Linear Ambient Luminaires | Standard | FALSE | [9 empty] | 8/30/2016 | Not Dimmable | Not Dimmable | No |  |  | 3600 | 122 | 30 | 20 | 0.9 | 4000 | 82
P24931YS | True Innovations Inc. | True Innovations | SL-30E | Indoor Luminaires | Linear Ambient | Direct Linear Ambient Luminaires | Standard | FALSE | [9 empty] | 8/30/2016 | Not Dimmable | Not Dimmable | No |  |  | 3700 | 124 | 30 | 20 | 0.9 | 4500 | 82
PDRWTP6U | True Innovations Inc. | True Innovations | SL-30F | Indoor Luminaires | Linear Ambient | Direct Linear Ambient Luminaires | Standard | FALSE | [9 empty] | 8/30/2016 | Not Dimmable | Not Dimmable | No |  |  | 3800 | 125 | 30 | 20 | 0.9 | 5000 | 82
PCD7C755 | True Innovations Inc. | True Innovations | SL-60C | Indoor Luminaires | Linear Ambient | Direct Linear Ambient Luminaires | Standard | TRUE | 6352.61 | 115.85 | 54.84 | 19.9 | 0.888 | 3507 | 82.7 | 5 | 50000 | 8/30/2016 | Not Dimmable | Not Dimmable | No |  | 4 | 6500 | 120 | 60 | 20 | 0.9 | 3500 | 82
PQS5TH3A | True Innovations Inc. | True Innovations | SL-60D | Indoor Luminaires | Linear Ambient | Direct Linear Ambient Luminaires | Standard | FALSE | [9 empty] | 8/30/2016 | Not Dimmable | Not Dimmable | No |  |  | 6600 | 122 | 60 | 20 | 0.9 | 4000 | 82
PN7CDE8Q | True Innovations Inc. | True Innovations | SL-60E | Indoor Luminaires | Linear Ambient | Direct Linear Ambient Luminaires | Standard | FALSE | [9 empty] | 8/30/2016 | Not Dimmable | Not Dimmable | No |  |  | 6700 | 124 | 60 | 20 | 0.9 | 4500 | 82
PMSYPE7M | True Innovations Inc. | True Innovations | SL-60F | Indoor Luminaires | Linear Ambient | Direct Linear Ambient Luminaires | Standard | FALSE | [9 empty] | 8/30/2016 | Not Dimmable | Not Dimmable | No |  |  | 6800 | 125 | 60 | 20 | 0.9 | 5000 | 82
PR462XWE | Truex Lighting | Truex Lighting | LMS-4-30W(2700K) | Indoor Luminaires | Linear Ambient | Direct Linear Ambient Luminaires | Standard | TRUE | 3155.91 | 95.26 | 33.13 | 20.9 | 0.935 | 2758 | 83 | 5 | 50000 | 6/27/2016 | Not Yet Verified | Not Yet Verified | Not Yet Verified |  | 2.1 | 3156 | 95.26 | 33.13 | 14.2 | 0.986 | 2758 | 83
P9H7YERX | Truex Lighting | Truex Lighting | LMS-4-30W(3000K) | Indoor Luminaires | Linear Ambient | Direct Linear Ambient Luminaires | Standard | FALSE | [9 empty] | 6/27/2016 | Not Yet Verified | Not Yet Verified | Not Yet Verified |  |  | 3156 | 95.26 | 30 | 14.2 | 0.986 | 3000 | 83
P2N76K7N | Truex Lighting | Truex Lighting | LMS-4-30W(3500K) | Indoor Luminaires | Linear Ambient | Direct Linear Ambient Luminaires | Standard | FALSE | [9 empty] | 6/27/2016 | Not Yet Verified | Not Yet Verified | Not Yet Verified |  |  | 3156 | 95.26 | 30 | 14.2 | 0.986 | 3500 | 83
PHFAJNS1 | Truex Lighting | Truex Lighting | LMS-4-30W(4000K) | Indoor Luminaires | Linear Ambient | Direct Linear Ambient Luminaires | Standard | FALSE | [9 empty] | 6/27/2016 | Not Yet Verified | Not Yet Verified | Not Yet Verified |  |  | 3156 | 95.26 | 30 | 14.2 | 0.986 | 4000 | 83
PZYXP3FA | Truex Lighting | Truex Lighting | LMS-4-30W(4500K) | Indoor Luminaires | Linear Ambient | Direct Linear Ambient Luminaires | Standard | FALSE | [9 empty] | 6/27/2016 | Not Yet Verified | Not Yet Verified | Not Yet Verified |  |  | 3156 | 95.26 | 30 | 14.2 | 0.986 | 4500 | 83
PA8PJ8V5 | Truex Lighting | Truex Lighting | LMS-4-30W(5000K) | Indoor Luminaires | Linear Ambient | Direct Linear Ambient Luminaires | Standard | FALSE | [9 empty] | 6/27/2016 | Not Yet Verified | Not Yet Verified | Not Yet Verified |  |  | 3156 | 95.26 | 30 | 14.2 | 0.986 | 5000 | 83
PKBVQ6P8 | Truex Lighting | Truex Lighting | LMS-8-60W(3000K) | Indoor Luminaires | Linear Ambient | Direct Linear Ambient Luminaires | Standard | TRUE | 6408.47 | 110.19 | 58.16 | 5.91 | 0.943 | 2975 | 81.2 | 5 | 50000 | 6/27/2016 | Not Dimmable | Not Dimmable | No |  | 3.1 | 5100 | 85 | 60 | 10 | 0.9 | 3000 | 80
PC4NMJJG | Truex Lighting | Truex Lighting | LMS-8-60W(3500K) | Indoor Luminaires | Linear Ambient | Direct Linear Ambient Luminaires | Standard | FALSE | [9 empty] | 6/27/2016 | Not Dimmable | Not Dimmable | No |  |  | 5100 | 85 | 60 | 10 | 0.9 | 3500 | 80
PX6TKEPJ | Truex Lighting | Truex Lighting | LMS-8-60W(4000K) | Indoor Luminaires | Linear Ambient | Direct Linear Ambient Luminaires | Standard | FALSE | [9 empty] | 6/27/2016 | Not Dimmable | Not Dimmable | No |  |  | 5100 | 85 | 60 | 10 | 0.9 | 4000 | 80
PUJJMKX2 | Truex Lighting | Truex Lighting | LMS-8-60W(4500K) | Indoor Luminaires | Linear Ambient | Direct Linear Ambient Luminaires | Standard | FALSE | [9 empty] | 6/27/2016 | Not Dimmable | Not Dimmable | No |  |  | 5100 | 85 | 60 | 10 | 0.9 | 4500 | 80
PPUXNMS8 | Truex Lighting | Truex Lighting | LMS-8-60W(5000K) | Indoor Luminaires | Linear Ambient | Direct Linear Ambient Luminaires | Standard | FALSE | [9 empty] | 6/27/2016 | Not Dimmable | Not Dimmable | No |  |  | 5100 | 85 | 60 | 10 | 0.9 | 5000 | 80
PDR5SC2X | Truex Lighting | Truex Lighting | LVTSHB-4-60W(3000K) | Indoor Luminaires | Linear Ambient | Direct Linear Ambient Luminaires | Standard | TRUE | 5577.48 | 97.83 | 57.01 | 10 | 0.927 | 3217 | 84.9 | 5 | 50000 | 6/27/2016 | Not Dimmable | Not Dimmable | Not Yet Verified |  | 2.1 | 5400 | 97.83 | 60 | 10 | 0.996 | 3000 | 80
P4KCU64N | Truex Lighting | Truex Lighting | LVTSHB-4-60W(3500K) | Indoor Luminaires | Linear Ambient | Direct Linear Ambient Luminaires | Standard | FALSE | [9 empty] | 6/27/2016 | Not Dimmable | Not Dimmable | Not Yet Verified |  |  | 5400 | 97.83 | 60 | 10 | 0.996 | 3500 | 80
PC583FV1 | Truex Lighting | Truex Lighting | LVTSHB-4-60W(4000K) | Indoor Luminaires | Linear Ambient | Direct Linear Ambient Luminaires | Standard | FALSE | [9 empty] | 6/27/2016 | Not Dimmable | Not Dimmable | Not Yet Verified |  |  | 5400 | 97.83 | 60 | 10 | 0.996 | 4000 | 80
P3KCW1GY | Truex Lighting | Truex Lighting | LVTSHB-4-60W(4500K) | Indoor Luminaires | Linear Ambient | Direct Linear Ambient Luminaires | Standard | FALSE | [9 empty] | 6/27/2016 | Not Dimmable | Not Dimmable | Not Yet Verified |  |  | 5400 | 97.83 | 60 | 10 | 0.996 | 4500 | 80
PK1873JT | Truex Lighting | Truex Lighting | LVTSHB-4-60W(5000K) | Indoor Luminaires | Linear Ambient | Direct Linear Ambient Luminaires | Standard | FALSE | [9 empty] | 6/27/2016 | Not Dimmable | Not Dimmable | Not Yet Verified |  |  | 5400 | 97.83 | 60 | 10 | 0.996 | 5000 | 80
P00001BJE | UIC ENERGY LLC | UIC SURYA | UIC-486-60 | Indoor Luminaires | Linear Ambient | Direct Linear Ambient Luminaires | Standard | TRUE | 5907.64 | 95.48 | 63.4 | 15.7 | 0.93 | 4398 | 86 | 5 | 50000 | 3/20/2014 | Not Yet Verified | Not Yet Verified | Not Yet Verified |  | 2.1 | 5907 | 95.48 | 63.4 |  |  | 4500 | 86
PE7XXQVM | UIC ENERGY LLC | UIC SURYA | UIC-3P-030-WW | Indoor Luminaires | Linear Ambient | Direct Linear Ambient Luminaires | Standard | TRUE | 2547.05 | 85.79 | 29.71 | 24.5 | 0.91 | 2984 | 83.8 | 5 | 50000 | 10/29/2014 | Not Yet Verified | Not Yet Verified | Not Yet Verified |  | 2.1 | 2500 |  | 30 |  | 0.9 | 3000 | 80
P8AEYDW2 | UIC ENERGY LLC | UIC SURYA | UIC-3P-070-WW | Indoor Luminaires | Linear Ambient | Direct Linear Ambient Luminaires | Standard | TRUE | 5633.67 | 82.47 | 68.93 | 14.2 | 0.911 | 3114 | 83.1 | 5 | 50000 | 10/29/2014 | Not Yet Verified | Not Yet Verified | Not Yet Verified |  | 2.1 | 5600 |  | 70 |  | 0.9 | 3000 | 80
PTJVSM95 | UIC ENERGY LLC | UIC SURYA | UIC-3P-080-WW | Indoor Luminaires | Linear Ambient | Direct Linear Ambient Luminaires | Standard | TRUE | 6668.77 | 86.87 | 76.89 | 11.9 | 0.927 | 3039 | 83.8 | 5 | 50000 | 10/29/2014 | Not Yet Verified | Not Yet Verified | Not Yet Verified |  | 2.1 | 6600 |  | 80 |  | 0.9 | 3000 | 80
PZNY76JZ | Universal Lighting Technologies | Everline | STRP448-28W830-U | Indoor Luminaires | Linear Ambient | Direct Linear Ambient Luminaires | Standard | TRUE | 3332 | 124.8 | 26.7 | 6.5 | 0.95 | 3100 | 84 | 5 | 50000 | 10/4/2016 | Dimmable | Continuous (Can dim down to ≤ 10% (W)) | Not Yet Verified |  | 3.1 | 3332 | 125 | 27 | 5.65 | 0.996 | 3000 | 84
PM69XC2V | Universal Lighting Technologies | Everline | STRP448-32W830-U | Indoor Luminaires | Linear Ambient | Direct Linear Ambient Luminaires | Standard | FALSE | [9 empty] | 10/4/2016 | Dimmable | Continuous (Can dim down to ≤ 10% (W)) | Not Yet Verified |  |  | 4050 | 126 | 32 | 5.65 | 0.996 | 3000 | 84
PPMTH3EG | Universal Lighting Technologies | Everline | STRP448-32W835-U | Indoor Luminaires | Linear Ambient | Direct Linear Ambient Luminaires | Standard | FALSE | [9 empty] | 10/4/2016 | Dimmable | Continuous (Can dim down to ≤ 10% (W)) | Not Yet Verified |  |  | 4050 | 126 | 32 | 5.65 | 0.996 | 3500 | 83
P3F8HY2Z | Universal Lighting Technologies | Everline | STRP448-32W840-U | Indoor Luminaires | Linear Ambient | Direct Linear Ambient Luminaires | Standard | FALSE | [9 empty] | 10/4/2016 | Dimmable | Continuous (Can dim down to ≤ 10% (W)) | Not Yet Verified |  |  | 4050 | 126 | 32 | 5.65 | 0.996 | 4000 | 83
PFMYS9KC | Universal Lighting Technologies | Everline | STRP448-32W850-U | Indoor Luminaires | Linear Ambient | Direct Linear Ambient Luminaires | Standard | FALSE | [9 empty] | 10/4/2016 | Dimmable | Continuous (Can dim down to ≤ 10% (W)) | Not Yet Verified |  |  | 4050 | 126 | 32 | 5.65 | 0.996 | 5000 | 83
PKFSRZBT | Universal Lighting Technologies | Everline | STRP448-48W830-U | Indoor Luminaires | Linear Ambient | Direct Linear Ambient Luminaires | Standard | FALSE | [9 empty] | 10/4/2016 | Dimmable | Continuous (Can dim down to ≤ 10% (W)) | Not Yet Verified |  |  | 5650 | 118 | 48 | 5.65 | 0.996 | 3000 | 84
PKN7PSK1 | Universal Lighting Technologies | Everline | STRP448-48W835-U | Indoor Luminaires | Linear Ambient | Direct Linear Ambient Luminaires | Standard | FALSE | [9 empty] | 10/4/2016 | Dimmable | Continuous (Can dim down to ≤ 10% (W)) | Not Yet Verified |  |  | 5650 | 118 | 48 | 5.65 | 0.996 | 3500 | 83
PPX6TJJ6 | Universal Lighting Technologies | Everline | STRP448-48W840-U | Indoor Luminaires | Linear Ambient | Direct Linear Ambient Luminaires | Standard | FALSE | [9 empty] | 10/4/2016 | Dimmable | Continuous (Can dim down to ≤ 10% (W)) | Not Yet Verified |  |  | 5650 | 118 | 48 | 5.65 | 0.996 | 4000 | 83
PG1ZGS9E | Universal Lighting Technologies | Everline | STRP448-48W850-U | Indoor Luminaires | Linear Ambient | Direct Linear Ambient Luminaires | Standard | FALSE | [9 empty] | 10/4/2016 | Dimmable | Continuous (Can dim down to ≤ 10% (W)) | Not Yet Verified |  |  | 5650 | 118 | 48 | 5.65 | 0.996 | 5000 | 83
PUKEDRSC | Universal Lighting Technologies | Everline | STRP448-57W830-U | Indoor Luminaires | Linear Ambient | Direct Linear Ambient Luminaires | Standard | FALSE | [9 empty] | 10/4/2016 | Dimmable | Continuous (Can dim down to ≤ 10% (W)) | Not Yet Verified |  |  | 6400 | 112 | 57 | 5.65 | 0.996 | 3000 | 84
PFB2DDYT | Universal Lighting Technologies | Everline | STRP448-57W835-U | Indoor Luminaires | Linear Ambient | Direct Linear Ambient Luminaires | Standard | FALSE | [9 empty] | 10/4/2016 | Dimmable | Continuous (Can dim down to ≤ 10% (W)) | Not Yet Verified |  |  | 6400 | 112 | 57 | 5.65 | 0.996 | 3500 | 83
P4A5GS93 | Universal Lighting Technologies | Everline | STRP448-57W840-U | Indoor Luminaires | Linear Ambient | Direct Linear Ambient Luminaires | Standard | FALSE | [9 empty] | 10/4/2016 | Dimmable | Continuous (Can dim down to ≤ 10% (W)) | Not Yet Verified |  |  | 6400 | 112 | 57 | 5.65 | 0.996 | 4000 | 83
PY39ZBGD | Universal Lighting Technologies | Everline | STRP448-57W850-U | Indoor Luminaires | Linear Ambient | Direct Linear Ambient Luminaires | Standard | FALSE | [9 empty] | 10/4/2016 | Dimmable | Continuous (Can dim down to ≤ 10% (W)) | Not Yet Verified | Label states: "Model: C, Wattage: 57W, CCT: 5000K, Voltage 120V 50/60Hz, LED PRODUCT" and ETL certification information |  | 6400 | 112 | 57 | 5.65 | 0.996 | 5000 | 83
PQ3HGBN2 | Universal Lighting Technologies | Everline | STRP448-61W830-U | Indoor Luminaires | Linear Ambient | Direct Linear Ambient Luminaires | Standard | FALSE | [9 empty] | 10/4/2016 | Dimmable | Continuous (Can dim down to ≤ 10% (W)) | Not Yet Verified |  |  | 7000 | 115 | 61 | 5.65 | 0.996 | 3000 | 83
P49AGRE9 | Unlimited Lighting, Inc | ATTAIN LED | AT-11-05-30K [Qualified at 120V Only] | Indoor Luminaires | Linear Ambient | Direct Linear Ambient Luminaires | Standard | TRUE | 516.677 | 103.75 | 4.98 | 19.45 | 0.979 | 2922 | 83.1 | 5 | 50000 | 3/1/2016 | Not Dimmable | Not Dimmable | No |  | 3.1 | 500 | 100 | 5 | 20 | 0.9 | 3000 | 80
PDAP7PMW | Unlimited Lighting, Inc | ATTAIN LED | AT-11-05-35K [Qualified at 120V Only] | Indoor Luminaires | Linear Ambient | Direct Linear Ambient Luminaires | Standard | FALSE | [9 empty] | 3/1/2016 | Not Dimmable | Not Dimmable | No |  |  | 500 | 100 | 5 | 20 | 0.9 | 3500 | 80
P4UFP2W2 | Unlimited Lighting, Inc | ATTAIN LED | AT-11-05-40K [Qualified at 120V Only] | Indoor Luminaires | Linear Ambient | Direct Linear Ambient Luminaires | Standard | FALSE | [9 empty] | 3/1/2016 | Not Dimmable | Not Dimmable | No |  |  | 500 | 100 | 5 | 20 | 0.9 | 4000 | 80
PBUK9AZT | Unlimited Lighting, Inc | ATTAIN LED | AT-11-05-45K [Qualified at 120V Only] | Indoor Luminaires | Linear Ambient | Direct Linear Ambient Luminaires | Standard | FALSE | [9 empty] | 3/1/2016 | Not Dimmable | Not Dimmable | No |  |  | 500 | 100 | 5 | 20 | 0.9 | 4500 | 80
PJKKB12Y | Unlimited Lighting, Inc | ATTAIN LED | AT-11-05-50K [Qualified at 120V Only] | Indoor Luminaires | Linear Ambient | Direct Linear Ambient Luminaires | Standard | FALSE | [9 empty] | 3/1/2016 | Not Dimmable | Not Dimmable | No |  |  | 500 | 100 | 5 | 20 | 0.9 | 5000 | 80
PKPU8MBC | Unlimited Lighting, Inc | ATTAIN LED | AT-21-09-30K [Qualified at 120V Only] | Indoor Luminaires | Linear Ambient | Direct Linear Ambient Luminaires | Standard | TRUE | 927.297 | 103.609 | 8.95 | 18.16 | 0.98 | 2947 | 83.3 | 5 | 50000 | 3/1/2016 | Not Dimmable | Not Dimmable | No |  | 3.1 | 900 | 100 | 9 | 20 | 0.9 | 3000 | 80
P221WVZQ | Unlimited Lighting, Inc | ATTAIN LED | AT-21-09-35K [Qualified at 120V Only] | Indoor Luminaires | Linear Ambient | Direct Linear Ambient Luminaires | Standard | FALSE | [9 empty] | 3/1/2016 | Not Dimmable | Not Dimmable | No |  |  | 900 | 100 | 9 | 20 | 0.9 | 3500 | 80
P6QWJF52 | Unlimited Lighting, Inc | ATTAIN LED | AT-21-09-40K [Qualified at 120V Only] | Indoor Luminaires | Linear Ambient | Direct Linear Ambient Luminaires | Standard | FALSE | [9 empty] | 3/1/2016 | Not Dimmable | Not Dimmable | No |  |  | 900 | 100 | 9 | 20 | 0.9 | 4000 | 80
PQZHQQR5 | Unlimited Lighting, Inc | ATTAIN LED | AT-21-09-45K [Qualified at 120V Only] | Indoor Luminaires | Linear Ambient | Direct Linear Ambient Luminaires | Standard | FALSE | [9 empty] | 3/1/2016 | Not Dimmable | Not Dimmable | No |  |  | 900 | 100 | 9 | 20 | 0.9 | 4500 | 80
P1D5XV7T | Unlimited Lighting, Inc | ATTAIN LED | AT-21-09-50K [Qualified at 120V Only] | Indoor Luminaires | Linear Ambient | Direct Linear Ambient Luminaires | Standard | FALSE | [9 empty] | 3/1/2016 | Not Dimmable | Not Dimmable | No |  |  | 900 | 100 | 9 | 20 | 0.9 | 5000 | 80
PFWRQUYJ | Unlimited Lighting, Inc | ATTAIN LED | AT-33-12-30K [Qualified at 120V Only] | Indoor Luminaires | Linear Ambient | Direct Linear Ambient Luminaires | Standard | TRUE | 1222.34 | 106.29 | 11.5 | 19.79 | 0.977 | 3021 | 84.2 | 5 | 50000 | 3/1/2016 | Not Dimmable | Not Dimmable | No |  | 3.1 | 1200 | 100 | 12 | 20 | 0.9 | 3000 | 80
P3UPRACN | Unlimited Lighting, Inc | ATTAIN LED | AT-33-12-35K [Qualified at 120V Only] | Indoor Luminaires | Linear Ambient | Direct Linear Ambient Luminaires | Standard | FALSE | [9 empty] | 3/1/2016 | Not Dimmable | Not Dimmable | No |  |  | 1200 | 100 | 12 | 20 | 0.9 | 3500 | 80
P5Y3U775 | Unlimited Lighting, Inc | ATTAIN LED | AT-33-12-40K [Qualified at 120V Only] | Indoor Luminaires | Linear Ambient | Direct Linear Ambient Luminaires | Standard | FALSE | [9 empty] | 3/1/2016 | Not Dimmable | Not Dimmable | No |  |  | 1200 | 100 | 12 | 20 | 0.9 | 4000 | 80
PYMT7VHB | Unlimited Lighting, Inc | ATTAIN LED | AT-33-12-45K [Qualified at 120V Only] | Indoor Luminaires | Linear Ambient | Direct Linear Ambient Luminaires | Standard | FALSE | [9 empty] | 3/1/2016 | Not Dimmable | Not Dimmable | No |  |  | 1200 | 100 | 12 | 20 | 0.9 | 4500 | 80
PX589361 | Unlimited Lighting, Inc | ATTAIN LED | AT-33-12-50K [Qualified at 120V Only] | Indoor Luminaires | Linear Ambient | Direct Linear Ambient Luminaires | Standard | FALSE | [9 empty] | 3/1/2016 | Not Dimmable | Not Dimmable | No |  |  | 1200 | 100 | 12 | 20 | 0.9 | 5000 | 80
P3F4XFSX | Unlimited Lighting, Inc | ATTAIN LED | AT-44-15-30K [Qualified at 120V Only] | Indoor Luminaires | Linear Ambient | Direct Linear Ambient Luminaires | Standard | TRUE | 1613.309 | 105.1 | 15.35 | 17.63 | 0.981 | 3013 | 84.1 | 5 | 50000 | 3/1/2016 | Not Dimmable | Not Dimmable | No |  | 3.1 | 1500 | 100 | 15 | 20 | 0.9 | 3000 | 80
PE49QPS5 | Unlimited Lighting, Inc | ATTAIN LED | AT-44-15-35K [Qualified at 120V Only] | Indoor Luminaires | Linear Ambient | Direct Linear Ambient Luminaires | Standard | FALSE | [9 empty] | 3/1/2016 | Not Dimmable | Not Dimmable | No |  |  | 1500 | 100 | 15 | 20 | 0.9 | 3500 | 80
PQCCXAYS | Unlimited Lighting, Inc | ATTAIN LED | AT-44-15-40K [Qualified at 120V Only] | Indoor Luminaires | Linear Ambient | Direct Linear Ambient Luminaires | Standard | FALSE | [9 empty] | 3/1/2016 | Not Dimmable | Not Dimmable | No |  |  | 1500 | 100 | 15 | 20 | 0.9 | 4000 | 80
PK7T8RHE | Unlimited Lighting, Inc | ATTAIN LED | AT-44-15-45K [Qualified at 120V Only] | Indoor Luminaires | Linear Ambient | Direct Linear Ambient Luminaires | Standard | FALSE | [9 empty] | 3/1/2016 | Not Dimmable | Not Dimmable | No |  |  | 1500 | 100 | 15 | 20 | 0.9 | 4500 | 80
PZRRGGXB | Unlimited Lighting, Inc | ATTAIN LED | AT-44-15-50K [Qualified at 120V Only] | Indoor Luminaires | Linear Ambient | Direct Linear Ambient Luminaires | Standard | FALSE | [9 empty] | 3/1/2016 | Not Dimmable | Not Dimmable | No |  |  | 1500 | 100 | 15 | 20 | 0.9 | 5000 | 80
PT872QGT | Unlimited Lighting, Inc | ATTAIN LED | AT-56-18-30K [Qualified at 120V Only] | Indoor Luminaires | Linear Ambient | Direct Linear Ambient Luminaires | Standard | TRUE | 1921.7 | 105 | 18.3 | 18.61 | 0.9479 | 3020 | 83.8 | 5 | 50000 | 3/1/2016 | Not Dimmable | Not Dimmable | No |  | 3.1 | 1800 | 100 | 18 | 20 | 0.9 | 3000 | 80
PSUTG2FH | Unlimited Lighting, Inc | ATTAIN LED | AT-56-18-35K [Qualified at 120V Only] | Indoor Luminaires | Linear Ambient | Direct Linear Ambient Luminaires | Standard | FALSE | [9 empty] | 3/1/2016 | Not Dimmable | Not Dimmable | No |  |  | 1800 | 100 | 18 | 20 | 0.9 | 3500 | 80
P25N2HHS | Unlimited Lighting, Inc | ATTAIN LED | AT-56-18-40K [Qualified at 120V Only] | Indoor Luminaires | Linear Ambient | Direct Linear Ambient Luminaires | Standard | FALSE | [9 empty] | 3/1/2016 | Not Dimmable | Not Dimmable | No |  |  | 1800 | 100 | 18 | 20 | 0.9 | 4000 | 80
PHMY1JTR | Unlimited Lighting, Inc | ATTAIN LED | AT-56-18-45K [Qualified at 120V Only] | Indoor Luminaires | Linear Ambient | Direct Linear Ambient Luminaires | Standard | FALSE | [9 empty] | 3/1/2016 | Not Dimmable | Not Dimmable | No |  |  | 1800 | 100 | 18 | 20 | 0.9 | 4500 | 80
PPTGF437 | Unlimited Lighting, Inc | ATTAIN LED | AT-56-18-50K [Qualified at 120V Only] | Indoor Luminaires | Linear Ambient | Direct Linear Ambient Luminaires | Standard | FALSE | [9 empty] | 3/1/2016 | Not Dimmable | Not Dimmable | No |  |  | 1800 | 100 | 18 | 20 | 0.9 | 5000 | 80
PR2CKSPZ | Unlimited Lighting, Inc | ATTAIN LED | AT-PD-W-30-30 | Indoor Luminaires | Linear Ambient | Direct Linear Ambient Luminaires | Standard | TRUE | 3024.53 | 106.24 | 28.47 | 17.7 | 0.876 | 2924 | 82.7 | 5 | 50000 | 9/7/2016 | Dimmable | Continuous (Can dim down to ≤ 10% (W)) | Not Yet Verified |  | 2.1 | 3024.53 | 106.24 | 28.47 | 11.4 | 0.988 | 2924 | 83
PZAU38XJ | Unlimited Lighting, Inc | ATTAIN LED | AT-PD-W-30-35 | Indoor Luminaires | Linear Ambient | Direct Linear Ambient Luminaires | Standard | FALSE | [9 empty] | 9/7/2016 | Dimmable | Continuous (Can dim down to ≤ 10% (W)) | Not Yet Verified |  |  | 3300 | 110 | 30 | 11.4 | 0.988 | 3500 | 83
P82XK666 | Unlimited Lighting, Inc | ATTAIN LED | AT-PD-W-30-37 | Indoor Luminaires | Linear Ambient | Direct Linear Ambient Luminaires | Standard | FALSE | [9 empty] | 9/7/2016 | Dimmable | Continuous (Can dim down to ≤ 10% (W)) | Not Yet Verified |  |  | 3300 | 110 | 30 | 11.4 | 0.988 | 3700 | 83
P86Z967W | Unlimited Lighting, Inc | ATTAIN LED | AT-PD-W-30-40 | Indoor Luminaires | Linear Ambient | Direct Linear Ambient Luminaires | Standard | FALSE | [9 empty] | 9/7/2016 | Dimmable | Continuous (Can dim down to ≤ 10% (W)) | Not Yet Verified |  |  | 3300 | 110 | 30 | 11.4 | 0.988 | 4000 | 83
PEWD9ZFR | Unlimited Lighting, Inc | ATTAIN LED | AT-PD-W-30-45 | Indoor Luminaires | Linear Ambient | Direct Linear Ambient Luminaires | Standard | FALSE | [9 empty] | 9/7/2016 | Dimmable | Continuous (Can dim down to ≤ 10% (W)) | Not Yet Verified |  |  | 3300 | 110 | 30 | 11.4 | 0.988 | 4500 | 83
PDRHE1F2 | Unlimited Lighting, Inc | ATTAIN LED | AT-PD-W-30-50 | Indoor Luminaires | Linear Ambient | Direct Linear Ambient Luminaires | Standard | FALSE | [9 empty] | 9/7/2016 | Dimmable | Continuous (Can dim down to ≤ 10% (W)) | Not Yet Verified |  |  | 3300 | 110 | 30 | 11.4 | 0.988 | 5000 | 83
PH9FXKJR | Unlimited Lighting, Inc | ATTAIN LED | AT-PD-W-36-30 | Indoor Luminaires | Linear Ambient | Direct Linear Ambient Luminaires | Standard | TRUE | 3607.93 | 104.52 | 34.52 | 11.6 | 0.876 | 2961 | 83 | 5 | 50000 | 9/7/2016 | Dimmable | Continuous (Can dim down to ≤ 10% (W)) | Not Yet Verified |  | 2.1 | 3607.93 | 104.52 | 34.52 | 11.3 | 0.988 | 2961 | 83
PJ95FXTS | Unlimited Lighting, Inc | ATTAIN LED | AT-PD-W-36-35 | Indoor Luminaires | Linear Ambient | Direct Linear Ambient Luminaires | Standard | FALSE | [9 empty] | 9/7/2016 | Dimmable | Continuous (Can dim down to ≤ 10% (W)) | Not Yet Verified |  |  | 3960 | 110 | 36 | 11.3 | 0.988 | 3500 | 83
P6PKVSDU | Unlimited Lighting, Inc | ATTAIN LED | AT-PD-W-36-37 | Indoor Luminaires | Linear Ambient | Direct Linear Ambient Luminaires | Standard | FALSE | [9 empty] | 9/7/2016 | Dimmable | Continuous (Can dim down to ≤ 10% (W)) | Not Yet Verified |  |  | 3960 | 110 | 36 | 11.3 | 0.988 | 3700 | 83
PPR3HS44 | Unlimited Lighting, Inc | ATTAIN LED | AT-PD-W-36-40 | Indoor Luminaires | Linear Ambient | Direct Linear Ambient Luminaires | Standard | FALSE | [9 empty] | 9/7/2016 | Dimmable | Continuous (Can dim down to ≤ 10% (W)) | Not Yet Verified |  |  | 3960 | 110 | 36 | 11.3 | 0.988 | 4000 | 83
PKPEE1EZ | Unlimited Lighting, Inc | ATTAIN LED | AT-PD-W-36-45 | Indoor Luminaires | Linear Ambient | Direct Linear Ambient Luminaires | Standard | FALSE | [9 empty] | 9/7/2016 | Dimmable | Continuous (Can dim down to ≤ 10% (W)) | Not Yet Verified |  |  | 3960 | 110 | 36 | 11.3 | 0.988 | 4500 | 83
P6TNWXF5 | Unlimited Lighting, Inc | ATTAIN LED | AT-PD-W-36-50 | Indoor Luminaires | Linear Ambient | Direct Linear Ambient Luminaires | Standard | FALSE | [9 empty] | 9/7/2016 | Dimmable | Continuous (Can dim down to ≤ 10% (W)) | Not Yet Verified |  |  | 3960 | 110 | 36 | 11.3 | 0.988 | 5000 | 83
PXH3CX8H | Unlimited Lighting, Inc | ATTAIN LED | AT-PD-W-45-30 | Indoor Luminaires | Linear Ambient | Direct Linear Ambient Luminaires | Standard | TRUE | 4553.53 | 105.14 | 43.31 | 6.1 | 0.934 | 2920 | 82.7 | 5 | 50000 | 9/7/2016 | Dimmable | Continuous (Can dim down to ≤ 10% (W)) | Not Yet Verified |  | 2.1 | 4553.53 | 105.14 | 43.31 | 9.8 | 0.99 | 2920 | 83
PC8VJCG5 | Unlimited Lighting, Inc | ATTAIN LED | AT-PD-W-45-35 | Indoor Luminaires | Linear Ambient | Direct Linear Ambient Luminaires | Standard | FALSE | [9 empty] | 9/7/2016 | Dimmable | Continuous (Can dim down to ≤ 10% (W)) | Not Yet Verified |  |  | 4950 | 110 | 45 | 9.8 | 0.99 | 3500 | 83
PUPP3RW9 | Unlimited Lighting, Inc | ATTAIN LED | AT-PD-W-45-37 | Indoor Luminaires | Linear Ambient | Direct Linear Ambient Luminaires | Standard | FALSE | [9 empty] | 9/7/2016 | Dimmable | Continuous (Can dim down to ≤ 10% (W)) | Not Yet Verified |  |  | 4950 | 110 | 45 | 9.8 | 0.99 | 3700 | 83
PW1A7P39 | Unlimited Lighting, Inc | ATTAIN LED | AT-PD-W-45-40 | Indoor Luminaires | Linear Ambient | Direct Linear Ambient Luminaires | Standard | FALSE | [9 empty] | 9/7/2016 | Dimmable | Continuous (Can dim down to ≤ 10% (W)) | Not Yet Verified |  |  | 4950 | 110 | 45 | 9.8 | 0.99 | 4000 | 83
P58947Y2 | Unlimited Lighting, Inc | ATTAIN LED | AT-PD-W-45-45 | Indoor Luminaires | Linear Ambient | Direct Linear Ambient Luminaires | Standard | FALSE | [9 empty] | 9/7/2016 | Dimmable | Continuous (Can dim down to ≤ 10% (W)) | Not Yet Verified |  |  | 4950 | 110 | 45 | 9.8 | 0.99 | 4500 | 83
PG9F56WH | Unlimited Lighting, Inc | ATTAIN LED | AT-PD-W-45-50 | Indoor Luminaires | Linear Ambient | Direct Linear Ambient Luminaires | Standard | FALSE | [9 empty] | 9/7/2016 | Dimmable | Continuous (Can dim down to ≤ 10% (W)) | Not Yet Verified |  |  | 4950 | 110 | 45 | 9.8 | 0.99 | 5000 | 83
PT3FHFHG | Unlimited Lighting, Inc | ATTAIN LED | AT-PD-W-54-37 | Indoor Luminaires | Linear Ambient | Direct Linear Ambient Luminaires | Standard | FALSE | [9 empty] | 9/7/2016 | Dimmable | Continuous (Can dim down to ≤ 10% (W)) | Not Yet Verified |  |  | 5940 | 110 | 54 | 10.1 | 0.99 | 3700 | 83
PA2J41Y6 | US Energy Sciences, INC | US ENERGY SCIENCES | SWM-02X04-WAN | Indoor Luminaires | Linear Ambient | Direct Linear Ambient Luminaires | Standard | TRUE | 4285 | 105.3 | 40.7 | 14.6 | 0.954 | 4023 | 83 | 5 | 90000 | 8/26/2015 | Dimmable | Continuous (Can dim down to ≤ 10% (W)) | No |  | 3 | 4285 | 105.3 | 40.7 | 14.6 | 0.996 | 4023 | 83
PX1BVH87 | US Energy Sciences, INC | US ENERGY SCIENCES | SWM-04X08-WAN | Indoor Luminaires | Linear Ambient | Direct Linear Ambient Luminaires | Standard | FALSE | [9 empty] | 8/26/2015 | Dimmable | Continuous (Can dim down to ≤ 10% (W)) | No |  |  | 8570 | 105.3 | 81.4 | 14.6 | 0.996 | 4023 | 83
PTP8QY9V | US Energy Sciences, INC | US Energy Sciences, INC | FSN-02X04-WAN-840 | Indoor Luminaires | Linear Ambient | Direct Linear Ambient Luminaires | Standard | TRUE | 4487 | 108.6 | 41.3 | 13.4 | 0.938 | 3995 | 84 | 5 | 60000 | 10/14/2014 | Dimmable | Continuous (Can dim down to ≤ 10% (W)) | Not Yet Verified |  | 2.1 | [5 empty] | 4000
PM7AP744 | US Energy Sciences, INC | US Energy Sciences, INC | VCT-02X04-WAN-840 | Indoor Luminaires | Linear Ambient | Direct Linear Ambient Luminaires | Standard | TRUE | 4125 | 100.9 | 40.9 | 11.3 | 0.948 | 4058 | 84 | 5 | 60000 | 10/14/2014 | Dimmable | Continuous (Can dim down to ≤ 10% (W)) | Not Yet Verified |  | 2.1 | [5 empty] | 4000
P7AEFC6D | US Global Glow | US Global Glow | USGG-LABY-150W | Indoor Luminaires | Linear Ambient | Direct Linear Ambient Luminaires | Standard | TRUE | 15246 | 102.66 | 148.55 | 14.29 | 0.9086 | 4190 | 86.9 | 5 | 50000 | 8/14/2015 | Not Dimmable | Not Dimmable | Not Yet Verified | 277V Only Qualified | 2.1 | 13500 | 90 | 150 | 20 | 0.9 | 4000 | 80
P00001BLE | US Global Glow | US Global Glow | USGG-48-PGF-5K | Indoor Luminaires | Linear Ambient | Direct Linear Ambient Luminaires | Standard | TRUE | 4011 | 99.4 | 40.35 | 9.91 | 0.877 | 5279 | 82.6 | 5 | 50000 | 4/14/2014 | Not Yet Verified | Not Yet Verified | Not Yet Verified |  | 2.1
P00001BLF | US Global Glow | US Global Glow | USGG-48-PGF-4K | Indoor Luminaires | Linear Ambient | Direct Linear Ambient Luminaires | Standard | FALSE | [9 empty] | 4/14/2014 | Not Yet Verified | Not Yet Verified | Not Yet Verified |  |  | 3800 | 95 | 40 |  |  | 4000 | 80
PSX8UUG6 | US Green Lighting, Inc. | US Green Lighting, Inc. | L/VP4FT/60/DU/845/W001 | Indoor Luminaires | Linear Ambient | Direct Linear Ambient Luminaires | Standard | TRUE | 5907.64 | 95.48 | 63.4 | 15.7 | 0.93 | 4398 | 86 | 5 | 50000 | 6/27/2016 | Dimmable | Continuous (Cannot dim down to ≤ 10% (W) | Not Yet Verified |  | 2.1 | 5907 | 95.48 | 63.4 |  |  | 4500 | 86
PDYSHDYZ | US Green Lighting, Inc. | US GREEN Lighting | L/SL4FT/40/XU/840/F001 | Indoor Luminaires | Linear Ambient | Direct Linear Ambient Luminaires | Standard | TRUE | 4293.25 | 107.06 | 40.1 | 14.5 | 0.898 | 3987 | 83.3 | 5 | 50000 | 4/21/2016 | Not Dimmable | Not Dimmable | No |  | 3.1 | 4200 | 105 | 40 | 25 | 0.9 | 4000 | 80
PEAWC5ZB | US Green Lighting, Inc. | US GREEN Lighting | L/SL4FT/40/XU/845/F001 | Indoor Luminaires | Linear Ambient | Direct Linear Ambient Luminaires | Standard | FALSE | [9 empty] | 4/21/2016 | Not Dimmable | Not Dimmable | No |  |  | 4200 | 105 | 40 | 25 | 0.9 | 4500 | 80
PXM8QU3G | US Green Lighting, Inc. | US GREEN Lighting | L/SL4FT/40/XU/850/F001 | Indoor Luminaires | Linear Ambient | Direct Linear Ambient Luminaires | Standard | FALSE | [9 empty] | 4/21/2016 | Not Dimmable | Not Dimmable | No |  |  | 4200 | 105 | 40 | 25 | 0.9 | 5000 | 80
PPY571MV | US Green Lighting, Inc. | US GREEN LIGHTING | L/LIN4FT/26/DU/840/K101 | Indoor Luminaires | Linear Ambient | Direct Linear Ambient Luminaires | Standard | TRUE | 3243.31 | 121.61 | 26.64 | 16.08 | 0.938 | 3990 | 85.1 | 5 | 50000 | 3/24/2016 | Dimmable | Continuous (Can dim down to ≤ 10% (W)) | Yes |  | 3.1 | 3243.31 | 121.61 | 26.7 | 6.8 | 0.99 | 4000 | 80
PWVBMXF6 | US Green Lighting, Inc. | US GREEN LIGHTING | L/LIN4FT/26/DU/850/K101 | Indoor Luminaires | Linear Ambient | Direct Linear Ambient Luminaires | Standard | FALSE | [9 empty] | 3/24/2016 | Dimmable | Continuous (Can dim down to ≤ 10% (W)) | Yes |  |  | 3344.54 | 128.64 | 26 | 6.8 | 0.99 | 5000 | 80
PJ1WAUVN | US Green Lighting, Inc. | US GREEN Lighting | L/VP4FT/40/XU/840/F001 | Indoor Luminaires | Linear Ambient | Direct Linear Ambient Luminaires | Standard | TRUE | 3893.71 | 97.25 | 40.04 | 12.66 | 0.907 | 3910 | 84.9 | 5 | 50000 | 8/25/2015 | Not Dimmable | Not Dimmable | No |  | 3 | 3850 | 96.25 | 40 | 8.87 | 0.992 | 4000 | 85
PBHE5FGF | US Green Lighting, Inc. | US GREEN Lighting | L/VP4FT/40/XU/850/F001 | Indoor Luminaires | Linear Ambient | Direct Linear Ambient Luminaires | Standard | FALSE | [9 empty] | 8/25/2015 | Not Dimmable | Not Dimmable | No |  |  | 3900 | 97.5 | 40 | 8.87 | 0.992 | 5000 | 85
PWFWT13K | US Green Lighting, Inc. | US GREEN Lighting | L/WA4FT/40/XU/840/F001 | Indoor Luminaires | Linear Ambient | Direct Linear Ambient Luminaires | Standard | TRUE | 3907.12 | 95.88 | 40.75 | 14.15 | 0.9 | 3914 | 84.2 | 5 | 50000 | 8/25/2015 | Not Dimmable | Not Dimmable | No |  | 3 | 3900 | 97.5 | 40 | 6.12 | 0.995 | 4000 | 84
PQCASXU8 | US Green Lighting, Inc. | US GREEN Lighting | L/WA4FT/40/XU/850/F001 | Indoor Luminaires | Linear Ambient | Direct Linear Ambient Luminaires | Standard | FALSE | [9 empty] | 8/25/2015 | Not Dimmable | Not Dimmable | No |  |  | 3950 | 98.75 | 40 | 6.12 | 0.995 | 5000 | 84
P00001BTZ | US LED | DH1 | DH1-2-1-35-X-X-PUJ-UNV2-1050-X | Indoor Luminaires | Linear Ambient | Direct Linear Ambient Luminaires | Standard | TRUE | 4398 | 97.3 | 45.18 | 5.06 | 0.978 | 3370 | 82 | 5 | 50000 | 6/10/2014 | Not Yet Verified | Not Yet Verified | Not Yet Verified |  | 2.1 | 4400 | 97 | 45 |  |  | 3500 | 80
P00001BU0 | US LED | DH1 | DH1-2-1-40-X-X-PUJ-UNV2-1050-X | Indoor Luminaires | Linear Ambient | Direct Linear Ambient Luminaires | Standard | FALSE | [9 empty] | 6/10/2014 | Not Yet Verified | Not Yet Verified | Not Yet Verified |  |  | 4545 | 100 | 45 |  |  | 4000 | 80
P00001BU1 | US LED | DH1 | DH1-2-1-50-X-X-PUJ-UNV2-1050-X | Indoor Luminaires | Linear Ambient | Direct Linear Ambient Luminaires | Standard | FALSE | [9 empty] | 6/10/2014 | Not Yet Verified | Not Yet Verified | Not Yet Verified |  |  | 4665 | 103 | 45 |  |  | 5000 | 80
PK5X4UX2 | Utopia Lighting | Utopia | LDW-50LED/30K-UNV | Indoor Luminaires | Linear Ambient | Direct Linear Ambient Luminaires | Standard | TRUE | 4603.67 | 89.57 | 51.4 | 20.7 | 0.958 | 3069 | 81 | 5 | 50000 | 6/4/2015 | Not Dimmable | Not Dimmable | Not Yet Verified |  | 2.1 | 4603.67 | 89.57 | 51.4 | 14.6 | 0.996 | 3000 | 81
PDB6PFHK | Utopia Lighting | Utopia | LDW-50LED/35K-UNV | Indoor Luminaires | Linear Ambient | Direct Linear Ambient Luminaires | Standard | FALSE | [9 empty] | 6/4/2015 | Not Dimmable | Not Dimmable | Not Yet Verified |  |  | 4600 | 88.46 | 52 | 14.6 | 0.996 | 3500 | 81
PPKTE8H6 | Utopia Lighting | Utopia | LDW-50LED/40K-UNV | Indoor Luminaires | Linear Ambient | Direct Linear Ambient Luminaires | Standard | FALSE | [9 empty] | 6/4/2015 | Not Dimmable | Not Dimmable | Not Yet Verified |  |  | 4600 | 88.46 | 52 | 14.6 | 0.996 | 4000 | 81
P18YYCDU | Utopia Lighting | Utopia | LDW-50LED/45K-UNV | Indoor Luminaires | Linear Ambient | Direct Linear Ambient Luminaires | Standard | FALSE | [9 empty] | 6/4/2015 | Not Dimmable | Not Dimmable | Not Yet Verified |  |  | 4600 | 88.46 | 52 | 14.6 | 0.996 | 4500 | 81
P2VB7X35 | Utopia Lighting | Utopia | LDW-50LED/50K-UNV | Indoor Luminaires | Linear Ambient | Direct Linear Ambient Luminaires | Standard | FALSE | [9 empty] | 6/4/2015 | Not Dimmable | Not Dimmable | Not Yet Verified |  |  | 4600 | 88.46 | 52 | 14.6 | 0.996 | 5000 | 81
PR531T8V | Venture Lighting International | Venture Lighting International | SM1-40WFA-00 | Indoor Luminaires | Linear Ambient | Direct Linear Ambient Luminaires | Standard | TRUE | 4512.1 | 115.07 | 39.21 | 5.61 | 0.9057 | 3107 | 81.8 | 5 | 50000 | 10/18/2016 | Dimmable | Continuous (Can dim down to ≤ 10% (W)) | No |  | 3.1 | 4512.1 | 115.07 | 40 | 20 | 0.993 | 3000 | 81.8
PPCRS6Y9 | Venture Lighting International | Venture Lighting International | SM1-40BFA-00 | Indoor Luminaires | Linear Ambient | Direct Linear Ambient Luminaires | Standard | FALSE | [9 empty] | 10/18/2016 | Dimmable | Continuous (Can dim down to ≤ 10% (W)) | No |  |  | 4540 | 115.5 | 40 | 20 | 0.991 | 3500 | 83
PQV4GT1U | Venture Lighting International | Venture Lighting International | SM1-40NFA-00 | Indoor Luminaires | Linear Ambient | Direct Linear Ambient Luminaires | Standard | FALSE | [9 empty] | 10/18/2016 | Dimmable | Continuous (Can dim down to ≤ 10% (W)) | No |  |  | 4548.1 | 115.7 | 40 | 20 | 0.991 | 4000 | 83.4
PEF7RXTP | Venture Lighting International | Venture Lighting International | SM1-40CFA-00 | Indoor Luminaires | Linear Ambient | Direct Linear Ambient Luminaires | Standard | FALSE | [9 empty] | 10/18/2016 | Dimmable | Continuous (Can dim down to ≤ 10% (W)) | No |  |  | 4564.3 | 116.2 | 40 | 20 | 0.991 | 5000 | 82.6
P8QUHY3JP | Visioneering Corp | Visioneering | LEL48-LED835K041LUNV-[All Finishes, Packaging, and Wiring Options] | Indoor Luminaires | Linear Ambient | Direct Linear Ambient Luminaires | Standard | TRUE | 3765 | 102 | 36.9 | 12.2 | 0.914 | 3509 | 84.03 | 5 | 50000 | 10/17/2014 | Dimmable | Continuous (Can dim down to ≤ 10% (W)) | Not Yet Verified |  | 2.1 | 3765 | 102 | 38 | 12 | 0.941 | 3461 | 83.7
PTKX1XSBN | Visioneering Corp | Visioneering | LEL24-LED835K041LUNV-[All Finishes, Packaging, and Wiring Options] | Indoor Luminaires | Linear Ambient | Direct Linear Ambient Luminaires | Standard | TRUE | 3879 | 94.9 | 40.87 | 12.2 | 0.941 | 3509 | 84.03 | 5 | 50000 | 10/17/2014 | Dimmable | Continuous (Can dim down to ≤ 10% (W)) | Not Yet Verified |  | 2.1 | 3879 | 94.9 | 41 | 12 | 0.941 | 3461 | 83.7
PC4Q3HZDE | Visioneering Corp | Visioneering | LEL24-LED840K041LUNV-[All Finishes, Packaging, and Wiring Options] | Indoor Luminaires | Linear Ambient | Direct Linear Ambient Luminaires | Standard | TRUE | 4143 | 101.3 | 40.91 | 12.2 | 0.941 | 4031 | 83.18 | 5 | 50000 | 10/17/2014 | Dimmable | Continuous (Can dim down to ≤ 10% (W)) | Not Yet Verified |  | 2.1 | 4000 | 98 | 41 | 12 | 0.941 | 4031 | 83.2
PQWDKDKC4 | Visioneering Corp | Visioneering | LEL48-LED840K041LUNV-[All Finishes, Packaging, and Wiring Options] | Indoor Luminaires | Linear Ambient | Direct Linear Ambient Luminaires | Standard | FALSE | [9 empty] | 10/17/2014 | Dimmable | Continuous (Can dim down to ≤ 10% (W)) | Not Yet Verified |  |  | 3875 | 105 | 38 | 12 | 0.941 | 4031 | 83.2
PMJUTV8U1 | Visioneering Corp | Visioneering | LEL48-LED835K053LUNV-[All Finishes, Packaging, and Wiring Options] | Indoor Luminaires | Linear Ambient | Direct Linear Ambient Luminaires | Standard | FALSE | [9 empty] | 10/17/2014 | Dimmable | Continuous (Can dim down to ≤ 10% (W)) | Not Yet Verified |  |  | 5400 | 106 | 51 | 12 | 0.941 | 3461 | 83.7
PNH9YRC5N | Visioneering Corp | Visioneering | LEL48-LED840K053LUNV-[All Finishes, Packaging, and Wiring Options] | Indoor Luminaires | Linear Ambient | Direct Linear Ambient Luminaires | Standard | FALSE | [9 empty] | 10/17/2014 | Dimmable | Continuous (Can dim down to ≤ 10% (W)) | Not Yet Verified |  |  | 5500 | 109 | 51 | 12 | 0.941 | 4031 | 83.2
PHG4QP7T2 | Visioneering Corp | Visioneering | LEL48-LED835K082LUNV-[All Finishes, Packaging, and Wiring Options] | Indoor Luminaires | Linear Ambient | Direct Linear Ambient Luminaires | Standard | FALSE | [9 empty] | 10/17/2014 | Dimmable | Continuous (Can dim down to ≤ 10% (W)) | Not Yet Verified |  |  | 7550 | 102 | 76 | 12 | 0.941 | 3461 | 83.7
PDKZ428JZ | Visioneering Corp | Visioneering | LEL48-LED840K082LUNV-[All Finishes, Packaging, and Wiring Options] | Indoor Luminaires | Linear Ambient | Direct Linear Ambient Luminaires | Standard | FALSE | [9 empty] | 10/17/2014 | Dimmable | Continuous (Can dim down to ≤ 10% (W)) | Not Yet Verified |  |  | 7800 | 105 | 76 | 12 | 0.941 | 4031 | 83.2
PYESBS15 | Visioneering Corp | Visioneering | LEL24-LED850K041LUNV-[All Finishes, Packaging, and Wiring Options] | Indoor Luminaires | Linear Ambient | Direct Linear Ambient Luminaires | Standard | FALSE | [9 empty] | 5/15/2015 | Dimmable | Continuous (Can dim down to ≤ 10% (W)) | Not Yet Verified |  |  | 4130 | 101 | 41 | 12 | 0.941 | 5000 | 84
PFMBZ8DZ | Visioneering Corp | Visioneering | LEL48-LED850K041LUNV-[All Finishes, Packaging, and Wiring Options] | Indoor Luminaires | Linear Ambient | Direct Linear Ambient Luminaires | Standard | FALSE | [9 empty] | 5/15/2015 | Dimmable | Continuous (Can dim down to ≤ 10% (W)) | Not Yet Verified |  |  | 4009 | 106 | 38 | 12 | 0.941 | 5000 | 84
P6BT5A6K | Visioneering Corp | Visioneering | LEL48-LED850K053LUNV-[All Finishes, Packaging, and Wiring Options] | Indoor Luminaires | Linear Ambient | Direct Linear Ambient Luminaires | Standard | FALSE | [9 empty] | 5/15/2015 | Dimmable | Continuous (Can dim down to ≤ 10% (W)) | Not Yet Verified |  |  | 5750 | 113 | 51 | 12 | 0.941 | 5000 | 84
PKS524GH | Visioneering Corp | Visioneering | LEL48-LED850K082LUNV-[All Finishes, Packaging, and Wiring Options] | Indoor Luminaires | Linear Ambient | Direct Linear Ambient Luminaires | Standard | FALSE | [9 empty] | 5/15/2015 | Dimmable | Continuous (Can dim down to ≤ 10% (W)) | Not Yet Verified |  |  | 8039 | 106 | 76 | 12 | 0.941 | 5000 | 84
PZUGJTF9 | Visioneering Corp | Visioneering | LCOM48-LED835K044LXXX-P77 [All Emergency, Finish, Packaging and Wiring Options] | Indoor Luminaires | Linear Ambient | Direct Linear Ambient Luminaires | Standard | TRUE | 3796 | 102.8 | 36.92 | 12.65 | 0.9381 | 3497 | 83.89 | 5 | 50000 | 10/15/2014 | Dimmable | Continuous (Can dim down to ≤ 10% (W)) | Yes | Updated 8/31/2016 | 2.1 | 3896 | 115.9 | 33.6 | 12 | 0.99 | 3500 | 80
PA4YH5XD | Visioneering Corp | Visioneering | LCOM48-LED840K044LXXX-P77 [All Emergency, Finish, Packaging and Wiring Options] | Indoor Luminaires | Linear Ambient | Direct Linear Ambient Luminaires | Standard | TRUE | 4104 | 111.4 | 36.83 | 12.65 | 0.9381 | 4003 | 82.94 | 5 | 50000 | 10/15/2014 | Dimmable | Continuous (Can dim down to ≤ 10% (W)) | Yes | Updated 8/31/2016 | 2.1 | 4016 | 119.5 | 33.6 | 12 | 0.99 | 4000 | 80
PDV6YAZC | Visioneering Corp | Visioneering | LCOM24-LED850K035LXXX-P77 [All Emergency, Finish, Packaging and Wiring Options] | Indoor Luminaires | Linear Ambient | Direct Linear Ambient Luminaires | Standard | TRUE | 3327 | 124.8 | 26.66 | 12.55 | 0.9386 | 5178 | 84.71 | 5 | 50000 | 8/31/2016 | Dimmable | Continuous (Can dim down to ≤ 10% (W)) | Yes |  | 4 | 3245 | 118.4 | 27.4 | 12 | 0.99 | 5000 | 80
PTUU2YTC | Visioneering Corp | Visioneering | LCOM24-LED835K035LXXX-P82 [All Emergency, Finish, Packaging and Wiring Options] | Indoor Luminaires | Linear Ambient | Direct Linear Ambient Luminaires | Standard | TRUE | 2871 | 105.6 | 27.18 | 12.14 | 0.9322 | 3542 | 83.23 | 5 | 50000 | 8/31/2016 | Dimmable | Continuous (Can dim down to ≤ 10% (W)) | Yes |  | 4 | 2878 | 105 | 27.4 | 12 | 0.99 | 3500 | 80
PTNWHB75 | Visioneering Corp | Visioneering | LCOM24-LED835K022LXXX-P82 [All Emergency, Finish, Packaging and Wiring Options] | Indoor Luminaires | Linear Ambient | Direct Linear Ambient Luminaires | Standard | TRUE | 1876 | 108.4 | 17.31 | 12.14 | 0.9322 | 3548 | 83.14 | 5 | 50000 | 8/31/2016 | Dimmable | Continuous (Can dim down to ≤ 10% (W)) | Yes |  | 4 | 1862 | 105.8 | 17.6 | 12 | 0.99 | 3500 | 80
P3TYYZ9D | Visioneering Corp | Visioneering | LCOM24-LED840K022LXXX-P82 [All Emergency, Finish, Packaging and Wiring Options] | Indoor Luminaires | Linear Ambient | Direct Linear Ambient Luminaires | Standard | FALSE | [9 empty] | 8/31/2016 | Dimmable | Continuous (Can dim down to ≤ 10% (W)) | Yes |  |  | 1920 | 109.1 | 17.6 | 12 | 0.99 | 4000 | 80
PRHYW2HW | Visioneering Corp | Visioneering | LCOM24-LED850K022LXXX-P82 [All Emergency, Finish, Packaging and Wiring Options] | Indoor Luminaires | Linear Ambient | Direct Linear Ambient Luminaires | Standard | FALSE | [9 empty] | 8/31/2016 | Dimmable | Continuous (Can dim down to ≤ 10% (W)) | Yes |  |  | 1920 | 109.1 | 17.6 | 12 | 0.99 | 5000 | 80
PHJANP7E | Visioneering Corp | Visioneering | LCOM24-LED835K035LXXX-[All Emergency, Finish, Packaging and Wiring Options] | Indoor Luminaires | Linear Ambient | Direct Linear Ambient Luminaires | Standard | FALSE | [9 empty] | 8/31/2016 | Dimmable | Continuous (Can dim down to ≤ 10% (W)) | Yes |  |  | 3470 | 126.6 | 27.4 | 12 | 0.99 | 3500 | 80
P1ADD8MV | Visioneering Corp | Visioneering | LCOM24-LED840K035LXXX-[All Emergency, Finish, Packaging and Wiring Options] | Indoor Luminaires | Linear Ambient | Direct Linear Ambient Luminaires | Standard | FALSE | [9 empty] | 8/31/2016 | Dimmable | Continuous (Can dim down to ≤ 10% (W)) | Yes |  |  | 3577 | 130.6 | 27.4 | 12 | 0.99 | 4000 | 80
PN2GVA41 | Visioneering Corp | Visioneering | LCOM24-LED850K035LXXX-[All Emergency, Finish, Packaging and Wiring Options] | Indoor Luminaires | Linear Ambient | Direct Linear Ambient Luminaires | Standard | FALSE | [9 empty] | 8/31/2016 | Dimmable | Continuous (Can dim down to ≤ 10% (W)) | Yes |  |  | 3577 | 130.6 | 27.4 | 12 | 0.99 | 5000 | 80
P3MXWJBH | Visioneering Corp | Visioneering | LCOM24-LED835K035LXXX-P77 [All Emergency, Finish, Packaging and Wiring Options] | Indoor Luminaires | Linear Ambient | Direct Linear Ambient Luminaires | Standard | FALSE | [9 empty] | 8/31/2016 | Dimmable | Continuous (Can dim down to ≤ 10% (W)) | Yes |  |  | 3147 | 114.9 | 27.4 | 12 | 0.99 | 3500 | 80
PUFF457J | Visioneering Corp | Visioneering | LCOM24-LED840K035LXXX-P77 [All Emergency, Finish, Packaging and Wiring Options] | Indoor Luminaires | Linear Ambient | Direct Linear Ambient Luminaires | Standard | FALSE | [9 empty] | 8/31/2016 | Dimmable | Continuous (Can dim down to ≤ 10% (W)) | Yes |  |  | 3245 | 118.4 | 27.4 | 12 | 0.99 | 4000 | 80
PGFWDGZ7 | Visioneering Corp | Visioneering | LCOM24-LED835K022LXXX-[All Emergency, Finish, Packaging and Wiring Options] | Indoor Luminaires | Linear Ambient | Direct Linear Ambient Luminaires | Standard | FALSE | [9 empty] | 8/31/2016 | Dimmable | Continuous (Can dim down to ≤ 10% (W)) | Yes |  |  | 2224 | 126.4 | 17.6 | 12 | 0.99 | 3500 | 80
PEUJMYWC | Visioneering Corp | Visioneering | LCOM24-LED840K022LXXX-[All Emergency, Finish, Packaging and Wiring Options] | Indoor Luminaires | Linear Ambient | Direct Linear Ambient Luminaires | Standard | FALSE | [9 empty] | 8/31/2016 | Dimmable | Continuous (Can dim down to ≤ 10% (W)) | Yes |  |  | 2293 | 130.3 | 17.6 | 12 | 0.99 | 4000 | 80
P5S46ZB5 | Visioneering Corp | Visioneering | LCOM24-LED850K022LXXX-[All Emergency, Finish, Packaging and Wiring Options] | Indoor Luminaires | Linear Ambient | Direct Linear Ambient Luminaires | Standard | FALSE | [9 empty] | 8/31/2016 | Dimmable | Continuous (Can dim down to ≤ 10% (W)) | Yes |  |  | 2293 | 130.3 | 17.6 | 12 | 0.99 | 5000 | 80
PC1PQW8Y | Visioneering Corp | Visioneering | LCOM24-LED835K022LXXX-P77 [All Emergency, Finish, Packaging and Wiring Options] | Indoor Luminaires | Linear Ambient | Direct Linear Ambient Luminaires | Standard | FALSE | [9 empty] | 8/31/2016 | Dimmable | Continuous (Can dim down to ≤ 10% (W)) | Yes |  |  | 2032 | 115.4 | 17.6 | 12 | 0.99 | 3500 | 80
PUM9KMHE | Visioneering Corp | Visioneering | LCOM24-LED840K022LXXX-P77 [All Emergency, Finish, Packaging and Wiring Options] | Indoor Luminaires | Linear Ambient | Direct Linear Ambient Luminaires | Standard | FALSE | [9 empty] | 8/31/2016 | Dimmable | Continuous (Can dim down to ≤ 10% (W)) | Yes |  |  | 2095 | 119 | 17.6 | 12 | 0.99 | 4000 | 80
PZ243WCU | Visioneering Corp | Visioneering | LCOM24-LED850K022LXXX-P77 [All Emergency, Finish, Packaging and Wiring Options] | Indoor Luminaires | Linear Ambient | Direct Linear Ambient Luminaires | Standard | FALSE | [9 empty] | 8/31/2016 | Dimmable | Continuous (Can dim down to ≤ 10% (W)) | Yes |  |  | 2095 | 119 | 17.6 | 12 | 0.99 | 5000 | 80
PRRA1Q5R | Visioneering Corp | Visioneering | LCOM24-LED840K035LXXX-P82 [All Emergency, Finish, Packaging and Wiring Options] | Indoor Luminaires | Linear Ambient | Direct Linear Ambient Luminaires | Standard | FALSE | [9 empty] | 8/31/2016 | Dimmable | Continuous (Can dim down to ≤ 10% (W)) | Yes |  |  | 2967 | 108.3 | 27.4 | 12 | 0.99 | 4000 | 80
P7P1D67G | Visioneering Corp | Visioneering | LCOM24-LED850K035LXXX-P82 [All Emergency, Finish, Packaging and Wiring Options] | Indoor Luminaires | Linear Ambient | Direct Linear Ambient Luminaires | Standard | FALSE | [9 empty] | 8/31/2016 | Dimmable | Continuous (Can dim down to ≤ 10% (W)) | Yes |  |  | 2967 | 108.3 | 27.4 | 12 | 0.99 | 5000 | 80
P47JCPMJ | Visioneering Corp | Visioneering | LCOM48-LED835K030LXXX-[All Emergency, Finish, Packaging and Wiring Options] | Indoor Luminaires | Linear Ambient | Direct Linear Ambient Luminaires | Standard | FALSE | [9 empty] | 8/31/2016 | Dimmable | Continuous (Can dim down to ≤ 10% (W)) | Yes |  |  | 3010 | 139.4 | 21.6 | 12 | 0.99 | 3500 | 80
PGM7ADYJ | Visioneering Corp | Visioneering | LCOM48-LED840K030LXXX-[All Emergency, Finish, Packaging and Wiring Options] | Indoor Luminaires | Linear Ambient | Direct Linear Ambient Luminaires | Standard | FALSE | [9 empty] | 8/31/2016 | Dimmable | Continuous (Can dim down to ≤ 10% (W)) | Yes |  |  | 3104 | 143.7 | 21.6 | 12 | 0.99 | 4000 | 80
P3C4WTFC | Visioneering Corp | Visioneering | LCOM48-LED850K030LXXX-[All Emergency, Finish, Packaging and Wiring Options] | Indoor Luminaires | Linear Ambient | Direct Linear Ambient Luminaires | Standard | FALSE | [9 empty] | 8/31/2016 | Dimmable | Continuous (Can dim down to ≤ 10% (W)) | Yes |  |  | 3104 | 143.7 | 21.6 | 12 | 0.99 | 5000 | 80
P1EDRC4F | Visioneering Corp | Visioneering | LCOM48-LED835K030LXXX-P77 [All Emergency, Finish, Packaging and Wiring Options] | Indoor Luminaires | Linear Ambient | Direct Linear Ambient Luminaires | Standard | FALSE | [9 empty] | 8/31/2016 | Dimmable | Continuous (Can dim down to ≤ 10% (W)) | Yes |  |  | 2703 | 125.2 | 21.6 | 12 | 0.99 | 3500 | 80
PFEUE35Z | Visioneering Corp | Visioneering | LCOM48-LED840K030LXXX-P77 [All Emergency, Finish, Packaging and Wiring Options] | Indoor Luminaires | Linear Ambient | Direct Linear Ambient Luminaires | Standard | FALSE | [9 empty] | 8/31/2016 | Dimmable | Continuous (Can dim down to ≤ 10% (W)) | Yes |  |  | 2787 | 129 | 21.6 | 12 | 0.99 | 4000 | 80
PWJYKG4H | Visioneering Corp | Visioneering | LCOM48-LED850K030LXXX-P77 [All Emergency, Finish, Packaging and Wiring Options] | Indoor Luminaires | Linear Ambient | Direct Linear Ambient Luminaires | Standard | FALSE | [9 empty] | 8/31/2016 | Dimmable | Continuous (Can dim down to ≤ 10% (W)) | Yes |  |  | 2787 | 129 | 21.6 | 12 | 0.99 | 5000 | 80
PDD1KGFE | Visioneering Corp | Visioneering | LCOM48-LED835K030LXXX-P82 [All Emergency, Finish, Packaging and Wiring Options] | Indoor Luminaires | Linear Ambient | Direct Linear Ambient Luminaires | Standard | FALSE | [9 empty] | 8/31/2016 | Dimmable | Continuous (Can dim down to ≤ 10% (W)) | Yes |  |  | 2482 | 114.9 | 21.6 | 12 | 0.99 | 3500 | 80
PM6TN1DD | Visioneering Corp | Visioneering | LCOM48-LED840K030LXXX-P82 [All Emergency, Finish, Packaging and Wiring Options] | Indoor Luminaires | Linear Ambient | Direct Linear Ambient Luminaires | Standard | FALSE | [9 empty] | 8/31/2016 | Dimmable | Continuous (Can dim down to ≤ 10% (W)) | Yes |  |  | 2558 | 118.4 | 21.6 | 12 | 0.99 | 4000 | 80
P2FXKTDA | Visioneering Corp | Visioneering | LCOM48-LED850K030LXXX-P82 [All Emergency, Finish, Packaging and Wiring Options] | Indoor Luminaires | Linear Ambient | Direct Linear Ambient Luminaires | Standard | FALSE | [9 empty] | 8/31/2016 | Dimmable | Continuous (Can dim down to ≤ 10% (W)) | Yes |  |  | 2558 | 118.4 | 21.6 | 12 | 0.99 | 5000 | 80
PGN6M4VF | Visioneering Corp | Visioneering | LCOM48-LED835K044LXXX-P82 [All Emergency, Finish, Packaging and Wiring Options] | Indoor Luminaires | Linear Ambient | Direct Linear Ambient Luminaires | Standard | FALSE | [9 empty] | 8/31/2016 | Dimmable | Continuous (Can dim down to ≤ 10% (W)) | Yes |  |  | 3546 | 105.5 | 33.6 | 12 | 0.99 | 3500 | 80
P3FKMM5W | Visioneering Corp | Visioneering | LCOM48-LED840K044LXXX-P82 [All Emergency, Finish, Packaging and Wiring Options] | Indoor Luminaires | Linear Ambient | Direct Linear Ambient Luminaires | Standard | FALSE | [9 empty] | 8/31/2016 | Dimmable | Continuous (Can dim down to ≤ 10% (W)) | Yes |  |  | 3656 | 108.8 | 33.6 | 12 | 0.99 | 4000 | 80
PBNE5XA5 | Visioneering Corp | Visioneering | LCOM48-LED850K044LXXX-P82 [All Emergency, Finish, Packaging and Wiring Options] | Indoor Luminaires | Linear Ambient | Direct Linear Ambient Luminaires | Standard | FALSE | [9 empty] | 8/31/2016 | Dimmable | Continuous (Can dim down to ≤ 10% (W)) | Yes |  |  | 3656 | 108.8 | 33.6 | 12 | 0.99 | 5000 | 80
PHA2B1V4 | Visioneering Corp | Visioneering | LCOM48-LED835K070LXXX-[All Emergency, Finish, Packaging and Wiring Options] | Indoor Luminaires | Linear Ambient | Direct Linear Ambient Luminaires | Standard | FALSE | [9 empty] | 8/31/2016 | Dimmable | Continuous (Can dim down to ≤ 10% (W)) | Yes |  |  | 6892 | 133.1 | 51.8 | 6 | 1 | 3500 | 80
PDB9Y1H7 | Visioneering Corp | Visioneering | LCOM48-LED840K070LXXX-[All Emergency, Finish, Packaging and Wiring Options] | Indoor Luminaires | Linear Ambient | Direct Linear Ambient Luminaires | Standard | FALSE | [9 empty] | 8/31/2016 | Dimmable | Continuous (Can dim down to ≤ 10% (W)) | Yes |  |  | 7105 | 137.2 | 51.8 | 6 | 1 | 4000 | 80
P158PV8T | Visioneering Corp | Visioneering | LCOM48-LED850K070LXXX-[All Emergency, Finish, Packaging and Wiring Options] | Indoor Luminaires | Linear Ambient | Direct Linear Ambient Luminaires | Standard | FALSE | [9 empty] | 8/31/2016 | Dimmable | Continuous (Can dim down to ≤ 10% (W)) | Yes |  |  | 7105 | 137.2 | 51.8 | 6 | 1 | 5000 | 80
P1GBQJS1 | Visioneering Corp | Visioneering | LCOM48-LED835K070LXXX-P77 [All Emergency, Finish, Packaging and Wiring Options] | Indoor Luminaires | Linear Ambient | Direct Linear Ambient Luminaires | Standard | FALSE | [9 empty] | 8/31/2016 | Dimmable | Continuous (Can dim down to ≤ 10% (W)) | Yes |  |  | 6187 | 119.4 | 51.8 | 6 | 1 | 3500 | 80
P4SR5CF8 | Visioneering Corp | Visioneering | LCOM48-LED840K070LXXX-P77 [All Emergency, Finish, Packaging and Wiring Options] | Indoor Luminaires | Linear Ambient | Direct Linear Ambient Luminaires | Standard | FALSE | [9 empty] | 8/31/2016 | Dimmable | Continuous (Can dim down to ≤ 10% (W)) | Yes |  |  | 6378 | 123.1 | 51.8 | 6 | 1 | 4000 | 80
PMDJCANZ | Visioneering Corp | Visioneering | LCOM48-LED850K070LXXX-P77 [All Emergency, Finish, Packaging and Wiring Options] | Indoor Luminaires | Linear Ambient | Direct Linear Ambient Luminaires | Standard | FALSE | [9 empty] | 8/31/2016 | Dimmable | Continuous (Can dim down to ≤ 10% (W)) | Yes |  |  | 6378 | 123.1 | 51.8 | 6 | 1 | 5000 | 80
PEMXWWZK | Visioneering Corp | Visioneering | LCOM48-LED835K070LXXX-P82 [All Emergency, Finish, Packaging and Wiring Options] | Indoor Luminaires | Linear Ambient | Direct Linear Ambient Luminaires | Standard | FALSE | [9 empty] | 8/31/2016 | Dimmable | Continuous (Can dim down to ≤ 10% (W)) | Yes |  |  | 5587 | 107.9 | 51.8 | 6 | 1 | 3500 | 80
PTFSCBMS | Visioneering Corp | Visioneering | LCOM48-LED840K070LXXX-P82 [All Emergency, Finish, Packaging and Wiring Options] | Indoor Luminaires | Linear Ambient | Direct Linear Ambient Luminaires | Standard | FALSE | [9 empty] | 8/31/2016 | Dimmable | Continuous (Can dim down to ≤ 10% (W)) | Yes |  |  | 5760 | 111.2 | 51.8 | 6 | 1 | 4000 | 80
P41XSCDK | Visioneering Corp | Visioneering | LCOM48-LED850K070LXXX-P82 [All Emergency, Finish, Packaging and Wiring Options] | Indoor Luminaires | Linear Ambient | Direct Linear Ambient Luminaires | Standard | FALSE | [9 empty] | 8/31/2016 | Dimmable | Continuous (Can dim down to ≤ 10% (W)) | Yes |  |  | 5760 | 111.2 | 51.8 | 6 | 1 | 5000 | 80
PUT3XC8Q | Visioneering Corp | Visioneering | LCOM96-LED835K088LXXX-[All Emergency, Finish, Packaging and Wiring Options] | Indoor Luminaires | Linear Ambient | Direct Linear Ambient Luminaires | Standard | FALSE | [9 empty] | 8/31/2016 | Dimmable | Continuous (Can dim down to ≤ 10% (W)) | Yes |  |  | 8667 | 129 | 67.2 | 12 | 0.99 | 3500 | 80
P1ZMVW4W | Visioneering Corp | Visioneering | LCOM96-LED840K088LXXX-[All Emergency, Finish, Packaging and Wiring Options] | Indoor Luminaires | Linear Ambient | Direct Linear Ambient Luminaires | Standard | FALSE | [9 empty] | 8/31/2016 | Dimmable | Continuous (Can dim down to ≤ 10% (W)) | Yes |  |  | 8935 | 133 | 67.2 | 12 | 0.99 | 4000 | 80
P6P4X3RK | Visioneering Corp | Visioneering | LCOM96-LED850K088LXXX-[All Emergency, Finish, Packaging and Wiring Options] | Indoor Luminaires | Linear Ambient | Direct Linear Ambient Luminaires | Standard | FALSE | [9 empty] | 8/31/2016 | Dimmable | Continuous (Can dim down to ≤ 10% (W)) | Yes |  |  | 8935 | 133 | 67.2 | 12 | 0.99 | 5000 | 80
PK93A4ST | Visioneering Corp | Visioneering | LCOM96-LED835K088LXXX-P77 [All Emergency, Finish, Packaging and Wiring Options] | Indoor Luminaires | Linear Ambient | Direct Linear Ambient Luminaires | Standard | FALSE | [9 empty] | 8/31/2016 | Dimmable | Continuous (Can dim down to ≤ 10% (W)) | Yes |  |  | 7791 | 115.9 | 67.2 | 12 | 0.99 | 3500 | 80
PPXV7JQV | Visioneering Corp | Visioneering | LCOM96-LED840K088LXXX-P77 [All Emergency, Finish, Packaging and Wiring Options] | Indoor Luminaires | Linear Ambient | Direct Linear Ambient Luminaires | Standard | FALSE | [9 empty] | 8/31/2016 | Dimmable | Continuous (Can dim down to ≤ 10% (W)) | Yes |  |  | 8032 | 119.5 | 67.2 | 12 | 0.99 | 4000 | 80
P348U162 | Visioneering Corp | Visioneering | LCOM96-LED850K088LXXX-P77 [All Emergency, Finish, Packaging and Wiring Options] | Indoor Luminaires | Linear Ambient | Direct Linear Ambient Luminaires | Standard | FALSE | [9 empty] | 8/31/2016 | Dimmable | Continuous (Can dim down to ≤ 10% (W)) | Yes |  |  | 8032 | 119.5 | 67.2 | 12 | 0.99 | 5000 | 80
PSFTRS67 | Visioneering Corp | Visioneering | LCOM96-LED835K088LXXX-P82 [All Emergency, Finish, Packaging and Wiring Options] | Indoor Luminaires | Linear Ambient | Direct Linear Ambient Luminaires | Standard | FALSE | [9 empty] | 8/31/2016 | Dimmable | Continuous (Can dim down to ≤ 10% (W)) | Yes |  |  | 7092 | 105.5 | 67.2 | 12 | 0.99 | 3500 | 80
PN44KX9H | Visioneering Corp | Visioneering | LCOM96-LED840K088LXXX-P82 [All Emergency, Finish, Packaging and Wiring Options] | Indoor Luminaires | Linear Ambient | Direct Linear Ambient Luminaires | Standard | FALSE | [9 empty] | 8/31/2016 | Dimmable | Continuous (Can dim down to ≤ 10% (W)) | Yes |  |  | 7312 | 108.8 | 67.2 | 12 | 0.99 | 4000 | 80
PUAXHS6N | Visioneering Corp | Visioneering | LCOM96-LED850K088LXXX-P82 [All Emergency, Finish, Packaging and Wiring Options] | Indoor Luminaires | Linear Ambient | Direct Linear Ambient Luminaires | Standard | FALSE | [9 empty] | 8/31/2016 | Dimmable | Continuous (Can dim down to ≤ 10% (W)) | Yes |  |  | 7312 | 108.8 | 67.2 | 12 | 0.99 | 5000 | 80
PB1XNQAC | Visioneering Corp | Visioneering | LCOM96-LED835K140LXXX-[All Emergency, Finish, Packaging and Wiring Options] | Indoor Luminaires | Linear Ambient | Direct Linear Ambient Luminaires | Standard | FALSE | [9 empty] | 8/31/2016 | Dimmable | Continuous (Can dim down to ≤ 10% (W)) | Yes |  |  | 13784 | 133.1 | 103.6 | 6 | 1 | 3500 | 80
PU5DBUU3 | Visioneering Corp | Visioneering | LCOM96-LED840K140LXXX-[All Emergency, Finish, Packaging and Wiring Options] | Indoor Luminaires | Linear Ambient | Direct Linear Ambient Luminaires | Standard | FALSE | [9 empty] | 8/31/2016 | Dimmable | Continuous (Can dim down to ≤ 10% (W)) | Yes |  |  | 14211 | 137.2 | 103.6 | 6 | 1 | 4000 | 80
P3KVMVWB | Visioneering Corp | Visioneering | LCOM96-LED850K140LXXX-[All Emergency, Finish, Packaging and Wiring Options] | Indoor Luminaires | Linear Ambient | Direct Linear Ambient Luminaires | Standard | FALSE | [9 empty] | 8/31/2016 | Dimmable | Continuous (Can dim down to ≤ 10% (W)) | Yes |  |  | 14211 | 137.2 | 103.6 | 6 | 1 | 5000 | 80
P42XWRNH | Visioneering Corp | Visioneering | LCOM96-LED835K140LXXX-P77 [All Emergency, Finish, Packaging and Wiring Options] | Indoor Luminaires | Linear Ambient | Direct Linear Ambient Luminaires | Standard | FALSE | [9 empty] | 8/31/2016 | Dimmable | Continuous (Can dim down to ≤ 10% (W)) | Yes |  |  | 12374 | 119.4 | 103.6 | 6 | 1 | 3500 | 80
P4MKJAQR | Visioneering Corp | Visioneering | LCOM96-LED840K140LXXX-P77 [All Emergency, Finish, Packaging and Wiring Options] | Indoor Luminaires | Linear Ambient | Direct Linear Ambient Luminaires | Standard | FALSE | [9 empty] | 8/31/2016 | Dimmable | Continuous (Can dim down to ≤ 10% (W)) | Yes |  |  | 12757 | 123.1 | 103.6 | 6 | 1 | 4000 | 80
PQ5DC643 | Visioneering Corp | Visioneering | LCOM96-LED850K140LXXX-P77 [All Emergency, Finish, Packaging and Wiring Options] | Indoor Luminaires | Linear Ambient | Direct Linear Ambient Luminaires | Standard | FALSE | [9 empty] | 8/31/2016 | Dimmable | Continuous (Can dim down to ≤ 10% (W)) | Yes |  |  | 12757 | 123.1 | 103.6 | 6 | 1 | 5000 | 80
P81HDQR2 | Visioneering Corp | Visioneering | LCOM96-LED835K140LXXX-P82 [All Emergency, Finish, Packaging and Wiring Options] | Indoor Luminaires | Linear Ambient | Direct Linear Ambient Luminaires | Standard | FALSE | [9 empty] | 8/31/2016 | Dimmable | Continuous (Can dim down to ≤ 10% (W)) | Yes |  |  | 11174 | 107.9 | 103.6 | 6 | 1 | 3500 | 80
P1C66JKG | Visioneering Corp | Visioneering | LCOM96-LED840K140LXXX-P82 [All Emergency, Finish, Packaging and Wiring Options] | Indoor Luminaires | Linear Ambient | Direct Linear Ambient Luminaires | Standard | FALSE | [9 empty] | 8/31/2016 | Dimmable | Continuous (Can dim down to ≤ 10% (W)) | Yes |  |  | 11519 | 111.2 | 103.6 | 6 | 1 | 4000 | 80
P9A29Y5Z | Visioneering Corp | Visioneering | LCOM96-LED850K140LXXX-P82 [All Emergency, Finish, Packaging and Wiring Options] | Indoor Luminaires | Linear Ambient | Direct Linear Ambient Luminaires | Standard | FALSE | [9 empty] | 8/31/2016 | Dimmable | Continuous (Can dim down to ≤ 10% (W)) | Yes |  |  | 11519 | 111.2 | 103.6 | 6 | 1 | 5000 | 80
P8UA188A | Visioneering Corp | Visioneering | LCOM48-LED835K044LXXX-[All Emergency, Finish, Packaging and Wiring Options] | Indoor Luminaires | Linear Ambient | Direct Linear Ambient Luminaires | Standard | FALSE | [9 empty] | 10/15/2014 | Dimmable | Continuous (Can dim down to ≤ 10% (W)) | Yes | Updated 8/31/2016 |  | 4334 | 129 | 33.6 | 12 | 0.99 | 3500 | 80
PV34B1ZZ | Visioneering Corp | Visioneering | LCOM48-LED840K044LXXX-[All Emergency, Finish, Packaging and Wiring Options] | Indoor Luminaires | Linear Ambient | Direct Linear Ambient Luminaires | Standard | FALSE | [9 empty] | 10/15/2014 | Dimmable | Continuous (Can dim down to ≤ 10% (W)) | Yes | Updated 8/31/2016 |  | 4468 | 133 | 33.6 | 12 | 0.99 | 4000 | 80
P4GWPNWH | Visioneering Corp | Visioneering | LCOM48-LED850K044LXXX-[All Emergency, Finish, Packaging and Wiring Options] | Indoor Luminaires | Linear Ambient | Direct Linear Ambient Luminaires | Standard | FALSE | [9 empty] | 4/28/2015 | Dimmable | Continuous (Can dim down to ≤ 10% (W)) | Yes | Updated 8/31/2016 |  | 4468 | 133 | 33.6 | 12 | 0.99 | 5000 | 80
PS9MCRMN | Visioneering Corp | Visioneering | LCOM48-LED850K044LXXX-P77 [All Emergency, Finish, Packaging and Wiring Options] | Indoor Luminaires | Linear Ambient | Direct Linear Ambient Luminaires | Standard | FALSE | [9 empty] | 4/28/2015 | Dimmable | Continuous (Can dim down to ≤ 10% (W)) | Yes | Updated 8/31/2016 |  | 4016 | 119.5 | 33.6 | 12 | 0.99 | 5000 | 80
PJ4R3E7Y | Visioneering Corp | Visioneering | LHCAV48-LED850K071LUNV [All Options] | Indoor Luminaires | Linear Ambient | Direct Linear Ambient Luminaires | Standard | FALSE | [9 empty] | 4/28/2015 | Dimmable | Continuous (Can dim down to ≤ 10% (W)) | Not Yet Verified |  |  | 7246 | 98.7 | 73.4 | 13 | 0.95 | 5000 | 83
P9VP4VFV | Visioneering Corp | Visioneering | LEL24-LED835K020LUNV-[B39, All Finish, Packaging and Wiring Options Excluding B15 and B15(3)] | Indoor Luminaires | Linear Ambient | Direct Linear Ambient Luminaires | Standard | TRUE | 2047 | 99.71 | 20.53 | 10.52 | 0.9902 | 3539 | 84 | 5 | 50000 | 10/2/2015 | Dimmable | Continuous (Can dim down to ≤ 10% (W)) | Yes |  | 3 | 2047 | 99.7 | 20.53 | 10.7 | 0.8946 | 3500 | 83.6
PS9FBWTT | Visioneering Corp | Visioneering | LEL24-LED850K020LUNV-[B39, All Finish, Packaging and Wiring Options Excluding B15 and B15(3)] | Indoor Luminaires | Linear Ambient | Direct Linear Ambient Luminaires | Standard | TRUE | 2408 | 123.6 | 19.49 | 10.52 | 0.9902 | 5142 | 82.41 | 5 | 50000 | 10/2/2015 | Dimmable | Continuous (Can dim down to ≤ 10% (W)) | Yes |  | 3 | 2167 | 105.6 | 20.53 | 10.7 | 0.8946 | 5000 | 83.6
PX9YM5Q6 | Visioneering Corp | Visioneering | LEL48-LED835K020LUNV-[B39, All Finish, Packaging and Wiring Options Excluding B15 and B15(3)] | Indoor Luminaires | Linear Ambient | Direct Linear Ambient Luminaires | Standard | FALSE | [9 empty] | 10/2/2015 | Dimmable | Continuous (Can dim down to ≤ 10% (W)) | Yes |  |  | 2047 | 99.7 | 20.53 | 10.7 | 0.8946 | 3500 | 83.6
PJXXDDUF | Visioneering Corp | Visioneering | LEL48-LED840K020LUNV-[B39, All Finish, Packaging and Wiring Options Excluding B15 and B15(3)] | Indoor Luminaires | Linear Ambient | Direct Linear Ambient Luminaires | Standard | FALSE | [9 empty] | 10/2/2015 | Dimmable | Continuous (Can dim down to ≤ 10% (W)) | Yes |  |  | 2107 | 102.6 | 20.53 | 10.7 | 0.8946 | 4000 | 83.6
P7373AJB | Visioneering Corp | Visioneering | LEL48-LED850K020LUNV-[B39, All Finish, Packaging and Wiring Options Excluding B15 and B15(3)] | Indoor Luminaires | Linear Ambient | Direct Linear Ambient Luminaires | Standard | FALSE | [9 empty] | 10/2/2015 | Dimmable | Continuous (Can dim down to ≤ 10% (W)) | Yes |  |  | 2167 | 105.6 | 20.53 | 10.7 | 0.8946 | 5000 | 83.6
PH85S35M | Visioneering Corp | Visioneering | LEL24-LED840K020LUNV-[B39, All Finish, Packaging and Wiring Options Excluding B15 and B15(3)] | Indoor Luminaires | Linear Ambient | Direct Linear Ambient Luminaires | Standard | FALSE | [9 empty] | 10/2/2015 | Dimmable | Continuous (Can dim down to ≤ 10% (W)) | Yes |  |  | 2107 | 102.6 | 20.53 | 10.7 | 0.8946 | 4000 | 83.6
PFQW5DYP | Visioneering Corp | Visioneering | LCOMN48-LED835K020L [UNV,347] | Indoor Luminaires | Linear Ambient | Direct Linear Ambient Luminaires | Standard | TRUE | 2104 | 118.3 | 17.79 | 17.5 | 0.8875 | 3494 | 84.7 | 5 | 50000 | 10/23/2015 | Dimmable | Continuous (Can dim down to ≤ 10% (W)) | Yes |  | 3 | 2104 | 118.3 | 17.79 | 12.9 | 0.9 | 3500 | 84
PVY6YFG8 | Visioneering Corp | Visioneering | LCOMN24-LED835K020L [UNV,347] | Indoor Luminaires | Linear Ambient | Direct Linear Ambient Luminaires | Standard | TRUE | 2116 | 115.9 | 18.26 | 12.56 | 0.961 | 3524 | 83.52 | 5 | 50000 | 6/13/2016 | Dimmable | Continuous (Can dim down to ≤ 10% (W)) | Yes |  | 3.1 | 2116 | 117.56 | 18 | 12.9 | 0.9 | 3500 | 84
PU6YSRTF | Visioneering Corp | Visioneering | LCOMN48-LED850K020L [UNV,347] | Indoor Luminaires | Linear Ambient | Direct Linear Ambient Luminaires | Standard | TRUE | 2106 | 118.6 | 17.76 | 17.52 | 0.8869 | 5011 | 83.78 | 5 | 50000 | 10/23/2015 | Dimmable | Continuous (Can dim down to ≤ 10% (W)) | Yes |  | 3 | 2106 | 118.6 | 17.76 | 12.9 | 0.9 | 5000 | 84
PEQ4USSE | Visioneering Corp | Visioneering | LCOMN48-LED835K040L [UNV,347] | Indoor Luminaires | Linear Ambient | Direct Linear Ambient Luminaires | Standard | TRUE | 4148 | 115 | 36.082 | 12.93 | 0.9824 | 3521 | 84.16 | 5 | 50000 | 10/23/2015 | Dimmable | Continuous (Can dim down to ≤ 10% (W)) | Yes |  | 3 | 4148 | 115 | 36.08 | 12.9 | 0.9 | 3500 | 84
P5MUQWVW | Visioneering Corp | Visioneering | LCOMN48-LED840K040L [UNV,347] | Indoor Luminaires | Linear Ambient | Direct Linear Ambient Luminaires | Standard | FALSE | [9 empty] | 10/23/2015 | Dimmable | Continuous (Can dim down to ≤ 10% (W)) | Yes |  |  | 4304 | 119 | 36.08 | 12.9 | 0.9 | 4000 | 84
PPPHC5J7 | Visioneering Corp | Visioneering | LCOMN48-LED850K040L [UNV,347] | Indoor Luminaires | Linear Ambient | Direct Linear Ambient Luminaires | Standard | FALSE | [9 empty] | 10/23/2015 | Dimmable | Continuous (Can dim down to ≤ 10% (W)) | Yes |  |  | 4380 | 121 | 36.08 | 12.9 | 0.9 | 5000 | 84
PD1SPU7V | Visioneering Corp | Visioneering | LCOMN24-LED840K020L [UNV,347] | Indoor Luminaires | Linear Ambient | Direct Linear Ambient Luminaires | Standard | FALSE | [9 empty] | 6/13/2016 | Dimmable | Continuous (Can dim down to ≤ 10% (W)) | Yes |  |  | 2190 | 121.67 | 18 | 12.9 | 0.9 | 4000 | 84
PX8GA3R8 | Visioneering Corp | Visioneering | LCOMN24-LED850K020L [UNV,347] | Indoor Luminaires | Linear Ambient | Direct Linear Ambient Luminaires | Standard | FALSE | [9 empty] | 6/13/2016 | Dimmable | Continuous (Can dim down to ≤ 10% (W)) | Yes |  |  | 2230 | 123.89 | 18 | 12.9 | 0.9 | 5000 | 84
PDNTFV99 | Visioneering Corp | Visioneering | LCOMN96-LED835K040L [UNV,347] | Indoor Luminaires | Linear Ambient | Direct Linear Ambient Luminaires | Standard | FALSE | [9 empty] | 6/13/2016 | Dimmable | Continuous (Can dim down to ≤ 10% (W)) | Yes |  |  | 4140 | 115 | 36 | 12.9 | 0.9 | 3500 | 84
PD6SHH97 | Visioneering Corp | Visioneering | LCOMN96-LED840K040L [UNV,347] | Indoor Luminaires | Linear Ambient | Direct Linear Ambient Luminaires | Standard | FALSE | [9 empty] | 6/13/2016 | Dimmable | Continuous (Can dim down to ≤ 10% (W)) | Yes |  |  | 4298 | 119.39 | 36 | 12.9 | 0.9 | 4000 | 84
P76KKGHN | Visioneering Corp | Visioneering | LCOMN96-LED850K040L [UNV,347] | Indoor Luminaires | Linear Ambient | Direct Linear Ambient Luminaires | Standard | FALSE | [9 empty] | 6/13/2016 | Dimmable | Continuous (Can dim down to ≤ 10% (W)) | Yes |  |  | 4341 | 120.58 | 36 | 12.9 | 0.9 | 5000 | 84
P9NCZ853 | Visioneering Corp | Visioneering | LCOMN96-LED835K080L [UNV,347] | Indoor Luminaires | Linear Ambient | Direct Linear Ambient Luminaires | Standard | FALSE | [9 empty] | 6/13/2016 | Dimmable | Continuous (Can dim down to ≤ 10% (W)) | Yes |  |  | 8280 | 118.29 | 70 | 12.9 | 0.9 | 3500 | 84
PKX7PHGR | Visioneering Corp | Visioneering | LCOMN96-LED840K080L [UNV,347] | Indoor Luminaires | Linear Ambient | Direct Linear Ambient Luminaires | Standard | FALSE | [9 empty] | 6/13/2016 | Dimmable | Continuous (Can dim down to ≤ 10% (W)) | Yes |  |  | 8596 | 122.8 | 70 | 12.9 | 0.9 | 4000 | 84
PMNSWH8A | Visioneering Corp | Visioneering | LCOMN96-LED850K080L [UNV,347] | Indoor Luminaires | Linear Ambient | Direct Linear Ambient Luminaires | Standard | FALSE | [9 empty] | 6/13/2016 | Dimmable | Continuous (Can dim down to ≤ 10% (W)) | Yes |  |  | 8682 | 124.03 | 70 | 12.9 | 0.9 | 5000 | 84
PGW3BNV5 | Visioneering Corp | Visioneering | LCOMN48-LED840K020L [UNV,347] | Indoor Luminaires | Linear Ambient | Direct Linear Ambient Luminaires | Standard | FALSE | [9 empty] | 10/23/2015 | Dimmable | Continuous (Can dim down to ≤ 10% (W)) | Yes |  |  | 2183 | 122.7 | 17.79 | 12.9 | 0.9 | 4000 | 84
P7NDSVR7 | VL Lighting Solutions | Valuelight | 1X4MP-LED30-NW-UNV | Indoor Luminaires | Linear Ambient | Direct Linear Ambient Luminaires | Standard | TRUE | 3501 | 116.2 | 30.12 | 16.39 | 0.9116 | 3976 | 84.02 | 7 | 50000 | 4/15/2015 | Dimmable | Continuous (Can dim down to ≤ 10% (W)) | Not Yet Verified |  | 2.1 | 3501 | 116.2 | 30.12 | 16.39 | 0.9116 | 3976 | 84
PFTENX4K | VL Lighting Solutions | Valuelight | 1X4MP-LED60-NW-347 | Indoor Luminaires | Linear Ambient | Direct Linear Ambient Luminaires | Standard | TRUE | 6439 | 104.4 | 61.65 | 16.83 | 0.9794 | 4019 | 83.62 | 7 | 50000 | 4/15/2015 | Dimmable | Continuous (Can dim down to ≤ 10% (W)) | Not Yet Verified |  | 2.1 | 6439 | 104.4 | 61.65 | 16.83 | 0.9794 | 4019 | 83.6
PJ286SWK | VL Lighting Solutions | Valuelight | 1X4MP-LED45-CW-UNV | Indoor Luminaires | Linear Ambient | Direct Linear Ambient Luminaires | Standard | TRUE | 4948 | 108.3 | 45.69 | 14.6 | 0.9017 | 5094 | 83.08 | 7 | 50000 | 4/15/2015 | Dimmable | Continuous (Can dim down to ≤ 10% (W)) | Not Yet Verified |  | 2.1 | 4948 | 108.3 | 45.69 | 5.39 | 0.9975 | 5094 | 83.1
PMWGXNEF | VL Lighting Solutions | Valuelight | 1X4MP-LED30-CW-UNV | Indoor Luminaires | Linear Ambient | Direct Linear Ambient Luminaires | Standard | FALSE | [9 empty] | 4/15/2015 | Dimmable | Continuous (Can dim down to ≤ 10% (W)) | Not Yet Verified |  |  | 3573 | 118.6 | 30.12 | 16.39 | 0.9116 | 5094 | 83.1
PU29PG5H | VL Lighting Solutions | Valuelight | 1X4MP-LED45-NW-UNV | Indoor Luminaires | Linear Ambient | Direct Linear Ambient Luminaires | Standard | FALSE | [9 empty] | 4/15/2015 | Dimmable | Continuous (Can dim down to ≤ 10% (W)) | Not Yet Verified |  |  | 4528 | 106.1 | 42.68 | 16.39 | 0.999 | 3976 | 84
P2991RGE | VL Lighting Solutions | Valuelight | 1X4MP-LED60-NW-UNV | Indoor Luminaires | Linear Ambient | Direct Linear Ambient Luminaires | Standard | FALSE | [9 empty] | 4/15/2015 | Dimmable | Continuous (Can dim down to ≤ 10% (W)) | Not Yet Verified |  |  | 6134 | 108.6 | 56.5 | 14.6 | 0.9017 | 4084 | 83.8
PJ4U54SH | VL Lighting Solutions | Valuelight | 1X4MP-LED60-CW-UNV | Indoor Luminaires | Linear Ambient | Direct Linear Ambient Luminaires | Standard | FALSE | [9 empty] | 4/15/2015 | Dimmable | Continuous (Can dim down to ≤ 10% (W)) | Not Yet Verified |  |  | 6263 | 110.9 | 56.5 | 14.6 | 0.9017 | 5094 | 83.1
P6DJU2WV | VL Lighting Solutions | Valuelight | 1X4MP-LED30-NW-347 | Indoor Luminaires | Linear Ambient | Direct Linear Ambient Luminaires | Standard | FALSE | [9 empty] | 4/15/2015 | Dimmable | Continuous (Can dim down to ≤ 10% (W)) | Not Yet Verified |  |  | 3798 | 115.9 | 32.77 | 10.29 | 0.9575 | 3995 | 83.7
P264GM2W | VL Lighting Solutions | Valuelight | 1X4MP-LED30-CW-347 | Indoor Luminaires | Linear Ambient | Direct Linear Ambient Luminaires | Standard | FALSE | [9 empty] | 4/15/2015 | Dimmable | Continuous (Can dim down to ≤ 10% (W)) | Not Yet Verified |  |  | 3877 | 118.3 | 32.77 | 10.29 | 0.9575 | 5094 | 83.1
P1F8Q9CS | VL Lighting Solutions | Valuelight | 1X4MP-LED45-NW-347 | Indoor Luminaires | Linear Ambient | Direct Linear Ambient Luminaires | Standard | FALSE | [9 empty] | 4/15/2015 | Dimmable | Continuous (Can dim down to ≤ 10% (W)) | Not Yet Verified |  |  | 5119 | 107.8 | 47.49 | 7.79 | 0.9772 | 4085 | 84
P28EAPEC | VL Lighting Solutions | Valuelight | 1X4MP-LED45-CW-347 | Indoor Luminaires | Linear Ambient | Direct Linear Ambient Luminaires | Standard | FALSE | [9 empty] | 4/15/2015 | Dimmable | Continuous (Can dim down to ≤ 10% (W)) | Not Yet Verified |  |  | 5226 | 110 | 47.49 | 7.79 | 0.9772 | 5094 | 83.1
P2Y3TX7Y | VL Lighting Solutions | Valuelight | 1X4MP-LED60-CW-347 | Indoor Luminaires | Linear Ambient | Direct Linear Ambient Luminaires | Standard | FALSE | [9 empty] | 4/15/2015 | Dimmable | Continuous (Can dim down to ≤ 10% (W)) | Not Yet Verified |  |  | 6570 | 106.6 | 61.65 | 16.83 | 0.9794 | 5094 | 83.1
PGE6BXSF | Voltech International Inc. | Technilight | TLWPC44D | Indoor Luminaires | Linear Ambient | Direct Linear Ambient Luminaires | Standard | TRUE | 4276.4 | 96.35 | 44.38 | 14.26 | 0.9011 | 2850 | 85.3 | 5 | 50000 | 7/6/2015 | Dimmable | Continuous (Can dim down to ≤ 10% (W)) | Not Yet Verified |  | 2.1 | 4360.5 | 96.98 | 44.96 | 18.53 | 0.9011 | 2700 | 85.3
P6PAQDEU | Voltech International Inc. | Technilight | TLWPC44N | Indoor Luminaires | Linear Ambient | Direct Linear Ambient Luminaires | Standard | FALSE | [9 empty] | 7/6/2015 | Dimmable | Continuous (Can dim down to ≤ 10% (W)) | Not Yet Verified |  |  | 4360.5 | 96.98 | 44.96 | 18.53 | 0.9011 | 4000 | 85.3
PHN1RKZ5 | Voltech International Inc. | Technilight | TLWPC44C | Indoor Luminaires | Linear Ambient | Direct Linear Ambient Luminaires | Standard | FALSE | [9 empty] | 7/6/2015 | Dimmable | Continuous (Can dim down to ≤ 10% (W)) | Not Yet Verified |  |  | 5101 | 113.18 | 45.07 | 18.29 | 0.9071 | 5700 | 84.9
P2X7H77B | Voltech International Inc. | Technilight | TLWPC44W | Indoor Luminaires | Linear Ambient | Direct Linear Ambient Luminaires | Standard | FALSE | [9 empty] | 7/6/2015 | Dimmable | Continuous (Can dim down to ≤ 10% (W)) | Not Yet Verified |  |  | 4360.5 | 96.98 | 44.96 | 18.53 | 0.9011 | 3000 | 85.3
PFW6X4ZN | Voltech International Inc. | Technilight | TLWPC44P | Indoor Luminaires | Linear Ambient | Direct Linear Ambient Luminaires | Standard | FALSE | [9 empty] | 7/6/2015 | Dimmable | Continuous (Can dim down to ≤ 10% (W)) | Not Yet Verified |  |  | 4360.5 | 96.98 | 44.96 | 18.53 | 0.9011 | 5000 | 85.3
PW45CRYQ | Voltech International Inc. | Technilight | TLVP4C40DD (2700K) | Indoor Luminaires | Linear Ambient | Direct Linear Ambient Luminaires | Standard | TRUE | 4041.7 | 96.12 | 42.05 | 13.85 | 0.9214 | 2852 | 84.7 | 5 |  | 6/5/2015 | Dimmable | Continuous (Can dim down to ≤ 10% (W)) | Not Yet Verified |  | 2.1 | 4041.7 | 96.12 | 42.05 | 13.85 | 0.9214 | 2700 | 84.7
PJQHEXJU | Voltech International Inc. | Technilight | TLVP4C40ND (4000K) | Indoor Luminaires | Linear Ambient | Direct Linear Ambient Luminaires | Standard | FALSE | [9 empty] | 6/5/2015 | Dimmable | Continuous (Can dim down to ≤ 10% (W)) | Not Yet Verified |  |  | 4041.7 | 96.12 | 42.05 | 13.85 | 0.9214 | 4000 | 84.7
P5CXYPHW | Voltech International Inc. | Technilight | TLVP4C40PD (5000K) | Indoor Luminaires | Linear Ambient | Direct Linear Ambient Luminaires | Standard | FALSE | [9 empty] | 6/5/2015 | Dimmable | Continuous (Can dim down to ≤ 10% (W)) | Not Yet Verified |  |  | 4125.2 | 98.27 | 41.98 | 13.42 | 0.9208 | 5000 | 85
PRJ97U81 | Voltech International Inc. | Technilight | TLVP4C40QD (3500K) | Indoor Luminaires | Linear Ambient | Direct Linear Ambient Luminaires | Standard | FALSE | [9 empty] | 6/5/2015 | Dimmable | Continuous (Can dim down to ≤ 10% (W)) | Not Yet Verified |  |  | 4041.7 | 96.12 | 42.05 | 13.85 | 0.9214 | 3500 | 84.7
P6VW84D6 | Voltech International Inc. | Technilight | TLVP4C40RD (4500K) | Indoor Luminaires | Linear Ambient | Direct Linear Ambient Luminaires | Standard | FALSE | [9 empty] | 6/5/2015 | Dimmable | Continuous (Can dim down to ≤ 10% (W)) | Not Yet Verified |  |  | 4041.7 | 96.12 | 42.05 | 13.85 | 0.9214 | 4500 | 84.7
P8UW6K9R | Voltech International Inc. | Technilight | TLVP4C40WD (3000K) | Indoor Luminaires | Linear Ambient | Direct Linear Ambient Luminaires | Standard | FALSE | [9 empty] | 6/5/2015 | Dimmable | Continuous (Can dim down to ≤ 10% (W)) | Not Yet Verified |  |  | 4041.7 | 96.12 | 42.05 | 13.85 | 0.9214 | 3000 | 84.7
P1C99E1K | Voltech International Inc. | Technilight | TLVP4C40D (2700K) | Indoor Luminaires | Linear Ambient | Direct Linear Ambient Luminaires | Standard | TRUE | 4061.5 | 97.19 | 41.79 | 14.13 | 0.9065 | 2843 | 84.6 | 5 | 50000 | 6/5/2015 | Not Dimmable | Not Dimmable | Not Yet Verified |  | 2.1 | 4021.5 | 98.98 | 40.63 | 14.13 | 0.9065 | 2700 | 84.6
PUMSV7AE | Voltech International Inc. | Technilight | TLVP4C40W (3000K) | Indoor Luminaires | Linear Ambient | Direct Linear Ambient Luminaires | Standard | FALSE | [9 empty] | 6/5/2015 | Not Dimmable | Not Dimmable | Not Yet Verified |  |  | 4021.5 | 98.98 | 40.63 | 14.13 | 0.9065 | 3000 | 84.6
PU5F6ZYN | Voltech International Inc. | Technilight | TLVP4C40N (4000K) | Indoor Luminaires | Linear Ambient | Direct Linear Ambient Luminaires | Standard | FALSE | [9 empty] | 6/5/2015 | Not Dimmable | Not Dimmable | Not Yet Verified |  |  | 4021.5 | 98.98 | 40.63 | 14.13 | 0.9065 | 4000 | 84.6
P4XG3FX6 | Voltech International Inc. | Technilight | TLVP4C40P (5000K) | Indoor Luminaires | Linear Ambient | Direct Linear Ambient Luminaires | Standard | FALSE | [9 empty] | 6/5/2015 | Not Dimmable | Not Dimmable | Not Yet Verified |  |  | 4190.8 | 102.12 | 41.04 | 13.56 | 0.9079 | 5000 | 85
PUB3CHF1 | Voltech International Inc. | Technilight | TLVP4F40D (2700K) | Indoor Luminaires | Linear Ambient | Direct Linear Ambient Luminaires | Standard | TRUE | 3471.4 | 83.95 | 41.35 | 14.26 | 0.9023 | 2852 | 84.7 | 5 | 50000 | 6/5/2015 | Not Dimmable | Not Dimmable | Not Yet Verified |  | 2.1 | 3535.7 | 86.64 | 40.81 | 14.26 | 0.9023 | 2700 | 84.7
PGA7PGQN | Voltech International Inc. | Technilight | TLVP4F40W (3000K) | Indoor Luminaires | Linear Ambient | Direct Linear Ambient Luminaires | Standard | FALSE | [9 empty] | 6/5/2015 | Not Dimmable | Not Dimmable | Not Yet Verified |  |  | 3535.7 | 86.64 | 40.81 | 14.26 | 0.9023 | 3000 | 84.7
PHDN7D1P | Voltech International Inc. | Technilight | TLVP4F40N (4000K) | Indoor Luminaires | Linear Ambient | Direct Linear Ambient Luminaires | Standard | FALSE | [9 empty] | 6/5/2015 | Not Dimmable | Not Dimmable | Not Yet Verified |  |  | 3535.7 | 86.64 | 40.81 | 14.26 | 0.9023 | 4000 | 84.7
PYR9VMC6 | Voltech International Inc. | Technilight | TLVP4F40P (5000K) | Indoor Luminaires | Linear Ambient | Direct Linear Ambient Luminaires | Standard | FALSE | [9 empty] | 6/5/2015 | Not Dimmable | Not Dimmable | Not Yet Verified |  |  | 3773.6 | 90.56 | 41.67 | 13.59 | 0.9071 | 5000 | 85
PQ3F9DPA | Voltech International Inc. | Technilight | TLVP4F40DD (2700K) | Indoor Luminaires | Linear Ambient | Direct Linear Ambient Luminaires | Standard | TRUE | 3491.9 | 84.45 | 41.35 | 14.73 | 0.9204 | 2861 | 84.9 | 5 | 50000 | 6/5/2015 | Dimmable | Continuous (Can dim down to ≤ 10% (W)) | Not Yet Verified |  | 2.1 | 3463.9 | 84.53 | 40.98 | 14.73 | 0.9204 | 2700 | 84.9
PKZTZ4QM | Voltech International Inc. | Technilight | TLVP4F40WD (3000K) | Indoor Luminaires | Linear Ambient | Direct Linear Ambient Luminaires | Standard | FALSE | [9 empty] | 6/5/2015 | Dimmable | Continuous (Can dim down to ≤ 10% (W)) | Not Yet Verified |  |  | 3463.9 | 84.53 | 40.98 | 14.73 | 0.9204 | 3000 | 84.9
P5HTSJAV | Voltech International Inc. | Technilight | TLVP4F40QD (3500K) | Indoor Luminaires | Linear Ambient | Direct Linear Ambient Luminaires | Standard | FALSE | [9 empty] | 6/5/2015 | Dimmable | Continuous (Can dim down to ≤ 10% (W)) | Not Yet Verified |  |  | 3463.9 | 84.53 | 40.98 | 14.73 | 0.9204 | 3500 | 84.9
PT46C6T5 | Voltech International Inc. | Technilight | TLVP4F40ND (4000K) | Indoor Luminaires | Linear Ambient | Direct Linear Ambient Luminaires | Standard | FALSE | [9 empty] | 6/5/2015 | Dimmable | Continuous (Can dim down to ≤ 10% (W)) | Not Yet Verified |  |  | 3463.9 | 84.53 | 40.98 | 14.73 | 0.9204 | 4000 | 84.9
PV3S7D42 | Voltech International Inc. | Technilight | TLVP4F40RD (4500K) | Indoor Luminaires | Linear Ambient | Direct Linear Ambient Luminaires | Standard | FALSE | [9 empty] | 6/5/2015 | Dimmable | Continuous (Can dim down to ≤ 10% (W)) | Not Yet Verified |  |  | 3463.9 | 84.53 | 40.98 | 14.73 | 0.9204 | 4500 | 84.9
PG2QDAN8 | Voltech International Inc. | Technilight | TLVP4F40PD (5000K) | Indoor Luminaires | Linear Ambient | Direct Linear Ambient Luminaires | Standard | FALSE | [9 empty] | 6/5/2015 | Dimmable | Continuous (Can dim down to ≤ 10% (W)) | Not Yet Verified |  |  | 3711.6 | 90.02 | 41.23 | 14.15 | 0.912 | 5000 | 85.1
PV1JS2XV | VOOTU Inc. | VOOTU | VT-TP06-30WA1(3000k) | Indoor Luminaires | Linear Ambient | Direct Linear Ambient Luminaires | Standard | TRUE | 2712 | 89.8 | 30.2 | 17.77 | 0.902 | 2961 | 82.8 | 5 | 50000 | 8/17/2016 | Not Dimmable | Not Dimmable | Not Yet Verified |  | 2.1 | 2712 | 89.79 | 30.2 | 17.77 | 0.9018 | 3000 | 82.8
PN44B25Z | VOOTU Inc. | VOOTU | VT-TP06-30WA1(3500k) | Indoor Luminaires | Linear Ambient | Direct Linear Ambient Luminaires | Standard | FALSE | [9 empty] | 8/17/2016 | Not Dimmable | Not Dimmable | Not Yet Verified |  |  | 2712 | 89.79 | 30.2 | 17.77 | 0.9018 | 3500 | 82.8
PRUEM8UR | VOOTU Inc. | VOOTU | VT-TP06-30WA1(4000k) | Indoor Luminaires | Linear Ambient | Direct Linear Ambient Luminaires | Standard | FALSE | [9 empty] | 8/17/2016 | Not Dimmable | Not Dimmable | Not Yet Verified |  |  | 2712 | 89.79 | 30.2 | 17.77 | 0.9018 | 4000 | 82.8
P4JWAUX2 | VOOTU Inc. | VOOTU | VT-TP06-30WA1(4500k) | Indoor Luminaires | Linear Ambient | Direct Linear Ambient Luminaires | Standard | FALSE | [9 empty] | 8/17/2016 | Not Dimmable | Not Dimmable | Not Yet Verified |  |  | 2712 | 89.79 | 30.2 | 17.77 | 0.9018 | 4500 | 82.8
PTNTH5T7 | VOOTU Inc. | VOOTU | VT-TP06-30WA1(5000k) | Indoor Luminaires | Linear Ambient | Direct Linear Ambient Luminaires | Standard | FALSE | [9 empty] | 8/17/2016 | Not Dimmable | Not Dimmable | Not Yet Verified |  |  | 2926 | 95.3 | 30.7 | 17.91 | 0.9026 | 5000 | 84
PARYZKKU | VOOTU Inc. | VOOTU | VT-TP12-45WA1(3000k) | Indoor Luminaires | Linear Ambient | Direct Linear Ambient Luminaires | Standard | TRUE | 3789.9 | 87.38 | 43.37 | 15.57 | 0.9033 | 2961 | 82.6 | 5 | 50000 | 8/17/2016 | Not Dimmable | Not Dimmable | Not Yet Verified |  | 2.1 | 3789.9 | 87.38 | 43.37 | 15.57 | 0.9033 | 3000 | 82.6
PWDKB6DE | VOOTU Inc. | VOOTU | VT-TP12-45WA1(3500k) | Indoor Luminaires | Linear Ambient | Direct Linear Ambient Luminaires | Standard | FALSE | [9 empty] | 8/17/2016 | Not Dimmable | Not Dimmable | Not Yet Verified |  |  | 3789.9 | 87.38 | 43.37 | 15.57 | 0.9033 | 3500 | 82.6
PNXRCDM1 | VOOTU Inc. | VOOTU | VT-TP12-45WA1(4000k) | Indoor Luminaires | Linear Ambient | Direct Linear Ambient Luminaires | Standard | FALSE | [9 empty] | 8/17/2016 | Not Dimmable | Not Dimmable | Not Yet Verified |  |  | 3789.9 | 87.38 | 43.37 | 15.57 | 0.9033 | 4000 | 82.6
PSXSHA45 | VOOTU Inc. | VOOTU | VT-TP12-45WA1(4500k) | Indoor Luminaires | Linear Ambient | Direct Linear Ambient Luminaires | Standard | FALSE | [9 empty] | 8/17/2016 | Not Dimmable | Not Dimmable | Not Yet Verified |  |  | 3789.9 | 87.38 | 43.37 | 15.57 | 0.9033 | 4500 | 82.6
PRK36N2R | VOOTU Inc. | VOOTU | VT-TP12-45WA1(5000k) | Indoor Luminaires | Linear Ambient | Direct Linear Ambient Luminaires | Standard | FALSE | [9 empty] | 8/17/2016 | Not Dimmable | Not Dimmable | Not Yet Verified |  |  | 4055 | 96.18 | 42.16 | 13.57 | 0.9024 | 5000 | 84
PCSXXH7G | VOOTU Inc. | VOOTU | VT-TP15-60WA1(3000k) | Indoor Luminaires | Linear Ambient | Direct Linear Ambient Luminaires | Standard | TRUE | 4912.1 | 82.9 | 59.23 | 15.31 | 0.906 | 2973 | 82.9 | 5 | 50000 | 8/17/2016 | Not Dimmable | Not Dimmable | Not Yet Verified |  | 2.1 | 4912.1 | 82.93 | 59.23 | 15.31 | 0.9059 | 3000 | 82.9
PEK9XUXF | VOOTU Inc. | VOOTU | VT-TP15-60WA1(3500k) | Indoor Luminaires | Linear Ambient | Direct Linear Ambient Luminaires | Standard | FALSE | [9 empty] | 8/17/2016 | Not Dimmable | Not Dimmable | Not Yet Verified |  |  | 4912.1 | 82.93 | 59.23 | 15.31 | 0.9059 | 3500 | 82.9
P1BF1GGT | VOOTU Inc. | VOOTU | VT-TP15-60WA1(4000k) | Indoor Luminaires | Linear Ambient | Direct Linear Ambient Luminaires | Standard | FALSE | [9 empty] | 8/17/2016 | Not Dimmable | Not Dimmable | Not Yet Verified |  |  | 4912.1 | 82.93 | 59.23 | 15.31 | 0.9059 | 4000 | 82.9
P3GRKSZF | VOOTU Inc. | VOOTU | VT-TP15-60WA1(4500k) | Indoor Luminaires | Linear Ambient | Direct Linear Ambient Luminaires | Standard | FALSE | [9 empty] | 8/17/2016 | Not Dimmable | Not Dimmable | Not Yet Verified |  |  | 4912.1 | 82.93 | 59.23 | 15.31 | 0.9059 | 4500 | 82.9
P3TEUMZJ | VOOTU Inc. | VOOTU | VT-TP15-60WA1(5000k) | Indoor Luminaires | Linear Ambient | Direct Linear Ambient Luminaires | Standard | FALSE | [9 empty] | 8/17/2016 | Not Dimmable | Not Dimmable | Not Yet Verified |  |  | 5618 | 92.34 | 60.84 | 16.08 | 0.9068 | 5000 | 84.1
PCJY33CK | WareLight | Warelight | STLED36W4/3000K | Indoor Luminaires | Linear Ambient | Direct Linear Ambient Luminaires | Premium | TRUE | 3582.1 | 110.52 | 32.41 | 4.44 | 0.9455 | 3133 | 82.9 | 5 | 50000 | 9/23/2016 | Dimmable | Continuous (Can dim down to ≤ 10% (W)) | No |  | 3.1 | 3582.1 | 110.52 | 32.41 | 20 | 0.997 | 3000 | 82.9
P4F2SVJ1 | WareLight | Warelight | STLED36W4/5000K | Indoor Luminaires | Linear Ambient | Direct Linear Ambient Luminaires | Premium | TRUE | 3778.232 | 116.504 | 32.43 | 4.44 | 0.9455 | 5196 | 83.9 | 5 | 50000 | 9/23/2016 | Dimmable | Continuous (Can dim down to ≤ 10% (W)) | No |  | 3.1 | 3778.23 | 116.5 | 32.43 | 20 | 0.997 | 5000 | 83.9
PHTVKD2D | WareLight | Warelight | STLED68W8/3000K | Indoor Luminaires | Linear Ambient | Direct Linear Ambient Luminaires | Premium | TRUE | 7546 | 112.13 | 67.3 | 4.95 | 0.942 | 3146 | 83.2 | 5 | 50000 | 9/23/2016 | Dimmable | Continuous (Can dim down to ≤ 10% (W)) | No |  | 3.1 | 7546.3 | 112 | 67.3 | 20 | 0.997 | 3000 | 83
PDJWBBE8 | WareLight | Warelight | STLED68W8/3500K | Indoor Luminaires | Linear Ambient | Direct Linear Ambient Luminaires | Premium | FALSE | [9 empty] | 9/23/2016 | Dimmable | Continuous (Can dim down to ≤ 10% (W)) | No |  |  | 7600 | 113 | 67 | 20 | 0.997 | 3500 | 83
P9PNYSH2 | WareLight | Warelight | STLED68W8/4000K | Indoor Luminaires | Linear Ambient | Direct Linear Ambient Luminaires | Premium | FALSE | [9 empty] | 9/23/2016 | Dimmable | Continuous (Can dim down to ≤ 10% (W)) | No |  |  | 7650 | 114 | 67 | 20 | 0.997 | 4000 | 83
PNRGVFNJ | WareLight | Warelight | STLED68W8/5000K | Indoor Luminaires | Linear Ambient | Direct Linear Ambient Luminaires | Premium | FALSE | [9 empty] | 9/23/2016 | Dimmable | Continuous (Can dim down to ≤ 10% (W)) | No |  |  | 7700 | 115 | 67 | 20 | 0.997 | 5000 | 83
PJ677PHZ | WareLight | Warelight | STLED36W4/3500K | Indoor Luminaires | Linear Ambient | Direct Linear Ambient Luminaires | Premium | FALSE | [9 empty] | 9/23/2016 | Dimmable | Continuous (Can dim down to ≤ 10% (W)) | No |  |  | 3680 | 113.2 | 32.5 | 20 | 0.996 | 3500 | 83
PEYHJKM8 | WareLight | Warelight | STLED36W4/4000K | Indoor Luminaires | Linear Ambient | Direct Linear Ambient Luminaires | Premium | FALSE | [9 empty] | 9/23/2016 | Dimmable | Continuous (Can dim down to ≤ 10% (W)) | No |  |  | 3750 | 115.4 | 32.5 | 20 | 0.997 | 4000 | 85.1
P3H41EY2 | WESTGATE MFG | Westgate | LLVT-4FT-40W-30K-D | Indoor Luminaires | Linear Ambient | Direct Linear Ambient Luminaires | Standard | TRUE | 5186.6 | 123.87 | 41.87 | 7.61 | 0.9584 | 3072 | 82.8 | 5 | 50000 | 9/21/2016 | Dimmable | Continuous (Can dim down to ≤ 10% (W)) | Yes |  | 4 | 5000 | 125 | 40 | 20 | 0.95 | 3000 | 80
PV6FZFHU | WESTGATE MFG | Westgate | LLVT-4FT-40W-50K-D | Indoor Luminaires | Linear Ambient | Direct Linear Ambient Luminaires | Standard | FALSE | [9 empty] | 9/21/2016 | Dimmable | Continuous (Can dim down to ≤ 10% (W)) | Yes |  |  | 5000 | 125 | 40 | 20 | 0.95 | 5000 | 80
PFC8S81M | WESTGATE MFG | Westgate | LLVT-4FT-40W-40K-D | Indoor Luminaires | Linear Ambient | Direct Linear Ambient Luminaires | Standard | FALSE | [9 empty] | 9/21/2016 | Dimmable | Continuous (Can dim down to ≤ 10% (W)) | Yes |  |  | 5000 | 125 | 40 | 20 | 0.95 | 4000 | 80
PU8DGNWC | Xeleum Lighting | Xeleum Lighting | XAPG60-8030UN65X | Indoor Luminaires | Linear Ambient | Direct Linear Ambient Luminaires | Standard | TRUE | 6668.77 | 86.87 | 76.89 | 11.9 | 0.927 | 3039 | 83.8 | 5 | 50000 | 1/2/2015 | Not Yet Verified | Not Yet Verified | Not Yet Verified |  | 2.1 | 6600 |  | 80 |  | 0.9 | 3000 | 80
P3YUR2TY | Xeleum Lighting | Xeleum Lighting | XAPG48-7030UN65X | Indoor Luminaires | Linear Ambient | Direct Linear Ambient Luminaires | Standard | TRUE | 5633.67 | 82.47 | 68.93 | 14.2 | 0.911 | 3114 | 83.1 | 5 | 50000 | 1/2/2015 | Not Yet Verified | Not Yet Verified | Not Yet Verified |  | 2.1 | 5600 |  | 70 |  | 0.9 | 3000 | 80
PA9DUXFS | Xeleum Lighting | Xeleum Lighting | XAPG24-3030UN65X | Indoor Luminaires | Linear Ambient | Direct Linear Ambient Luminaires | Standard | TRUE | 2547.05 | 85.79 | 29.71 | 24.5 | 0.91 | 2984 | 83.8 | 5 | 50000 | 1/2/2015 | Not Yet Verified | Not Yet Verified | Not Yet Verified |  | 2.1 | 2500 |  | 30 |  | 0.9 | 3000 | 80
P7DMB37Z | Xeleum Lighting | Xeleum | XALF04-M40KUN | Indoor Luminaires | Linear Ambient | Direct Linear Ambient Luminaires | Standard | TRUE | 3622 | 85.3 | 42.44 | 17.79 | 0.895 | 4012 | 82 | 10 | 50000 | 3/8/2016 | Dimmable | Continuous (Can dim down to ≤ 10% (W)) | Yes |  | 3.1 | 3622 | 85.4 | 42.4 | 14.9 | 0.988 | 4000 | 82
P8DQUNVB | Xeleum Lighting | Xeleum | XALF04-M50KUN | Indoor Luminaires | Linear Ambient | Direct Linear Ambient Luminaires | Standard | TRUE | 4499.8 | 107.7 | 41.79 | 18.65 | 0.892 | 5277 | 81.6 | 10 | 50000 | 3/8/2016 | Dimmable | Continuous (Can dim down to ≤ 10% (W)) | Yes |  | 3.1 | 4500 | 107.7 | 41.79 | 15.4 | 0.987 | 5000 | 81.6
PMT8USAQZ | XtraLight Manufacturing, Ltd. | XtraLight Manufacturing, Ltd. | LCLLED402042X4XDIM | Indoor Luminaires | Linear Ambient | Direct Linear Ambient Luminaires | Standard | TRUE | 4566 | 101.9 | 44.83 | 8.68 | 0.9684 | 4004 | 84.66 | 10 | 100000 | 11/24/2014 | Dimmable | Continuous (Can dim down to ≤ 10% (W)) | Not Yet Verified |  | 2.1 | [5 empty] | 4000
PEX5FPNC | XtraLight Manufacturing, Ltd. | XtraLight | VTELED402042X4XDIMXXFLXX055 | Indoor Luminaires | Linear Ambient | Direct Linear Ambient Luminaires | Standard | TRUE | 4034 | 97.7 | 41.29 | 10.76 | 0.956 | 4033 | 85.1 | 5 | 50000 | 3/3/2015 | Dimmable | Continuous (Can dim down to ≤ 10% (W)) | Not Yet Verified |  | 2.1 | 4034 | 97 | 41 | 10.76 | 0.956 | 4000 | 85.1
P9DJRXUE | XtraLight Manufacturing, Ltd. | XtraLight | LRSLED402036X4XDIMXXRFXXW | Indoor Luminaires | Linear Ambient | Direct Linear Ambient Luminaires | Standard | TRUE | 3608 | 103.86 | 34.74 | 7.29 | 0.936 | 4191 | 82.45 | 10 | 100000 | 11/12/2015 | Dimmable | Continuous (Can dim down to ≤ 10% (W)) | No |  | 3 | 3608 | 104.9 | 34.38 | 6.66 | 0.9969 | 4191 | 82.45
PQU4RYCB | XtraLight Manufacturing, Ltd. | XtraLight | LRSLED804067X4XUINXXRFXXW | Indoor Luminaires | Linear Ambient | Direct Linear Ambient Luminaires | Standard | TRUE | 7216 | 105.5 | 68.38 | 8.26 | 0.945 | 4191 | 82.45 | 10 | 100000 | 11/12/2015 | Dimmable | Continuous (Can dim down to ≤ 10% (W)) | No |  | 3 | 7216 | 105.5 | 68.38 | 6.66 | 0.998 | 4191 | 82.45
P91AQXX3 | XtraLight Manufacturing, Ltd. | XtraLight | LRSLED402036X5XDIMXXRFXXW | Indoor Luminaires | Linear Ambient | Direct Linear Ambient Luminaires | Standard | TRUE | 3776 | 110.1 | 34.54 | 7.34 | 0.932 | 5292 | 80.62 | 10 | 100000 | 3/23/2016 | Dimmable | Continuous (Can dim down to ≤ 10% (W)) | No |  | 3.1 | 3776 | 110.1 | 34.3 | 6.38 | 0.9972 | 5292 | 80.62
PQFM388X | XtraLight Manufacturing, Ltd. | XtraLight | LRSLED804067X5XUINXXRFXXW | Indoor Luminaires | Linear Ambient | Direct Linear Ambient Luminaires | Standard | FALSE | [9 empty] | 3/23/2016 | Dimmable | Continuous (Can dim down to ≤ 10% (W)) | No |  |  | 7552 | 109.7037 | 68.84 | 6.38 | 0.998 | 5292 | 80.62
P1VHV8H6 | YANKON LIGHTING, INC. | Energetic | ELYVT-42W | Indoor Luminaires | Linear Ambient | Direct Linear Ambient Luminaires | Standard | TRUE | 4581.86 | 113.78 | 40.27 | 11.31 | 0.98 | 2717 | 83.2 | 5 | 50000 | 5/30/2016 | Not Dimmable | Not Dimmable | No |  | 3 | 4000 | 100 | 40 | 11 | 0.9 | 2700 | 80
P3TRPCCC | YANKON LIGHTING, INC. | Energetic | ELYVT-42S | Indoor Luminaires | Linear Ambient | Direct Linear Ambient Luminaires | Standard | FALSE | [9 empty] | 5/30/2016 | Not Dimmable | Not Dimmable | No |  |  | 4000 | 100 | 40 | 11 | 0.9 | 3000 | 80
PKHXNFWJ | YANKON LIGHTING, INC. | Energetic | ELYVT-42C | Indoor Luminaires | Linear Ambient | Direct Linear Ambient Luminaires | Standard | FALSE | [9 empty] | 5/30/2016 | Not Dimmable | Not Dimmable | No |  |  | 4000 | 100 | 40 | 11 | 0.9 | 4000 | 80
PYYDVSZW | YANKON LIGHTING, INC. | Energetic | ELYVT-42N | Indoor Luminaires | Linear Ambient | Direct Linear Ambient Luminaires | Standard | FALSE | 4607.99 | 116.93 | 39.41 | 11.31 | 0.98 | 5162 | 86.9 |  |  | 5/30/2016 | Not Dimmable | Not Dimmable | No |  |  | 4000 | 100 | 40 | 11 | 0.9 | 5000 | 80
PXS1GPVW | YANKON LIGHTING, INC. | YANKON | MXL2002-LED2/20K840 | Indoor Luminaires | Linear Ambient | Direct Linear Ambient Luminaires | Standard | TRUE | 3427.6 | 93.9 | 36.52 | 15.16 | 0.8892 | 4021 | 82.6 | 5 | 50000 | 7/27/2015 | Dimmable | Continuous (Can dim down to ≤ 10% (W)) | Not Yet Verified |  | 2.1 | 3400 | 100 | 40 |  |  | 4000 | 82
PD3B9GZ4 | YANKON LIGHTING, INC. | Yankon | GWL1004-LED10K827 | Indoor Luminaires | Linear Ambient | Direct Linear Ambient Luminaires | Standard | TRUE | 1212.388 | 119.97 | 10.106 | 14.18 | 0.9729 | 2718 | 83 | 5 | 50000 | 1/5/2016 | Not Dimmable | Not Dimmable | No |  | 3 | 1000 | 100 | 10 | 10 | 0.9 | 2700 | 80
PGNA58K4 | YANKON LIGHTING, INC. | Yankon | GWL1004-LED10K850 | Indoor Luminaires | Linear Ambient | Direct Linear Ambient Luminaires | Standard | TRUE | 1216.923 | 117.136 | 10.389 | 14.18 | 0.976 | 5160 | 86.6 | 5 | 50000 | 1/5/2016 | Not Dimmable | Not Dimmable | No |  | 3 | 1000 | 100 | 10 | 10 | 0.9 | 5000 | 80
PU9YXTZV | YANKON LIGHTING, INC. | Yankon | GWL1004-LED10K830 | Indoor Luminaires | Linear Ambient | Direct Linear Ambient Luminaires | Standard | FALSE | [9 empty] | 1/5/2016 | Not Dimmable | Not Dimmable | No |  |  | 1000 | 100 | 10 | 10 | 0.9 | 3000 | 80
P64QT3MN | YANKON LIGHTING, INC. | Yankon | GWL1004-LED10K835 | Indoor Luminaires | Linear Ambient | Direct Linear Ambient Luminaires | Standard | FALSE | [9 empty] | 1/5/2016 | Not Dimmable | Not Dimmable | No |  |  | 1000 | 100 | 10 | 10 | 0.9 | 3500 | 80
P3ZV4RMA | YANKON LIGHTING, INC. | Yankon | GWL1004-LED10K840 | Indoor Luminaires | Linear Ambient | Direct Linear Ambient Luminaires | Standard | FALSE | [9 empty] | 1/5/2016 | Not Dimmable | Not Dimmable | No |  |  | 1000 | 100 | 10 | 10 | 0.9 | 4000 | 80
PPHX5H4A | YANKON LIGHTING, INC. | Yankon | GWL1004-LED2/20K827 | Indoor Luminaires | Linear Ambient | Direct Linear Ambient Luminaires | Standard | TRUE | 4581.86 | 113.78 | 40.27 | 11.31 | 0.98 | 2717 | 83.2 | 5 | 50000 | 1/5/2016 | Not Dimmable | Not Dimmable | No |  | 3 | 4000 | 100 | 40 | 11 | 0.9 | 2700 | 80
P267RMF8 | YANKON LIGHTING, INC. | Yankon | GWL1004-LED2/20K830 | Indoor Luminaires | Linear Ambient | Direct Linear Ambient Luminaires | Standard | FALSE | [9 empty] | 1/5/2016 | Not Dimmable | Not Dimmable | No |  |  | 4000 | 100 | 40 | 11 | 0.9 | 3000 | 80
PF1JMMDS | YANKON LIGHTING, INC. | Yankon | GWL1004-LED2/20K835 | Indoor Luminaires | Linear Ambient | Direct Linear Ambient Luminaires | Standard | FALSE | [9 empty] | 1/5/2016 | Not Dimmable | Not Dimmable | No |  |  | 4000 | 100 | 40 | 11 | 0.9 | 3500 | 80
PF1P4NWX | YANKON LIGHTING, INC. | Yankon | GWL1004-LED2/20K840 | Indoor Luminaires | Linear Ambient | Direct Linear Ambient Luminaires | Standard | FALSE | [9 empty] | 1/5/2016 | Not Dimmable | Not Dimmable | No |  |  | 4000 | 100 | 40 | 11 | 0.9 | 4000 | 80
P2UP1YGA | YANKON LIGHTING, INC. | Yankon | GWL1004-LED2/20K850 | Indoor Luminaires | Linear Ambient | Direct Linear Ambient Luminaires | Standard | FALSE | 4607.99 | 116.93 | 39.41 | 11.31 | 0.98 | 5162 | 86.9 |  |  | 1/5/2016 | Not Dimmable | Not Dimmable | No |  |  | 4000 | 100 | 40 | 11 | 0.9 | 5000 | 80
PRE8Y38U | YANKON LIGHTING, INC. | Yankon | GWL1004-LED2/10K827 | Indoor Luminaires | Linear Ambient | Direct Linear Ambient Luminaires | Standard | TRUE | 2321.25 | 121.63 | 19.08 | 10.32 | 0.99 | 2713 | 83.1 | 5 | 50000 | 1/5/2016 | Not Dimmable | Not Dimmable | No |  | 3 | 2000 | 100 | 20 | 10 | 0.9 | 2700 | 80
P1X876V4 | YANKON LIGHTING, INC. | Yankon | GWL1004-LED2/10K850 | Indoor Luminaires | Linear Ambient | Direct Linear Ambient Luminaires | Standard | TRUE | 2358.67 | 120.34 | 19.59 | 10.32 | 0.99 | 5126 | 86.5 | 5 | 50000 | 1/5/2016 | Not Dimmable | Not Dimmable | No |  | 3 | 2000 | 100 | 20 | 10 | 0.9 | 5000 | 80
P5ZAQ5EY | YANKON LIGHTING, INC. | Yankon | GWL1004-LED2/10K830 | Indoor Luminaires | Linear Ambient | Direct Linear Ambient Luminaires | Standard | FALSE | [9 empty] | 1/5/2016 | Not Dimmable | Not Dimmable | No |  |  | 2000 | 100 | 20 | 10 | 0.9 | 3000 | 80
P9SDDHSH | YANKON LIGHTING, INC. | Yankon | GWL1004-LED2/10K835 | Indoor Luminaires | Linear Ambient | Direct Linear Ambient Luminaires | Standard | FALSE | [9 empty] | 1/5/2016 | Not Dimmable | Not Dimmable | No |  |  | 2000 | 100 | 20 | 10 | 0.9 | 3500 | 80
PB6GNAMT | YANKON LIGHTING, INC. | Yankon | GWL1004-LED2/10K840 | Indoor Luminaires | Linear Ambient | Direct Linear Ambient Luminaires | Standard | FALSE | [9 empty] | 1/5/2016 | Not Dimmable | Not Dimmable | No |  |  | 2000 | 100 | 20 | 10 | 0.9 | 4000 | 80
PQZHGTEM | YANKON LIGHTING, INC. | Yankon | GWL1004-LED20K827 | Indoor Luminaires | Linear Ambient | Direct Linear Ambient Luminaires | Standard | TRUE | 2349.913 | 120.151 | 19.558 | 10.12 | 0.991 | 2705 | 83.1 | 5 | 50000 | 1/5/2016 | Not Dimmable | Not Dimmable | No |  | 3 | 2000 | 100 | 20 | 10 | 0.9 | 2700 | 80
PS9U43EY | YANKON LIGHTING, INC. | Yankon | GWL1004-LED20K850 | Indoor Luminaires | Linear Ambient | Direct Linear Ambient Luminaires | Standard | TRUE | 2372.408 | 118.715 | 19.984 | 10.12 | 0.991 | 5150 | 86.7 | 5 | 50000 | 1/5/2016 | Not Dimmable | Not Dimmable | No |  | 3 | 2000 | 100 | 20 | 10 | 0.9 | 5000 | 80
PG3X6QHV | YANKON LIGHTING, INC. | Yankon | GWL1004-LED20K830 | Indoor Luminaires | Linear Ambient | Direct Linear Ambient Luminaires | Standard | FALSE | [9 empty] | 1/5/2016 | Not Dimmable | Not Dimmable | No |  |  | 2000 | 100 | 20 | 10 | 0.9 | 3000 | 80
PD337PJ1 | YANKON LIGHTING, INC. | Yankon | GWL1004-LED20K835 | Indoor Luminaires | Linear Ambient | Direct Linear Ambient Luminaires | Standard | FALSE | [9 empty] | 1/5/2016 | Not Dimmable | Not Dimmable | No |  |  | 2000 | 100 | 20 | 10 | 0.9 | 3500 | 80
PM2WAEBC | YANKON LIGHTING, INC. | Yankon | GWL1004-LED20K840 | Indoor Luminaires | Linear Ambient | Direct Linear Ambient Luminaires | Standard | FALSE | [9 empty] | 1/5/2016 | Not Dimmable | Not Dimmable | No |  |  | 2000 | 100 | 20 | 10 | 0.9 | 4000 | 80
PVNCMJK3 | ZHANJIANG GENERAL ELECTRIC CORP.,LTD. | ZGE | WALED4FT-42D-4KMV | Indoor Luminaires | Linear Ambient | Direct Linear Ambient Luminaires | Standard | TRUE | 4194.8 | 92.41 | 45.39 | 7.34 | 0.9636 | 4122 | 82.3 | 5 | 50000 | 7/25/2016 | Dimmable | Continuous (Can dim down to ≤ 10% (W)) | No |  | 4 | 4200 | 93.33 | 45 | 7.34 | 0.9 | 4000 | 85
PEW7N91B | ZHANJIANG GENERAL ELECTRIC CORP.,LTD. | ZGE | WALED4FT-42D-5KMV | Indoor Luminaires | Linear Ambient | Direct Linear Ambient Luminaires | Standard | FALSE | [9 empty] | 7/25/2016 | Dimmable | Continuous (Can dim down to ≤ 10% (W)) | No |  |  | 4200 | 93.33 | 45 | 7.34 | 0.9 | 5000 | 85
PSPXM1M3 | ZHANJIANG GENERAL ELECTRIC CORP.,LTD. | ZGE | LCSLED8FT-75D-4KMV | Indoor Luminaires | Linear Ambient | Direct Linear Ambient Luminaires | Standard | TRUE | 7794.58 | 93.7 | 83.19 | 6.7 | 0.952 | 4116 | 83.6 | 5 | 50000 | 7/18/2016 | Dimmable | Continuous (Can dim down to ≤ 10% (W)) | No |  | 3.1 | 8400 | 100 | 84 | 20 | 0.9 | 4000 | 80
PZ195VAU | ZHANJIANG GENERAL ELECTRIC CORP.,LTD. | ZGE | LCSLED8FT-75D-5KMV | Indoor Luminaires | Linear Ambient | Direct Linear Ambient Luminaires | Standard | FALSE | [9 empty] | 7/18/2016 | Dimmable | Continuous (Can dim down to ≤ 10% (W)) | No |  |  | 8400 | 100 | 84 | 20 | 0.9 | 5000 | 80
PZDU1V7Q | ZHANJIANG GENERAL ELECTRIC CORP.,LTD. | ZGE | LCSLED2FT-18D-4KMV | Indoor Luminaires | Linear Ambient | Direct Linear Ambient Luminaires | Standard | TRUE | 2107.4 | 101.27 | 20.81 | 11.26 | 0.9327 | 3990 | 82.4 | 5 | 50000 | 7/28/2016 | Dimmable | Continuous (Can dim down to ≤ 10% (W)) | No |  | 3.1 | 1800 | 85.7 | 21 | 11.26 | 0.9 | 4000 | 85
PQN2H28P | ZHANJIANG GENERAL ELECTRIC CORP.,LTD. | ZGE | LCSLED2FT-18D-5KMV | Indoor Luminaires | Linear Ambient | Direct Linear Ambient Luminaires | Standard | FALSE | [9 empty] | 7/28/2016 | Dimmable | Continuous (Can dim down to ≤ 10% (W)) | No |  |  | 1800 | 85.7 | 21 | 11.26 | 0.9 | 5000 | 85
PP75EYXR | ZHANJIANG GENERAL ELECTRIC CORP.,LTD. | ZGE | CLDLED4FT-42D-4KMV | Indoor Luminaires | Linear Ambient | Direct Linear Ambient Luminaires | Standard | TRUE | 3690.7 | 93.82 | 39.34 | 7.4 | 0.9498 | 3966 | 81.9 | 5 | 50000 | 7/28/2016 | Dimmable | Continuous (Can dim down to ≤ 10% (W)) | No |  | 3.1 | 4200 | 105 | 40 | 7.4 | 0.9 | 4000 | 85
PB3KSWB7 | ZHANJIANG GENERAL ELECTRIC CORP.,LTD. | ZGE | CLDLED4FT-42D-5KMV | Indoor Luminaires | Linear Ambient | Direct Linear Ambient Luminaires | Standard | FALSE | [9 empty] | 7/28/2016 | Dimmable | Continuous (Can dim down to ≤ 10% (W)) | No |  |  | 4200 | 105 | 40 | 7.4 | 0.9 | 5000 | 85
P69CH29P | ZHANJIANG GENERAL ELECTRIC CORP.,LTD. | ZGE | LCSLED3FT-27D-4KMV | Indoor Luminaires | Linear Ambient | Direct Linear Ambient Luminaires | Standard | TRUE | 3326.6 | 111.16 | 29.93 | 17.6 | 0.9797 | 4082 | 84.8 | 5 | 50000 | 7/29/2016 | Dimmable | Continuous (Can dim down to ≤ 10% (W)) | No |  | 3.1 | 2700 | 90 | 30 | 17.6 | 0.9 | 4000 | 85
PW72WPSX | ZHANJIANG GENERAL ELECTRIC CORP.,LTD. | ZGE | LCSLED3FT-27D-5KMV | Indoor Luminaires | Linear Ambient | Direct Linear Ambient Luminaires | Standard | FALSE | [9 empty] | 7/29/2016 | Dimmable | Continuous (Can dim down to ≤ 10% (W)) | No |  |  | 2700 | 90 | 30 | 17.6 | 0.9 | 5000 | 85
PDD7YPG7 | ZHANJIANG GENERAL ELECTRIC CORP.,LTD. | ZGE | VTPLED-40D-4KMV | Indoor Luminaires | Linear Ambient | Direct Linear Ambient Luminaires | Standard | TRUE | 4551 | 102.66 | 44.33 | 5.87 | 0.9622 | 3947 | 83.4 | 5 | 50000 | 7/29/2016 | Dimmable | Continuous (Can dim down to ≤ 10% (W)) | No |  | 3.1 | 4000 | 88.89 | 45 | 5.87 | 0.9 | 4000 | 85
P6K9NC89 | ZHANJIANG GENERAL ELECTRIC CORP.,LTD. | ZGE | VTPLED-40D-5KMV | Indoor Luminaires | Linear Ambient | Direct Linear Ambient Luminaires | Standard | FALSE | [9 empty] | 7/29/2016 | Dimmable | Continuous (Can dim down to ≤ 10% (W)) | No |  |  | 4000 | 88.89 | 45 | 5.87 | 0.9 | 5000 | 85
P4GXS4HU | ZHANJIANG GENERAL ELECTRIC CORP.,LTD. | ZGE | VTPLED-52D-4KMV | Indoor Luminaires | Linear Ambient | Direct Linear Ambient Luminaires | Standard | TRUE | 5306.5 | 101.01 | 52.54 | 7.42 | 0.9545 | 3977 | 81.5 | 5 | 50000 | 7/29/2016 | Dimmable | Continuous (Can dim down to ≤ 10% (W)) | No |  | 3.1 | 5200 | 104 | 50 | 7.42 | 0.9 | 4000 | 85
PWRACUZ6 | ZHANJIANG GENERAL ELECTRIC CORP.,LTD. | ZGE | VTPLED-52D-5KMV | Indoor Luminaires | Linear Ambient | Direct Linear Ambient Luminaires | Standard | FALSE | [9 empty] | 7/29/2016 | Dimmable | Continuous (Can dim down to ≤ 10% (W)) | No |  |  | 5200 | 104 | 50 | 7.42 | 0.9 | 5000 | 85
PM7X4CP2 | ZHANJIANG GENERAL ELECTRIC CORP.,LTD. | ZGE | LCSLED4FT-40D-4KMV | Indoor Luminaires | Linear Ambient | Direct Linear Ambient Luminaires | Standard | TRUE | 4212.53 | 109.13 | 38.6 | 15.21 | 0.9481 | 4047 | 82.7 | 5 | 50000 | 8/1/2016 | Dimmable | Continuous (Can dim down to ≤ 10% (W)) | No |  | 4 | 4000 | 95.2 | 42 | 15.21 | 0.9 | 4000 | 80
PAXSK76B | ZHANJIANG GENERAL ELECTRIC CORP.,LTD. | ZGE | LCSLED4FT-40D-5KMV | Indoor Luminaires | Linear Ambient | Direct Linear Ambient Luminaires | Standard | FALSE | [9 empty] | 8/1/2016 | Dimmable | Continuous (Can dim down to ≤ 10% (W)) | No |  |  | 4000 | 95.2 | 42 | 15.21 | 0.9 | 5000 | 80
PSNA8SMF | Zhejiang Setec Lighting Co., Ltd. | N/A | SELPF10-100/324/90 [Qualified at 277V Only] | Indoor Luminaires | Linear Ambient | Direct Linear Ambient Luminaires | Standard | TRUE | 10394 | 100.62 | 103.3 | 14.03 | 0.9823 | 5287 | 87.3 | 5 | 50000 | 6/6/2016 | Not Dimmable | Not Dimmable | No |  | 3.1 | 10394 | 100.62 | 103.3 | 15.95 | 0.8787 | 5000 | 87.3
PKG2SC4K | Zhongshan ELE MFG Corp | ELE | WR386D(4000K) | Indoor Luminaires | Linear Ambient | Direct Linear Ambient Luminaires | Standard | TRUE | 3750.88 | 102.54 | 36.58 | 7.6 | 0.955 | 4068 | 84.2 | 5 | 50000 | 10/20/2016 | Dimmable | Continuous (Can dim down to ≤ 10% (W)) | No |  | 4 | 3990 | 105 | 38 | 20 | 0.9 | 4000 | 80
PHTDYU9F | Zhongshan ELE MFG Corp | ELE | WR386D(5000K) | Indoor Luminaires | Linear Ambient | Direct Linear Ambient Luminaires | Standard | FALSE | [9 empty] | 10/20/2016 | Dimmable | Continuous (Can dim down to ≤ 10% (W)) | No |  |  | 3990 | 105 | 38 | 20 | 0.9 | 5000 | 80
PPZHS9C9 | Zhongshan ELE MFG Corp | ELE | WR386(4000K) | Indoor Luminaires | Linear Ambient | Direct Linear Ambient Luminaires | Standard | FALSE | [9 empty] | 10/20/2016 | Not Dimmable | Not Dimmable | No |  |  | 3990 | 105 | 38 | 20 | 0.9 | 4000 | 80
PV351J4E | Zhongshan ELE MFG Corp | ELE | WR386(5000K) | Indoor Luminaires | Linear Ambient | Direct Linear Ambient Luminaires | Standard | FALSE | [9 empty] | 10/20/2016 | Not Dimmable | Not Dimmable | No |  |  | 3990 | 105 | 38 | 20 | 0.9 | 5000 | 80
PXN3KGA7 | Zhongshan ELE MFG Corp | ELE | WR3885D(4000K) | Indoor Luminaires | Linear Ambient | Direct Linear Ambient Luminaires | Standard | TRUE | 4005.48 | 102.65 | 39.02 | 7.67 | 0.957 | 4078 | 84.3 | 5 | 50000 | 10/20/2016 | Dimmable | Continuous (Can dim down to ≤ 10% (W)) | No |  | 4 | 3990 | 105 | 38 | 20 | 0.9 | 4000 | 80
PEFK372P | Zhongshan ELE MFG Corp | ELE | WR3885D(5000K) | Indoor Luminaires | Linear Ambient | Direct Linear Ambient Luminaires | Standard | FALSE | [9 empty] | 10/20/2016 | Dimmable | Continuous (Can dim down to ≤ 10% (W)) | No |  |  | 3990 | 105 | 38 | 20 | 0.9 | 5000 | 80
PMHTEE1Z | Zhongshan ELE MFG Corp | ELE | WR3885(4000K) | Indoor Luminaires | Linear Ambient | Direct Linear Ambient Luminaires | Standard | FALSE | [9 empty] | 10/20/2016 | Not Dimmable | Not Dimmable | No |  |  | 3990 | 105 | 38 | 20 | 0.9 | 4000 | 80
P2XNSMDZ | Zhongshan ELE MFG Corp | ELE | WR3885(5000K) | Indoor Luminaires | Linear Ambient | Direct Linear Ambient Luminaires | Standard | FALSE | [9 empty] | 10/20/2016 | Not Dimmable | Not Dimmable | No |  |  | 3990 | 105 | 38 | 20 | 0.9 | 5000 | 80
PQ624AEV | Zhongshan ELE MFG Corp | ELE | WR5011D(3000K) | Indoor Luminaires | Linear Ambient | Direct Linear Ambient Luminaires | Standard | TRUE | 4907.85 | 102.31 | 47.97 | 9.06 | 0.952 | 3139 | 86.5 | 5 | 50000 | 10/20/2016 | Dimmable | Continuous (Can dim down to ≤ 10% (W)) | No |  | 4 | 5250 | 105 | 50 | 20 | 0.9 | 3000 | 80
PEMPN8JH | Zhongshan ELE MFG Corp | ELE | WR5011D(4000K) | Indoor Luminaires | Linear Ambient | Direct Linear Ambient Luminaires | Standard | FALSE | [9 empty] | 10/20/2016 | Dimmable | Continuous (Can dim down to ≤ 10% (W)) | No |  |  | 5250 | 105 | 50 | 20 | 0.9 | 4000 | 80
PU7YCMVH | Zhongshan ELE MFG Corp | ELE | WR5011D(5000K) | Indoor Luminaires | Linear Ambient | Direct Linear Ambient Luminaires | Standard | FALSE | [9 empty] | 10/20/2016 | Dimmable | Continuous (Can dim down to ≤ 10% (W)) | No |  |  | 5250 | 105 | 50 | 20 | 0.9 | 5000 | 80
PUNWECR6 | Zhongshan ELE MFG Corp | ELE | WR5011(3000K) | Indoor Luminaires | Linear Ambient | Direct Linear Ambient Luminaires | Standard | FALSE | [9 empty] | 10/20/2016 | Not Dimmable | Not Dimmable | No |  |  | 5250 | 105 | 50 | 20 | 0.9 | 3000 | 80
P1Q366HZ | Zhongshan ELE MFG Corp | ELE | WR5011(4000K) | Indoor Luminaires | Linear Ambient | Direct Linear Ambient Luminaires | Standard | FALSE | [9 empty] | 10/20/2016 | Not Dimmable | Not Dimmable | No |  |  | 5250 | 105 | 50 | 20 | 0.9 | 4000 | 80
PJU97W4G | Zhongshan ELE MFG Corp | ELE | WR5011(5000K) | Indoor Luminaires | Linear Ambient | Direct Linear Ambient Luminaires | Standard | FALSE | [9 empty] | 10/20/2016 | Not Dimmable | Not Dimmable | No |  |  | 5250 | 105 | 50 | 20 | 0.9 | 5000 | 80
P6D2FSRH | Zhongshan ELE MFG Corp | ELE | WR7511D(4000K) | Indoor Luminaires | Linear Ambient | Direct Linear Ambient Luminaires | Standard | TRUE | 7976.22 | 107.95 | 73.89 | 8.01 | 0.974 | 4156 | 85.3 | 5 | 50000 | 10/20/2016 | Dimmable | Continuous (Can dim down to ≤ 10% (W)) | No |  | 4 | 7875 | 105 | 75 | 20 | 0.9 | 3000 | 80
P1ZQ9UR5 | Zhongshan ELE MFG Corp | ELE | WR7511D(5000K) | Indoor Luminaires | Linear Ambient | Direct Linear Ambient Luminaires | Standard | FALSE | [9 empty] | 10/20/2016 | Dimmable | Continuous (Can dim down to ≤ 10% (W)) | No |  |  | 7875 | 105 | 75 | 20 | 0.9 | 4000 | 80
PUEZ7ZZQ | Zhongshan ELE MFG Corp | ELE | WR7511(4000K) | Indoor Luminaires | Linear Ambient | Direct Linear Ambient Luminaires | Standard | FALSE | [9 empty] | 10/20/2016 | Not Dimmable | Not Dimmable | No |  |  | 7875 | 105 | 75 | 20 | 0.9 | 5000 | 80
P6VSCBTJ | Zhongshan ELE MFG Corp | ELE | WR7511(5000K) | Indoor Luminaires | Linear Ambient | Direct Linear Ambient Luminaires | Standard | FALSE | [9 empty] | 10/20/2016 | Not Dimmable | Not Dimmable | No |  |  | 7875 | 105 | 75 | 20 | 0.9 | 3000 | 80
PPSC9HHXF | Zhongshan Luxmode Industrial Co., LTD | Luxmode | LS021 (3000K) [120-220V Only] | Indoor Luminaires | Linear Ambient | Direct Linear Ambient Luminaires | Standard | TRUE | 1541.9 | 92.89 | 16.6 | 10.96 | 0.94 | 3116 | 83.3 | 5 | 50000 | 1/12/2015 | Not Dimmable | Not Dimmable | Not Yet Verified |  | 2.1 | 1445 | 85 | 17 | 20 | 0.9 | 3000 | 80
PU3CH1EH7 | Zhongshan Luxmode Industrial Co., LTD | Luxmode | LS021 (4000K) [120-220V Only] | Indoor Luminaires | Linear Ambient | Direct Linear Ambient Luminaires | Standard | FALSE | [9 empty] | 1/12/2015 | Not Dimmable | Not Dimmable | Not Yet Verified |  |  | 1487 | 87.5 | 17 | 20 | 0.9 | 4000 | 80
P46WG8HRH | Zhongshan Luxmode Industrial Co., LTD | Luxmode | LS021 (5000K) [120-220V Only] | Indoor Luminaires | Linear Ambient | Direct Linear Ambient Luminaires | Standard | FALSE | [9 empty] | 1/12/2015 | Not Dimmable | Not Dimmable | Not Yet Verified |  |  | 1500 | 90.1 | 17 | 20 | 0.9 | 5000 | 80
PHF6YRBHQ | Zhongshan Luxmode Industrial Co., LTD | Luxmode | LS022 (3000K) [120-220V Only] | Indoor Luminaires | Linear Ambient | Direct Linear Ambient Luminaires | Standard | TRUE | 2212.07 | 97.32 | 22.73 | 11.99 | 0.955 | 3011 | 81.7 | 5 | 50000 | 1/12/2015 | Not Dimmable | Not Dimmable | Not Yet Verified |  | 2.1 | 1955 | 85 | 23 | 20 | 0.9 | 3000 | 80
P7KBEMQCC | Zhongshan Luxmode Industrial Co., LTD | Luxmode | LS022 (4000K) [120-220V Only] | Indoor Luminaires | Linear Ambient | Direct Linear Ambient Luminaires | Standard | FALSE | [9 empty] | 1/12/2015 | Not Dimmable | Not Dimmable | Not Yet Verified |  |  | 2012 | 87.5 | 23 | 20 | 0.9 | 4000 | 80
P1Z78SP23 | Zhongshan Luxmode Industrial Co., LTD | Luxmode | LS022 (5000K) [120-220V Only] | Indoor Luminaires | Linear Ambient | Direct Linear Ambient Luminaires | Standard | FALSE | [9 empty] | 1/12/2015 | Not Dimmable | Not Dimmable | Not Yet Verified |  |  | 2100 | 90.1 | 23 | 20 | 0.9 | 5000 | 80
PAWUQQF38 | Zhongshan Luxmode Industrial Co., LTD | Luxmode | LS023 (3000K) [120-220V Only] | Indoor Luminaires | Linear Ambient | Direct Linear Ambient Luminaires | Standard | TRUE | 972.74 | 90.91 | 10.7 | 15.9 | 0.877 | 3015 | 81.5 | 5 | 50000 | 1/12/2015 | Not Dimmable | Not Dimmable | Not Yet Verified |  | 2.1 | 935 | 85 | 11 | 20 | 0.9 | 3000 | 80
PZWD4QDSN | Zhongshan Luxmode Industrial Co., LTD | Luxmode | LS023 (4000K) [120-220V Only] | Indoor Luminaires | Linear Ambient | Direct Linear Ambient Luminaires | Standard | FALSE | [9 empty] | 1/12/2015 | Not Dimmable | Not Dimmable | Not Yet Verified |  |  | 962 | 87.5 | 11 | 20 | 0.9 | 4000 | 80
PGJB7DR13 | Zhongshan Luxmode Industrial Co., LTD | Luxmode | LS023 (5000K) [120-220V Only] | Indoor Luminaires | Linear Ambient | Direct Linear Ambient Luminaires | Standard | FALSE | [9 empty] | 1/12/2015 | Not Dimmable | Not Dimmable | Not Yet Verified |  |  | 1000 | 90.1 | 11 | 20 | 0.9 | 5000 | 80
PET6WKMK | Zhongshan Luxmode Industrial Co., LTD | Luxmode | LS025-40K | Indoor Luminaires | Linear Ambient | Direct Linear Ambient Luminaires | Standard | TRUE | 2738.24 | 119.57 | 22.9 | 8.9 | 0.933 | 4052 | 85.7 | 5 | 90000 | 2/11/2016 | Not Dimmable | Not Dimmable | No |  | 3.1 | 2738 | 119 | 23 | 8.9 | 0.993 | 4000 | 85
PAEMEZZQ | Zhongshan Luxmode Industrial Co., LTD | Luxmode | LS025-50K | Indoor Luminaires | Linear Ambient | Direct Linear Ambient Luminaires | Standard | FALSE | [9 empty] | 2/11/2016 | Not Dimmable | Not Dimmable | No |  |  | 2744 | 120 | 23 | 7.8 | 0.994 | 5000 | 83
PW1M989S | Zhongshan Luxmode Industrial Co., LTD | Luxmode | LS027-40K | Indoor Luminaires | Linear Ambient | Direct Linear Ambient Luminaires | Standard | TRUE | 5069.02 | 111.41 | 45.5 | 11 | 0.961 | 4103 | 86.2 | 5 | 90000 | 2/11/2016 | Not Dimmable | Not Dimmable | No |  | 3.1 | 5060 | 110 | 46 | 11 | 0.992 | 4000 | 86
P6XRJG84 | Zhongshan Luxmode Industrial Co., LTD | Luxmode | LS027-50K | Indoor Luminaires | Linear Ambient | Direct Linear Ambient Luminaires | Standard | FALSE | [9 empty] | 2/11/2016 | Not Dimmable | Not Dimmable | No |  |  | 5068 | 110 | 46 | 10.9 | 0.993 | 5000 | 83
PYUV2BX3 | Zhongshan Luxmode Industrial Co., LTD | Luxmode | LO080-40K | Indoor Luminaires | Linear Ambient | Direct Linear Ambient Luminaires | Standard | TRUE | 3487.76 | 105.08 | 33.19 | 5.9 | 0.959 | 4149 | 86.4 | 5 | 90000 | 3/5/2016 | Not Dimmable | Not Dimmable | No |  | 3.1 | 3487.76 | 105.08 | 33.19 | 5.9 | 0.959 | 4149 | 86.4
P88H555X | Zhongshan Luxmode Industrial Co., LTD | Luxmode | LO080-50K | Indoor Luminaires | Linear Ambient | Direct Linear Ambient Luminaires | Standard | FALSE | [9 empty] | 3/5/2016 | Not Dimmable | Not Dimmable | No |  |  | 3741.562 | 113.381 | 33 | 5.9 | 0.959 | 5252 | 86
P19XU99R | Zhongshan Luxmode Industrial Co., LTD | Luxmode | LO085-40K | Indoor Luminaires | Linear Ambient | Direct Linear Ambient Luminaires | Standard | TRUE | 1876.68 | 116.28 | 16.14 | 12.4 | 0.955 | 4179 | 86.7 | 5 | 90000 | 3/5/2016 | Not Dimmable | Not Dimmable | No |  | 3.1 | 1876.68 | 116 | 16.1 | 10.1 | 0.993 | 4000 | 85
PRK8PVFQ | Zhongshan Luxmode Industrial Co., LTD | Luxmode | LO085-50K | Indoor Luminaires | Linear Ambient | Direct Linear Ambient Luminaires | Standard | FALSE | [9 empty] | 3/5/2016 | Not Dimmable | Not Dimmable | No |  |  | 2005.03 | 125 | 16 | 10.1 | 0.993 | 5000 | 85
PWYM5P41 | Zhongshan Luxmode Industrial Co.,LTD | Luxmode | LS027-HE-48W-40K | Indoor Luminaires | Linear Ambient | Direct Linear Ambient Luminaires | Premium | TRUE | 5297.52 | 119.58 | 44.3 | 8.7 | 0.961 | 4188 | 84.9 | 5 | 50000 | 4/6/2016 | Not Dimmable | Not Dimmable | No |  | 3.1 | 5297 | 119.6 | 44.3 | 10.8 | 0.993 | 4000 | 85
P346FPCH | Zhongshan Luxmode Industrial Co.,LTD | Luxmode | LS027-HE-48W-50K | Indoor Luminaires | Linear Ambient | Direct Linear Ambient Luminaires | Premium | FALSE | [9 empty] | 4/6/2016 | Not Dimmable | Not Dimmable | No |  |  | 5297 | 118.9 | 44.7 | 10.8 | 0.993 | 5000 | 81
PNDAY4B2 | Zhongshan Luxmode Industrial Co.,LTD | Luxmode | LS027-HE-36W-40K | Indoor Luminaires | Linear Ambient | Direct Linear Ambient Luminaires | Premium | TRUE | 4169.66 | 122.64 | 34 | 8.8 | 0.959 | 4176 | 84.8 | 5 | 50000 | 4/6/2016 | Not Dimmable | Not Dimmable | No |  | 3.1 | 4169.66 | 122.6 | 34 | 11 | 0.992 | 4000 | 85
PGQ8D1WE | Zhongshan Luxmode Industrial Co.,LTD | Luxmode | LS027-HE-36W-50K | Indoor Luminaires | Linear Ambient | Direct Linear Ambient Luminaires | Premium | FALSE | [9 empty] | 4/6/2016 | Not Dimmable | Not Dimmable | No |  |  | 4169.66 | 123 | 34 | 11 | 0.992 | 5000 | 81
PJAD3XAZ | Zhongshan Luxmode Industrial Co.,LTD | Luxmode | LS025-HE-40K | Indoor Luminaires | Linear Ambient | Direct Linear Ambient Luminaires | Premium | TRUE | 2624.45 | 119.84 | 21.9 | 9.1 | 0.961 | 4109 | 83.7 | 5 | 50000 | 4/6/2016 | Not Dimmable | Not Dimmable | No |  | 3.1 | 2624 | 119.8 | 21.9 | 10.5 | 0.994 | 4000 | 83
P66X65F3 | Zhongshan Luxmode Industrial Co.,LTD | Luxmode | LS025-HE-50K | Indoor Luminaires | Linear Ambient | Direct Linear Ambient Luminaires | Premium | FALSE | [9 empty] | 4/6/2016 | Not Dimmable | Not Dimmable | No |  |  | 2624 | 120.7 | 22.4 | 10.5 | 0.994 | 5000 | 82
P2ME6MRQ | Zhongshan Luxmode Industrial Co.,LTD | Luxmode | LO085-HE-40K | Indoor Luminaires | Linear Ambient | Direct Linear Ambient Luminaires | Premium | TRUE | 2517.71 | 112.19 | 22.6 | 8.4 | 0.93 | 4079 | 81.6 | 5 | 50000 | 4/6/2016 | Not Dimmable | Not Dimmable | No |  | 3.1 | 2569 | 111 | 22.6 | 9.2 | 0.993 | 4000 | 81.6
P4S8D99Q | Zhongshan Luxmode Industrial Co.,LTD | Luxmode | LO085-HE-50K | Indoor Luminaires | Linear Ambient | Direct Linear Ambient Luminaires | Premium | FALSE | [9 empty] | 4/6/2016 | Not Dimmable | Not Dimmable | No |  |  | 2569 | 112 | 22.9 | 9.2 | 0.993 | 5000 | 83.2
PJN2XHVU | Zhongshan Luxmode Industrial Co.,LTD | Luxmode | LO080-HE-40K | Indoor Luminaires | Linear Ambient | Direct Linear Ambient Luminaires | Premium | TRUE | 4955.84 | 110.62 | 44.8 | 10.8 | 0.959 | 4133 | 82.1 | 5 | 50000 | 4/6/2016 | Not Dimmable | Not Dimmable | No |  | 3.1 | 4955.84 | 111 | 44.8 | 10.8 | 0.992 | 4000 | 82.1
P42P2CTS | Zhongshan Luxmode Industrial Co.,LTD | Luxmode | LO080-HE-50K | Indoor Luminaires | Linear Ambient | Direct Linear Ambient Luminaires | Premium | FALSE | [9 empty] | 4/6/2016 | Not Dimmable | Not Dimmable | No |  |  | 4955.84 | 112 | 44.9 | 10.8 | 0.992 | 5000 | 83.8
P4XCVRSM | Zoluu LLC | Zoluu LLC | ZOLED-36W-AD30 | Indoor Luminaires | Linear Ambient | Direct Linear Ambient Luminaires | Standard | TRUE | 3607.93 | 104.52 | 34.52 | 11.6 | 0.876 | 2961 | 83 | 5 | 50000 | 5/4/2016 | Dimmable | Continuous (Can dim down to ≤ 10% (W)) | Not Yet Verified |  | 2.1 | 3607.93 | 104.52 | 34.52 | 11.3 | 0.988 | 2961 | 83
PWUD1STM | Zoluu LLC | Zoluu LLC | ZOLED-36W-AD35 | Indoor Luminaires | Linear Ambient | Direct Linear Ambient Luminaires | Standard | FALSE | [9 empty] | 5/4/2016 | Dimmable | Continuous (Can dim down to ≤ 10% (W)) | Not Yet Verified |  |  | 3960 | 110 | 36 | 11.3 | 0.988 | 3500 | 83
PEKY7YRF | Zoluu LLC | Zoluu LLC | ZOLED-36W-AD40 | Indoor Luminaires | Linear Ambient | Direct Linear Ambient Luminaires | Standard | FALSE | [9 empty] | 5/4/2016 | Dimmable | Continuous (Can dim down to ≤ 10% (W)) | Not Yet Verified |  |  | 3960 | 110 | 36 | 11.3 | 0.988 | 4000 | 83
PNT6QBQ7 | Zoluu LLC | Zoluu LLC | ZOLED-36W-AD45 | Indoor Luminaires | Linear Ambient | Direct Linear Ambient Luminaires | Standard | FALSE | [9 empty] | 5/4/2016 | Dimmable | Continuous (Can dim down to ≤ 10% (W)) | Not Yet Verified |  |  | 3960 | 110 | 36 | 11.3 | 0.988 | 4500 | 83
P5M2VGYC | Zoluu LLC | Zoluu LLC | ZOLED-36W-AD50 | Indoor Luminaires | Linear Ambient | Direct Linear Ambient Luminaires | Standard | FALSE | [9 empty] | 5/4/2016 | Dimmable | Continuous (Can dim down to ≤ 10% (W)) | Not Yet Verified |  |  | 3960 | 110 | 36 | 11.3 | 0.988 | 5000 | 83
PCHSW886 | Zoluu LLC | Zoluu LLC | ZOLED-36W-AX30 | Indoor Luminaires | Linear Ambient | Direct Linear Ambient Luminaires | Standard | FALSE | [9 empty] | 5/4/2016 | Not Dimmable | Not Dimmable | Not Yet Verified |  |  | 3607.93 | 104.52 | 34.52 | 11.3 | 0.988 | 2961 | 83
PQ2TFEN7 | Zoluu LLC | Zoluu LLC | ZOLED-36W-AX35 | Indoor Luminaires | Linear Ambient | Direct Linear Ambient Luminaires | Standard | FALSE | [9 empty] | 5/4/2016 | Not Dimmable | Not Dimmable | Not Yet Verified |  |  | 3960 | 110 | 36 | 11.3 | 0.988 | 3500 | 83
P6HHYPXW | Zoluu LLC | Zoluu LLC | ZOLED-36W-AX40 | Indoor Luminaires | Linear Ambient | Direct Linear Ambient Luminaires | Standard | FALSE | [9 empty] | 5/4/2016 | Not Dimmable | Not Dimmable | Not Yet Verified |  |  | 3960 | 110 | 36 | 11.3 | 0.988 | 4000 | 83
P7591U6R | Zoluu LLC | Zoluu LLC | ZOLED-36W-AX45 | Indoor Luminaires | Linear Ambient | Direct Linear Ambient Luminaires | Standard | FALSE | [9 empty] | 5/4/2016 | Not Dimmable | Not Dimmable | Not Yet Verified |  |  | 3960 | 110 | 36 | 11.3 | 0.988 | 4500 | 83
PT6FPVFH | Zoluu LLC | Zoluu LLC | ZOLED-36W-AX50 | Indoor Luminaires | Linear Ambient | Direct Linear Ambient Luminaires | Standard | FALSE | [9 empty] | 5/4/2016 | Not Dimmable | Not Dimmable | Not Yet Verified |  |  | 3960 | 110 | 36 | 11.3 | 0.988 | 5000 | 83
PDV8TE5A | Zoluu LLC | Zoluu LLC | ZOLED-45W-AD30 | Indoor Luminaires | Linear Ambient | Direct Linear Ambient Luminaires | Standard | TRUE | 4553.53 | 105.14 | 43.31 | 6.1 | 0.934 | 2920 | 82.7 | 5 | 50000 | 5/4/2016 | Dimmable | Continuous (Can dim down to ≤ 10% (W)) | Not Yet Verified |  | 2.1 | 4553.53 | 105.14 | 43.31 | 9.8 | 0.99 | 2920 | 83
PX6NXKUH | Zoluu LLC | Zoluu LLC | ZOLED-45W-AD35 | Indoor Luminaires | Linear Ambient | Direct Linear Ambient Luminaires | Standard | FALSE | [9 empty] | 5/4/2016 | Dimmable | Continuous (Can dim down to ≤ 10% (W)) | Not Yet Verified |  |  | 4950 | 110 | 45 | 9.8 | 0.99 | 3500 | 83
P4KYSWVS | Zoluu LLC | Zoluu LLC | ZOLED-45W-AD40 | Indoor Luminaires | Linear Ambient | Direct Linear Ambient Luminaires | Standard | FALSE | [9 empty] | 5/4/2016 | Dimmable | Continuous (Can dim down to ≤ 10% (W)) | Not Yet Verified |  |  | 4950 | 110 | 45 | 9.8 | 0.99 | 4000 | 83
P96VC6TC | Zoluu LLC | Zoluu LLC | ZOLED-45W-AD45 | Indoor Luminaires | Linear Ambient | Direct Linear Ambient Luminaires | Standard | FALSE | [9 empty] | 5/4/2016 | Dimmable | Continuous (Can dim down to ≤ 10% (W)) | Not Yet Verified |  |  | 4950 | 110 | 45 | 9.8 | 0.99 | 4500 | 83
PT42V54S | Zoluu LLC | Zoluu LLC | ZOLED-45W-AD50 | Indoor Luminaires | Linear Ambient | Direct Linear Ambient Luminaires | Standard | FALSE | [9 empty] | 5/4/2016 | Dimmable | Continuous (Can dim down to ≤ 10% (W)) | Not Yet Verified |  |  | 4950 | 110 | 45 | 9.8 | 0.99 | 5000 | 83
PWFC8EKK | Zoluu LLC | Zoluu LLC | ZOLED-45W-AX30 | Indoor Luminaires | Linear Ambient | Direct Linear Ambient Luminaires | Standard | FALSE | [9 empty] | 5/4/2016 | Not Dimmable | Not Dimmable | Not Yet Verified |  |  | 4553.53 | 105.14 | 43.31 | 9.8 | 0.99 | 2920 | 83
PM59BPEN | Zoluu LLC | Zoluu LLC | ZOLED-45W-AX35 | Indoor Luminaires | Linear Ambient | Direct Linear Ambient Luminaires | Standard | FALSE | [9 empty] | 5/4/2016 | Not Dimmable | Not Dimmable | Not Yet Verified |  |  | 4950 | 110 | 45 | 9.8 | 0.99 | 3500 | 83
PWTR71CS | Zoluu LLC | Zoluu LLC | ZOLED-45W-AX40 | Indoor Luminaires | Linear Ambient | Direct Linear Ambient Luminaires | Standard | FALSE | [9 empty] | 5/4/2016 | Not Dimmable | Not Dimmable | Not Yet Verified |  |  | 4950 | 110 | 45 | 9.8 | 0.99 | 4000 | 83
PEGFPBP2 | Zoluu LLC | Zoluu LLC | ZOLED-45W-AX45 | Indoor Luminaires | Linear Ambient | Direct Linear Ambient Luminaires | Standard | FALSE | [9 empty] | 5/4/2016 | Not Dimmable | Not Dimmable | Not Yet Verified |  |  | 4950 | 110 | 45 | 9.8 | 0.99 | 4500 | 83
PHNFK4JU | Zoluu LLC | Zoluu LLC | ZOLED-45W-AX50 | Indoor Luminaires | Linear Ambient | Direct Linear Ambient Luminaires | Standard | FALSE | [9 empty] | 5/4/2016 | Not Dimmable | Not Dimmable | Not Yet Verified |  |  | 4950 | 110 | 45 | 9.8 | 0.99 | 5000 | 83