## QPL
DESIGNLIGHTS CONSORTIUM (DLC) |  |  |  | Language/Langue:
QUALIFED PRODUCTS LIST (QPL) |  |  |  | English
**This list is for the use of sponsors of the DesignLights Consortium (DLC) in operation of their commercial lighting programs. The QPL is updated regularly. Please refer to the date last updated, below, and check www.designlights.org to ensure you are using the most current version.
NOTES: (1) White rows represent product models that actual test reports were evaluated. Gray rows represent the corresponding family models, of a particular model number, which test reports were not evaluated. (2) "X" in the model number represents wildcard characters for multiple product variations. In these cases, all variations are considered approved. This is done to save space on the QPL.
Last Updated: | 2016-10-25 | By: www.designlights.org
DLC Product Code | Manufacturer Name | Brand Name | Model Number | Category | General Application | Primary Use | Classification | Parent Product | Measured Light Output (lm) | Measured Luminaire Efficacy (lm/W) | Measured Wattage (W) | Total Harmonic Distortion (THD) | Measured Power Factor | Measured CCT (K) | Measured CRI | Warranty (years) | Rated Lifetime (hours) | Date Qualified | Dimming Status | Dimming Type | Has Intergated Controls | Notes | Technical Requirements Version Number | Rated Light Output (lm) | Rated Luminaire Efficacy (lm/W) | Rated Wattage (W) | Total Harmonic Distortion (THD) | Rated Power Factor | Rated CCT (K) | Rated CRI
PXHE9GKK | #1 Advance LEDs | #1 Advance LEDs | USA-DL-150W | Indoor Luminaires | Linear Ambient | Direct Linear Ambient Luminaires | Standard | TRUE | 15246 | 102.66 | 148.55 | 14.29 | 0.9086 | 4190 | 86.9 | 5 | 50000 | 2/26/2015 | Not Dimmable | Not Dimmable | Not Yet Verified | 277V Only Qualified | 2.1 | 13500 | 90 | 150 | 20 | 0.9 | 4000 | 80
PY5RQGBE | 1 Source LED | 1 Source LED | VT2-NP-C-3000K | Indoor Luminaires | Linear Ambient | Direct Linear Ambient Luminaires | Standard | TRUE | 2034.52 | 108.51 | 18.75 | 14.5 | 0.907 | 2932 | 83 | 5 |  | 7/13/2015 | Not Yet Verified | Not Yet Verified | Not Yet Verified |  | 2.1 | 2034.52 | 108.51 | 18.75 | 14.5 | 0.982 | 2932 | 83
P68NZVH4 | 1 Source LED | 1 Source LED | VT2-NP-C-4000K | Indoor Luminaires | Linear Ambient | Direct Linear Ambient Luminaires | Standard | FALSE | [9 empty] | 7/13/2015 | Not Yet Verified | Not Yet Verified | Not Yet Verified |  |  | 2100 | 105 | 20 | 14.5 | 0.982 | 4000 | 80
P6E86D7H | 1 Source LED | 1 Source LED | VT2-NP-C-5000K | Indoor Luminaires | Linear Ambient | Direct Linear Ambient Luminaires | Standard | FALSE | [9 empty] | 7/13/2015 | Not Yet Verified | Not Yet Verified | Not Yet Verified |  |  | 2100 | 105 | 20 | 14.5 | 0.982 | 5000 | 80
PDBP65AU | 1 Source LED | 1 Source LED | VT2-NP-F-3000K | Indoor Luminaires | Linear Ambient | Direct Linear Ambient Luminaires | Standard | TRUE | 1766.55 | 94.82 | 18.63 | 13.3 | 0.912 | 2952 | 83.8 | 5 |  | 7/13/2015 | Not Yet Verified | Not Yet Verified | Not Yet Verified |  | 2.1 | 1766.55 | 94.82 | 18.63 | 13.3 | 0.987 | 2952 | 84
P9T4N47X | 1 Source LED | 1 Source LED | VT2-NP-F-4000K | Indoor Luminaires | Linear Ambient | Direct Linear Ambient Luminaires | Standard | FALSE | [9 empty] | 7/13/2015 | Not Yet Verified | Not Yet Verified | Not Yet Verified |  |  | 1900 | 95 | 20 | 13.3 | 0.987 | 4000 | 80
PN99YN79 | 1 Source LED | 1 Source LED | VT2-NP-F-5000K | Indoor Luminaires | Linear Ambient | Direct Linear Ambient Luminaires | Standard | FALSE | [9 empty] | 7/13/2015 | Not Yet Verified | Not Yet Verified | Not Yet Verified |  |  | 1900 | 95 | 20 | 13.3 | 0.987 | 5000 | 80
PXVS7AVD | 1 Source LED | 1 Source LED | VT3-NP-C-3000K | Indoor Luminaires | Linear Ambient | Direct Linear Ambient Luminaires | Standard | TRUE | 3040.79 | 107.75 | 28.22 | 9.6 | 0.935 | 2937 | 83 | 5 |  | 7/13/2015 | Not Yet Verified | Not Yet Verified | Not Yet Verified |  | 2.1 | 3070.79 | 107.75 | 28.22 | 9.6 | 0.993 | 2937 | 83
PTMPFGZU | 1 Source LED | 1 Source LED | VT3-NP-C-4000K | Indoor Luminaires | Linear Ambient | Direct Linear Ambient Luminaires | Standard | FALSE | [9 empty] | 7/13/2015 | Not Yet Verified | Not Yet Verified | Not Yet Verified |  |  | 3150 | 105 | 30 | 9.6 | 0.993 | 4000 | 80
P3BTNAV7 | 1 Source LED | 1 Source LED | VT3-NP-C-5000K | Indoor Luminaires | Linear Ambient | Direct Linear Ambient Luminaires | Standard | FALSE | [9 empty] | 7/13/2015 | Not Yet Verified | Not Yet Verified | Not Yet Verified |  |  | 3150 | 105 | 30 | 9.6 | 0.993 | 5000 | 80
PQUN2KGU | 1 Source LED | 1 Source LED | VT3-NP-F-3000K | Indoor Luminaires | Linear Ambient | Direct Linear Ambient Luminaires | Standard | TRUE | 2733.18 | 95.97 | 28.5 | 10.7 | 0.937 | 2950 | 83.8 | 5 |  | 7/13/2015 | Not Yet Verified | Not Yet Verified | Not Yet Verified |  | 2.1 | 2733.18 | 95.97 | 28.48 | 10.7 | 0.992 | 2950 | 84
PE9H19JR | 1 Source LED | 1 Source LED | VT3-NP-F-4000K | Indoor Luminaires | Linear Ambient | Direct Linear Ambient Luminaires | Standard | FALSE | [9 empty] | 7/13/2015 | Not Yet Verified | Not Yet Verified | Not Yet Verified |  |  | 2850 | 95 | 30 | 10.7 | 0.992 | 4000 | 80
PS694QRR | 1 Source LED | 1 Source LED | VT3-NP-F-5000K | Indoor Luminaires | Linear Ambient | Direct Linear Ambient Luminaires | Standard | FALSE | [9 empty] | 7/13/2015 | Not Yet Verified | Not Yet Verified | Not Yet Verified |  |  | 2850 | 95 | 30 | 10.7 | 0.992 | 5000 | 80
PFRFWHDU | 1 Source LED | 1 Source LED | VT5-NP-F-3000K | Indoor Luminaires | Linear Ambient | Direct Linear Ambient Luminaires | Standard | TRUE | 4591.59 | 97.38 | 46.73 | 15.5 | 0.91 | 2969 | 84 | 5 | 50000 | 7/13/2015 | Not Yet Verified | Not Yet Verified | Not Yet Verified |  | 2.1 | 4750 | 95 | 50 | 20 | 0.93 | 3000 | 80
P7RMMNBG | 1 Source LED | 1 Source LED | VT5-NP-F-4000K | Indoor Luminaires | Linear Ambient | Direct Linear Ambient Luminaires | Standard | FALSE | [9 empty] | 7/13/2015 | Not Yet Verified | Not Yet Verified | Not Yet Verified |  |  | 4750 | 95 | 50 | 20 | 0.93 | 4000 | 80
PBEEZPUN | 1 Source LED | 1 Source LED | VT5-NP-F-5000K | Indoor Luminaires | Linear Ambient | Direct Linear Ambient Luminaires | Standard | FALSE | [9 empty] | 7/13/2015 | Not Yet Verified | Not Yet Verified | Not Yet Verified |  |  | 4750 | 95 | 50 | 20 | 0.93 | 5000 | 80
PNFQGRCM | 1 Source LED | 1 Source LED | VT5-HP-C-3000K | Indoor Luminaires | Linear Ambient | Direct Linear Ambient Luminaires | Standard | TRUE | 6529.66 | 109.63 | 59.8 | 16.2 | 0.93 | 2926 | 82.9 | 5 | 50000 | 7/13/2015 | Not Yet Verified | Not Yet Verified | Not Yet Verified |  | 2.1 | 6825 | 105 | 65 | 20 | 0.93 | 3000 | 80
PETTWDRJ | 1 Source LED | 1 Source LED | VT5-HP-C-4000K | Indoor Luminaires | Linear Ambient | Direct Linear Ambient Luminaires | Standard | FALSE | [9 empty] | 7/13/2015 | Not Yet Verified | Not Yet Verified | Not Yet Verified |  |  | 6825 | 105 | 65 | 20 | 0.93 | 4000 | 80
PCFECCAH | 1 Source LED | 1 Source LED | VT5-HP-C-5000K | Indoor Luminaires | Linear Ambient | Direct Linear Ambient Luminaires | Standard | FALSE | [9 empty] | 7/13/2015 | Not Yet Verified | Not Yet Verified | Not Yet Verified |  |  | 6825 | 105 | 65 | 20 | 0.93 | 5000 | 80
PT6PXGJR | 1 Source LED | 1 Source LED | VT5-NP-C-3000K | Indoor Luminaires | Linear Ambient | Direct Linear Ambient Luminaires | Standard | TRUE | 5146.05 | 109.65 | 46.97 | 12.9 | 0.92 | 2956 | 83 | 5 | 50000 | 7/13/2015 | Not Yet Verified | Not Yet Verified | Not Yet Verified |  | 2.1 | 5250 | 105 | 50 | 20 | 0.93 | 3000 | 80
P24DA6D4 | 1 Source LED | 1 Source LED | VT5-NP-C-4000K | Indoor Luminaires | Linear Ambient | Direct Linear Ambient Luminaires | Standard | FALSE | [9 empty] | 7/13/2015 | Not Yet Verified | Not Yet Verified | Not Yet Verified |  |  | 5250 | 105 | 50 | 20 | 0.93 | 4000 | 80
PK1P3AG2 | 1 Source LED | 1 Source LED | VT5-NP-C-5000K | Indoor Luminaires | Linear Ambient | Direct Linear Ambient Luminaires | Standard | FALSE | [9 empty] | 7/13/2015 | Not Yet Verified | Not Yet Verified | Not Yet Verified |  |  | 5250 | 105 | 50 | 20 | 0.93 | 5000 | 80
P841HW88 | 1 Source LED | 1 Source LED | VT5-HP-F-3000K | Indoor Luminaires | Linear Ambient | Direct Linear Ambient Luminaires | Standard | TRUE | 5852.28 | 97.8 | 59.7 | 15.4 | 0.94 | 2958 | 83.8 | 5 | 50000 | 7/13/2015 | Not Yet Verified | Not Yet Verified | Not Yet Verified |  | 2.1 | 6175 | 95 | 65 | 20 | 0.93 | 3000 | 80
P8AXKUE5 | 1 Source LED | 1 Source LED | VT5-HP-F-4000K | Indoor Luminaires | Linear Ambient | Direct Linear Ambient Luminaires | Standard | FALSE | [9 empty] | 7/13/2015 | Not Yet Verified | Not Yet Verified | Not Yet Verified |  |  | 6175 | 95 | 65 | 20 | 0.93 | 4000 | 80
PJBVH46P | 1 Source LED | 1 Source LED | VT5-HP-F-5000K | Indoor Luminaires | Linear Ambient | Direct Linear Ambient Luminaires | Standard | FALSE | [9 empty] | 7/13/2015 | Not Yet Verified | Not Yet Verified | Not Yet Verified |  |  | 6175 | 95 | 65 | 20 | 0.93 | 5000 | 80
PYPWGMQ3 | 1 Source LED | 1 Source LED | VT4-NP-F-3000K | Indoor Luminaires | Linear Ambient | Direct Linear Ambient Luminaires | Standard | TRUE | 3684.2 | 96.77 | 37.74 | 11.3 | 0.88 | 2958 | 83.8 | 5 | 50000 | 7/13/2015 | Not Yet Verified | Not Yet Verified | Not Yet Verified |  | 2.1 | 3800 | 95 | 40 | 20 | 0.93 | 3000 | 80
PR1KC3RU | 1 Source LED | 1 Source LED | VT4-NP-F-4000K | Indoor Luminaires | Linear Ambient | Direct Linear Ambient Luminaires | Standard | FALSE | [9 empty] | 7/13/2015 | Not Yet Verified | Not Yet Verified | Not Yet Verified |  |  | 3800 | 95 | 40 | 20 | 0.93 | 4000 | 80
PBYQVKS4 | 1 Source LED | 1 Source LED | VT4-NP-F-5000K | Indoor Luminaires | Linear Ambient | Direct Linear Ambient Luminaires | Standard | FALSE | [9 empty] | 7/13/2015 | Not Yet Verified | Not Yet Verified | Not Yet Verified |  |  | 3800 | 95 | 40 | 20 | 0.93 | 5000 | 80
P4SZN98A | 1 Source LED | 1 Source LED | VT4-NP-C-3000K | Indoor Luminaires | Linear Ambient | Direct Linear Ambient Luminaires | Standard | TRUE | 4242.76 | 109.94 | 36.67 | 8.3 | 0.88 | 2939 | 83 | 5 | 50000 | 7/13/2015 | Not Yet Verified | Not Yet Verified | Not Yet Verified |  | 2.1 | 4200 | 105 | 40 | 20 | 0.93 | 3000 | 80
PZ4UFMPJ | 1 Source LED | 1 Source LED | VT4-NP-C-4000K | Indoor Luminaires | Linear Ambient | Direct Linear Ambient Luminaires | Standard | FALSE | [9 empty] | 7/13/2015 | Not Yet Verified | Not Yet Verified | Not Yet Verified |  |  | 4200 | 105 | 40 | 20 | 0.93 | 4000 | 80
PQDAJTES | 1 Source LED | 1 Source LED | VT4-NP-C-5000K | Indoor Luminaires | Linear Ambient | Direct Linear Ambient Luminaires | Standard | FALSE | [9 empty] | 7/13/2015 | Not Yet Verified | Not Yet Verified | Not Yet Verified |  |  | 4200 | 105 | 40 | 20 | 0.93 | 5000 | 80
P7S7ZZEU | AB Tech Solution INC | SmartPwrNet | ABTS-T5SL12-30W (2700K) | Indoor Luminaires | Linear Ambient | Direct Linear Ambient Luminaires | Standard | TRUE | 3155.91 | 95.26 | 33.13 | 20.9 | 0.935 | 2758 | 83 | 5 | 50000 | 4/22/2016 | Not Yet Verified | Not Yet Verified | Not Yet Verified |  | 2.1 | 3156 | 95.26 | 33.13 | 14.2 | 0.986 | 2758 | 83
PJJQ6MTU | AB Tech Solution INC | SmartPwrNet | ABTS-T5SL12-30W (3000K) | Indoor Luminaires | Linear Ambient | Direct Linear Ambient Luminaires | Standard | FALSE | [9 empty] | 4/22/2016 | Not Yet Verified | Not Yet Verified | Not Yet Verified |  |  | 3156 | 95.26 | 30 | 14.2 | 0.986 | 3000 | 83
PGXVXJM1 | AB Tech Solution INC | SmartPwrNet | ABTS-T5SL12-30W (3500K) | Indoor Luminaires | Linear Ambient | Direct Linear Ambient Luminaires | Standard | FALSE | [9 empty] | 4/22/2016 | Not Yet Verified | Not Yet Verified | Not Yet Verified |  |  | 3156 | 95.26 | 30 | 14.2 | 0.986 | 3500 | 83
PDN94AVQ | AB Tech Solution INC | SmartPwrNet | ABTS-T5SL12-30W (4000K) | Indoor Luminaires | Linear Ambient | Direct Linear Ambient Luminaires | Standard | FALSE | [9 empty] | 4/22/2016 | Not Yet Verified | Not Yet Verified | Not Yet Verified |  |  | 3156 | 95.26 | 30 | 14.2 | 0.986 | 4000 | 83
PHHA15QZ | AB Tech Solution INC | SmartPwrNet | ABTS-T5SL12-30W (4500K) | Indoor Luminaires | Linear Ambient | Direct Linear Ambient Luminaires | Standard | FALSE | [9 empty] | 4/22/2016 | Not Yet Verified | Not Yet Verified | Not Yet Verified |  |  | 3156 | 95.26 | 30 | 14.2 | 0.986 | 4500 | 83
P9F32XMX | AB Tech Solution INC | SmartPwrNet | ABTS-T5SL12-30W (5000K) | Indoor Luminaires | Linear Ambient | Direct Linear Ambient Luminaires | Standard | FALSE | [9 empty] | 4/22/2016 | Not Yet Verified | Not Yet Verified | Not Yet Verified |  |  | 3156 | 95.26 | 30 | 14.2 | 0.986 | 5000 | 83
PE1FSR57 | AB Tech Solution INC | SmartPwrNet | ABTS-T5SL24-60W (3000K) | Indoor Luminaires | Linear Ambient | Direct Linear Ambient Luminaires | Standard | TRUE | 6408.47 | 110.19 | 58.2 | 5.91 | 0.943 | 2975 | 81.2 | 5 | 50000 | 4/22/2016 | Not Dimmable | Not Dimmable | Not Yet Verified |  | 2.1 | 6408.47 | 110.19 | 58.16 | 2.79 | 0.996 | 2975 | 81
PQWXETP3 | AB Tech Solution INC | SmartPwrNet | ABTS-T5SL24-60W (3500K) | Indoor Luminaires | Linear Ambient | Direct Linear Ambient Luminaires | Standard | FALSE | [9 empty] | 4/22/2016 | Not Dimmable | Not Dimmable | Not Yet Verified |  |  | 5100 | 85 | 60 | 2.79 | 0.996 | 3500 | 81
PD86YVEB | AB Tech Solution INC | SmartPwrNet | ABTS-T5SL24-60W (4000K) | Indoor Luminaires | Linear Ambient | Direct Linear Ambient Luminaires | Standard | FALSE | [9 empty] | 4/22/2016 | Not Dimmable | Not Dimmable | Not Yet Verified |  |  | 5100 | 85 | 60 | 2.79 | 0.996 | 4000 | 81
PAPESD5G | AB Tech Solution INC | SmartPwrNet | ABTS-T5SL24-60W (4500K) | Indoor Luminaires | Linear Ambient | Direct Linear Ambient Luminaires | Standard | FALSE | [9 empty] | 4/22/2016 | Not Dimmable | Not Dimmable | Not Yet Verified |  |  | 5100 | 85 | 60 | 2.79 | 0.996 | 4500 | 81
PS25XAD9 | AB Tech Solution INC | SmartPwrNet | ABTS-T5SL24-60W (5000K) | Indoor Luminaires | Linear Ambient | Direct Linear Ambient Luminaires | Standard | FALSE | [9 empty] | 4/22/2016 | Not Dimmable | Not Dimmable | Not Yet Verified |  |  | 5100 | 85 | 60 | 2.79 | 0.996 | 5000 | 81
PWWFGSFG | Acuity Brands Lighting | Peerless Lighting | OPMS S LO I4 120 EZB XXX LP830 FX/XX CXXX XXX | Indoor Luminaires | Linear Ambient | Direct Linear Ambient Luminaires | Standard | TRUE | 2075.29 | 93.78 | 22.13 | 12.27 | 0.951 | 2936 | 82.1 | 5 | 60000 | 1/12/2016 | Dimmable | Continuous (Can dim down to ≤ 10% (W)) | Yes |  | 3.1 | 2075.29 | 93.78 | 22.13 | 12.27 | 0.951 | 2936 | 82.1
PNSH9ZS2 | Acuity Brands Lighting | Peerless Lighting | OPMS S HI I4 120 EZB XXX LP835 FX/XX CXXX XXX | Indoor Luminaires | Linear Ambient | Direct Linear Ambient Luminaires | Standard | TRUE | 3134.45 | 93.85 | 33.4 | 8.46 | 0.946 | 3373 | 81.9 | 5 | 60000 | 1/12/2016 | Dimmable | Continuous (Can dim down to ≤ 10% (W)) | Yes |  | 3.1 | 3134.45 | 93.85 | 33.4 | 12.27 | 0.951 | 3369 | 81.9
PHHGPHAZ | Acuity Brands Lighting | Peerless Lighting | OPMS S LO I4 120 EZB XXX LP840 FX/XX CXXX XXX | Indoor Luminaires | Linear Ambient | Direct Linear Ambient Luminaires | Standard | TRUE | 2229.31 | 101.1 | 22.05 |  | 0.98 | 3799 | 83.4 | 5 | 60000 | 1/12/2016 | Dimmable | Continuous (Can dim down to ≤ 10% (W)) | Yes |  | 3.1 | 2229.31 | 101.1 | 22.05 | 12.27 | 0.951 | 3799 | 83.4
PUMTMPGM | Acuity Brands Lighting | Peerless Lighting | OPMS S LO I6 120 EZB XXX LP840 FX/XX CXXX XXX | Indoor Luminaires | Linear Ambient | Direct Linear Ambient Luminaires | Standard | FALSE | [9 empty] | 1/12/2016 | Dimmable | Continuous (Can dim down to ≤ 10% (W)) | Yes |  |  | 3343.97 | 101.1 | 33.075 | 12.27 | 0.951 | 3799 | 83.4
P9BU9EV4 | Acuity Brands Lighting | Peerless Lighting | OPMS S LO I8 120 EZB XXX LP840 FX/XX CXXX XXX | Indoor Luminaires | Linear Ambient | Direct Linear Ambient Luminaires | Standard | FALSE | [9 empty] | 1/12/2016 | Dimmable | Continuous (Can dim down to ≤ 10% (W)) | Yes |  |  | 4458.62 | 101.1 | 44.1 | 12.27 | 0.951 | 3799 | 83.4
P8QS7CEK | Acuity Brands Lighting | Peerless Lighting | OPMS S HI I6 120 EZB XXX LP835 FX/XX CXXX XXX | Indoor Luminaires | Linear Ambient | Direct Linear Ambient Luminaires | Standard | FALSE | [9 empty] | 1/12/2016 | Dimmable | Continuous (Can dim down to ≤ 10% (W)) | Yes |  |  | 4701.68 | 93.85 | 50.1 | 12.27 | 0.951 | 3369 | 81.9
P3SVK951 | Acuity Brands Lighting | Peerless Lighting | OPMS S HI I8 120 EZB XXX LP835 FX/XX CXXX XXX | Indoor Luminaires | Linear Ambient | Direct Linear Ambient Luminaires | Standard | FALSE | [9 empty] | 1/12/2016 | Dimmable | Continuous (Can dim down to ≤ 10% (W)) | Yes |  |  | 6268.9 | 93.85 | 66.8 | 12.27 | 0.951 | 3369 | 81.9
PHHTGN2W | Acuity Brands Lighting | Peerless Lighting | OPMS S LO I4 120 EZB XXX LP835 FX/XX CXXX XXX | Indoor Luminaires | Linear Ambient | Direct Linear Ambient Luminaires | Standard | FALSE | [9 empty] | 1/12/2016 | Dimmable | Continuous (Can dim down to ≤ 10% (W)) | Yes |  |  | 2174.78 | 97.31 | 22.35 | 12.27 | 0.951 | 3369 | 81.9
PUFJ1Y7J | Acuity Brands Lighting | Peerless Lighting | OPMS S LO I6 120 EZB XXX LP835 FX/XX CXXX XXX | Indoor Luminaires | Linear Ambient | Direct Linear Ambient Luminaires | Standard | FALSE | [9 empty] | 1/12/2016 | Dimmable | Continuous (Can dim down to ≤ 10% (W)) | Yes |  |  | 3262.17 | 97.31 | 33.525 | 12.27 | 0.951 | 3369 | 81.9
PD8H3YRU | Acuity Brands Lighting | Peerless Lighting | OPMS S LO I8 120 EZB XXX LP835 FX/XX CXXX XXX | Indoor Luminaires | Linear Ambient | Direct Linear Ambient Luminaires | Standard | FALSE | [9 empty] | 1/12/2016 | Dimmable | Continuous (Can dim down to ≤ 10% (W)) | Yes |  |  | 4349.56 | 97.31 | 44.7 | 12.27 | 0.951 | 3369 | 81.9
P6JRXNWB | Acuity Brands Lighting | Peerless Lighting | OPMS S HI I4 120 EZB XXX LP840 FX/XX CXXX XXX | Indoor Luminaires | Linear Ambient | Direct Linear Ambient Luminaires | Standard | FALSE | [9 empty] | 1/12/2016 | Dimmable | Continuous (Can dim down to ≤ 10% (W)) | Yes |  |  | 3209.99 | 96.11 | 33.4 | 12.27 | 0.951 | 3799 | 83.4
PZXFSABD | Acuity Brands Lighting | Peerless Lighting | OPMS S HI I6 120 EZB XXX LP840 FX/XX CXXX XXX | Indoor Luminaires | Linear Ambient | Direct Linear Ambient Luminaires | Standard | FALSE | [9 empty] | 1/12/2016 | Dimmable | Continuous (Can dim down to ≤ 10% (W)) | Yes |  |  | 4814.99 | 96.11 | 50.1 | 12.27 | 0.951 | 3799 | 83.4
PHZ2M1EQ | Acuity Brands Lighting | Peerless Lighting | OPMS S HI I8 120 EZB XXX LP840 FX/XX CXXX XXX | Indoor Luminaires | Linear Ambient | Direct Linear Ambient Luminaires | Standard | FALSE | [9 empty] | 1/12/2016 | Dimmable | Continuous (Can dim down to ≤ 10% (W)) | Yes |  |  | 6419.98 | 96.11 | 66.8 | 12.27 | 0.951 | 3799 | 83.4
PTM1P1T7 | Acuity Brands Lighting | Peerless Lighting | OPMS S LO I6 120 EZB XXX LP830 FX/XX CXXX XXX | Indoor Luminaires | Linear Ambient | Direct Linear Ambient Luminaires | Standard | FALSE | [9 empty] | 1/12/2016 | Dimmable | Continuous (Can dim down to ≤ 10% (W)) | Yes |  |  | 3112.94 | 93.78 | 33.195 | 12.27 | 0.951 | 2936 | 82.1
P4FGSS53 | Acuity Brands Lighting | Peerless Lighting | OPMS S LO I8 120 EZB XXX LP830 FX/XX CXXX XXX | Indoor Luminaires | Linear Ambient | Direct Linear Ambient Luminaires | Standard | FALSE | [9 empty] | 1/12/2016 | Dimmable | Continuous (Can dim down to ≤ 10% (W)) | Yes |  |  | 4150.58 | 93.78 | 44.26 | 12.27 | 0.951 | 2936 | 82.1
P42HYHMV | Acuity Brands Lighting | Peerless Lighting | OPMS LO XFT R4 120 EZB XXX LP830 FX/XX CXXX XXX | Indoor Luminaires | Linear Ambient | Direct Linear Ambient Luminaires | Standard | TRUE | 2113.7 | 87.16 | 24.25 | 12.27 | 0.98 | 2954 | 82.1 | 5 | 60000 | 1/12/2016 | Dimmable | Continuous (Can dim down to ≤ 10% (W)) | Yes | "XFT" in model number is runs of multiple luminaires | 3.1 | 2113.7 | 87.1629 | 24.25 | 12.27 | 0.951 | 2954 | 82.1
P444MUKJ | Acuity Brands Lighting | Peerless Lighting | OPMS LO XFT R4 120 EZB XXX LP840 FX/XX CXXX XXX | Indoor Luminaires | Linear Ambient | Direct Linear Ambient Luminaires | Standard | TRUE | 2316.57 | 95.53 | 24.25 | 12.27 | 0.98 | 3809 | 83.4 | 5 | 60000 | 1/12/2016 | Dimmable | Continuous (Can dim down to ≤ 10% (W)) | Yes | "XFT" in model number is runs of multiple luminaires | 3.1 | 2316.57 | 95.5287 | 24.25 | 12.27 | 0.951 | 3809 | 83.4
P5E5HRS7 | Acuity Brands Lighting | Peerless Lighting | OPMS HI XFT R4 120 EZB XXX LP830 FX/XX CXXX XXX | Indoor Luminaires | Linear Ambient | Direct Linear Ambient Luminaires | Standard | TRUE | 3059.58 | 86.6 | 35.33 | 12.27 | 0.99 | 2957 | 82 | 5 | 60000 | 1/12/2016 | Dimmable | Continuous (Can dim down to ≤ 10% (W)) | Yes | "XFT" in model number is runs of multiple luminaires | 3.1 | 3059.58 | 86.6001 | 35.33 | 12.27 | 0.951 | 2957 | 82
PKDYAJJD | Acuity Brands Lighting | Peerless Lighting | OPMS HI XFT R6 120 EZB XXX LP830 FX/XX CXXX XXX | Indoor Luminaires | Linear Ambient | Direct Linear Ambient Luminaires | Standard | FALSE | [9 empty] | 1/12/2016 | Dimmable | Continuous (Can dim down to ≤ 10% (W)) | Yes | "XFT" in model number is runs of multiple luminaires |  | 4589.37 | 86.6001 | 52.995 | 12.27 | 0.951 | 2957 | 82
PVMFKYFW | Acuity Brands Lighting | Peerless Lighting | OPMS HI XFT R8 120 EZB XXX LP830 FX/XX CXXX XXX | Indoor Luminaires | Linear Ambient | Direct Linear Ambient Luminaires | Standard | FALSE | [9 empty] | 1/12/2016 | Dimmable | Continuous (Can dim down to ≤ 10% (W)) | Yes | "XFT" in model number is runs of multiple luminaires |  | 6119.16 | 86.6001 | 70.66 | 12.27 | 0.951 | 2957 | 82
PMYJYKPW | Acuity Brands Lighting | Peerless Lighting | OPMS LO XFT R6 120 EZB XXX LP840 FX/XX CXXX XXX | Indoor Luminaires | Linear Ambient | Direct Linear Ambient Luminaires | Standard | FALSE | [9 empty] | 1/12/2016 | Dimmable | Continuous (Can dim down to ≤ 10% (W)) | Yes | "XFT" in model number is runs of multiple luminaires |  | 3474.855 | 95.5287 | 36.375 | 12.27 | 0.951 | 3809 | 83.4
PTHR6QFM | Acuity Brands Lighting | Peerless Lighting | OPMS LO XFT R8 120 EZB XXX LP840 FX/XX CXXX XXX | Indoor Luminaires | Linear Ambient | Direct Linear Ambient Luminaires | Standard | FALSE | [9 empty] | 1/12/2016 | Dimmable | Continuous (Can dim down to ≤ 10% (W)) | Yes | "XFT" in model number is runs of multiple luminaires |  | 4633.14 | 95.5287 | 48.5 | 12.27 | 0.951 | 3809 | 83.4
PVVZD81N | Acuity Brands Lighting | Peerless Lighting | OPMS LO XFT R6 120 EZB XXX LP830 FX/XX CXXX XXX | Indoor Luminaires | Linear Ambient | Direct Linear Ambient Luminaires | Standard | FALSE | [9 empty] | 1/12/2016 | Dimmable | Continuous (Can dim down to ≤ 10% (W)) | Yes | "XFT" in model number is runs of multiple luminaires |  | 3170.55 | 87.1629 | 36.375 | 12.27 | 0.951 | 2954 | 82.1
P64K6BPC | Acuity Brands Lighting | Peerless Lighting | OPMS LO XFT R8 120 EZB XXX LP830 FX/XX CXXX XXX | Indoor Luminaires | Linear Ambient | Direct Linear Ambient Luminaires | Standard | FALSE | [9 empty] | 1/12/2016 | Dimmable | Continuous (Can dim down to ≤ 10% (W)) | Yes | "XFT" in model number is runs of multiple luminaires |  | 4227.4 | 87.1629 | 48.5 | 12.27 | 0.951 | 2954 | 82.1
PCY83J6U | Acuity Brands Lighting | Peerless Lighting | OPMS HI XFT R4 120 EZB XXX LP835 FX/XX CXXX XXX | Indoor Luminaires | Linear Ambient | Direct Linear Ambient Luminaires | Standard | FALSE | [9 empty] | 1/12/2016 | Dimmable | Continuous (Can dim down to ≤ 10% (W)) | Yes | "XFT" in model number is runs of multiple luminaires |  | 3154 | 90.1143 | 35 | 12.27 | 0.951 | 3387 | 81.8
PHYHRCCB | Acuity Brands Lighting | Peerless Lighting | OPMS HI XFT R6 120 EZB XXX LP835 FX/XX CXXX XXX | Indoor Luminaires | Linear Ambient | Direct Linear Ambient Luminaires | Standard | FALSE | [9 empty] | 1/12/2016 | Dimmable | Continuous (Can dim down to ≤ 10% (W)) | Yes | "XFT" in model number is runs of multiple luminaires |  | 4731 | 90.1143 | 52.5 | 12.27 | 0.951 | 3387 | 81.8
PNWVGEN1 | Acuity Brands Lighting | Peerless Lighting | OPMS HI XFT R8 120 EZB XXX LP835 FX/XX CXXX XXX | Indoor Luminaires | Linear Ambient | Direct Linear Ambient Luminaires | Standard | FALSE | [9 empty] | 1/12/2016 | Dimmable | Continuous (Can dim down to ≤ 10% (W)) | Yes | "XFT" in model number is runs of multiple luminaires |  | 6308 | 90.1143 | 70 | 12.27 | 0.951 | 3387 | 81.8
PT97MU1Z | Acuity Brands Lighting | Peerless Lighting | OPMS LO XFT R4 120 EZB XXX LP835 FX/XX CXXX XXX | Indoor Luminaires | Linear Ambient | Direct Linear Ambient Luminaires | Standard | FALSE | [9 empty] | 1/12/2016 | Dimmable | Continuous (Can dim down to ≤ 10% (W)) | Yes | "XFT" in model number is runs of multiple luminaires |  | 2181 | 89.5688 | 24.35 | 12.27 | 0.951 | 3383 | 81.9
PT5QW2T1 | Acuity Brands Lighting | Peerless Lighting | OPMS LO XFT R6 120 EZB XXX LP835 FX/XX CXXX XXX | Indoor Luminaires | Linear Ambient | Direct Linear Ambient Luminaires | Standard | FALSE | [9 empty] | 1/12/2016 | Dimmable | Continuous (Can dim down to ≤ 10% (W)) | Yes | "XFT" in model number is runs of multiple luminaires |  | 3271.5 | 89.5688 | 36.525 | 12.27 | 0.951 | 3383 | 81.9
PDK68RBM | Acuity Brands Lighting | Peerless Lighting | OPMS LO XFT R8 120 EZB XXX LP835 FX/XX CXXX XXX | Indoor Luminaires | Linear Ambient | Direct Linear Ambient Luminaires | Standard | FALSE | [9 empty] | 1/12/2016 | Dimmable | Continuous (Can dim down to ≤ 10% (W)) | Yes | "XFT" in model number is runs of multiple luminaires |  | 4362 | 89.5688 | 48.7 | 12.27 | 0.951 | 3383 | 81.9
P7RY5YMT | Acuity Brands Lighting | Peerless Lighting | OPMS HI XFT R4 120 EZB XXX LP840 FX/XX CXXX XXX | Indoor Luminaires | Linear Ambient | Direct Linear Ambient Luminaires | Standard | FALSE | [9 empty] | 1/12/2016 | Dimmable | Continuous (Can dim down to ≤ 10% (W)) | Yes | "XFT" in model number is runs of multiple luminaires |  | 3230.0114 | 92.286 | 35 | 12.27 | 0.951 | 3809 | 83.4
PG1Y7BNU | Acuity Brands Lighting | Peerless Lighting | OPMS HI XFT R6 120 EZB XXX LP840 FX/XX CXXX XXX | Indoor Luminaires | Linear Ambient | Direct Linear Ambient Luminaires | Standard | FALSE | [9 empty] | 1/12/2016 | Dimmable | Continuous (Can dim down to ≤ 10% (W)) | Yes | "XFT" in model number is runs of multiple luminaires |  | 4845.0171 | 92.286 | 52.5 | 12.27 | 0.951 | 3809 | 83.4
PZBR1E5Z | Acuity Brands Lighting | Peerless Lighting | OPMS HI XFT R8 120 EZB XXX LP840 FX/XX CXXX XXX | Indoor Luminaires | Linear Ambient | Direct Linear Ambient Luminaires | Standard | FALSE | [9 empty] | 1/12/2016 | Dimmable | Continuous (Can dim down to ≤ 10% (W)) | Yes | "XFT" in model number is runs of multiple luminaires |  | 6460.0228 | 92.286 | 70 | 12.27 | 0.951 | 3809 | 83.4
PPS59RMP | Acuity Brands Lighting | SLOT 4/6 LED SERIES | SL4L RLP 4FT XX 40K HO MIN1 120 HT XX XX XX | Indoor Luminaires | Linear Ambient | Direct Linear Ambient Luminaires | Standard | TRUE | 1554.17 | 94.65 | 16.42 | 17.92 | 0.9367 | 3867 | 82.4 | 5 | 50000 | 11/17/2015 | Dimmable | Continuous (Can dim down to ≤ 10% (W)) | No |  | 3 | 3639 | 89 | 41.04 | 3.85 | 0.99 | 4000 | 82
P6WXDWCU | Acuity Brands Lighting | SLOT 4/6 LED SERIES | SL4L RLP 4FT XX 30K LO MIN1 120 HT XX XX XX | Indoor Luminaires | Linear Ambient | Direct Linear Ambient Luminaires | Standard | TRUE | 1511.22 | 90.33 | 16.73 | 17.92 | 0.9367 | 3002 | 82.1 | 5 | 50000 | 11/17/2015 | Dimmable | Continuous (Can dim down to ≤ 10% (W)) | No |  | 3 | 1497 | 90 | 16.64 | 3.85 | 0.99 | 3000 | 82
PVQM4YGH | Acuity Brands Lighting | SLOT 4/6 LED SERIES | SL4L RLP 4FT XX 35K HO MIN1 120 HT XX XX XX | Indoor Luminaires | Linear Ambient | Direct Linear Ambient Luminaires | Standard | TRUE | 3637.09 | 87.94 | 41.36 | 17.92 | 0.9367 | 3406 | 81.6 | 5 | 50000 | 11/17/2015 | Dimmable | Continuous (Can dim down to ≤ 10% (W)) | No |  | 3 | 3602 | 87 | 41.04 | 3.85 | 0.99 | 3500 | 81
PDZR33UH | Acuity Brands Lighting | SLOT 4/6 LED SERIES | SL4L FLP 4FT XX 30K LO MIN1 120 HT XX XX XX | Indoor Luminaires | Linear Ambient | Direct Linear Ambient Luminaires | Standard | FALSE | [9 empty] | 11/17/2015 | Dimmable | Continuous (Can dim down to ≤ 10% (W)) | No |  |  | 1715 | 101 | 16.64 | 3.85 | 0.99 | 3000 | 82
PK9PKCXX | Acuity Brands Lighting | SLOT 4/6 LED SERIES | SL4L FLP 4FT XX 30K MO MIN1 120 HT XX XX XX | Indoor Luminaires | Linear Ambient | Direct Linear Ambient Luminaires | Standard | FALSE | [9 empty] | 11/17/2015 | Dimmable | Continuous (Can dim down to ≤ 10% (W)) | No |  |  | 2938 | 101 | 29.42 | 3.85 | 0.99 | 3000 | 82
P7B33MEY | Acuity Brands Lighting | SLOT 4/6 LED SERIES | SL4L FLP 4FT XX 35K HO MIN1 120 HT XX XX XX | Indoor Luminaires | Linear Ambient | Direct Linear Ambient Luminaires | Standard | FALSE | [9 empty] | 11/17/2015 | Dimmable | Continuous (Can dim down to ≤ 10% (W)) | No |  |  | 4128 | 102 | 41.04 | 3.85 | 0.99 | 3500 | 82
PFJP2NH2 | Acuity Brands Lighting | SLOT 4/6 LED SERIES | SL4L FLP 4FT XX 35K LO MIN1 120 HT XX XX XX | Indoor Luminaires | Linear Ambient | Direct Linear Ambient Luminaires | Standard | FALSE | [9 empty] | 11/17/2015 | Dimmable | Continuous (Can dim down to ≤ 10% (W)) | No |  |  | 1782 | 107 | 16.64 | 3.85 | 0.99 | 3500 | 82
PQMQQGVK | Acuity Brands Lighting | SLOT 4/6 LED SERIES | SL4L FLP 4FT XX 35K MO MIN1 120 HT XX XX XX | Indoor Luminaires | Linear Ambient | Direct Linear Ambient Luminaires | Standard | FALSE | [9 empty] | 11/17/2015 | Dimmable | Continuous (Can dim down to ≤ 10% (W)) | No |  |  | 3052 | 103 | 29.42 | 3.85 | 0.99 | 3500 | 82
P2QGX3EV | Acuity Brands Lighting | SLOT 4/6 LED SERIES | SL4L FLP 4FT XX 40K HO MIN1 120 HT XX XX XX | Indoor Luminaires | Linear Ambient | Direct Linear Ambient Luminaires | Standard | FALSE | [9 empty] | 11/17/2015 | Dimmable | Continuous (Can dim down to ≤ 10% (W)) | No |  |  | 4170 | 102 | 41.04 | 3.85 | 0.99 | 4000 | 82
PWJ4UQ6X | Acuity Brands Lighting | SLOT 4/6 LED SERIES | SL4L FLP 4FT XX 40K LO MIN1 120 HT XX XX XX | Indoor Luminaires | Linear Ambient | Direct Linear Ambient Luminaires | Standard | FALSE | [9 empty] | 11/17/2015 | Dimmable | Continuous (Can dim down to ≤ 10% (W)) | No |  |  | 1800 | 106 | 16.64 | 3.85 | 0.99 | 4000 | 83
PPUBNBV7 | Acuity Brands Lighting | SLOT 4/6 LED SERIES | SL4L FLP 4FT XX 40K MO MIN1 120 HT XX XX XX | Indoor Luminaires | Linear Ambient | Direct Linear Ambient Luminaires | Standard | FALSE | [9 empty] | 11/17/2015 | Dimmable | Continuous (Can dim down to ≤ 10% (W)) | No |  |  | 3084 | 106 | 29.42 | 3.85 | 0.99 | 4000 | 82
PQCAQMS6 | Acuity Brands Lighting | SLOT 4/6 LED SERIES | SL4L RLP 4FT XX 30K MO MIN1 120 HT XX XX XX | Indoor Luminaires | Linear Ambient | Direct Linear Ambient Luminaires | Standard | FALSE | [9 empty] | 11/17/2015 | Dimmable | Continuous (Can dim down to ≤ 10% (W)) | No |  |  | 2563 | 88 | 29.42 | 3.85 | 0.99 | 3000 | 82
PX856BMF | Acuity Brands Lighting | SLOT 4/6 LED SERIES | SL4L RLP 4FT XX 35K LO MIN1 120 HT XX XX XX | Indoor Luminaires | Linear Ambient | Direct Linear Ambient Luminaires | Standard | FALSE | [9 empty] | 11/17/2015 | Dimmable | Continuous (Can dim down to ≤ 10% (W)) | No |  |  | 1555 | 94 | 16.64 | 3.85 | 0.99 | 3500 | 82
PXVEUADU | Acuity Brands Lighting | SLOT 4/6 LED SERIES | SL4L RLP 4FT XX 35K MO MIN1 120 HT XX XX XX | Indoor Luminaires | Linear Ambient | Direct Linear Ambient Luminaires | Standard | FALSE | [9 empty] | 11/17/2015 | Dimmable | Continuous (Can dim down to ≤ 10% (W)) | No |  |  | 2664 | 91 | 29.42 | 3.85 | 0.99 | 3500 | 82
PAUH8MDA | Acuity Brands Lighting | SLOT 4/6 LED SERIES | SL4L RLP 4FT XX 40K LO MIN1 120 HT XX XX XX | Indoor Luminaires | Linear Ambient | Direct Linear Ambient Luminaires | Standard | FALSE | [9 empty] | 11/17/2015 | Dimmable | Continuous (Can dim down to ≤ 10% (W)) | No |  |  | 1571 | 94 | 16.64 | 3.85 | 0.99 | 4000 | 82
P3NBEANM | Acuity Brands Lighting | SLOT 4/6 LED SERIES | SL4L RLP 4FT XX 40K MO MIN1 120 HT XX XX XX | Indoor Luminaires | Linear Ambient | Direct Linear Ambient Luminaires | Standard | FALSE | [9 empty] | 11/17/2015 | Dimmable | Continuous (Can dim down to ≤ 10% (W)) | No |  |  | 2691 | 93 | 29.42 | 3.85 | 0.99 | 4000 | 82
PMGHRYZ8 | Acuity Brands Lighting | SLOT 4/6 LED SERIES | SL4L FLP 4FT XX 30K LO MIN1 277 HT XX XX XX | Indoor Luminaires | Linear Ambient | Direct Linear Ambient Luminaires | Standard | FALSE | [9 empty] | 11/17/2015 | Dimmable | Continuous (Can dim down to ≤ 10% (W)) | No |  |  | 1715 | 101 | 16.64 | 17.92 | 0.93 | 3000 | 82
PK8YNUS2 | Acuity Brands Lighting | SLOT 4/6 LED SERIES | SL4L FLP 4FT XX 30K MO MIN1 277 HT XX XX XX | Indoor Luminaires | Linear Ambient | Direct Linear Ambient Luminaires | Standard | FALSE | [9 empty] | 11/17/2015 | Dimmable | Continuous (Can dim down to ≤ 10% (W)) | No |  |  | 2938 | 101 | 29.42 | 17.92 | 0.93 | 3000 | 82
P874BRPQ | Acuity Brands Lighting | SLOT 4/6 LED SERIES | SL4L FLP 4FT XX 35K HO MIN1 277 HT XX XX XX | Indoor Luminaires | Linear Ambient | Direct Linear Ambient Luminaires | Standard | FALSE | [9 empty] | 11/17/2015 | Dimmable | Continuous (Can dim down to ≤ 10% (W)) | No |  |  | 4128 | 102 | 41.04 | 17.92 | 0.93 | 3500 | 82
PU2S9N55 | Acuity Brands Lighting | SLOT 4/6 LED SERIES | SL4L FLP 4FT XX 35K LO MIN1 277 HT XX XX XX | Indoor Luminaires | Linear Ambient | Direct Linear Ambient Luminaires | Standard | FALSE | [9 empty] | 11/17/2015 | Dimmable | Continuous (Can dim down to ≤ 10% (W)) | No |  |  | 1782 | 107 | 16.64 | 17.92 | 0.93 | 3500 | 82
PV31B84K | Acuity Brands Lighting | SLOT 4/6 LED SERIES | SL4L FLP 4FT XX 35K MO MIN1 277 HT XX XX XX | Indoor Luminaires | Linear Ambient | Direct Linear Ambient Luminaires | Standard | FALSE | [9 empty] | 11/17/2015 | Dimmable | Continuous (Can dim down to ≤ 10% (W)) | No |  |  | 3052 | 103 | 29.42 | 17.92 | 0.93 | 3500 | 82
PP6CMQVZ | Acuity Brands Lighting | SLOT 4/6 LED SERIES | SL4L FLP 4FT XX 40K HO MIN1 277 HT XX XX XX | Indoor Luminaires | Linear Ambient | Direct Linear Ambient Luminaires | Standard | FALSE | [9 empty] | 11/17/2015 | Dimmable | Continuous (Can dim down to ≤ 10% (W)) | No |  |  | 4170 | 102 | 41.04 | 17.92 | 0.93 | 4000 | 82
PVVV2WJ4 | Acuity Brands Lighting | SLOT 4/6 LED SERIES | SL4L FLP 4FT XX 40K LO MIN1 277 HT XX XX XX | Indoor Luminaires | Linear Ambient | Direct Linear Ambient Luminaires | Standard | FALSE | [9 empty] | 11/17/2015 | Dimmable | Continuous (Can dim down to ≤ 10% (W)) | No |  |  | 1800 | 106 | 16.64 | 17.92 | 0.93 | 4000 | 82
PRHDU973 | Acuity Brands Lighting | SLOT 4/6 LED SERIES | SL4L FLP 4FT XX 40K MO MIN1 277 HT XX XX XX | Indoor Luminaires | Linear Ambient | Direct Linear Ambient Luminaires | Standard | FALSE | [9 empty] | 11/17/2015 | Dimmable | Continuous (Can dim down to ≤ 10% (W)) | No |  |  | 3084 | 106 | 29.42 | 17.92 | 0.93 | 4000 | 82
PQ1SK4DZ | Acuity Brands Lighting | SLOT 4/6 LED SERIES | SL4L RLP 4FT XX 30K LO MIN1 277 HT XX XX XX | Indoor Luminaires | Linear Ambient | Direct Linear Ambient Luminaires | Standard | FALSE | [9 empty] | 11/17/2015 | Dimmable | Continuous (Can dim down to ≤ 10% (W)) | No |  |  | 1497 | 90 | 16.64 | 17.92 | 0.93 | 3000 | 82
PF7MVYRV | Acuity Brands Lighting | SLOT 4/6 LED SERIES | SL4L RLP 4FT XX 30K MO MIN1 277 HT XX XX XX | Indoor Luminaires | Linear Ambient | Direct Linear Ambient Luminaires | Standard | FALSE | [9 empty] | 11/17/2015 | Dimmable | Continuous (Can dim down to ≤ 10% (W)) | No |  |  | 2563 | 88 | 29.42 | 17.92 | 0.93 | 3000 | 82
PA21B3Z8 | Acuity Brands Lighting | SLOT 4/6 LED SERIES | SL4L RLP 4FT XX 35K HO MIN1 277 HT XX XX XX | Indoor Luminaires | Linear Ambient | Direct Linear Ambient Luminaires | Standard | FALSE | [9 empty] | 11/17/2015 | Dimmable | Continuous (Can dim down to ≤ 10% (W)) | No |  |  | 3602 | 87 | 41.04 | 17.92 | 0.93 | 3500 | 82
PF7G1VBE | Acuity Brands Lighting | SLOT 4/6 LED SERIES | SL4L RLP 4FT XX 35K LO MIN1 277 HT XX XX XX | Indoor Luminaires | Linear Ambient | Direct Linear Ambient Luminaires | Standard | FALSE | [9 empty] | 11/17/2015 | Dimmable | Continuous (Can dim down to ≤ 10% (W)) | No |  |  | 1555 | 94 | 16.64 | 17.92 | 0.93 | 3500 | 82
PVXT96T8 | Acuity Brands Lighting | SLOT 4/6 LED SERIES | SL4L RLP 4FT XX 35K MO MIN1 277 HT XX XX XX | Indoor Luminaires | Linear Ambient | Direct Linear Ambient Luminaires | Standard | FALSE | [9 empty] | 11/17/2015 | Dimmable | Continuous (Can dim down to ≤ 10% (W)) | No |  |  | 2664 | 91 | 29.42 | 17.92 | 0.93 | 3500 | 82
PFWAVSAQ | Acuity Brands Lighting | SLOT 4/6 LED SERIES | SL4L RLP 4FT XX 40K HO MIN1 277 HT XX XX XX | Indoor Luminaires | Linear Ambient | Direct Linear Ambient Luminaires | Standard | FALSE | [9 empty] | 11/17/2015 | Dimmable | Continuous (Can dim down to ≤ 10% (W)) | No |  |  | 3639 | 89 | 41.04 | 17.92 | 0.93 | 4000 | 82
PXJG84JQ | Acuity Brands Lighting | SLOT 4/6 LED SERIES | SL4L RLP 4FT XX 40K LO MIN1 277 HT XX XX XX | Indoor Luminaires | Linear Ambient | Direct Linear Ambient Luminaires | Standard | FALSE | [9 empty] | 11/17/2015 | Dimmable | Continuous (Can dim down to ≤ 10% (W)) | No |  |  | 1571 | 94 | 16.64 | 17.92 | 0.93 | 4000 | 82
PSPTFG4H | Acuity Brands Lighting | SLOT 4/6 LED SERIES | SL4L RLP 4FT XX 40K MO MIN1 277 HT XX XX XX | Indoor Luminaires | Linear Ambient | Direct Linear Ambient Luminaires | Standard | FALSE | [9 empty] | 11/17/2015 | Dimmable | Continuous (Can dim down to ≤ 10% (W)) | No |  |  | 2691 | 93 | 29.42 | 17.92 | 0.93 | 4000 | 82
P4JVHBUV | Acuity Brands Lighting | SLOT 4/6 LED SERIES | SL6L FLP 4FT XX 30K LO MIN1 120 HT XX XX XX | Indoor Luminaires | Linear Ambient | Direct Linear Ambient Luminaires | Standard | FALSE | [9 empty] | 11/17/2015 | Dimmable | Continuous (Can dim down to ≤ 10% (W)) | No |  |  | 1701 | 103 | 16.45 | 3.85 | 0.99 | 3000 | 82
PK3W27W5 | Acuity Brands Lighting | SLOT 4/6 LED SERIES | SL6L FLP 4FT XX 30K MO MIN1 120 HT XX XX XX | Indoor Luminaires | Linear Ambient | Direct Linear Ambient Luminaires | Standard | FALSE | [9 empty] | 11/17/2015 | Dimmable | Continuous (Can dim down to ≤ 10% (W)) | No |  |  | 2986 | 101 | 29.42 | 3.85 | 0.99 | 3000 | 82
PEZRMZUT | Acuity Brands Lighting | SLOT 4/6 LED SERIES | SL6L FLP 4FT XX 35K HO MIN1 120 HT XX XX XX | Indoor Luminaires | Linear Ambient | Direct Linear Ambient Luminaires | Standard | FALSE | [9 empty] | 11/17/2015 | Dimmable | Continuous (Can dim down to ≤ 10% (W)) | No |  |  | 4268 | 101 | 42.05 | 3.85 | 0.99 | 3500 | 82
PYA3221D | Acuity Brands Lighting | SLOT 4/6 LED SERIES | SL6L FLP 4FT XX 35K LO MIN1 120 HT XX XX XX | Indoor Luminaires | Linear Ambient | Direct Linear Ambient Luminaires | Standard | FALSE | [9 empty] | 11/17/2015 | Dimmable | Continuous (Can dim down to ≤ 10% (W)) | No |  |  | 1802 | 109 | 16.45 | 3.85 | 0.99 | 3500 | 82
PJA3ZYZM | Acuity Brands Lighting | SLOT 4/6 LED SERIES | SL6L FLP 4FT XX 35K MO MIN1 120 HT XX XX XX | Indoor Luminaires | Linear Ambient | Direct Linear Ambient Luminaires | Standard | FALSE | [9 empty] | 11/17/2015 | Dimmable | Continuous (Can dim down to ≤ 10% (W)) | No |  |  | 3163 | 107 | 29.42 | 3.85 | 0.99 | 3500 | 82
PMRNQR4N | Acuity Brands Lighting | SLOT 4/6 LED SERIES | SL6L FLP 4FT XX 40K HO MIN1 120 HT XX XX XX | Indoor Luminaires | Linear Ambient | Direct Linear Ambient Luminaires | Standard | FALSE | [9 empty] | 11/17/2015 | Dimmable | Continuous (Can dim down to ≤ 10% (W)) | No |  |  | 4418 | 105 | 42.05 | 3.85 | 0.99 | 4000 | 82
PRVF6YUM | Acuity Brands Lighting | SLOT 4/6 LED SERIES | SL6L FLP 4FT XX 40K LO MIN1 120 HT XX XX XX | Indoor Luminaires | Linear Ambient | Direct Linear Ambient Luminaires | Standard | FALSE | [9 empty] | 11/17/2015 | Dimmable | Continuous (Can dim down to ≤ 10% (W)) | No |  |  | 1865 | 113 | 16.45 | 3.85 | 0.99 | 4000 | 83
PYB5SK1F | Acuity Brands Lighting | SLOT 4/6 LED SERIES | SL6L FLP 4FT XX 40K MO MIN1 120 HT XX XX XX | Indoor Luminaires | Linear Ambient | Direct Linear Ambient Luminaires | Standard | FALSE | [9 empty] | 11/17/2015 | Dimmable | Continuous (Can dim down to ≤ 10% (W)) | No |  |  | 3274 | 111 | 29.42 | 3.85 | 0.99 | 4000 | 82
PH2SK4SB | Acuity Brands Lighting | SLOT 4/6 LED SERIES | SL6L RLP 4FT XX 30K LO MIN1 120 HT XX XX XX | Indoor Luminaires | Linear Ambient | Direct Linear Ambient Luminaires | Standard | FALSE | [9 empty] | 11/17/2015 | Dimmable | Continuous (Can dim down to ≤ 10% (W)) | No |  |  | 1666 | 101 | 16.45 | 3.85 | 0.99 | 3000 | 82
P33CJ6U3 | Acuity Brands Lighting | SLOT 4/6 LED SERIES | SL6L RLP 4FT XX 30K MO MIN1 120 HT XX XX XX | Indoor Luminaires | Linear Ambient | Direct Linear Ambient Luminaires | Standard | FALSE | [9 empty] | 11/17/2015 | Dimmable | Continuous (Can dim down to ≤ 10% (W)) | No |  |  | 2924 | 99 | 29.42 | 3.85 | 0.99 | 3000 | 82
PJD6JZFG | Acuity Brands Lighting | SLOT 4/6 LED SERIES | SL6L RLP 4FT XX 35K HO MIN1 120 HT XX XX XX | Indoor Luminaires | Linear Ambient | Direct Linear Ambient Luminaires | Standard | FALSE | [9 empty] | 11/17/2015 | Dimmable | Continuous (Can dim down to ≤ 10% (W)) | No |  |  | 4179 | 99 | 42.05 | 3.85 | 0.99 | 3500 | 81
PRW6DF3V | Acuity Brands Lighting | SLOT 4/6 LED SERIES | SL6L RLP 4FT XX 35K LO MIN1 120 HT XX XX XX | Indoor Luminaires | Linear Ambient | Direct Linear Ambient Luminaires | Standard | FALSE | [9 empty] | 11/17/2015 | Dimmable | Continuous (Can dim down to ≤ 10% (W)) | No |  |  | 1764 | 107 | 16.45 | 3.85 | 0.99 | 3500 | 82
P88GP9FD | Acuity Brands Lighting | SLOT 4/6 LED SERIES | SL6L RLP 4FT XX 35K MO MIN1 120 HT XX XX XX | Indoor Luminaires | Linear Ambient | Direct Linear Ambient Luminaires | Standard | FALSE | [9 empty] | 11/17/2015 | Dimmable | Continuous (Can dim down to ≤ 10% (W)) | No |  |  | 3097 | 105 | 29.42 | 3.85 | 0.99 | 3500 | 82
PY6EWNKX | Acuity Brands Lighting | SLOT 4/6 LED SERIES | SL6L RLP 4FT XX 40K HO MIN1 120 HT XX XX XX | Indoor Luminaires | Linear Ambient | Direct Linear Ambient Luminaires | Standard | FALSE | [9 empty] | 11/17/2015 | Dimmable | Continuous (Can dim down to ≤ 10% (W)) | No |  |  | 4326 | 103 | 42.05 | 3.85 | 0.99 | 4000 | 82
P2DX2ATQ | Acuity Brands Lighting | SLOT 4/6 LED SERIES | SL6L RLP 4FT XX 40K LO MIN1 120 HT XX XX XX | Indoor Luminaires | Linear Ambient | Direct Linear Ambient Luminaires | Standard | FALSE | [9 empty] | 11/17/2015 | Dimmable | Continuous (Can dim down to ≤ 10% (W)) | No |  |  | 1826 | 111 | 16.45 | 3.85 | 0.99 | 4000 | 82
P78HWU83 | Acuity Brands Lighting | SLOT 4/6 LED SERIES | SL6L RLP 4FT XX 40K MO MIN1 120 HT XX XX XX | Indoor Luminaires | Linear Ambient | Direct Linear Ambient Luminaires | Standard | FALSE | [9 empty] | 11/17/2015 | Dimmable | Continuous (Can dim down to ≤ 10% (W)) | No |  |  | 3206 | 109 | 29.42 | 3.85 | 0.99 | 4000 | 82
PEVFYYS4 | Acuity Brands Lighting | SLOT 4/6 LED SERIES | SL6L FLP 4FT XX 30K LO MIN1 277 HT XX XX XX | Indoor Luminaires | Linear Ambient | Direct Linear Ambient Luminaires | Standard | FALSE | [9 empty] | 11/17/2015 | Dimmable | Continuous (Can dim down to ≤ 10% (W)) | No |  |  | 1701 | 103 | 16.45 | 17.92 | 0.93 | 3000 | 82
P5566NZV | Acuity Brands Lighting | SLOT 4/6 LED SERIES | SL6L FLP 4FT XX 30K MO MIN1 277 HT XX XX XX | Indoor Luminaires | Linear Ambient | Direct Linear Ambient Luminaires | Standard | FALSE | [9 empty] | 11/17/2015 | Dimmable | Continuous (Can dim down to ≤ 10% (W)) | No |  |  | 2986 | 101 | 29.42 | 17.92 | 0.93 | 3000 | 82
PH2XM5VY | Acuity Brands Lighting | SLOT 4/6 LED SERIES | SL6L FLP 4FT XX 35K HO MIN1 277 HT XX XX XX | Indoor Luminaires | Linear Ambient | Direct Linear Ambient Luminaires | Standard | FALSE | [9 empty] | 11/17/2015 | Dimmable | Continuous (Can dim down to ≤ 10% (W)) | No |  |  | 4268 | 101 | 42.05 | 17.92 | 0.93 | 3500 | 82
PTJMEJEB | Acuity Brands Lighting | SLOT 4/6 LED SERIES | SL6L FLP 4FT XX 35K LO MIN1 277 HT XX XX XX | Indoor Luminaires | Linear Ambient | Direct Linear Ambient Luminaires | Standard | FALSE | [9 empty] | 11/17/2015 | Dimmable | Continuous (Can dim down to ≤ 10% (W)) | No |  |  | 1802 | 109 | 16.45 | 17.92 | 0.93 | 3500 | 82
P992RGKT | Acuity Brands Lighting | SLOT 4/6 LED SERIES | SL6L FLP 4FT XX 35K MO MIN1 277 HT XX XX XX | Indoor Luminaires | Linear Ambient | Direct Linear Ambient Luminaires | Standard | FALSE | [9 empty] | 11/17/2015 | Dimmable | Continuous (Can dim down to ≤ 10% (W)) | No |  |  | 3163 | 107 | 29.42 | 17.92 | 0.93 | 3500 | 82
PK97Y436 | Acuity Brands Lighting | SLOT 4/6 LED SERIES | SL6L FLP 4FT XX 40K HO MIN1 277 HT XX XX XX | Indoor Luminaires | Linear Ambient | Direct Linear Ambient Luminaires | Standard | FALSE | [9 empty] | 11/17/2015 | Dimmable | Continuous (Can dim down to ≤ 10% (W)) | No |  |  | 4418 | 105 | 42.05 | 17.92 | 0.93 | 4000 | 82
PH15X45Z | Acuity Brands Lighting | SLOT 4/6 LED SERIES | SL6L FLP 4FT XX 40K LO MIN1 277 HT XX XX XX | Indoor Luminaires | Linear Ambient | Direct Linear Ambient Luminaires | Standard | FALSE | [9 empty] | 11/17/2015 | Dimmable | Continuous (Can dim down to ≤ 10% (W)) | No |  |  | 1865 | 113 | 16.45 | 17.92 | 0.93 | 4000 | 82
PGVJYPDX | Acuity Brands Lighting | SLOT 4/6 LED SERIES | SL6L FLP 4FT XX 40K MO MIN1 277 HT XX XX XX | Indoor Luminaires | Linear Ambient | Direct Linear Ambient Luminaires | Standard | FALSE | [9 empty] | 11/17/2015 | Dimmable | Continuous (Can dim down to ≤ 10% (W)) | No |  |  | 3274 | 111 | 29.42 | 17.92 | 0.93 | 4000 | 82
PM4UQM36 | Acuity Brands Lighting | SLOT 4/6 LED SERIES | SL6L RLP 4FT XX 30K LO MIN1 277 HT XX XX XX | Indoor Luminaires | Linear Ambient | Direct Linear Ambient Luminaires | Standard | FALSE | [9 empty] | 11/17/2015 | Dimmable | Continuous (Can dim down to ≤ 10% (W)) | No |  |  | 1666 | 101 | 16.45 | 17.92 | 0.93 | 3000 | 82
P6DRFPB8 | Acuity Brands Lighting | SLOT 4/6 LED SERIES | SL6L RLP 4FT XX 30K MO MIN1 277 HT XX XX XX | Indoor Luminaires | Linear Ambient | Direct Linear Ambient Luminaires | Standard | FALSE | [9 empty] | 11/17/2015 | Dimmable | Continuous (Can dim down to ≤ 10% (W)) | No |  |  | 2924 | 99 | 29.42 | 17.92 | 0.93 | 3000 | 82
P2ZXB22J | Acuity Brands Lighting | SLOT 4/6 LED SERIES | SL6L RLP 4FT XX 35K HO MIN1 277 HT XX XX XX | Indoor Luminaires | Linear Ambient | Direct Linear Ambient Luminaires | Standard | FALSE | [9 empty] | 11/17/2015 | Dimmable | Continuous (Can dim down to ≤ 10% (W)) | No |  |  | 4179 | 99 | 42.05 | 17.92 | 0.93 | 3500 | 82
PTRSRKN2 | Acuity Brands Lighting | SLOT 4/6 LED SERIES | SL6L RLP 4FT XX 35K LO MIN1 277 HT XX XX XX | Indoor Luminaires | Linear Ambient | Direct Linear Ambient Luminaires | Standard | FALSE | [9 empty] | 11/17/2015 | Dimmable | Continuous (Can dim down to ≤ 10% (W)) | No |  |  | 1764 | 107 | 16.45 | 17.92 | 0.93 | 3500 | 82
PPT23G68 | Acuity Brands Lighting | SLOT 4/6 LED SERIES | SL6L RLP 4FT XX 35K MO MIN1 277 HT XX XX XX | Indoor Luminaires | Linear Ambient | Direct Linear Ambient Luminaires | Standard | FALSE | [9 empty] | 11/17/2015 | Dimmable | Continuous (Can dim down to ≤ 10% (W)) | No |  |  | 3097 | 105 | 29.42 | 17.92 | 0.93 | 3500 | 82
PEPJTAAN | Acuity Brands Lighting | SLOT 4/6 LED SERIES | SL6L RLP 4FT XX 40K HO MIN1 277 HT XX XX XX | Indoor Luminaires | Linear Ambient | Direct Linear Ambient Luminaires | Standard | FALSE | [9 empty] | 11/17/2015 | Dimmable | Continuous (Can dim down to ≤ 10% (W)) | No |  |  | 4326 | 103 | 42.05 | 17.92 | 0.93 | 4000 | 82
PXQSQ31Q | Acuity Brands Lighting | SLOT 4/6 LED SERIES | SL6L RLP 4FT XX 40K LO MIN1 277 HT XX XX XX | Indoor Luminaires | Linear Ambient | Direct Linear Ambient Luminaires | Standard | FALSE | [9 empty] | 11/17/2015 | Dimmable | Continuous (Can dim down to ≤ 10% (W)) | No |  |  | 1826 | 111 | 16.45 | 17.92 | 0.93 | 4000 | 82
P6WXXNN4 | Acuity Brands Lighting | SLOT 4/6 LED SERIES | SL6L RLP 4FT XX 40K MO MIN1 277 HT XX XX XX | Indoor Luminaires | Linear Ambient | Direct Linear Ambient Luminaires | Standard | FALSE | [9 empty] | 11/17/2015 | Dimmable | Continuous (Can dim down to ≤ 10% (W)) | No |  |  | 3206 | 109 | 29.42 | 17.92 | 0.93 | 4000 | 82
PNB8ARES | Acuity Brands Lighting | SLOT 4/6 LED SERIES | SL4L FLP 4FT XX 30K LO NODIM 120 HT XX XX XX | Indoor Luminaires | Linear Ambient | Direct Linear Ambient Luminaires | Standard | FALSE | [9 empty] | 11/17/2015 | Not Dimmable | Not Dimmable | No |  |  | 1715 | 101 | 16.64 | 3.85 | 0.99 | 3000 | 82
PVYNGEAX | Acuity Brands Lighting | SLOT 4/6 LED SERIES | SL4L FLP 4FT XX 30K MO NODIM 120 HT XX XX XX | Indoor Luminaires | Linear Ambient | Direct Linear Ambient Luminaires | Standard | FALSE | [9 empty] | 11/17/2015 | Not Dimmable | Not Dimmable | No |  |  | 2938 | 101 | 29.42 | 3.85 | 0.99 | 3000 | 82
PMPU1275 | Acuity Brands Lighting | SLOT 4/6 LED SERIES | SL4L FLP 4FT XX 35K HO NODIM 120 HT XX XX XX | Indoor Luminaires | Linear Ambient | Direct Linear Ambient Luminaires | Standard | FALSE | [9 empty] | 11/17/2015 | Not Dimmable | Not Dimmable | No |  |  | 4128 | 102 | 41.04 | 3.85 | 0.99 | 3500 | 82
PB9BTWMT | Acuity Brands Lighting | SLOT 4/6 LED SERIES | SL4L FLP 4FT XX 35K LO NODIM 120 HT XX XX XX | Indoor Luminaires | Linear Ambient | Direct Linear Ambient Luminaires | Standard | FALSE | [9 empty] | 11/17/2015 | Not Dimmable | Not Dimmable | No |  |  | 1782 | 107 | 16.64 | 3.85 | 0.99 | 3500 | 82
P6EF4UD3 | Acuity Brands Lighting | SLOT 4/6 LED SERIES | SL4L FLP 4FT XX 35K MO NODIM 120 HT XX XX XX | Indoor Luminaires | Linear Ambient | Direct Linear Ambient Luminaires | Standard | FALSE | [9 empty] | 11/17/2015 | Not Dimmable | Not Dimmable | No |  |  | 3052 | 103 | 29.42 | 3.85 | 0.99 | 3500 | 82
PMMSV55B | Acuity Brands Lighting | SLOT 4/6 LED SERIES | SL4L FLP 4FT XX 40K HO NODIM 120 HT XX XX XX | Indoor Luminaires | Linear Ambient | Direct Linear Ambient Luminaires | Standard | FALSE | [9 empty] | 11/17/2015 | Not Dimmable | Not Dimmable | No |  |  | 4170 | 102 | 41.04 | 3.85 | 0.99 | 4000 | 82
P2DHX13U | Acuity Brands Lighting | SLOT 4/6 LED SERIES | SL4L FLP 4FT XX 40K LO NODIM 120 HT XX XX XX | Indoor Luminaires | Linear Ambient | Direct Linear Ambient Luminaires | Standard | FALSE | [9 empty] | 11/17/2015 | Not Dimmable | Not Dimmable | No |  |  | 1800 | 106 | 16.64 | 3.85 | 0.99 | 4000 | 83
PHD6WR8M | Acuity Brands Lighting | SLOT 4/6 LED SERIES | SL4L FLP 4FT XX 40K MO NODIM 120 HT XX XX XX | Indoor Luminaires | Linear Ambient | Direct Linear Ambient Luminaires | Standard | FALSE | [9 empty] | 11/17/2015 | Not Dimmable | Not Dimmable | No |  |  | 3084 | 106 | 29.42 | 3.85 | 0.99 | 4000 | 82
PB7T449Z | Acuity Brands Lighting | SLOT 4/6 LED SERIES | SL4L RLP 4FT XX 30K LO NODIM 120 HT XX XX XX | Indoor Luminaires | Linear Ambient | Direct Linear Ambient Luminaires | Standard | FALSE | [9 empty] | 11/17/2015 | Not Dimmable | Not Dimmable | No |  |  | 1497 | 90 | 16.64 | 3.85 | 0.99 | 3000 | 82
PUGNW659 | Acuity Brands Lighting | SLOT 4/6 LED SERIES | SL4L RLP 4FT XX 30K MO NODIM 120 HT XX XX XX | Indoor Luminaires | Linear Ambient | Direct Linear Ambient Luminaires | Standard | FALSE | [9 empty] | 11/17/2015 | Not Dimmable | Not Dimmable | No |  |  | 2563 | 88 | 29.42 | 3.85 | 0.99 | 3000 | 82
PCBF6B4K | Acuity Brands Lighting | SLOT 4/6 LED SERIES | SL4L RLP 4FT XX 35K HO NODIM 120 HT XX XX XX | Indoor Luminaires | Linear Ambient | Direct Linear Ambient Luminaires | Standard | FALSE | [9 empty] | 11/17/2015 | Not Dimmable | Not Dimmable | No |  |  | 3602 | 87 | 41.04 | 3.85 | 0.99 | 3500 | 81
P6356T8Y | Acuity Brands Lighting | SLOT 4/6 LED SERIES | SL4L RLP 4FT XX 35K LO NODIM 120 HT XX XX XX | Indoor Luminaires | Linear Ambient | Direct Linear Ambient Luminaires | Standard | FALSE | [9 empty] | 11/17/2015 | Not Dimmable | Not Dimmable | No |  |  | 1555 | 94 | 16.64 | 3.85 | 0.99 | 3500 | 82
PBJHCERJ | Acuity Brands Lighting | SLOT 4/6 LED SERIES | SL4L RLP 4FT XX 35K MO NODIM 120 HT XX XX XX | Indoor Luminaires | Linear Ambient | Direct Linear Ambient Luminaires | Standard | FALSE | [9 empty] | 11/17/2015 | Not Dimmable | Not Dimmable | No |  |  | 2664 | 91 | 29.42 | 3.85 | 0.99 | 3500 | 82
PP82B6NH | Acuity Brands Lighting | SLOT 4/6 LED SERIES | SL4L RLP 4FT XX 40K HO NODIM 120 HT XX XX XX | Indoor Luminaires | Linear Ambient | Direct Linear Ambient Luminaires | Standard | FALSE | [9 empty] | 11/17/2015 | Not Dimmable | Not Dimmable | No |  |  | 3639 | 89 | 41.04 | 3.85 | 0.99 | 4000 | 82
P75A48VF | Acuity Brands Lighting | SLOT 4/6 LED SERIES | SL4L RLP 4FT XX 40K LO NODIM 120 HT XX XX XX | Indoor Luminaires | Linear Ambient | Direct Linear Ambient Luminaires | Standard | FALSE | [9 empty] | 11/17/2015 | Not Dimmable | Not Dimmable | No |  |  | 1571 | 94 | 16.64 | 3.85 | 0.99 | 4000 | 82
PB1ZPEBF | Acuity Brands Lighting | SLOT 4/6 LED SERIES | SL4L RLP 4FT XX 40K MO NODIM 120 HT XX XX XX | Indoor Luminaires | Linear Ambient | Direct Linear Ambient Luminaires | Standard | FALSE | [9 empty] | 11/17/2015 | Not Dimmable | Not Dimmable | No |  |  | 2691 | 93 | 29.42 | 3.85 | 0.99 | 4000 | 82
PDY7KABS | Acuity Brands Lighting | SLOT 4/6 LED SERIES | SL4L FLP 4FT XX 30K LO NODIM 277 HT XX XX XX | Indoor Luminaires | Linear Ambient | Direct Linear Ambient Luminaires | Standard | FALSE | [9 empty] | 11/17/2015 | Not Dimmable | Not Dimmable | No |  |  | 1715 | 101 | 16.64 | 17.92 | 0.93 | 3000 | 82
P7ET1PZY | Acuity Brands Lighting | SLOT 4/6 LED SERIES | SL4L FLP 4FT XX 30K MO NODIM 277 HT XX XX XX | Indoor Luminaires | Linear Ambient | Direct Linear Ambient Luminaires | Standard | FALSE | [9 empty] | 11/17/2015 | Not Dimmable | Not Dimmable | No |  |  | 2938 | 101 | 29.42 | 17.92 | 0.93 | 3000 | 82
PCP4ESB8 | Acuity Brands Lighting | SLOT 4/6 LED SERIES | SL4L FLP 4FT XX 35K HO NODIM 277 HT XX XX XX | Indoor Luminaires | Linear Ambient | Direct Linear Ambient Luminaires | Standard | FALSE | [9 empty] | 11/17/2015 | Not Dimmable | Not Dimmable | No |  |  | 4128 | 102 | 41.04 | 17.92 | 0.93 | 3500 | 82
P84BVNS9 | Acuity Brands Lighting | SLOT 4/6 LED SERIES | SL4L FLP 4FT XX 35K LO NODIM 277 HT XX XX XX | Indoor Luminaires | Linear Ambient | Direct Linear Ambient Luminaires | Standard | FALSE | [9 empty] | 11/17/2015 | Not Dimmable | Not Dimmable | No |  |  | 1782 | 107 | 16.64 | 17.92 | 0.93 | 3500 | 82
PTUZAQDK | Acuity Brands Lighting | SLOT 4/6 LED SERIES | SL4L FLP 4FT XX 35K MO NODIM 277 HT XX XX XX | Indoor Luminaires | Linear Ambient | Direct Linear Ambient Luminaires | Standard | FALSE | [9 empty] | 11/17/2015 | Not Dimmable | Not Dimmable | No |  |  | 3052 | 103 | 29.42 | 17.92 | 0.93 | 3500 | 82
PK425M19 | Acuity Brands Lighting | SLOT 4/6 LED SERIES | SL4L FLP 4FT XX 40K HO NODIM 277 HT XX XX XX | Indoor Luminaires | Linear Ambient | Direct Linear Ambient Luminaires | Standard | FALSE | [9 empty] | 11/17/2015 | Not Dimmable | Not Dimmable | No |  |  | 4170 | 102 | 41.04 | 17.92 | 0.93 | 4000 | 82
P1TCU6T8 | Acuity Brands Lighting | SLOT 4/6 LED SERIES | SL4L FLP 4FT XX 40K LO NODIM 277 HT XX XX XX | Indoor Luminaires | Linear Ambient | Direct Linear Ambient Luminaires | Standard | FALSE | [9 empty] | 11/17/2015 | Not Dimmable | Not Dimmable | No |  |  | 1800 | 106 | 16.64 | 17.92 | 0.93 | 4000 | 82
PM5JY9GE | Acuity Brands Lighting | SLOT 4/6 LED SERIES | SL4L FLP 4FT XX 40K MO NODIM 277 HT XX XX XX | Indoor Luminaires | Linear Ambient | Direct Linear Ambient Luminaires | Standard | FALSE | [9 empty] | 11/17/2015 | Not Dimmable | Not Dimmable | No |  |  | 3084 | 106 | 29.42 | 17.92 | 0.93 | 4000 | 82
P461XUSQ | Acuity Brands Lighting | SLOT 4/6 LED SERIES | SL4L RLP 4FT XX 30K LO NODIM 277 HT XX XX XX | Indoor Luminaires | Linear Ambient | Direct Linear Ambient Luminaires | Standard | FALSE | [9 empty] | 11/17/2015 | Not Dimmable | Not Dimmable | No |  |  | 1497 | 90 | 16.64 | 17.92 | 0.93 | 3000 | 82
PV419WN3 | Acuity Brands Lighting | SLOT 4/6 LED SERIES | SL4L RLP 4FT XX 30K MO NODIM 277 HT XX XX XX | Indoor Luminaires | Linear Ambient | Direct Linear Ambient Luminaires | Standard | FALSE | [9 empty] | 11/17/2015 | Not Dimmable | Not Dimmable | No |  |  | 2563 | 88 | 29.42 | 17.92 | 0.93 | 3000 | 82
PVCKFM9H | Acuity Brands Lighting | SLOT 4/6 LED SERIES | SL4L RLP 4FT XX 35K HO NODIM 277 HT XX XX XX | Indoor Luminaires | Linear Ambient | Direct Linear Ambient Luminaires | Standard | FALSE | [9 empty] | 11/17/2015 | Not Dimmable | Not Dimmable | No |  |  | 3602 | 87 | 41.04 | 17.92 | 0.93 | 3500 | 82
PM9AS9BG | Acuity Brands Lighting | SLOT 4/6 LED SERIES | SL4L RLP 4FT XX 35K LO NODIM 277 HT XX XX XX | Indoor Luminaires | Linear Ambient | Direct Linear Ambient Luminaires | Standard | FALSE | [9 empty] | 11/17/2015 | Not Dimmable | Not Dimmable | No |  |  | 1555 | 94 | 16.64 | 17.92 | 0.93 | 3500 | 82
PYQMQ6ES | Acuity Brands Lighting | SLOT 4/6 LED SERIES | SL4L RLP 4FT XX 35K MO NODIM 277 HT XX XX XX | Indoor Luminaires | Linear Ambient | Direct Linear Ambient Luminaires | Standard | FALSE | [9 empty] | 11/17/2015 | Not Dimmable | Not Dimmable | No |  |  | 2664 | 91 | 29.42 | 17.92 | 0.93 | 3500 | 82
P8BG2HVE | Acuity Brands Lighting | SLOT 4/6 LED SERIES | SL4L RLP 4FT XX 40K HO NODIM 277 HT XX XX XX | Indoor Luminaires | Linear Ambient | Direct Linear Ambient Luminaires | Standard | FALSE | [9 empty] | 11/17/2015 | Not Dimmable | Not Dimmable | No |  |  | 3639 | 89 | 41.04 | 17.92 | 0.93 | 4000 | 82
PYMVKEF1 | Acuity Brands Lighting | SLOT 4/6 LED SERIES | SL4L RLP 4FT XX 40K LO NODIM 277 HT XX XX XX | Indoor Luminaires | Linear Ambient | Direct Linear Ambient Luminaires | Standard | FALSE | [9 empty] | 11/17/2015 | Not Dimmable | Not Dimmable | No |  |  | 1571 | 94 | 16.64 | 17.92 | 0.93 | 4000 | 82
P38TYH7T | Acuity Brands Lighting | SLOT 4/6 LED SERIES | SL4L RLP 4FT XX 40K MO NODIM 277 HT XX XX XX | Indoor Luminaires | Linear Ambient | Direct Linear Ambient Luminaires | Standard | FALSE | [9 empty] | 11/17/2015 | Not Dimmable | Not Dimmable | No |  |  | 2691 | 93 | 29.42 | 17.92 | 0.93 | 4000 | 82
P6ZFVRH7 | Acuity Brands Lighting | SLOT 4/6 LED SERIES | SL6L FLP 4FT XX 30K LO NODIM 120 HT XX XX XX | Indoor Luminaires | Linear Ambient | Direct Linear Ambient Luminaires | Standard | FALSE | [9 empty] | 11/17/2015 | Not Dimmable | Not Dimmable | No |  |  | 1701 | 103 | 16.45 | 3.85 | 0.99 | 3000 | 82
PPPUZHKX | Acuity Brands Lighting | SLOT 4/6 LED SERIES | SL6L FLP 4FT XX 30K MO NODIM 120 HT XX XX XX | Indoor Luminaires | Linear Ambient | Direct Linear Ambient Luminaires | Standard | FALSE | [9 empty] | 11/17/2015 | Not Dimmable | Not Dimmable | No |  |  | 2986 | 101 | 29.42 | 3.85 | 0.99 | 3000 | 82
PBCPCQCY | Acuity Brands Lighting | SLOT 4/6 LED SERIES | SL6L FLP 4FT XX 35K HO NODIM 120 HT XX XX XX | Indoor Luminaires | Linear Ambient | Direct Linear Ambient Luminaires | Standard | FALSE | [9 empty] | 11/17/2015 | Not Dimmable | Not Dimmable | No |  |  | 4268 | 101 | 42.05 | 3.85 | 0.99 | 3500 | 82
PXRG45R5 | Acuity Brands Lighting | SLOT 4/6 LED SERIES | SL6L FLP 4FT XX 35K LO NODIM 120 HT XX XX XX | Indoor Luminaires | Linear Ambient | Direct Linear Ambient Luminaires | Standard | FALSE | [9 empty] | 11/17/2015 | Not Dimmable | Not Dimmable | No |  |  | 1802 | 109 | 16.45 | 3.85 | 0.99 | 3500 | 82
PS42YG9B | Acuity Brands Lighting | SLOT 4/6 LED SERIES | SL6L FLP 4FT XX 35K MO NODIM 120 HT XX XX XX | Indoor Luminaires | Linear Ambient | Direct Linear Ambient Luminaires | Standard | FALSE | [9 empty] | 11/17/2015 | Not Dimmable | Not Dimmable | No |  |  | 3163 | 107 | 29.42 | 3.85 | 0.99 | 3500 | 82
PMBG3MGJ | Acuity Brands Lighting | SLOT 4/6 LED SERIES | SL6L FLP 4FT XX 40K HO NODIM 120 HT XX XX XX | Indoor Luminaires | Linear Ambient | Direct Linear Ambient Luminaires | Standard | FALSE | [9 empty] | 11/17/2015 | Not Dimmable | Not Dimmable | No |  |  | 4418 | 105 | 42.05 | 3.85 | 0.99 | 4000 | 82
P8BV75D2 | Acuity Brands Lighting | SLOT 4/6 LED SERIES | SL6L FLP 4FT XX 40K LO NODIM 120 HT XX XX XX | Indoor Luminaires | Linear Ambient | Direct Linear Ambient Luminaires | Standard | FALSE | [9 empty] | 11/17/2015 | Not Dimmable | Not Dimmable | No |  |  | 1865 | 113 | 16.45 | 3.85 | 0.99 | 4000 | 83
P6DV354J | Acuity Brands Lighting | SLOT 4/6 LED SERIES | SL6L FLP 4FT XX 40K MO NODIM 120 HT XX XX XX | Indoor Luminaires | Linear Ambient | Direct Linear Ambient Luminaires | Standard | FALSE | [9 empty] | 11/17/2015 | Not Dimmable | Not Dimmable | No |  |  | 3274 | 111 | 29.42 | 3.85 | 0.99 | 4000 | 82
PJ91V3C7 | Acuity Brands Lighting | SLOT 4/6 LED SERIES | SL6L RLP 4FT XX 30K LO NODIM 120 HT XX XX XX | Indoor Luminaires | Linear Ambient | Direct Linear Ambient Luminaires | Standard | FALSE | [9 empty] | 11/17/2015 | Not Dimmable | Not Dimmable | No |  |  | 1666 | 101 | 16.45 | 3.85 | 0.99 | 3000 | 82
PV2BAMWZ | Acuity Brands Lighting | SLOT 4/6 LED SERIES | SL6L RLP 4FT XX 30K MO NODIM 120 HT XX XX XX | Indoor Luminaires | Linear Ambient | Direct Linear Ambient Luminaires | Standard | FALSE | [9 empty] | 11/17/2015 | Not Dimmable | Not Dimmable | No |  |  | 2924 | 99 | 29.42 | 3.85 | 0.99 | 3000 | 82
PBGKC5PZ | Acuity Brands Lighting | SLOT 4/6 LED SERIES | SL6L RLP 4FT XX 35K HO NODIM 120 HT XX XX XX | Indoor Luminaires | Linear Ambient | Direct Linear Ambient Luminaires | Standard | FALSE | [9 empty] | 11/17/2015 | Not Dimmable | Not Dimmable | No |  |  | 4179 | 99 | 42.05 | 3.85 | 0.99 | 3500 | 81
PPW7AMCV | Acuity Brands Lighting | SLOT 4/6 LED SERIES | SL6L RLP 4FT XX 35K LO NODIM 120 HT XX XX XX | Indoor Luminaires | Linear Ambient | Direct Linear Ambient Luminaires | Standard | FALSE | [9 empty] | 11/17/2015 | Not Dimmable | Not Dimmable | No |  |  | 1764 | 107 | 16.45 | 3.85 | 0.99 | 3500 | 82
P1G5NE2C | Acuity Brands Lighting | SLOT 4/6 LED SERIES | SL6L RLP 4FT XX 35K MO NODIM 120 HT XX XX XX | Indoor Luminaires | Linear Ambient | Direct Linear Ambient Luminaires | Standard | FALSE | [9 empty] | 11/17/2015 | Not Dimmable | Not Dimmable | No |  |  | 3097 | 105 | 29.42 | 3.85 | 0.99 | 3500 | 82
PCRGUEMN | Acuity Brands Lighting | SLOT 4/6 LED SERIES | SL6L RLP 4FT XX 40K HO NODIM 120 HT XX XX XX | Indoor Luminaires | Linear Ambient | Direct Linear Ambient Luminaires | Standard | FALSE | [9 empty] | 11/17/2015 | Not Dimmable | Not Dimmable | No |  |  | 4326 | 103 | 42.05 | 3.85 | 0.99 | 4000 | 82
PJT6TSC5 | Acuity Brands Lighting | SLOT 4/6 LED SERIES | SL6L RLP 4FT XX 40K LO NODIM 120 HT XX XX XX | Indoor Luminaires | Linear Ambient | Direct Linear Ambient Luminaires | Standard | FALSE | [9 empty] | 11/17/2015 | Not Dimmable | Not Dimmable | No |  |  | 1826 | 111 | 16.45 | 3.85 | 0.99 | 4000 | 82
P7K19QV5 | Acuity Brands Lighting | SLOT 4/6 LED SERIES | SL6L RLP 4FT XX 40K MO NODIM 120 HT XX XX XX | Indoor Luminaires | Linear Ambient | Direct Linear Ambient Luminaires | Standard | FALSE | [9 empty] | 11/17/2015 | Not Dimmable | Not Dimmable | No |  |  | 3206 | 109 | 29.42 | 3.85 | 0.99 | 4000 | 82
PN3VR9N5 | Acuity Brands Lighting | SLOT 4/6 LED SERIES | SL6L FLP 4FT XX 30K LO NODIM 277 HT XX XX XX | Indoor Luminaires | Linear Ambient | Direct Linear Ambient Luminaires | Standard | FALSE | [9 empty] | 11/17/2015 | Not Dimmable | Not Dimmable | No |  |  | 1701 | 103 | 16.45 | 17.92 | 0.93 | 3000 | 82
PVFYG5X9 | Acuity Brands Lighting | SLOT 4/6 LED SERIES | SL6L FLP 4FT XX 30K MO NODIM 277 HT XX XX XX | Indoor Luminaires | Linear Ambient | Direct Linear Ambient Luminaires | Standard | FALSE | [9 empty] | 11/17/2015 | Not Dimmable | Not Dimmable | No |  |  | 2986 | 101 | 29.42 | 17.92 | 0.93 | 3000 | 82
P2CT1CME | Acuity Brands Lighting | SLOT 4/6 LED SERIES | SL6L FLP 4FT XX 35K HO NODIM 277 HT XX XX XX | Indoor Luminaires | Linear Ambient | Direct Linear Ambient Luminaires | Standard | FALSE | [9 empty] | 11/17/2015 | Not Dimmable | Not Dimmable | No |  |  | 4268 | 101 | 42.05 | 17.92 | 0.93 | 3500 | 82
PCBS5AZ3 | Acuity Brands Lighting | SLOT 4/6 LED SERIES | SL6L FLP 4FT XX 35K LO NODIM 277 HT XX XX XX | Indoor Luminaires | Linear Ambient | Direct Linear Ambient Luminaires | Standard | FALSE | [9 empty] | 11/17/2015 | Not Dimmable | Not Dimmable | No |  |  | 1802 | 109 | 16.45 | 17.92 | 0.93 | 3500 | 82
P6ENZGGZ | Acuity Brands Lighting | SLOT 4/6 LED SERIES | SL6L FLP 4FT XX 35K MO NODIM 277 HT XX XX XX | Indoor Luminaires | Linear Ambient | Direct Linear Ambient Luminaires | Standard | FALSE | [9 empty] | 11/17/2015 | Not Dimmable | Not Dimmable | No |  |  | 3163 | 107 | 29.42 | 17.92 | 0.93 | 3500 | 82
PXXDE9TY | Acuity Brands Lighting | SLOT 4/6 LED SERIES | SL6L FLP 4FT XX 40K HO NODIM 277 HT XX XX XX | Indoor Luminaires | Linear Ambient | Direct Linear Ambient Luminaires | Standard | FALSE | [9 empty] | 11/17/2015 | Not Dimmable | Not Dimmable | No |  |  | 4418 | 105 | 42.05 | 17.92 | 0.93 | 4000 | 82
PNGMXR6E | Acuity Brands Lighting | SLOT 4/6 LED SERIES | SL6L FLP 4FT XX 40K LO NODIM 277 HT XX XX XX | Indoor Luminaires | Linear Ambient | Direct Linear Ambient Luminaires | Standard | FALSE | [9 empty] | 11/17/2015 | Not Dimmable | Not Dimmable | No |  |  | 1865 | 113 | 16.45 | 17.92 | 0.93 | 4000 | 82
PGGJNH1J | Acuity Brands Lighting | SLOT 4/6 LED SERIES | SL6L FLP 4FT XX 40K MO NODIM 277 HT XX XX XX | Indoor Luminaires | Linear Ambient | Direct Linear Ambient Luminaires | Standard | FALSE | [9 empty] | 11/17/2015 | Not Dimmable | Not Dimmable | No |  |  | 3274 | 111 | 29.42 | 17.92 | 0.93 | 4000 | 82
P2CV9XBY | Acuity Brands Lighting | SLOT 4/6 LED SERIES | SL6L RLP 4FT XX 30K LO NODIM 277 HT XX XX XX | Indoor Luminaires | Linear Ambient | Direct Linear Ambient Luminaires | Standard | FALSE | [9 empty] | 11/17/2015 | Not Dimmable | Not Dimmable | No |  |  | 1666 | 101 | 16.45 | 17.92 | 0.93 | 3000 | 82
PBMSXQJD | Acuity Brands Lighting | SLOT 4/6 LED SERIES | SL6L RLP 4FT XX 30K MO NODIM 277 HT XX XX XX | Indoor Luminaires | Linear Ambient | Direct Linear Ambient Luminaires | Standard | FALSE | [9 empty] | 11/17/2015 | Not Dimmable | Not Dimmable | No |  |  | 2924 | 99 | 29.42 | 17.92 | 0.93 | 3000 | 82
PRQVD3R1 | Acuity Brands Lighting | SLOT 4/6 LED SERIES | SL6L RLP 4FT XX 35K HO NODIM 277 HT XX XX XX | Indoor Luminaires | Linear Ambient | Direct Linear Ambient Luminaires | Standard | FALSE | [9 empty] | 11/17/2015 | Not Dimmable | Not Dimmable | No |  |  | 4179 | 99 | 42.05 | 17.92 | 0.93 | 3500 | 82
P5FHV4XZ | Acuity Brands Lighting | SLOT 4/6 LED SERIES | SL6L RLP 4FT XX 35K LO NODIM 277 HT XX XX XX | Indoor Luminaires | Linear Ambient | Direct Linear Ambient Luminaires | Standard | FALSE | [9 empty] | 11/17/2015 | Not Dimmable | Not Dimmable | No |  |  | 1764 | 107 | 16.45 | 17.92 | 0.93 | 3500 | 82
P8CM8SQ6 | Acuity Brands Lighting | SLOT 4/6 LED SERIES | SL6L RLP 4FT XX 35K MO NODIM 277 HT XX XX XX | Indoor Luminaires | Linear Ambient | Direct Linear Ambient Luminaires | Standard | FALSE | [9 empty] | 11/17/2015 | Not Dimmable | Not Dimmable | No |  |  | 3097 | 105 | 29.42 | 17.92 | 0.93 | 3500 | 82
PVTFMSAK | Acuity Brands Lighting | SLOT 4/6 LED SERIES | SL6L RLP 4FT XX 40K HO NODIM 277 HT XX XX XX | Indoor Luminaires | Linear Ambient | Direct Linear Ambient Luminaires | Standard | FALSE | [9 empty] | 11/17/2015 | Not Dimmable | Not Dimmable | No |  |  | 4326 | 103 | 42.05 | 17.92 | 0.93 | 4000 | 82
P549AXB2 | Acuity Brands Lighting | SLOT 4/6 LED SERIES | SL6L RLP 4FT XX 40K LO NODIM 277 HT XX XX XX | Indoor Luminaires | Linear Ambient | Direct Linear Ambient Luminaires | Standard | FALSE | [9 empty] | 11/17/2015 | Not Dimmable | Not Dimmable | No |  |  | 1826 | 111 | 16.45 | 17.92 | 0.93 | 4000 | 82
P3ZJRJT6 | Acuity Brands Lighting | SLOT 4/6 LED SERIES | SL6L RLP 4FT XX 40K MO NODIM 277 HT XX XX XX | Indoor Luminaires | Linear Ambient | Direct Linear Ambient Luminaires | Standard | FALSE | [9 empty] | 11/17/2015 | Not Dimmable | Not Dimmable | No |  |  | 3206 | 109 | 29.42 | 17.92 | 0.93 | 4000 | 82
P6NP4P9D | Acuity Brands Lighting | SLOT 4/6 LED SERIES | SL4L FLP 4FT XX 30K LO XX 120 HT XX NLIGHT CLO | Indoor Luminaires | Linear Ambient | Direct Linear Ambient Luminaires | Standard | FALSE | [9 empty] | 11/17/2015 | Dimmable | Continuous (Can dim down to ≤ 10% (W)) | No |  |  | 1715 | 101 | 16.64 | 3.85 | 0.99 | 3000 | 82
PJFZ84H6 | Acuity Brands Lighting | SLOT 4/6 LED SERIES | SL4L FLP 4FT XX 30K MO XX 120 HT XX NLIGHT CLO | Indoor Luminaires | Linear Ambient | Direct Linear Ambient Luminaires | Standard | FALSE | [9 empty] | 11/17/2015 | Dimmable | Continuous (Can dim down to ≤ 10% (W)) | No |  |  | 2938 | 101 | 29.42 | 3.85 | 0.99 | 3000 | 82
P6P2KRR9 | Acuity Brands Lighting | SLOT 4/6 LED SERIES | SL4L FLP 4FT XX 35K HO XX 120 HT XX NLIGHT CLO | Indoor Luminaires | Linear Ambient | Direct Linear Ambient Luminaires | Standard | FALSE | [9 empty] | 11/17/2015 | Dimmable | Continuous (Can dim down to ≤ 10% (W)) | No |  |  | 4128 | 102 | 41.04 | 3.85 | 0.99 | 3500 | 82
PNHVFW8E | Acuity Brands Lighting | SLOT 4/6 LED SERIES | SL4L FLP 4FT XX 35K LO XX 120 HT XX NLIGHT CLO | Indoor Luminaires | Linear Ambient | Direct Linear Ambient Luminaires | Standard | FALSE | [9 empty] | 11/17/2015 | Dimmable | Continuous (Can dim down to ≤ 10% (W)) | No |  |  | 1782 | 107 | 16.64 | 3.85 | 0.99 | 3500 | 82
PPCSG69Y | Acuity Brands Lighting | SLOT 4/6 LED SERIES | SL4L FLP 4FT XX 35K MO XX 120 HT XX NLIGHT CLO | Indoor Luminaires | Linear Ambient | Direct Linear Ambient Luminaires | Standard | FALSE | [9 empty] | 11/17/2015 | Dimmable | Continuous (Can dim down to ≤ 10% (W)) | No |  |  | 3052 | 103 | 29.42 | 3.85 | 0.99 | 3500 | 82
PE3SDAGW | Acuity Brands Lighting | SLOT 4/6 LED SERIES | SL4L FLP 4FT XX 40K HO XX 120 HT XX NLIGHT CLO | Indoor Luminaires | Linear Ambient | Direct Linear Ambient Luminaires | Standard | FALSE | [9 empty] | 11/17/2015 | Dimmable | Continuous (Can dim down to ≤ 10% (W)) | No |  |  | 4170 | 102 | 41.04 | 3.85 | 0.99 | 4000 | 82
PYJB3466 | Acuity Brands Lighting | SLOT 4/6 LED SERIES | SL4L FLP 4FT XX 40K LO XX 120 HT XX NLIGHT CLO | Indoor Luminaires | Linear Ambient | Direct Linear Ambient Luminaires | Standard | FALSE | [9 empty] | 11/17/2015 | Dimmable | Continuous (Can dim down to ≤ 10% (W)) | No |  |  | 1800 | 106 | 16.64 | 3.85 | 0.99 | 4000 | 83
PMSE4C7U | Acuity Brands Lighting | SLOT 4/6 LED SERIES | SL4L FLP 4FT XX 40K MO XX 120 HT XX NLIGHT CLO | Indoor Luminaires | Linear Ambient | Direct Linear Ambient Luminaires | Standard | FALSE | [9 empty] | 11/17/2015 | Dimmable | Continuous (Can dim down to ≤ 10% (W)) | No |  |  | 3084 | 106 | 29.42 | 3.85 | 0.99 | 4000 | 82
PE4X2A86 | Acuity Brands Lighting | SLOT 4/6 LED SERIES | SL4L RLP 4FT XX 30K LO XX 120 HT XX NLIGHT CLO | Indoor Luminaires | Linear Ambient | Direct Linear Ambient Luminaires | Standard | FALSE | [9 empty] | 11/17/2015 | Dimmable | Continuous (Can dim down to ≤ 10% (W)) | No |  |  | 1497 | 90 | 16.64 | 3.85 | 0.99 | 3000 | 82
PCG27HG1 | Acuity Brands Lighting | SLOT 4/6 LED SERIES | SL4L RLP 4FT XX 30K MO XX 120 HT XX NLIGHT CLO | Indoor Luminaires | Linear Ambient | Direct Linear Ambient Luminaires | Standard | FALSE | [9 empty] | 11/17/2015 | Dimmable | Continuous (Can dim down to ≤ 10% (W)) | No |  |  | 2563 | 88 | 29.42 | 3.85 | 0.99 | 3000 | 82
PWJGQJPZ | Acuity Brands Lighting | SLOT 4/6 LED SERIES | SL4L RLP 4FT XX 35K HO XX 120 HT XX NLIGHT CLO | Indoor Luminaires | Linear Ambient | Direct Linear Ambient Luminaires | Standard | FALSE | [9 empty] | 11/17/2015 | Dimmable | Continuous (Can dim down to ≤ 10% (W)) | No |  |  | 3602 | 87 | 41.04 | 3.85 | 0.99 | 3500 | 81
P8TP2CJB | Acuity Brands Lighting | SLOT 4/6 LED SERIES | SL4L RLP 4FT XX 35K LO XX 120 HT XX NLIGHT CLO | Indoor Luminaires | Linear Ambient | Direct Linear Ambient Luminaires | Standard | FALSE | [9 empty] | 11/17/2015 | Dimmable | Continuous (Can dim down to ≤ 10% (W)) | No |  |  | 1555 | 94 | 16.64 | 3.85 | 0.99 | 3500 | 82
PVMN4CEA | Acuity Brands Lighting | SLOT 4/6 LED SERIES | SL4L RLP 4FT XX 35K MO XX 120 HT XX NLIGHT CLO | Indoor Luminaires | Linear Ambient | Direct Linear Ambient Luminaires | Standard | FALSE | [9 empty] | 11/17/2015 | Dimmable | Continuous (Can dim down to ≤ 10% (W)) | No |  |  | 2664 | 91 | 29.42 | 3.85 | 0.99 | 3500 | 82
P84M9H1V | Acuity Brands Lighting | SLOT 4/6 LED SERIES | SL4L RLP 4FT XX 40K HO XX 120 HT XX NLIGHT CLO | Indoor Luminaires | Linear Ambient | Direct Linear Ambient Luminaires | Standard | FALSE | [9 empty] | 11/17/2015 | Dimmable | Continuous (Can dim down to ≤ 10% (W)) | No |  |  | 3639 | 89 | 41.04 | 3.85 | 0.99 | 4000 | 82
PCK5VYE1 | Acuity Brands Lighting | SLOT 4/6 LED SERIES | SL4L RLP 4FT XX 40K LO XX 120 HT XX NLIGHT CLO | Indoor Luminaires | Linear Ambient | Direct Linear Ambient Luminaires | Standard | FALSE | [9 empty] | 11/17/2015 | Dimmable | Continuous (Can dim down to ≤ 10% (W)) | No |  |  | 1571 | 94 | 16.64 | 3.85 | 0.99 | 4000 | 82
PG8Q4T5F | Acuity Brands Lighting | SLOT 4/6 LED SERIES | SL4L RLP 4FT XX 40K MO XX 120 HT XX NLIGHT CLO | Indoor Luminaires | Linear Ambient | Direct Linear Ambient Luminaires | Standard | FALSE | [9 empty] | 11/17/2015 | Dimmable | Continuous (Can dim down to ≤ 10% (W)) | No |  |  | 2691 | 93 | 29.42 | 3.85 | 0.99 | 4000 | 82
PKJ98Z4T | Acuity Brands Lighting | SLOT 4/6 LED SERIES | SL4L FLP 4FT XX 30K LO XX 277 HT XX NLIGHT CLO | Indoor Luminaires | Linear Ambient | Direct Linear Ambient Luminaires | Standard | FALSE | [9 empty] | 11/17/2015 | Dimmable | Continuous (Can dim down to ≤ 10% (W)) | No |  |  | 1715 | 101 | 16.64 | 17.92 | 0.93 | 3000 | 82
P5PDFB1X | Acuity Brands Lighting | SLOT 4/6 LED SERIES | SL4L FLP 4FT XX 30K MO XX 277 HT XX NLIGHT CLO | Indoor Luminaires | Linear Ambient | Direct Linear Ambient Luminaires | Standard | FALSE | [9 empty] | 11/17/2015 | Dimmable | Continuous (Can dim down to ≤ 10% (W)) | No |  |  | 2938 | 101 | 29.42 | 17.92 | 0.93 | 3000 | 82
PR5QAXD6 | Acuity Brands Lighting | SLOT 4/6 LED SERIES | SL4L FLP 4FT XX 35K HO XX 277 HT XX NLIGHT CLO | Indoor Luminaires | Linear Ambient | Direct Linear Ambient Luminaires | Standard | FALSE | [9 empty] | 11/17/2015 | Dimmable | Continuous (Can dim down to ≤ 10% (W)) | No |  |  | 4128 | 102 | 41.04 | 17.92 | 0.93 | 3500 | 82
PHTGPDMN | Acuity Brands Lighting | SLOT 4/6 LED SERIES | SL4L FLP 4FT XX 35K LO XX 277 HT XX NLIGHT CLO | Indoor Luminaires | Linear Ambient | Direct Linear Ambient Luminaires | Standard | FALSE | [9 empty] | 11/17/2015 | Dimmable | Continuous (Can dim down to ≤ 10% (W)) | No |  |  | 1782 | 107 | 16.64 | 17.92 | 0.93 | 3500 | 82
PP8AUK4Y | Acuity Brands Lighting | SLOT 4/6 LED SERIES | SL4L FLP 4FT XX 35K MO XX 277 HT XX NLIGHT CLO | Indoor Luminaires | Linear Ambient | Direct Linear Ambient Luminaires | Standard | FALSE | [9 empty] | 11/17/2015 | Dimmable | Continuous (Can dim down to ≤ 10% (W)) | No |  |  | 3052 | 103 | 29.42 | 17.92 | 0.93 | 3500 | 82
PVMBU7BG | Acuity Brands Lighting | SLOT 4/6 LED SERIES | SL4L FLP 4FT XX 40K HO XX 277 HT XX NLIGHT CLO | Indoor Luminaires | Linear Ambient | Direct Linear Ambient Luminaires | Standard | FALSE | [9 empty] | 11/17/2015 | Dimmable | Continuous (Can dim down to ≤ 10% (W)) | No |  |  | 4170 | 102 | 41.04 | 17.92 | 0.93 | 4000 | 82
P62QWQC2 | Acuity Brands Lighting | SLOT 4/6 LED SERIES | SL4L FLP 4FT XX 40K LO XX 277 HT XX NLIGHT CLO | Indoor Luminaires | Linear Ambient | Direct Linear Ambient Luminaires | Standard | FALSE | [9 empty] | 11/17/2015 | Dimmable | Continuous (Can dim down to ≤ 10% (W)) | No |  |  | 1800 | 106 | 16.64 | 17.92 | 0.93 | 4000 | 82
PC9361JC | Acuity Brands Lighting | SLOT 4/6 LED SERIES | SL4L FLP 4FT XX 40K MO XX 277 HT XX NLIGHT CLO | Indoor Luminaires | Linear Ambient | Direct Linear Ambient Luminaires | Standard | FALSE | [9 empty] | 11/17/2015 | Dimmable | Continuous (Can dim down to ≤ 10% (W)) | No |  |  | 3084 | 106 | 29.42 | 17.92 | 0.93 | 4000 | 82
P13UVSFS | Acuity Brands Lighting | SLOT 4/6 LED SERIES | SL4L RLP 4FT XX 30K LO XX 277 HT XX NLIGHT CLO | Indoor Luminaires | Linear Ambient | Direct Linear Ambient Luminaires | Standard | FALSE | [9 empty] | 11/17/2015 | Dimmable | Continuous (Can dim down to ≤ 10% (W)) | No |  |  | 1497 | 90 | 16.64 | 17.92 | 0.93 | 3000 | 82
PQDW2685 | Acuity Brands Lighting | SLOT 4/6 LED SERIES | SL4L RLP 4FT XX 30K MO XX 277 HT XX NLIGHT CLO | Indoor Luminaires | Linear Ambient | Direct Linear Ambient Luminaires | Standard | FALSE | [9 empty] | 11/17/2015 | Dimmable | Continuous (Can dim down to ≤ 10% (W)) | No |  |  | 2563 | 88 | 29.42 | 17.92 | 0.93 | 3000 | 82
PUNS1BZM | Acuity Brands Lighting | SLOT 4/6 LED SERIES | SL4L RLP 4FT XX 35K HO XX 277 HT XX NLIGHT CLO | Indoor Luminaires | Linear Ambient | Direct Linear Ambient Luminaires | Standard | FALSE | [9 empty] | 11/17/2015 | Dimmable | Continuous (Can dim down to ≤ 10% (W)) | No |  |  | 3602 | 87 | 41.04 | 17.92 | 0.93 | 3500 | 82
P223YHVM | Acuity Brands Lighting | SLOT 4/6 LED SERIES | SL4L RLP 4FT XX 35K LO XX 277 HT XX NLIGHT CLO | Indoor Luminaires | Linear Ambient | Direct Linear Ambient Luminaires | Standard | FALSE | [9 empty] | 11/17/2015 | Dimmable | Continuous (Can dim down to ≤ 10% (W)) | No |  |  | 1555 | 94 | 16.64 | 17.92 | 0.93 | 3500 | 82
P8GYUVV5 | Acuity Brands Lighting | SLOT 4/6 LED SERIES | SL4L RLP 4FT XX 35K MO XX 277 HT XX NLIGHT CLO | Indoor Luminaires | Linear Ambient | Direct Linear Ambient Luminaires | Standard | FALSE | [9 empty] | 11/17/2015 | Dimmable | Continuous (Can dim down to ≤ 10% (W)) | No |  |  | 2664 | 91 | 29.42 | 17.92 | 0.93 | 3500 | 82
PUS8Q6ZS | Acuity Brands Lighting | SLOT 4/6 LED SERIES | SL4L RLP 4FT XX 40K HO XX 277 HT XX NLIGHT CLO | Indoor Luminaires | Linear Ambient | Direct Linear Ambient Luminaires | Standard | FALSE | [9 empty] | 11/17/2015 | Dimmable | Continuous (Can dim down to ≤ 10% (W)) | No |  |  | 3639 | 89 | 41.04 | 17.92 | 0.93 | 4000 | 82
PY34UE7U | Acuity Brands Lighting | SLOT 4/6 LED SERIES | SL4L RLP 4FT XX 40K LO XX 277 HT XX NLIGHT CLO | Indoor Luminaires | Linear Ambient | Direct Linear Ambient Luminaires | Standard | FALSE | [9 empty] | 11/17/2015 | Dimmable | Continuous (Can dim down to ≤ 10% (W)) | No |  |  | 1571 | 94 | 16.64 | 17.92 | 0.93 | 4000 | 82
PWMEZV19 | Acuity Brands Lighting | SLOT 4/6 LED SERIES | SL4L RLP 4FT XX 40K MO XX 277 HT XX NLIGHT CLO | Indoor Luminaires | Linear Ambient | Direct Linear Ambient Luminaires | Standard | FALSE | [9 empty] | 11/17/2015 | Dimmable | Continuous (Can dim down to ≤ 10% (W)) | No |  |  | 2691 | 93 | 29.42 | 17.92 | 0.93 | 4000 | 82
PA27HVFS | Acuity Brands Lighting | SLOT 4/6 LED SERIES | SL6L FLP 4FT XX 30K LO XX 120 HT XX NLIGHT CLO | Indoor Luminaires | Linear Ambient | Direct Linear Ambient Luminaires | Standard | FALSE | [9 empty] | 11/17/2015 | Dimmable | Continuous (Can dim down to ≤ 10% (W)) | No |  |  | 1701 | 103 | 16.45 | 3.85 | 0.99 | 3000 | 82
P68HMNA9 | Acuity Brands Lighting | SLOT 4/6 LED SERIES | SL6L FLP 4FT XX 30K MO XX 120 HT XX NLIGHT CLO | Indoor Luminaires | Linear Ambient | Direct Linear Ambient Luminaires | Standard | FALSE | [9 empty] | 11/17/2015 | Dimmable | Continuous (Can dim down to ≤ 10% (W)) | No |  |  | 2986 | 101 | 29.42 | 3.85 | 0.99 | 3000 | 82
P6TKE95C | Acuity Brands Lighting | SLOT 4/6 LED SERIES | SL6L FLP 4FT XX 35K HO XX 120 HT XX NLIGHT CLO | Indoor Luminaires | Linear Ambient | Direct Linear Ambient Luminaires | Standard | FALSE | [9 empty] | 11/17/2015 | Dimmable | Continuous (Can dim down to ≤ 10% (W)) | No |  |  | 4268 | 101 | 42.05 | 3.85 | 0.99 | 3500 | 82
P98DDX2M | Acuity Brands Lighting | SLOT 4/6 LED SERIES | SL6L FLP 4FT XX 35K LO XX 120 HT XX NLIGHT CLO | Indoor Luminaires | Linear Ambient | Direct Linear Ambient Luminaires | Standard | FALSE | [9 empty] | 11/17/2015 | Dimmable | Continuous (Can dim down to ≤ 10% (W)) | No |  |  | 1802 | 109 | 16.45 | 3.85 | 0.99 | 3500 | 82
P5U5955T | Acuity Brands Lighting | SLOT 4/6 LED SERIES | SL6L FLP 4FT XX 35K MO XX 120 HT XX NLIGHT CLO | Indoor Luminaires | Linear Ambient | Direct Linear Ambient Luminaires | Standard | FALSE | [9 empty] | 11/17/2015 | Dimmable | Continuous (Can dim down to ≤ 10% (W)) | No |  |  | 3163 | 107 | 29.42 | 3.85 | 0.99 | 3500 | 82
PZBGMUA2 | Acuity Brands Lighting | SLOT 4/6 LED SERIES | SL6L FLP 4FT XX 40K HO XX 120 HT XX NLIGHT CLO | Indoor Luminaires | Linear Ambient | Direct Linear Ambient Luminaires | Standard | FALSE | [9 empty] | 11/17/2015 | Dimmable | Continuous (Can dim down to ≤ 10% (W)) | No |  |  | 4418 | 105 | 42.05 | 3.85 | 0.99 | 4000 | 82
P4WH27U1 | Acuity Brands Lighting | SLOT 4/6 LED SERIES | SL6L FLP 4FT XX 40K LO XX 120 HT XX NLIGHT CLO | Indoor Luminaires | Linear Ambient | Direct Linear Ambient Luminaires | Standard | FALSE | [9 empty] | 11/17/2015 | Dimmable | Continuous (Can dim down to ≤ 10% (W)) | No |  |  | 1865 | 113 | 16.45 | 3.85 | 0.99 | 4000 | 83
P44UV66B | Acuity Brands Lighting | SLOT 4/6 LED SERIES | SL6L FLP 4FT XX 40K MO XX 120 HT XX NLIGHT CLO | Indoor Luminaires | Linear Ambient | Direct Linear Ambient Luminaires | Standard | FALSE | [9 empty] | 11/17/2015 | Dimmable | Continuous (Can dim down to ≤ 10% (W)) | No |  |  | 3274 | 111 | 29.42 | 3.85 | 0.99 | 4000 | 82
P43D7PEB | Acuity Brands Lighting | SLOT 4/6 LED SERIES | SL6L RLP 4FT XX 30K LO XX 120 HT XX NLIGHT CLO | Indoor Luminaires | Linear Ambient | Direct Linear Ambient Luminaires | Standard | FALSE | [9 empty] | 11/17/2015 | Dimmable | Continuous (Can dim down to ≤ 10% (W)) | No |  |  | 1666 | 101 | 16.45 | 3.85 | 0.99 | 3000 | 82
PQNMTESF | Acuity Brands Lighting | SLOT 4/6 LED SERIES | SL6L RLP 4FT XX 30K MO XX 120 HT XX NLIGHT CLO | Indoor Luminaires | Linear Ambient | Direct Linear Ambient Luminaires | Standard | FALSE | [9 empty] | 11/17/2015 | Dimmable | Continuous (Can dim down to ≤ 10% (W)) | No |  |  | 2924 | 99 | 29.42 | 3.85 | 0.99 | 3000 | 82
PRD4R5ME | Acuity Brands Lighting | SLOT 4/6 LED SERIES | SL6L RLP 4FT XX 35K HO XX 120 HT XX NLIGHT CLO | Indoor Luminaires | Linear Ambient | Direct Linear Ambient Luminaires | Standard | FALSE | [9 empty] | 11/17/2015 | Dimmable | Continuous (Can dim down to ≤ 10% (W)) | No |  |  | 4179 | 99 | 42.05 | 3.85 | 0.99 | 3500 | 81
PM5N1GWB | Acuity Brands Lighting | SLOT 4/6 LED SERIES | SL6L RLP 4FT XX 35K LO XX 120 HT XX NLIGHT CLO | Indoor Luminaires | Linear Ambient | Direct Linear Ambient Luminaires | Standard | FALSE | [9 empty] | 11/17/2015 | Dimmable | Continuous (Can dim down to ≤ 10% (W)) | No |  |  | 1764 | 107 | 16.45 | 3.85 | 0.99 | 3500 | 82
PZMP89R5 | Acuity Brands Lighting | SLOT 4/6 LED SERIES | SL6L RLP 4FT XX 35K MO XX 120 HT XX NLIGHT CLO | Indoor Luminaires | Linear Ambient | Direct Linear Ambient Luminaires | Standard | FALSE | [9 empty] | 11/17/2015 | Dimmable | Continuous (Can dim down to ≤ 10% (W)) | No |  |  | 3097 | 105 | 29.42 | 3.85 | 0.99 | 3500 | 82
PJCPE51Q | Acuity Brands Lighting | SLOT 4/6 LED SERIES | SL6L RLP 4FT XX 40K HO XX 120 HT XX NLIGHT CLO | Indoor Luminaires | Linear Ambient | Direct Linear Ambient Luminaires | Standard | FALSE | [9 empty] | 11/17/2015 | Dimmable | Continuous (Can dim down to ≤ 10% (W)) | No |  |  | 4326 | 103 | 42.05 | 3.85 | 0.99 | 4000 | 82
PH7H2CUN | Acuity Brands Lighting | SLOT 4/6 LED SERIES | SL6L RLP 4FT XX 40K LO XX 120 HT XX NLIGHT CLO | Indoor Luminaires | Linear Ambient | Direct Linear Ambient Luminaires | Standard | FALSE | [9 empty] | 11/17/2015 | Dimmable | Continuous (Can dim down to ≤ 10% (W)) | No |  |  | 1826 | 111 | 16.45 | 3.85 | 0.99 | 4000 | 82
PZZEBU7T | Acuity Brands Lighting | SLOT 4/6 LED SERIES | SL6L RLP 4FT XX 40K MO XX 120 HT XX NLIGHT CLO | Indoor Luminaires | Linear Ambient | Direct Linear Ambient Luminaires | Standard | FALSE | [9 empty] | 11/17/2015 | Dimmable | Continuous (Can dim down to ≤ 10% (W)) | No |  |  | 3206 | 109 | 29.42 | 3.85 | 0.99 | 4000 | 82
P72FGT9Z | Acuity Brands Lighting | SLOT 4/6 LED SERIES | SL6L FLP 4FT XX 30K LO XX 277 HT XX NLIGHT CLO | Indoor Luminaires | Linear Ambient | Direct Linear Ambient Luminaires | Standard | FALSE | [9 empty] | 11/17/2015 | Dimmable | Continuous (Can dim down to ≤ 10% (W)) | No |  |  | 1701 | 103 | 16.45 | 17.92 | 0.93 | 3000 | 82
PB7VFAKG | Acuity Brands Lighting | SLOT 4/6 LED SERIES | SL6L FLP 4FT XX 30K MO XX 277 HT XX NLIGHT CLO | Indoor Luminaires | Linear Ambient | Direct Linear Ambient Luminaires | Standard | FALSE | [9 empty] | 11/17/2015 | Dimmable | Continuous (Can dim down to ≤ 10% (W)) | No |  |  | 2986 | 101 | 29.42 | 17.92 | 0.93 | 3000 | 82
PBRK9WZC | Acuity Brands Lighting | SLOT 4/6 LED SERIES | SL6L FLP 4FT XX 35K HO XX 277 HT XX NLIGHT CLO | Indoor Luminaires | Linear Ambient | Direct Linear Ambient Luminaires | Standard | FALSE | [9 empty] | 11/17/2015 | Dimmable | Continuous (Can dim down to ≤ 10% (W)) | No |  |  | 4268 | 101 | 42.05 | 17.92 | 0.93 | 3500 | 82
P8E9EBYA | Acuity Brands Lighting | SLOT 4/6 LED SERIES | SL6L FLP 4FT XX 35K LO XX 277 HT XX NLIGHT CLO | Indoor Luminaires | Linear Ambient | Direct Linear Ambient Luminaires | Standard | FALSE | [9 empty] | 11/17/2015 | Dimmable | Continuous (Can dim down to ≤ 10% (W)) | No |  |  | 1802 | 109 | 16.45 | 17.92 | 0.93 | 3500 | 82
PWH6QUNM | Acuity Brands Lighting | SLOT 4/6 LED SERIES | SL6L FLP 4FT XX 35K MO XX 277 HT XX NLIGHT CLO | Indoor Luminaires | Linear Ambient | Direct Linear Ambient Luminaires | Standard | FALSE | [9 empty] | 11/17/2015 | Dimmable | Continuous (Can dim down to ≤ 10% (W)) | No |  |  | 3163 | 107 | 29.42 | 17.92 | 0.93 | 3500 | 82
PMG8N1ZF | Acuity Brands Lighting | SLOT 4/6 LED SERIES | SL6L FLP 4FT XX 40K HO XX 277 HT XX NLIGHT CLO | Indoor Luminaires | Linear Ambient | Direct Linear Ambient Luminaires | Standard | FALSE | [9 empty] | 11/17/2015 | Dimmable | Continuous (Can dim down to ≤ 10% (W)) | No |  |  | 4418 | 105 | 42.05 | 17.92 | 0.93 | 4000 | 82
P9XWBJFX | Acuity Brands Lighting | SLOT 4/6 LED SERIES | SL6L FLP 4FT XX 40K LO XX 277 HT XX NLIGHT CLO | Indoor Luminaires | Linear Ambient | Direct Linear Ambient Luminaires | Standard | FALSE | [9 empty] | 11/17/2015 | Dimmable | Continuous (Can dim down to ≤ 10% (W)) | No |  |  | 1865 | 113 | 16.45 | 17.92 | 0.93 | 4000 | 82
PH5C8GR8 | Acuity Brands Lighting | SLOT 4/6 LED SERIES | SL6L FLP 4FT XX 40K MO XX 277 HT XX NLIGHT CLO | Indoor Luminaires | Linear Ambient | Direct Linear Ambient Luminaires | Standard | FALSE | [9 empty] | 11/17/2015 | Dimmable | Continuous (Can dim down to ≤ 10% (W)) | No |  |  | 3274 | 111 | 29.42 | 17.92 | 0.93 | 4000 | 82
PWGBRMZR | Acuity Brands Lighting | SLOT 4/6 LED SERIES | SL6L RLP 4FT XX 30K LO XX 277 HT XX NLIGHT CLO | Indoor Luminaires | Linear Ambient | Direct Linear Ambient Luminaires | Standard | FALSE | [9 empty] | 11/17/2015 | Dimmable | Continuous (Can dim down to ≤ 10% (W)) | No |  |  | 1666 | 101 | 16.45 | 17.92 | 0.93 | 3000 | 82
PYY2S851 | Acuity Brands Lighting | SLOT 4/6 LED SERIES | SL6L RLP 4FT XX 30K MO XX 277 HT XX NLIGHT CLO | Indoor Luminaires | Linear Ambient | Direct Linear Ambient Luminaires | Standard | FALSE | [9 empty] | 11/17/2015 | Dimmable | Continuous (Can dim down to ≤ 10% (W)) | No |  |  | 2924 | 99 | 29.42 | 17.92 | 0.93 | 3000 | 82
PJMX5A69 | Acuity Brands Lighting | SLOT 4/6 LED SERIES | SL6L RLP 4FT XX 35K HO XX 277 HT XX NLIGHT CLO | Indoor Luminaires | Linear Ambient | Direct Linear Ambient Luminaires | Standard | FALSE | [9 empty] | 11/17/2015 | Dimmable | Continuous (Can dim down to ≤ 10% (W)) | No |  |  | 4179 | 99 | 42.05 | 17.92 | 0.93 | 3500 | 82
PTPD3SNN | Acuity Brands Lighting | SLOT 4/6 LED SERIES | SL6L RLP 4FT XX 35K LO XX 277 HT XX NLIGHT CLO | Indoor Luminaires | Linear Ambient | Direct Linear Ambient Luminaires | Standard | FALSE | [9 empty] | 11/17/2015 | Dimmable | Continuous (Can dim down to ≤ 10% (W)) | No |  |  | 1764 | 107 | 16.45 | 17.92 | 0.93 | 3500 | 82
PP4RN7PZ | Acuity Brands Lighting | SLOT 4/6 LED SERIES | SL6L RLP 4FT XX 35K MO XX 277 HT XX NLIGHT CLO | Indoor Luminaires | Linear Ambient | Direct Linear Ambient Luminaires | Standard | FALSE | [9 empty] | 11/17/2015 | Dimmable | Continuous (Can dim down to ≤ 10% (W)) | No |  |  | 3097 | 105 | 29.42 | 17.92 | 0.93 | 3500 | 82
P976QA1K | Acuity Brands Lighting | SLOT 4/6 LED SERIES | SL6L RLP 4FT XX 40K HO XX 277 HT XX NLIGHT CLO | Indoor Luminaires | Linear Ambient | Direct Linear Ambient Luminaires | Standard | FALSE | [9 empty] | 11/17/2015 | Dimmable | Continuous (Can dim down to ≤ 10% (W)) | No |  |  | 4326 | 103 | 42.05 | 17.92 | 0.93 | 4000 | 82
P94UKM79 | Acuity Brands Lighting | SLOT 4/6 LED SERIES | SL6L RLP 4FT XX 40K LO XX 277 HT XX NLIGHT CLO | Indoor Luminaires | Linear Ambient | Direct Linear Ambient Luminaires | Standard | FALSE | [9 empty] | 11/17/2015 | Dimmable | Continuous (Can dim down to ≤ 10% (W)) | No |  |  | 1826 | 111 | 16.45 | 17.92 | 0.93 | 4000 | 82
PUQCGU9D | Acuity Brands Lighting | SLOT 4/6 LED SERIES | SL6L RLP 4FT XX 40K MO XX 277 HT XX NLIGHT CLO | Indoor Luminaires | Linear Ambient | Direct Linear Ambient Luminaires | Standard | FALSE | [9 empty] | 11/17/2015 | Dimmable | Continuous (Can dim down to ≤ 10% (W)) | No |  |  | 3206 | 109 | 29.42 | 17.92 | 0.93 | 4000 | 82
P76QBRGC | Acuity Brands Lighting | SLOT 6 LED SERIES | S6LDMOD 4FT IND FLP 80CRI 35K 400LMF 120 IPS WHT | Indoor Luminaires | Linear Ambient | Direct Linear Ambient Luminaires | Standard | FALSE | [9 empty] | 3/21/2016 | Not Dimmable | Not Dimmable | No |  | 3.1 | 1833.88 | 105.61 | 17.36 | 3.85 | 0.9962 | 3500 | 82.8
PVZWMJZZ | Acuity Brands Lighting | Lithonia Lighting | MSL 4000LM L/LV MVOLT GZ10 30K 90CRI XXXX | Indoor Luminaires | Linear Ambient | Direct Linear Ambient Luminaires | Standard | TRUE | 2827 | 98.5 | 28.7 | 18.06 | 0.9468 | 3032 | 94.49 | 5 | 100000 | 12/3/2015 | Dimmable | Continuous (Cannot dim down to ≤ 10% (W) | Yes |  | 3 | 2813.4904 | 98.031 | 28.7 | 7.07 | 0.997 | 3000 | 90
P6YYXGRU | Acuity Brands Lighting | Lithonia Lighting | MSL 4000LM L/LV MVOLT GZ10 35K 80CRI XXXX | Indoor Luminaires | Linear Ambient | Direct Linear Ambient Luminaires | Standard | FALSE | [9 empty] | 12/3/2015 | Dimmable | Continuous (Cannot dim down to ≤ 10% (W) | Yes |  |  | 3625.21 | 126.31 | 28.7 | 7.07 | 0.997 | 3500 | 80
PES3JVRX | Acuity Brands Lighting | Lithonia Lighting | MSL 4000LM L/LV MVOLT GZ10 35K 90CRI XXXX | Indoor Luminaires | Linear Ambient | Direct Linear Ambient Luminaires | Standard | FALSE | [9 empty] | 12/3/2015 | Dimmable | Continuous (Cannot dim down to ≤ 10% (W) | Yes |  |  | 2929.47 | 102.07 | 28.7 | 7.07 | 0.997 | 3500 | 90
PEH7UHRR | Acuity Brands Lighting | Lithonia Lighting | MSL 4000LM L/LV MVOLT GZ10 40K 80CRI XXXX | Indoor Luminaires | Linear Ambient | Direct Linear Ambient Luminaires | Standard | FALSE | [9 empty] | 12/3/2015 | Dimmable | Continuous (Cannot dim down to ≤ 10% (W) | Yes |  |  | 3636.64 | 126.71 | 28.7 | 7.07 | 0.997 | 4000 | 80
PR873C2Z | Acuity Brands Lighting | Lithonia Lighting | MSL 4000LM L/LV MVOLT GZ10 40K 90CRI XXXX | Indoor Luminaires | Linear Ambient | Direct Linear Ambient Luminaires | Standard | FALSE | [9 empty] | 12/3/2015 | Dimmable | Continuous (Cannot dim down to ≤ 10% (W) | Yes |  |  | 2938.71 | 102.39 | 28.7 | 7.07 | 0.997 | 4000 | 90
PVQVV5RQ | Acuity Brands Lighting | Lithonia Lighting | MSL 4000LM L/LV MVOLT GZ10 50K 80CRI XXXX | Indoor Luminaires | Linear Ambient | Direct Linear Ambient Luminaires | Standard | FALSE | [9 empty] | 12/3/2015 | Dimmable | Continuous (Cannot dim down to ≤ 10% (W) | Yes |  |  | 3724.85 | 129.79 | 28.7 | 7.07 | 0.997 | 5000 | 80
PKUFU8QU | Acuity Brands Lighting | Lithonia Lighting | MSL 4000LM L/LV MVOLT GZ10 50K 90CRI XXXX | Indoor Luminaires | Linear Ambient | Direct Linear Ambient Luminaires | Standard | FALSE | [9 empty] | 12/3/2015 | Dimmable | Continuous (Cannot dim down to ≤ 10% (W) | Yes |  |  | 3010 | 104.88 | 28.7 | 7.07 | 0.997 | 5000 | 90
P19ZKZPW | Acuity Brands Lighting | Lithonia Lighting | MSL 4000LM L/LV MVOLT GZ10 30K 80CRI XXXX | Indoor Luminaires | Linear Ambient | Direct Linear Ambient Luminaires | Standard | FALSE | [9 empty] | 12/3/2015 | Dimmable | Continuous (Cannot dim down to ≤ 10% (W) | Yes |  |  | 3481.68 | 121.31 | 28.7 | 7.07 | 0.997 | 3000 | 80
P4DJTC4A | Acuity Brands Lighting | Lithonia Lighting | GRD -XXX-XXFT-MSL4-ID1500LMF-0/100-XXXXXX-XXX-XXX-80CRI-35K-XXXXXXXXXXXXXX | Indoor Luminaires | Linear Ambient | Direct Linear Ambient Luminaires | Standard | TRUE | 4253.29 | 83.94 | 50.67 | 13.399 | 0.94162 | 3516 | 82.5 | 5 | 50000 | 4/1/2016 | Dimmable | Continuous (Can dim down to ≤ 10% (W)) | Yes |  | 3.1 | 4129.2 | 81.49 | 50.67 | 13.4 | 0.9 | 3500 | 80
P7ZRRGZZ | Acuity Brands Lighting | Lithonia Lighting | GRD -XXX-XXFT-MSL4-ID800LMF-0/100-XXXXXX-XXX-XXX-80CRI-27K-XXXXXXXXXXXXXX | Indoor Luminaires | Linear Ambient | Direct Linear Ambient Luminaires | Standard | TRUE | 2217.23 | 89.26 | 24.84 | 13.304 | 0.92044 | 2739 | 81.6 | 5 | 50000 | 4/1/2016 | Dimmable | Continuous (Can dim down to ≤ 10% (W)) | Yes |  | 3.1 | 2177.8 | 87.64 | 24.85 | 13.4 | 0.9 | 2700 | 80
PYCAYNUM | Acuity Brands Lighting | Lithonia Lighting | GRD -XXX-XXFT-MSL4-ID800LMF-0/100-XXXXXX-XXX-XXX-80CRI-30K-XXXXXXXXXXXXXX | Indoor Luminaires | Linear Ambient | Direct Linear Ambient Luminaires | Standard | FALSE | [9 empty] | 4/1/2016 | Dimmable | Continuous (Can dim down to ≤ 10% (W)) | Yes |  |  | 2267.6 | 91.25 | 24.85 | 13.4 | 0.9 | 3000 | 80
PRCZ9VN5 | Acuity Brands Lighting | Lithonia Lighting | GRD -XXX-XXFT-MSL4-ID800LMF-0/100-XXXXXX-XXX-XXX-80CRI-35K-XXXXXXXXXXXXXX | Indoor Luminaires | Linear Ambient | Direct Linear Ambient Luminaires | Standard | FALSE | [9 empty] | 4/1/2016 | Dimmable | Continuous (Can dim down to ≤ 10% (W)) | Yes |  |  | 2334.96 | 93.96 | 24.85 | 13.4 | 0.9 | 3500 | 80
PDS8VDQY | Acuity Brands Lighting | Lithonia Lighting | GRD -XXX-XXFT-MSL4-ID800LMF-0/100-XXXXXX-XXX-XXX-80CRI-40K-XXXXXXXXXXXXXX | Indoor Luminaires | Linear Ambient | Direct Linear Ambient Luminaires | Standard | FALSE | [9 empty] | 4/1/2016 | Dimmable | Continuous (Can dim down to ≤ 10% (W)) | Yes |  |  | 2372.38 | 95.47 | 24.85 | 13.4 | 0.9 | 4000 | 80
PE99MFEV | Acuity Brands Lighting | Lithonia Lighting | GRD -XXX-XXFT-MSL4-ID800LMF-0/100-XXXXXX-XXX-XXX-80CRI-50K-XXXXXXXXXXXXXX | Indoor Luminaires | Linear Ambient | Direct Linear Ambient Luminaires | Standard | FALSE | [9 empty] | 4/1/2016 | Dimmable | Continuous (Can dim down to ≤ 10% (W)) | Yes |  |  | 2589.41 | 104.2 | 24.85 | 13.4 | 0.9 | 5000 | 80
P8VSASUY | Acuity Brands Lighting | Lithonia Lighting | GRD -XXX-XXFT-MSL4-ID800LMF-20/80-XXXXXX-XXX-XXX-80CRI-27K-XXXXXXXXXXXXXX | Indoor Luminaires | Linear Ambient | Direct Linear Ambient Luminaires | Standard | FALSE | [9 empty] | 4/1/2016 | Dimmable | Continuous (Can dim down to ≤ 10% (W)) | Yes |  |  | 2444.4 | 98.37 | 24.85 | 13.4 | 0.9 | 2700 | 80
PDZ6953E | Acuity Brands Lighting | Lithonia Lighting | GRD -XXX-XXFT-MSL4-ID800LMF-20/80-XXXXXX-XXX-XXX-80CRI-30K-XXXXXXXXXXXXXX | Indoor Luminaires | Linear Ambient | Direct Linear Ambient Luminaires | Standard | FALSE | [9 empty] | 4/1/2016 | Dimmable | Continuous (Can dim down to ≤ 10% (W)) | Yes |  |  | 2545.2 | 102.42 | 24.85 | 13.4 | 0.9 | 3000 | 80
PWAXRYV4 | Acuity Brands Lighting | Lithonia Lighting | GRD -XXX-XXFT-MSL4-ID800LMF-20/80-XXXXXX-XXX-XXX-80CRI-35K-XXXXXXXXXXXXXX | Indoor Luminaires | Linear Ambient | Direct Linear Ambient Luminaires | Standard | FALSE | [9 empty] | 4/1/2016 | Dimmable | Continuous (Can dim down to ≤ 10% (W)) | Yes |  |  | 2620.8 | 105.46 | 24.85 | 13.4 | 0.9 | 3500 | 80
PGT5DKBU | Acuity Brands Lighting | Lithonia Lighting | GRD -XXX-XXFT-MSL4-ID800LMF-20/80-XXXXXX-XXX-XXX-80CRI-40K-XXXXXXXXXXXXXX | Indoor Luminaires | Linear Ambient | Direct Linear Ambient Luminaires | Standard | FALSE | [9 empty] | 4/1/2016 | Dimmable | Continuous (Can dim down to ≤ 10% (W)) | Yes |  |  | 2662.8 | 107.15 | 24.85 | 13.4 | 0.9 | 4000 | 80
PDANFQ2T | Acuity Brands Lighting | Lithonia Lighting | GRD -XXX-XXFT-MSL4-ID800LMF-20/80-XXXXXX-XXX-XXX-80CRI-50K-XXXXXXXXXXXXXX | Indoor Luminaires | Linear Ambient | Direct Linear Ambient Luminaires | Standard | FALSE | [9 empty] | 4/1/2016 | Dimmable | Continuous (Can dim down to ≤ 10% (W)) | Yes |  |  | 2906.4 | 116.96 | 24.85 | 13.4 | 0.9 | 5000 | 80
P2ZN6P5R | Acuity Brands Lighting | Lithonia Lighting | GRD -XXX-XXFT-MSL8-ID1000LMF-0/100-XXXXXX-XXX-XXX-CRI80-27K-XXXXXXXXXXXXXX | Indoor Luminaires | Linear Ambient | Direct Linear Ambient Luminaires | Standard | FALSE | [9 empty] | 4/1/2016 | Dimmable | Continuous (Can dim down to ≤ 10% (W)) | Yes |  |  | 5318.5 | 82.59 | 64.4 | 13.4 | 0.9 | 2700 | 80
PRJ4YT9E | Acuity Brands Lighting | Lithonia Lighting | GRD -XXX-XXFT-MSL8-ID1000LMF-0/100-XXXXXX-XXX-XXX-CRI80-30K-XXXXXXXXXXXXXX | Indoor Luminaires | Linear Ambient | Direct Linear Ambient Luminaires | Standard | FALSE | [9 empty] | 4/1/2016 | Dimmable | Continuous (Can dim down to ≤ 10% (W)) | Yes |  |  | 5537.82 | 85.99 | 64.4 | 13.4 | 0.9 | 3000 | 80
PYSZ5A1R | Acuity Brands Lighting | Lithonia Lighting | GRD -XXX-XXFT-MSL8-ID1000LMF-0/100-XXXXXX-XXX-XXX-CRI80-35K-XXXXXXXXXXXXXX | Indoor Luminaires | Linear Ambient | Direct Linear Ambient Luminaires | Standard | FALSE | [9 empty] | 4/1/2016 | Dimmable | Continuous (Can dim down to ≤ 10% (W)) | Yes |  |  | 5702.3 | 88.55 | 64.4 | 13.4 | 0.9 | 3500 | 80
PWB6JA9C | Acuity Brands Lighting | Lithonia Lighting | GRD -XXX-XXFT-MSL8-ID1000LMF-0/100-XXXXXX-XXX-XXX-CRI80-40K-XXXXXXXXXXXXXX | Indoor Luminaires | Linear Ambient | Direct Linear Ambient Luminaires | Standard | FALSE | [9 empty] | 4/1/2016 | Dimmable | Continuous (Can dim down to ≤ 10% (W)) | Yes |  |  | 5793.68 | 89.96 | 64.4 | 13.4 | 0.9 | 4000 | 80
PU43V6RG | Acuity Brands Lighting | Lithonia Lighting | GRD -XXX-XXFT-MSL8-ID1000LMF-0/100-XXXXXX-XXX-XXX-CRI80-50K-XXXXXXXXXXXXXX | Indoor Luminaires | Linear Ambient | Direct Linear Ambient Luminaires | Standard | FALSE | [9 empty] | 4/1/2016 | Dimmable | Continuous (Can dim down to ≤ 10% (W)) | Yes |  |  | 6323.72 | 98.19 | 64.4 | 13.4 | 0.9 | 5000 | 80
PXSWF6KW | Acuity Brands Lighting | Lithonia Lighting | GRD -XXX-XXFT-MSL8-ID1000LMF-20/80-XXXXXX-XXX-XXX-CRI80--27K-XXXXXXXXXXXXXX | Indoor Luminaires | Linear Ambient | Direct Linear Ambient Luminaires | Standard | FALSE | [9 empty] | 4/1/2016 | Dimmable | Continuous (Can dim down to ≤ 10% (W)) | Yes |  |  | 5969.56 | 92.7 | 64.4 | 13.4 | 0.9 | 2700 | 80
PNCTAE5A | Acuity Brands Lighting | Lithonia Lighting | GRD -XXX-XXFT-MSL8-ID1000LMF-20/80-XXXXXX-XXX-XXX-CRI80-30K-XXXXXXXXXXXXXX | Indoor Luminaires | Linear Ambient | Direct Linear Ambient Luminaires | Standard | FALSE | [9 empty] | 4/1/2016 | Dimmable | Continuous (Can dim down to ≤ 10% (W)) | Yes |  |  | 6215.74 | 96.52 | 64.4 | 13.4 | 0.9 | 3000 | 80
PACVB6XF | Acuity Brands Lighting | Lithonia Lighting | GRD -XXX-XXFT-MSL8-ID1000LMF-20/80-XXXXXX-XXX-XXX-CRI80-35K-XXXXXXXXXXXXXX | Indoor Luminaires | Linear Ambient | Direct Linear Ambient Luminaires | Standard | FALSE | [9 empty] | 4/1/2016 | Dimmable | Continuous (Can dim down to ≤ 10% (W)) | Yes |  |  | 6400.32 | 99.38 | 64.4 | 13.4 | 0.9 | 3500 | 80
PXSWN5N7 | Acuity Brands Lighting | Lithonia Lighting | GRD -XXX-XXFT-MSL8-ID1000LMF-20/80-XXXXXX-XXX-XXX-CRI80-40K-XXXXXXXXXXXXXX | Indoor Luminaires | Linear Ambient | Direct Linear Ambient Luminaires | Standard | FALSE | [9 empty] | 4/1/2016 | Dimmable | Continuous (Can dim down to ≤ 10% (W)) | Yes |  |  | 6502.94 | 100.98 | 64.4 | 13.4 | 0.9 | 4000 | 80
PQADWU7B | Acuity Brands Lighting | Lithonia Lighting | GRD -XXX-XXFT-MSL8-ID1000LMF-20/80-XXXXXX-XXX-XXX-CRI80-50K-XXXXXXXXXXXXXX | Indoor Luminaires | Linear Ambient | Direct Linear Ambient Luminaires | Standard | FALSE | [9 empty] | 4/1/2016 | Dimmable | Continuous (Can dim down to ≤ 10% (W)) | Yes |  |  | 7097.84 | 110.22 | 64.4 | 13.4 | 0.9 | 5000 | 80
PA68Q37Y | Acuity Brands Lighting | Lithonia Lighting | GRD -XXX-XXFT-MSL8-ID1300LMF-0/100-XXXXXX-XXX-XXX-CRI80-35K-XXXXXXXXXXXXXX | Indoor Luminaires | Linear Ambient | Direct Linear Ambient Luminaires | Standard | FALSE | [9 empty] | 4/1/2016 | Dimmable | Continuous (Can dim down to ≤ 10% (W)) | Yes |  |  | 6847.64 | 85.34 | 80.24 | 13.4 | 0.9 | 3500 | 80
PDMS2KQZ | Acuity Brands Lighting | Lithonia Lighting | GRD -XXX-XXFT-MSL8-ID1300LMF-0/100-XXXXXX-XXX-XXX-CRI80-40K-XXXXXXXXXXXXXX | Indoor Luminaires | Linear Ambient | Direct Linear Ambient Luminaires | Standard | FALSE | [9 empty] | 4/1/2016 | Dimmable | Continuous (Can dim down to ≤ 10% (W)) | Yes |  |  | 6957.38 | 86.71 | 80.24 | 13.4 | 0.9 | 4000 | 80
P3VW27AA | Acuity Brands Lighting | Lithonia Lighting | GRD -XXX-XXFT-MSL8-ID1300LMF-0/100-XXXXXX-XXX-XXX-CRI80-50K-XXXXXXXXXXXXXX | Indoor Luminaires | Linear Ambient | Direct Linear Ambient Luminaires | Standard | FALSE | [9 empty] | 4/1/2016 | Dimmable | Continuous (Can dim down to ≤ 10% (W)) | Yes |  |  | 7593.84 | 94.64 | 80.24 | 13.4 | 0.9 | 5000 | 80
PB7CTFM7 | Acuity Brands Lighting | Lithonia Lighting | GRD -XXX-XXFT-MSL8-ID1300LMF-20/80-XXXXXX-XXX-XXX-CRI80-27K-XXXXXXXXXXXXXX | Indoor Luminaires | Linear Ambient | Direct Linear Ambient Luminaires | Standard | FALSE | [9 empty] | 4/1/2016 | Dimmable | Continuous (Can dim down to ≤ 10% (W)) | Yes |  |  | 7168.58 | 89.34 | 80.24 | 13.4 | 0.9 | 2700 | 80
P75KFDSZ | Acuity Brands Lighting | Lithonia Lighting | GRD -XXX-XXFT-MSL8-ID1300LMF-20/80-XXXXXX-XXX-XXX-CRI80--30K-XXXXXXXXXXXXXX | Indoor Luminaires | Linear Ambient | Direct Linear Ambient Luminaires | Standard | FALSE | [9 empty] | 4/1/2016 | Dimmable | Continuous (Can dim down to ≤ 10% (W)) | Yes |  |  | 7464.18 | 93.02 | 80.24 | 13.4 | 0.9 | 3000 | 80
PNVVADM6 | Acuity Brands Lighting | Lithonia Lighting | GRD -XXX-XXFT-MSL8-ID1300LMF-20/80-XXXXXX-XXX-XXX-CRI80-35K-XXXXXXXXXXXXXX | Indoor Luminaires | Linear Ambient | Direct Linear Ambient Luminaires | Standard | FALSE | [9 empty] | 4/1/2016 | Dimmable | Continuous (Can dim down to ≤ 10% (W)) | Yes |  |  | 7685.9 | 95.79 | 80.24 | 13.4 | 0.9 | 3500 | 80
PYKKXJHH | Acuity Brands Lighting | Lithonia Lighting | GRD -XXX-XXFT-MSL8-ID1300LMF-20/80-XXXXXX-XXX-XXX-CRI80-40K-XXXXXXXXXXXXXX | Indoor Luminaires | Linear Ambient | Direct Linear Ambient Luminaires | Standard | FALSE | [9 empty] | 4/1/2016 | Dimmable | Continuous (Can dim down to ≤ 10% (W)) | Yes |  |  | 7809.08 | 97.32 | 80.24 | 13.4 | 0.9 | 4000 | 80
P534A8A8 | Acuity Brands Lighting | Lithonia Lighting | GRD -XXX-XXFT-MSL8-ID1300LMF-20/80-XXXXXX-XXX-XXX-CRI80-50K-XXXXXXXXXXXXXX | Indoor Luminaires | Linear Ambient | Direct Linear Ambient Luminaires | Standard | FALSE | [9 empty] | 4/1/2016 | Dimmable | Continuous (Can dim down to ≤ 10% (W)) | Yes |  |  | 8523.46 | 106.22 | 80.24 | 13.4 | 0.9 | 5000 | 80
PZXPTWZH | Acuity Brands Lighting | Lithonia Lighting | GRD -XXX-XXFT-MSL8-ID1500LMF-0/100-XXXXXX-XXX-XXX-CRI80-35K-XXXXXXXXXXXXXX | Indoor Luminaires | Linear Ambient | Direct Linear Ambient Luminaires | Standard | FALSE | [9 empty] | 4/1/2016 | Dimmable | Continuous (Can dim down to ≤ 10% (W)) | Yes |  |  | 8258.4 | 81.49 | 101.34 | 13.4 | 0.9 | 3500 | 80
PDZQNH35 | Acuity Brands Lighting | Lithonia Lighting | GRD -XXX-XXFT-MSL8-ID1500LMF-0/100-XXXXXX-XXX-XXX-CRI80-40K-XXXXXXXXXXXXXX | Indoor Luminaires | Linear Ambient | Direct Linear Ambient Luminaires | Standard | FALSE | [9 empty] | 4/1/2016 | Dimmable | Continuous (Can dim down to ≤ 10% (W)) | Yes |  |  | 8390.72 | 82.8 | 101.34 | 13.4 | 0.9 | 4000 | 80
P3DHH6VN | Acuity Brands Lighting | Lithonia Lighting | GRD -XXX-XXFT-MSL8-ID1500LMF-0/100-XXXXXX-XXX-XXX-CRI80-50K-XXXXXXXXXXXXXX | Indoor Luminaires | Linear Ambient | Direct Linear Ambient Luminaires | Standard | FALSE | [9 empty] | 4/1/2016 | Dimmable | Continuous (Can dim down to ≤ 10% (W)) | Yes |  |  | 9158.34 | 90.37 | 101.34 | 13.4 | 0.9 | 5000 | 80
PDB1TBDP | Acuity Brands Lighting | Lithonia Lighting | GRD -XXX-XXFT-MSL8-ID1500LMF-20/80-XXXXXX-XXX-XXX-CRI80-27K-XXXXXXXXXXXXXX | Indoor Luminaires | Linear Ambient | Direct Linear Ambient Luminaires | Standard | FALSE | [9 empty] | 4/1/2016 | Dimmable | Continuous (Can dim down to ≤ 10% (W)) | Yes |  |  | 8645.44 | 85.31 | 101.34 | 13.4 | 0.9 | 2700 | 80
P2QBRHCK | Acuity Brands Lighting | Lithonia Lighting | GRD -XXX-XXFT-MSL8-ID1500LMF-20/80-XXXXXX-XXX-XXX-CRI80--30K-XXXXXXXXXXXXXX | Indoor Luminaires | Linear Ambient | Direct Linear Ambient Luminaires | Standard | FALSE | [9 empty] | 4/1/2016 | Dimmable | Continuous (Can dim down to ≤ 10% (W)) | Yes |  |  | 9001.96 | 88.83 | 101.34 | 13.4 | 0.9 | 3000 | 80
PNNJCQET | Acuity Brands Lighting | Lithonia Lighting | GRD -XXX-XXFT-MSL8-ID1500LMF-20/80-XXXXXX-XXX-XXX-CRI80-35K-XXXXXXXXXXXXXX | Indoor Luminaires | Linear Ambient | Direct Linear Ambient Luminaires | Standard | FALSE | [9 empty] | 4/1/2016 | Dimmable | Continuous (Can dim down to ≤ 10% (W)) | Yes |  |  | 9269.34 | 91.47 | 101.34 | 13.4 | 0.9 | 3500 | 80
PCRU57GK | Acuity Brands Lighting | Lithonia Lighting | GRD -XXX-XXFT-MSL8-ID1500LMF-20/80-XXXXXX-XXX-XXX-CRI80-40K-XXXXXXXXXXXXXX | Indoor Luminaires | Linear Ambient | Direct Linear Ambient Luminaires | Standard | FALSE | [9 empty] | 4/1/2016 | Dimmable | Continuous (Can dim down to ≤ 10% (W)) | Yes |  |  | 9417.9 | 92.93 | 101.34 | 13.4 | 0.9 | 4000 | 80
PN77WFAV | Acuity Brands Lighting | Lithonia Lighting | GRD -XXX-XXFT-MSL8-ID1500LMF-20/80-XXXXXX-XXX-XXX-CRI80-50K-XXXXXXXXXXXXXX | Indoor Luminaires | Linear Ambient | Direct Linear Ambient Luminaires | Standard | FALSE | [9 empty] | 4/1/2016 | Dimmable | Continuous (Can dim down to ≤ 10% (W)) | Yes |  |  | 10279.46 | 101.44 | 101.34 | 13.4 | 0.9 | 5000 | 80
P1JT4MF2 | Acuity Brands Lighting | Lithonia Lighting | GRD -XXX-XXFT-MSL8-ID800LMF-0/100-XXXXXX-XXX-XXX-CRI80--27K-XXXXXXXXXXXXXX | Indoor Luminaires | Linear Ambient | Direct Linear Ambient Luminaires | Standard | FALSE | [9 empty] | 4/1/2016 | Dimmable | Continuous (Can dim down to ≤ 10% (W)) | Yes |  |  | 4355.6 | 87.64 | 49.7 | 13.4 | 0.9 | 2700 | 80
PBW4GX5W | Acuity Brands Lighting | Lithonia Lighting | GRD -XXX-XXFT-MSL8-ID800LMF-0/100-XXXXXX-XXX-XXX-CRI80-30K-XXXXXXXXXXXXXX | Indoor Luminaires | Linear Ambient | Direct Linear Ambient Luminaires | Standard | FALSE | [9 empty] | 4/1/2016 | Dimmable | Continuous (Can dim down to ≤ 10% (W)) | Yes |  |  | 4535.2 | 91.25 | 49.7 | 13.4 | 0.9 | 3000 | 80
P82D1EUA | Acuity Brands Lighting | Lithonia Lighting | GRD -XXX-XXFT-MSL8-ID800LMF-0/100-XXXXXX-XXX-XXX-CRI80-35K-XXXXXXXXXXXXXX | Indoor Luminaires | Linear Ambient | Direct Linear Ambient Luminaires | Standard | FALSE | [9 empty] | 4/1/2016 | Dimmable | Continuous (Can dim down to ≤ 10% (W)) | Yes |  |  | 4669.92 | 93.96 | 49.7 | 13.4 | 0.9 | 3500 | 80
PQNRY172 | Acuity Brands Lighting | Lithonia Lighting | GRD -XXX-XXFT-MSL8-ID800LMF-0/100-XXXXXX-XXX-XXX-CRI80-40K-XXXXXXXXXXXXXX | Indoor Luminaires | Linear Ambient | Direct Linear Ambient Luminaires | Standard | FALSE | [9 empty] | 4/1/2016 | Dimmable | Continuous (Can dim down to ≤ 10% (W)) | Yes |  |  | 4744.76 | 95.47 | 49.7 | 13.4 | 0.9 | 4000 | 80
PJC8W5YA | Acuity Brands Lighting | Lithonia Lighting | GRD -XXX-XXFT-MSL8-ID800LMF-0/100-XXXXXX-XXX-XXX-CRI80-50K-XXXXXXXXXXXXXX | Indoor Luminaires | Linear Ambient | Direct Linear Ambient Luminaires | Standard | FALSE | [9 empty] | 4/1/2016 | Dimmable | Continuous (Can dim down to ≤ 10% (W)) | Yes |  |  | 5178.82 | 104.2 | 49.7 | 13.4 | 0.9 | 5000 | 80
PZXXDYJU | Acuity Brands Lighting | Lithonia Lighting | GRD -XXX-XXFT-MSL8-ID800LMF-20/80-XXXXXX-XXX-XXX-CRI80-27K-XXXXXXXXXXXXXX | Indoor Luminaires | Linear Ambient | Direct Linear Ambient Luminaires | Standard | FALSE | [9 empty] | 4/1/2016 | Dimmable | Continuous (Can dim down to ≤ 10% (W)) | Yes |  |  | 4888.8 | 98.37 | 49.7 | 13.4 | 0.9 | 2700 | 80
PW47KH3U | Acuity Brands Lighting | Lithonia Lighting | GRD -XXX-XXFT-MSL8-ID800LMF-20/80-XXXXXX-XXX-XXX-CRI80-30K-XXXXXXXXXXXXXX | Indoor Luminaires | Linear Ambient | Direct Linear Ambient Luminaires | Standard | FALSE | [9 empty] | 4/1/2016 | Dimmable | Continuous (Can dim down to ≤ 10% (W)) | Yes |  |  | 5090.4 | 102.42 | 49.7 | 13.4 | 0.9 | 3000 | 80
PN1M7E1K | Acuity Brands Lighting | Lithonia Lighting | GRD -XXX-XXFT-MSL8-ID800LMF-20/80-XXXXXX-XXX-XXX-CRI80--35K-XXXXXXXXXXXXXX | Indoor Luminaires | Linear Ambient | Direct Linear Ambient Luminaires | Standard | FALSE | [9 empty] | 4/1/2016 | Dimmable | Continuous (Can dim down to ≤ 10% (W)) | Yes |  |  | 5241.6 | 105.46 | 49.7 | 13.4 | 0.9 | 3500 | 80
P7CFVJA2 | Acuity Brands Lighting | Lithonia Lighting | GRD -XXX-XXFT-MSL8-ID800LMF-20/80-XXXXXX-XXX-XXX-CRI80-40K-XXXXXXXXXXXXXX | Indoor Luminaires | Linear Ambient | Direct Linear Ambient Luminaires | Standard | FALSE | [9 empty] | 4/1/2016 | Dimmable | Continuous (Can dim down to ≤ 10% (W)) | Yes |  |  | 5325.6 | 107.15 | 49.7 | 13.4 | 0.9 | 4000 | 80
PU6V2GWJ | Acuity Brands Lighting | Lithonia Lighting | GRD -XXX-XXFT-MSL8-ID800LMF-20/80-XXXXXX-XXX-XXX-CRI80-50K-XXXXXXXXXXXXXX | Indoor Luminaires | Linear Ambient | Direct Linear Ambient Luminaires | Standard | FALSE | [9 empty] | 4/1/2016 | Dimmable | Continuous (Can dim down to ≤ 10% (W)) | Yes |  |  | 5812.8 | 116.96 | 49.7 | 13.4 | 0.9 | 5000 | 80
PV9XBQE5 | Acuity Brands Lighting | Lithonia Lighting | GRD -XXX-XXFT-MSL4-ID1500LMF-0/100-XXXXXX-XXX-XXX-80CRI-40K-XXXXXXXXXXXXXX | Indoor Luminaires | Linear Ambient | Direct Linear Ambient Luminaires | Standard | FALSE | [9 empty] | 4/1/2016 | Dimmable | Continuous (Can dim down to ≤ 10% (W)) | Yes |  |  | 4195.36 | 82.8 | 50.67 | 13.4 | 0.9 | 4000 | 80
PG2U8J7R | Acuity Brands Lighting | Lithonia Lighting | GRD -XXX-XXFT-MSL4-ID1500LMF-0/100-XXXXXX-XXX-XXX-80CRI-50K-XXXXXXXXXXXXXX | Indoor Luminaires | Linear Ambient | Direct Linear Ambient Luminaires | Standard | FALSE | [9 empty] | 4/1/2016 | Dimmable | Continuous (Can dim down to ≤ 10% (W)) | Yes |  |  | 4579.17 | 90.37 | 50.67 | 13.4 | 0.9 | 5000 | 80
PG69MV7T | Acuity Brands Lighting | Lithonia Lighting | GRD -XXX-XXFT-MSL4-ID1500LMF-20/80-XXXXXX-XXX-XXX-80CRI-27K-XXXXXXXXXXXXXX | Indoor Luminaires | Linear Ambient | Direct Linear Ambient Luminaires | Standard | FALSE | [9 empty] | 4/1/2016 | Dimmable | Continuous (Can dim down to ≤ 10% (W)) | Yes |  |  | 4322.72 | 85.31 | 50.67 | 13.4 | 0.9 | 2700 | 80
PA13N33X | Acuity Brands Lighting | Lithonia Lighting | GRD -XXX-XXFT-MSL4-ID1500LMF-20/80-XXXXXX-XXX-XXX-80CRI-30K-XXXXXXXXXXXXXX | Indoor Luminaires | Linear Ambient | Direct Linear Ambient Luminaires | Standard | FALSE | [9 empty] | 4/1/2016 | Dimmable | Continuous (Can dim down to ≤ 10% (W)) | Yes |  |  | 4500.98 | 88.83 | 50.67 | 13.4 | 0.9 | 3000 | 80
PXH68NZJ | Acuity Brands Lighting | Lithonia Lighting | GRD -XXX-XXFT-MSL4-ID1500LMF-20/80-XXXXXX-XXX-XXX-80CRI-35K-XXXXXXXXXXXXXX | Indoor Luminaires | Linear Ambient | Direct Linear Ambient Luminaires | Standard | FALSE | [9 empty] | 4/1/2016 | Dimmable | Continuous (Can dim down to ≤ 10% (W)) | Yes |  |  | 4634.67 | 91.47 | 50.67 | 13.4 | 0.9 | 3500 | 80
P8T2WAVD | Acuity Brands Lighting | Lithonia Lighting | GRD -XXX-XXFT-MSL4-ID1500LMF-20/80-XXXXXX-XXX-XXX-80CRI-40K-XXXXXXXXXXXXXX | Indoor Luminaires | Linear Ambient | Direct Linear Ambient Luminaires | Standard | FALSE | [9 empty] | 4/1/2016 | Dimmable | Continuous (Can dim down to ≤ 10% (W)) | Yes |  |  | 4708.95 | 92.93 | 50.67 | 13.4 | 0.9 | 4000 | 80
P5EDXF2W | Acuity Brands Lighting | Lithonia Lighting | GRD -XXX-XXFT-MSL4-ID1500LMF-20/80-XXXXXX-XXX-XXX-80CRI-50K-XXXXXXXXXXXXXX | Indoor Luminaires | Linear Ambient | Direct Linear Ambient Luminaires | Standard | FALSE | [9 empty] | 4/1/2016 | Dimmable | Continuous (Can dim down to ≤ 10% (W)) | Yes |  |  | 5139.73 | 101.44 | 50.67 | 13.4 | 0.9 | 5000 | 80
PE28HG9D | Acuity Brands Lighting | Lithonia Lighting | GRD -XXX-XXFT-MSL4-ID1000LMF-0/100-XXXXXX-XXX-XXX-80CRI-27K-XXXXXXXXXXXXXX | Indoor Luminaires | Linear Ambient | Direct Linear Ambient Luminaires | Standard | FALSE | [9 empty] | 4/1/2016 | Dimmable | Continuous (Can dim down to ≤ 10% (W)) | Yes |  |  | 2659.25 | 82.59 | 32.2 | 13.4 | 0.9 | 2700 | 80
PPTM1SXU | Acuity Brands Lighting | Lithonia Lighting | GRD -XXX-XXFT-MSL4-ID1000LMF-0/100-XXXXXX-XXX-XXX--80CRI-30K-XXXXXXXXXXXXXX | Indoor Luminaires | Linear Ambient | Direct Linear Ambient Luminaires | Standard | FALSE | [9 empty] | 4/1/2016 | Dimmable | Continuous (Can dim down to ≤ 10% (W)) | Yes |  |  | 2768.91 | 85.99 | 32.2 | 13.4 | 0.9 | 3000 | 80
PMS6YEK6 | Acuity Brands Lighting | Lithonia Lighting | GRD -XXX-XXFT-MSL4-ID1000LMF-0/100-XXXXXX-XXX-XXX-80CRI-35K-XXXXXXXXXXXXXX | Indoor Luminaires | Linear Ambient | Direct Linear Ambient Luminaires | Standard | FALSE | [9 empty] | 4/1/2016 | Dimmable | Continuous (Can dim down to ≤ 10% (W)) | Yes |  |  | 2851.15 | 88.55 | 32.2 | 13.4 | 0.9 | 3500 | 80
PC5K6ABK | Acuity Brands Lighting | Lithonia Lighting | GRD -XXX-XXFT-MSL4-ID1000LMF-0/100-XXXXXX-XXX-XXX-80CRI-40K-XXXXXXXXXXXXXX | Indoor Luminaires | Linear Ambient | Direct Linear Ambient Luminaires | Standard | FALSE | [9 empty] | 4/1/2016 | Dimmable | Continuous (Can dim down to ≤ 10% (W)) | Yes |  |  | 2896.84 | 89.96 | 32.2 | 13.4 | 0.9 | 4000 | 80
PV492ZCX | Acuity Brands Lighting | Lithonia Lighting | GRD -XXX-XXFT-MSL4-ID1000LMF-0/100-XXXXXX-XXX-XXX-80CRI-50K-XXXXXXXXXXXXXX | Indoor Luminaires | Linear Ambient | Direct Linear Ambient Luminaires | Standard | FALSE | [9 empty] | 4/1/2016 | Dimmable | Continuous (Can dim down to ≤ 10% (W)) | Yes |  |  | 3161.86 | 98.19 | 32.2 | 13.4 | 0.9 | 5000 | 80
PZ6M6PG3 | Acuity Brands Lighting | Lithonia Lighting | GRD -XXX-XXFT-MSL4-ID1000LMF-20/80-XXXXXX-XXX-XXX-80CRI-27K-XXXXXXXXXXXXXX | Indoor Luminaires | Linear Ambient | Direct Linear Ambient Luminaires | Standard | FALSE | [9 empty] | 4/1/2016 | Dimmable | Continuous (Can dim down to ≤ 10% (W)) | Yes |  |  | 2984.78 | 92.7 | 32.2 | 13.4 | 0.9 | 2700 | 80
PZ92ZNER | Acuity Brands Lighting | Lithonia Lighting | GRD -XXX-XXFT-MSL4-ID1000LMF-20/80-XXXXXX-XXX-XXX-80CRI-30K-XXXXXXXXXXXXXX | Indoor Luminaires | Linear Ambient | Direct Linear Ambient Luminaires | Standard | FALSE | [9 empty] | 4/1/2016 | Dimmable | Continuous (Can dim down to ≤ 10% (W)) | Yes |  |  | 3107.87 | 96.52 | 32.2 | 13.4 | 0.9 | 3000 | 80
PP4DJ3CC | Acuity Brands Lighting | Lithonia Lighting | GRD -XXX-XXFT-MSL4-ID1000LMF-20/80-XXXXXX-XXX-XXX-80CRI-35K-XXXXXXXXXXXXXX | Indoor Luminaires | Linear Ambient | Direct Linear Ambient Luminaires | Standard | FALSE | [9 empty] | 4/1/2016 | Dimmable | Continuous (Can dim down to ≤ 10% (W)) | Yes |  |  | 3200.16 | 99.38 | 32.2 | 13.4 | 0.9 | 3500 | 80
P6XMF834 | Acuity Brands Lighting | Lithonia Lighting | GRD -XXX-XXFT-MSL4-ID1000LMF-20/80-XXXXXX-XXX-XXX-80CRI-40K-XXXXXXXXXXXXXX | Indoor Luminaires | Linear Ambient | Direct Linear Ambient Luminaires | Standard | FALSE | [9 empty] | 4/1/2016 | Dimmable | Continuous (Can dim down to ≤ 10% (W)) | Yes |  |  | 3251.47 | 100.98 | 32.2 | 13.4 | 0.9 | 4000 | 80
PZN83V6X | Acuity Brands Lighting | Lithonia Lighting | GRD -XXX-XXFT-MSL4-ID1000LMF-20/80-XXXXXX-XXX-XXX-80CRI-50K-XXXXXXXXXXXXXX | Indoor Luminaires | Linear Ambient | Direct Linear Ambient Luminaires | Standard | FALSE | [9 empty] | 4/1/2016 | Dimmable | Continuous (Can dim down to ≤ 10% (W)) | Yes |  |  | 3548.92 | 110.22 | 32.2 | 13.4 | 0.9 | 5000 | 80
PHNT18Z9 | Acuity Brands Lighting | Lithonia Lighting | GRD -XXX-XXFT-MSL4-ID1300LMF-0/100-XXXXXX-XXX-XXX-80CRI-35K-XXXXXXXXXXXXXX | Indoor Luminaires | Linear Ambient | Direct Linear Ambient Luminaires | Standard | FALSE | [9 empty] | 4/1/2016 | Dimmable | Continuous (Can dim down to ≤ 10% (W)) | Yes |  |  | 3423.82 | 85.34 | 40.12 | 13.4 | 0.9 | 3500 | 80
PDETB7XY | Acuity Brands Lighting | Lithonia Lighting | GRD -XXX-XXFT-MSL4-ID1300LMF-0/100-XXXXXX-XXX-XXX-80CRI-40K-XXXXXXXXXXXXXX | Indoor Luminaires | Linear Ambient | Direct Linear Ambient Luminaires | Standard | FALSE | [9 empty] | 4/1/2016 | Dimmable | Continuous (Can dim down to ≤ 10% (W)) | Yes |  |  | 3478.69 | 86.71 | 40.12 | 13.4 | 0.9 | 4000 | 80
PSR7UK4M | Acuity Brands Lighting | Lithonia Lighting | GRD -XXX-XXFT-MSL4-ID1300LMF-0/100-XXXXXX-XXX-XXX--80CRI-50K-XXXXXXXXXXXXXX | Indoor Luminaires | Linear Ambient | Direct Linear Ambient Luminaires | Standard | FALSE | [9 empty] | 4/1/2016 | Dimmable | Continuous (Can dim down to ≤ 10% (W)) | Yes |  |  | 3796.92 | 94.64 | 40.12 | 13.4 | 0.9 | 5000 | 80
PVBMYENJ | Acuity Brands Lighting | Lithonia Lighting | GRD -XXX-XXFT-MSL4-ID1300LMF-20/80-XXXXXX-XXX-XXX-80CRI-27K-XXXXXXXXXXXXXX | Indoor Luminaires | Linear Ambient | Direct Linear Ambient Luminaires | Standard | FALSE | [9 empty] | 4/1/2016 | Dimmable | Continuous (Can dim down to ≤ 10% (W)) | Yes |  |  | 3584.29 | 89.34 | 40.12 | 13.4 | 0.9 | 2700 | 80
P2K5XBN2 | Acuity Brands Lighting | Lithonia Lighting | GRD -XXX-XXFT-MSL4-ID1300LMF-20/80-XXXXXX-XXX-XXX-80CRI-30K-XXXXXXXXXXXXXX | Indoor Luminaires | Linear Ambient | Direct Linear Ambient Luminaires | Standard | FALSE | [9 empty] | 4/1/2016 | Dimmable | Continuous (Can dim down to ≤ 10% (W)) | Yes |  |  | 3732.09 | 93.02 | 40.12 | 13.4 | 0.9 | 3000 | 80
PT9FC63F | Acuity Brands Lighting | Lithonia Lighting | GRD -XXX-XXFT-MSL4-ID1300LMF-20/80-XXXXXX-XXX-XXX-80CRI-35K-XXXXXXXXXXXXXX | Indoor Luminaires | Linear Ambient | Direct Linear Ambient Luminaires | Standard | FALSE | [9 empty] | 4/1/2016 | Dimmable | Continuous (Can dim down to ≤ 10% (W)) | Yes |  |  | 3842.95 | 95.79 | 40.12 | 13.4 | 0.9 | 3500 | 80
P5GPTMMD | Acuity Brands Lighting | Lithonia Lighting | GRD -XXX-XXFT-MSL4-ID1300LMF-20/80-XXXXXX-XXX-XXX-80CRI-40K-XXXXXXXXXXXXXX | Indoor Luminaires | Linear Ambient | Direct Linear Ambient Luminaires | Standard | FALSE | [9 empty] | 4/1/2016 | Dimmable | Continuous (Can dim down to ≤ 10% (W)) | Yes |  |  | 3904.54 | 97.32 | 40.12 | 13.4 | 0.9 | 4000 | 80
PM9H89RY | Acuity Brands Lighting | Lithonia Lighting | GRD -XXX-XXFT-MSL4-ID1300LMF-20/80-XXXXXX-XXX-XXX-80CRI-50K-XXXXXXXXXXXXXX | Indoor Luminaires | Linear Ambient | Direct Linear Ambient Luminaires | Standard | FALSE | [9 empty] | 4/1/2016 | Dimmable | Continuous (Can dim down to ≤ 10% (W)) | Yes |  |  | 4261.73 | 106.22 | 40.12 | 13.4 | 0.9 | 5000 | 80
P3TETPX6 | Acuity Brands Lighting | Holophane | HZL1N L24 1500LM FST MVOLT 40K 90 CRI XXXXXXX XXXX | Indoor Luminaires | Linear Ambient | Direct Linear Ambient Luminaires | Standard | TRUE | 1486.09 | 84.53 | 17.58 | 19.779 | 0.913 | 4031 | 95.2 | 5 | 50000 | 4/5/2016 | Dimmable | Continuous (Can dim down to ≤ 10% (W)) | No |  | 3.1 | 1503.78 | 84.48 | 17.8 | 19.78 | 0.91 | 4000 | 90
PMQYE245 | Acuity Brands Lighting | Lithonia Lighting | ZL1F L24 2250LM MDD MVOLT 40K 80 CRI XXXXXXX XXXX | Indoor Luminaires | Linear Ambient | Direct Linear Ambient Luminaires | Standard | TRUE | 1908 | 82.99 | 22.99 | 19.779 | 0.913 | 3996 | 83.73 | 5 | 50000 | 4/5/2016 | Dimmable | Continuous (Can dim down to ≤ 10% (W)) | No |  | 3.1 | 1878.55 | 83.38 | 22.53 | 19.78 | 0.91 | 4000 | 80
PS25S5PF | Acuity Brands Lighting | Holophane | HZL1N L24 1500LM FST MVOLT 50K 80 CRI XXXXXXX XXXX | Indoor Luminaires | Linear Ambient | Direct Linear Ambient Luminaires | Standard | FALSE | [9 empty] | 4/5/2016 | Dimmable | Continuous (Can dim down to ≤ 10% (W)) | No |  |  | 1890.13 | 106.19 | 17.8 | 19.78 | 0.91 | 5000 | 80
P9ZCMFWH | Acuity Brands Lighting | Holophane | HZL1N L24 1500LM FST MVOLT 50K 90 CRI XXXXXXX XXXX | Indoor Luminaires | Linear Ambient | Direct Linear Ambient Luminaires | Standard | FALSE | [9 empty] | 4/5/2016 | Dimmable | Continuous (Can dim down to ≤ 10% (W)) | No |  |  | 1521.62 | 85.48 | 17.8 | 19.78 | 0.91 | 5000 | 90
P2JKMXDU | Acuity Brands Lighting | Holophane | HZL1N L24 1500LM L/LENS MVOLT 30K 80 CRI XXXXXXX XXXX | Indoor Luminaires | Linear Ambient | Direct Linear Ambient Luminaires | Standard | FALSE | [9 empty] | 4/5/2016 | Dimmable | Continuous (Can dim down to ≤ 10% (W)) | No |  |  | 1883.06 | 105.79 | 17.8 | 19.78 | 0.91 | 3000 | 80
PWHR7YFH | Acuity Brands Lighting | Holophane | HZL1N L24 1500LM L/LENS MVOLT 30K 90 CRI XXXXXXX XXXX | Indoor Luminaires | Linear Ambient | Direct Linear Ambient Luminaires | Standard | FALSE | [9 empty] | 4/5/2016 | Dimmable | Continuous (Can dim down to ≤ 10% (W)) | No |  |  | 1547.72 | 86.95 | 17.8 | 19.78 | 0.91 | 3000 | 90
PUMSEXF9 | Acuity Brands Lighting | Holophane | HZL1N L24 1500LM L/LENS MVOLT 35K 80 CRI XXXXXXX XXXX | Indoor Luminaires | Linear Ambient | Direct Linear Ambient Luminaires | Standard | FALSE | [9 empty] | 4/5/2016 | Dimmable | Continuous (Can dim down to ≤ 10% (W)) | No |  |  | 1928.2 | 108.33 | 17.8 | 19.78 | 0.91 | 3500 | 80
PCXBV1ZP | Acuity Brands Lighting | Holophane | HZL1N L24 1500LM L/LENS MVOLT 35K 90 CRI XXXXXXX XXXX | Indoor Luminaires | Linear Ambient | Direct Linear Ambient Luminaires | Standard | FALSE | [9 empty] | 4/5/2016 | Dimmable | Continuous (Can dim down to ≤ 10% (W)) | No |  |  | 1579.96 | 88.76 | 17.8 | 19.78 | 0.91 | 3500 | 90
PHEW336B | Acuity Brands Lighting | Holophane | HZL1N L24 1500LM L/LENS MVOLT 40K 80 CRI XXXXXXX XXXX | Indoor Luminaires | Linear Ambient | Direct Linear Ambient Luminaires | Standard | FALSE | [9 empty] | 4/5/2016 | Dimmable | Continuous (Can dim down to ≤ 10% (W)) | No |  |  | 1960.44 | 110.14 | 17.8 | 19.78 | 0.91 | 4000 | 80
PJ4F1TM5 | Acuity Brands Lighting | Holophane | HZL1N L24 1500LM L/LENS MVOLT 40K 90 CRI XXXXXXX XXXX | Indoor Luminaires | Linear Ambient | Direct Linear Ambient Luminaires | Standard | FALSE | [9 empty] | 4/5/2016 | Dimmable | Continuous (Can dim down to ≤ 10% (W)) | No |  |  | 1631.55 | 91.66 | 17.8 | 19.78 | 0.91 | 4000 | 90
PUQVFG7Q | Acuity Brands Lighting | Holophane | HZL1N L24 1500LM L/LENS MVOLT 50K 80 CRI XXXXXXX XXXX | Indoor Luminaires | Linear Ambient | Direct Linear Ambient Luminaires | Standard | FALSE | [9 empty] | 4/5/2016 | Dimmable | Continuous (Can dim down to ≤ 10% (W)) | No |  |  | 2050.73 | 115.21 | 17.8 | 19.78 | 0.91 | 5000 | 80
PPVFTRHY | Acuity Brands Lighting | Holophane | HZL1N L24 1500LM L/LENS MVOLT 50K 90 CRI XXXXXXX XXXX | Indoor Luminaires | Linear Ambient | Direct Linear Ambient Luminaires | Standard | FALSE | [9 empty] | 4/5/2016 | Dimmable | Continuous (Can dim down to ≤ 10% (W)) | No |  |  | 1650.9 | 92.75 | 17.8 | 19.78 | 0.91 | 5000 | 90
PWJ27QFP | Acuity Brands Lighting | Holophane | HZL1N L24 2500LM FST MVOLT 30K 80 CRI XXXXXXX XXXX | Indoor Luminaires | Linear Ambient | Direct Linear Ambient Luminaires | Standard | FALSE | [9 empty] | 4/5/2016 | Dimmable | Continuous (Can dim down to ≤ 10% (W)) | No |  |  | 2365.19 | 105.83 | 22.35 | 19.78 | 0.91 | 3000 | 80
PC5D6JGK | Acuity Brands Lighting | Holophane | HZL1N L24 2500LM FST MVOLT 30K 90 CRI XXXXXXX XXXX | Indoor Luminaires | Linear Ambient | Direct Linear Ambient Luminaires | Standard | FALSE | [9 empty] | 4/5/2016 | Dimmable | Continuous (Can dim down to ≤ 10% (W)) | No |  |  | 1908.72 | 85.4 | 22.35 | 19.78 | 0.91 | 3000 | 90
PTKPE4EU | Acuity Brands Lighting | Holophane | HZL1N L24 2500LM FST MVOLT 35K 80 CRI XXXXXXX XXXX | Indoor Luminaires | Linear Ambient | Direct Linear Ambient Luminaires | Standard | FALSE | [9 empty] | 4/5/2016 | Dimmable | Continuous (Can dim down to ≤ 10% (W)) | No |  |  | 2413.35 | 107.98 | 22.35 | 19.78 | 0.91 | 3500 | 80
PHSPT285 | Acuity Brands Lighting | Holophane | HZL1N L24 2500LM FST MVOLT 35K 90 CRI XXXXXXX XXXX | Indoor Luminaires | Linear Ambient | Direct Linear Ambient Luminaires | Standard | FALSE | [9 empty] | 4/5/2016 | Dimmable | Continuous (Can dim down to ≤ 10% (W)) | No |  |  | 1981.91 | 88.68 | 22.35 | 19.78 | 0.91 | 3500 | 90
PUQKNYNY | Acuity Brands Lighting | Holophane | HZL1N L24 2500LM FST MVOLT 40K 80 CRI XXXXXXX XXXX | Indoor Luminaires | Linear Ambient | Direct Linear Ambient Luminaires | Standard | FALSE | [9 empty] | 4/5/2016 | Dimmable | Continuous (Can dim down to ≤ 10% (W)) | No |  |  | 2478.83 | 110.91 | 22.35 | 19.78 | 0.91 | 4000 | 80
PVQ4DESR | Acuity Brands Lighting | Holophane | HZL1N L24 2500LM FST MVOLT 40K 90 CRI XXXXXXX XXXX | Indoor Luminaires | Linear Ambient | Direct Linear Ambient Luminaires | Standard | FALSE | [9 empty] | 4/5/2016 | Dimmable | Continuous (Can dim down to ≤ 10% (W)) | No |  |  | 2039.69 | 91.26 | 22.35 | 19.78 | 0.91 | 4000 | 90
PVSK81E6 | Acuity Brands Lighting | Holophane | HZL1N L24 2500LM FST MVOLT 50K 80 CRI XXXXXXX XXXX | Indoor Luminaires | Linear Ambient | Direct Linear Ambient Luminaires | Standard | FALSE | [9 empty] | 4/5/2016 | Dimmable | Continuous (Can dim down to ≤ 10% (W)) | No |  |  | 2500.02 | 111.86 | 22.35 | 19.78 | 0.91 | 5000 | 80
PK3PWDEP | Acuity Brands Lighting | Holophane | HZL1N L24 2500LM FST MVOLT 50K 90 CRI XXXXXXX XXXX | Indoor Luminaires | Linear Ambient | Direct Linear Ambient Luminaires | Standard | FALSE | [9 empty] | 4/5/2016 | Dimmable | Continuous (Can dim down to ≤ 10% (W)) | No |  |  | 2064.73 | 92.38 | 22.35 | 19.78 | 0.91 | 5000 | 90
P2PPXHUT | Acuity Brands Lighting | Holophane | HZL1N L24 2500LM L/LENS MVOLT 30K 80 CRI XXXXXXX XXXX | Indoor Luminaires | Linear Ambient | Direct Linear Ambient Luminaires | Standard | FALSE | [9 empty] | 4/5/2016 | Dimmable | Continuous (Can dim down to ≤ 10% (W)) | No |  |  | 2566.15 | 114.82 | 22.35 | 19.78 | 0.91 | 3000 | 80
PQ3UW4W7 | Acuity Brands Lighting | Holophane | HZL1N L24 2500LM L/LENS MVOLT 30K 90 CRI XXXXXXX XXXX | Indoor Luminaires | Linear Ambient | Direct Linear Ambient Luminaires | Standard | FALSE | [9 empty] | 4/5/2016 | Dimmable | Continuous (Can dim down to ≤ 10% (W)) | No |  |  | 2070.89 | 92.66 | 22.35 | 19.78 | 0.91 | 3000 | 90
P6UBYXCX | Acuity Brands Lighting | Holophane | HZL1N L24 2500LM L/LENS MVOLT 35K 80 CRI XXXXXXX XXXX | Indoor Luminaires | Linear Ambient | Direct Linear Ambient Luminaires | Standard | FALSE | [9 empty] | 4/5/2016 | Dimmable | Continuous (Can dim down to ≤ 10% (W)) | No |  |  | 2618.4 | 117.15 | 22.35 | 19.78 | 0.91 | 3500 | 80
PACVB38J | Acuity Brands Lighting | Holophane | HZL1N L24 2500LM L/LENS MVOLT 35K 90 CRI XXXXXXX XXXX | Indoor Luminaires | Linear Ambient | Direct Linear Ambient Luminaires | Standard | FALSE | [9 empty] | 4/5/2016 | Dimmable | Continuous (Can dim down to ≤ 10% (W)) | No |  |  | 2150.3 | 96.21 | 22.35 | 19.78 | 0.91 | 3500 | 90
PX71UHJ3 | Acuity Brands Lighting | Holophane | HZL1N L24 2500LM L/LENS MVOLT 40K 80 CRI XXXXXXX XXXX | Indoor Luminaires | Linear Ambient | Direct Linear Ambient Luminaires | Standard | FALSE | [9 empty] | 4/5/2016 | Dimmable | Continuous (Can dim down to ≤ 10% (W)) | No |  |  | 2689.45 | 120.33 | 22.35 | 19.78 | 0.91 | 4000 | 80
PBQR778E | Acuity Brands Lighting | Holophane | HZL1N L24 2500LM L/LENS MVOLT 40K 90 CRI XXXXXXX XXXX | Indoor Luminaires | Linear Ambient | Direct Linear Ambient Luminaires | Standard | FALSE | [9 empty] | 4/5/2016 | Dimmable | Continuous (Can dim down to ≤ 10% (W)) | No |  |  | 2212.99 | 99.02 | 22.35 | 19.78 | 0.91 | 4000 | 90
PY2M6U8P | Acuity Brands Lighting | Holophane | HZL1N L24 2500LM L/LENS MVOLT 50K 80 CRI XXXXXXX XXXX | Indoor Luminaires | Linear Ambient | Direct Linear Ambient Luminaires | Standard | FALSE | [9 empty] | 4/5/2016 | Dimmable | Continuous (Can dim down to ≤ 10% (W)) | No |  |  | 2712.43 | 121.36 | 22.35 | 19.78 | 0.91 | 5000 | 80
PHN7RB12 | Acuity Brands Lighting | Holophane | HZL1N L24 2500LM L/LENS MVOLT 50K 90 CRI XXXXXXX XXXX | Indoor Luminaires | Linear Ambient | Direct Linear Ambient Luminaires | Standard | FALSE | [9 empty] | 4/5/2016 | Dimmable | Continuous (Can dim down to ≤ 10% (W)) | No |  |  | 2240.16 | 100.23 | 22.35 | 19.78 | 0.91 | 5000 | 90
PK4WQVH2 | Acuity Brands Lighting | Holophane | HZL1N L24 3500LM FST MVOLT 30K 80 CRI XXXXXXX XXXX | Indoor Luminaires | Linear Ambient | Direct Linear Ambient Luminaires | Standard | FALSE | [9 empty] | 4/5/2016 | Dimmable | Continuous (Can dim down to ≤ 10% (W)) | No |  |  | 3716.17 | 95.73 | 38.82 | 19.78 | 0.91 | 3000 | 80
P63CWMD5 | Acuity Brands Lighting | Holophane | HZL1N L24 3500LM FST MVOLT 40K 80 CRI XXXXXXX XXXX | Indoor Luminaires | Linear Ambient | Direct Linear Ambient Luminaires | Standard | FALSE | [9 empty] | 4/5/2016 | Dimmable | Continuous (Can dim down to ≤ 10% (W)) | No |  |  | 3894.72 | 100.33 | 38.82 | 19.78 | 0.91 | 4000 | 80
PEV11ETM | Acuity Brands Lighting | Holophane | HZL1N L24 3500LM FST MVOLT 50K 80 CRI XXXXXXX XXXX | Indoor Luminaires | Linear Ambient | Direct Linear Ambient Luminaires | Standard | FALSE | [9 empty] | 4/5/2016 | Dimmable | Continuous (Can dim down to ≤ 10% (W)) | No |  |  | 3928.01 | 101.19 | 38.82 | 19.78 | 0.91 | 5000 | 80
PKJFJA6Q | Acuity Brands Lighting | Holophane | HZL1N L24 3500LM FST MVOLT 50K 90 CRI XXXXXXX XXXX | Indoor Luminaires | Linear Ambient | Direct Linear Ambient Luminaires | Standard | FALSE | [9 empty] | 4/5/2016 | Dimmable | Continuous (Can dim down to ≤ 10% (W)) | No |  |  | 3244.09 | 83.57 | 38.82 | 19.78 | 0.91 | 5000 | 90
PV4DGTA1 | Acuity Brands Lighting | Holophane | HZL1N L24 3500LM L/LENS MVOLT 30K 80 CRI XXXXXXX XXXX | Indoor Luminaires | Linear Ambient | Direct Linear Ambient Luminaires | Standard | FALSE | [9 empty] | 4/5/2016 | Dimmable | Continuous (Can dim down to ≤ 10% (W)) | No |  |  | 4031.92 | 103.86 | 38.82 | 19.78 | 0.91 | 3000 | 80
PW5TMZN2 | Acuity Brands Lighting | Holophane | HZL1N L24 3500LM L/LENS MVOLT 30K 90 CRI XXXXXXX XXXX | Indoor Luminaires | Linear Ambient | Direct Linear Ambient Luminaires | Standard | FALSE | [9 empty] | 4/5/2016 | Dimmable | Continuous (Can dim down to ≤ 10% (W)) | No |  |  | 3253.77 | 83.82 | 38.82 | 19.78 | 0.91 | 3000 | 90
P9HKG4UC | Acuity Brands Lighting | Holophane | HZL1N L24 3500LM L/LENS MVOLT 35K 80 CRI XXXXXXX XXXX | Indoor Luminaires | Linear Ambient | Direct Linear Ambient Luminaires | Standard | FALSE | [9 empty] | 4/5/2016 | Dimmable | Continuous (Can dim down to ≤ 10% (W)) | No |  |  | 4114 | 105.98 | 38.82 | 19.78 | 0.91 | 3500 | 80
P2F17HQ9 | Acuity Brands Lighting | Holophane | HZL1N L24 3500LM L/LENS MVOLT 35K 90 CRI XXXXXXX XXXX | Indoor Luminaires | Linear Ambient | Direct Linear Ambient Luminaires | Standard | FALSE | [9 empty] | 4/5/2016 | Dimmable | Continuous (Can dim down to ≤ 10% (W)) | No |  |  | 3378.54 | 87.03 | 38.82 | 19.78 | 0.91 | 3500 | 90
PUQEVNNM | Acuity Brands Lighting | Holophane | HZL1N L24 3500LM L/LENS MVOLT 40K 80 CRI XXXXXXX XXXX | Indoor Luminaires | Linear Ambient | Direct Linear Ambient Luminaires | Standard | FALSE | [9 empty] | 4/5/2016 | Dimmable | Continuous (Can dim down to ≤ 10% (W)) | No |  |  | 4225.63 | 108.85 | 38.82 | 19.78 | 0.91 | 4000 | 80
P99P4CDT | Acuity Brands Lighting | Holophane | HZL1N L24 3500LM L/LENS MVOLT 40K 90 CRI XXXXXXX XXXX | Indoor Luminaires | Linear Ambient | Direct Linear Ambient Luminaires | Standard | FALSE | [9 empty] | 4/5/2016 | Dimmable | Continuous (Can dim down to ≤ 10% (W)) | No |  |  | 3477.04 | 89.57 | 38.82 | 19.78 | 0.91 | 4000 | 90
P1HPQEVM | Acuity Brands Lighting | Holophane | HZL1N L24 3500LM L/LENS MVOLT 50K 80 CRI XXXXXXX XXXX | Indoor Luminaires | Linear Ambient | Direct Linear Ambient Luminaires | Standard | FALSE | [9 empty] | 4/5/2016 | Dimmable | Continuous (Can dim down to ≤ 10% (W)) | No |  |  | 4261.75 | 109.78 | 38.82 | 19.78 | 0.91 | 5000 | 80
PA6CFMM4 | Acuity Brands Lighting | Holophane | HZL1N L24 3500LM L/LENS MVOLT 50K 90 CRI XXXXXXX XXXX | Indoor Luminaires | Linear Ambient | Direct Linear Ambient Luminaires | Standard | FALSE | [9 empty] | 4/5/2016 | Dimmable | Continuous (Can dim down to ≤ 10% (W)) | No |  |  | 3519.72 | 90.67 | 38.82 | 19.78 | 0.91 | 5000 | 90
PXPJKW2B | Acuity Brands Lighting | Holophane | HZL1N L46 3000LM FST MVOLT 30K 80 CRI XXXXXXX XXXX | Indoor Luminaires | Linear Ambient | Direct Linear Ambient Luminaires | Standard | FALSE | [9 empty] | 4/5/2016 | Dimmable | Continuous (Can dim down to ≤ 10% (W)) | No |  |  | 3301.93 | 99.49 | 33.19 | 19.78 | 0.91 | 3000 | 80
PQN2MAR9 | Acuity Brands Lighting | Holophane | HZL1N L46 3000LM FST MVOLT 35K 80 CRI XXXXXXX XXXX | Indoor Luminaires | Linear Ambient | Direct Linear Ambient Luminaires | Standard | FALSE | [9 empty] | 4/5/2016 | Dimmable | Continuous (Can dim down to ≤ 10% (W)) | No |  |  | 3381.09 | 101.87 | 33.19 | 19.78 | 0.91 | 3500 | 80
PJ6P2RVA | Acuity Brands Lighting | Holophane | HZL1N L46 3000LM FST MVOLT 35K 90 CRI XXXXXXX XXXX | Indoor Luminaires | Linear Ambient | Direct Linear Ambient Luminaires | Standard | FALSE | [9 empty] | 4/5/2016 | Dimmable | Continuous (Can dim down to ≤ 10% (W)) | No |  |  | 2770.46 | 83.47 | 33.19 | 19.78 | 0.91 | 3500 | 90
P8MSC5XU | Acuity Brands Lighting | Holophane | HZL1N L46 3000LM FST MVOLT 40K 80 CRI XXXXXXX XXXX | Indoor Luminaires | Linear Ambient | Direct Linear Ambient Luminaires | Standard | FALSE | [9 empty] | 4/5/2016 | Dimmable | Continuous (Can dim down to ≤ 10% (W)) | No |  |  | 3437.63 | 103.57 | 33.19 | 19.78 | 0.91 | 4000 | 80
PUCPBBTM | Acuity Brands Lighting | Holophane | HZL1N L46 3000LM FST MVOLT 40K 90 CRI XXXXXXX XXXX | Indoor Luminaires | Linear Ambient | Direct Linear Ambient Luminaires | Standard | FALSE | [9 empty] | 4/5/2016 | Dimmable | Continuous (Can dim down to ≤ 10% (W)) | No |  |  | 2860.92 | 86.2 | 33.19 | 19.78 | 0.91 | 4000 | 90
PWETSMRM | Acuity Brands Lighting | Holophane | HZL1N L46 3000LM FST MVOLT 50K 80 CRI XXXXXXX XXXX | Indoor Luminaires | Linear Ambient | Direct Linear Ambient Luminaires | Standard | FALSE | [9 empty] | 4/5/2016 | Dimmable | Continuous (Can dim down to ≤ 10% (W)) | No |  |  | 3595.94 | 108.34 | 33.19 | 19.78 | 0.91 | 5000 | 80
P5XDEEN1 | Acuity Brands Lighting | Holophane | HZL1N L46 3000LM FST MVOLT 50K 90 CRI XXXXXXX XXXX | Indoor Luminaires | Linear Ambient | Direct Linear Ambient Luminaires | Standard | FALSE | [9 empty] | 4/5/2016 | Dimmable | Continuous (Can dim down to ≤ 10% (W)) | No |  |  | 2894.84 | 87.22 | 33.19 | 19.78 | 0.91 | 5000 | 90
P9ZQ513Z | Acuity Brands Lighting | Holophane | HZL1N L46 3000LM L/LENS MVOLT 30K 80 CRI XXXXXXX XXXX | Indoor Luminaires | Linear Ambient | Direct Linear Ambient Luminaires | Standard | FALSE | [9 empty] | 4/5/2016 | Dimmable | Continuous (Can dim down to ≤ 10% (W)) | No |  |  | 3582.48 | 107.94 | 33.19 | 19.78 | 0.91 | 3000 | 80
PB3G1DT5 | Acuity Brands Lighting | Holophane | HZL1N L46 3000LM L/LENS MVOLT 30K 90 CRI XXXXXXX XXXX | Indoor Luminaires | Linear Ambient | Direct Linear Ambient Luminaires | Standard | FALSE | [9 empty] | 4/5/2016 | Dimmable | Continuous (Can dim down to ≤ 10% (W)) | No |  |  | 2944.5 | 88.72 | 33.19 | 19.78 | 0.91 | 3000 | 90
PKNK88YY | Acuity Brands Lighting | Holophane | HZL1N L46 3000LM L/LENS MVOLT 35K 80 CRI XXXXXXX XXXX | Indoor Luminaires | Linear Ambient | Direct Linear Ambient Luminaires | Standard | FALSE | [9 empty] | 4/5/2016 | Dimmable | Continuous (Can dim down to ≤ 10% (W)) | No |  |  | 3668.36 | 110.53 | 33.19 | 19.78 | 0.91 | 3500 | 80
P25JDEZC | Acuity Brands Lighting | Holophane | HZL1N L46 3000LM L/LENS MVOLT 35K 90 CRI XXXXXXX XXXX | Indoor Luminaires | Linear Ambient | Direct Linear Ambient Luminaires | Standard | FALSE | [9 empty] | 4/5/2016 | Dimmable | Continuous (Can dim down to ≤ 10% (W)) | No |  |  | 3005.85 | 90.56 | 33.19 | 19.78 | 0.91 | 3500 | 90
PZP81K3U | Acuity Brands Lighting | Holophane | HZL1N L46 3000LM L/LENS MVOLT 40K 80 CRI XXXXXXX XXXX | Indoor Luminaires | Linear Ambient | Direct Linear Ambient Luminaires | Standard | FALSE | [9 empty] | 4/5/2016 | Dimmable | Continuous (Can dim down to ≤ 10% (W)) | No |  |  | 3729.71 | 112.37 | 33.19 | 19.78 | 0.91 | 4000 | 80
PN9FKZXU | Acuity Brands Lighting | Holophane | HZL1N L46 3000LM L/LENS MVOLT 40K 90 CRI XXXXXXX XXXX | Indoor Luminaires | Linear Ambient | Direct Linear Ambient Luminaires | Standard | FALSE | [9 empty] | 4/5/2016 | Dimmable | Continuous (Can dim down to ≤ 10% (W)) | No |  |  | 3104 | 93.52 | 33.19 | 19.78 | 0.91 | 4000 | 90
PMM2H7SU | Acuity Brands Lighting | Holophane | HZL1N L46 3000LM L/LENS MVOLT 50K 80 CRI XXXXXXX XXXX | Indoor Luminaires | Linear Ambient | Direct Linear Ambient Luminaires | Standard | FALSE | [9 empty] | 4/5/2016 | Dimmable | Continuous (Can dim down to ≤ 10% (W)) | No |  |  | 3901.47 | 117.55 | 33.19 | 19.78 | 0.91 | 5000 | 80
PJ4FFYCH | Acuity Brands Lighting | Holophane | HZL1N L46 3000LM L/LENS MVOLT 50K 90 CRI XXXXXXX XXXX | Indoor Luminaires | Linear Ambient | Direct Linear Ambient Luminaires | Standard | FALSE | [9 empty] | 4/5/2016 | Dimmable | Continuous (Can dim down to ≤ 10% (W)) | No |  |  | 3140.81 | 94.63 | 33.19 | 19.78 | 0.91 | 5000 | 90
P5F1WDWN | Acuity Brands Lighting | Holophane | HZL1N L46 5000LM FST MVOLT 30K 80 CRI XXXXXXX XXXX | Indoor Luminaires | Linear Ambient | Direct Linear Ambient Luminaires | Standard | FALSE | [9 empty] | 4/5/2016 | Dimmable | Continuous (Can dim down to ≤ 10% (W)) | No |  |  | 4630.24 | 110.9 | 41.75 | 19.78 | 0.91 | 3000 | 80
PQJA3ZK8 | Acuity Brands Lighting | Holophane | HZL1N L46 5000LM FST MVOLT 30K 90 CRI XXXXXXX XXXX | Indoor Luminaires | Linear Ambient | Direct Linear Ambient Luminaires | Standard | FALSE | [9 empty] | 4/5/2016 | Dimmable | Continuous (Can dim down to ≤ 10% (W)) | No |  |  | 3736.62 | 89.5 | 41.75 | 19.78 | 0.91 | 3000 | 90
PPDYHADQ | Acuity Brands Lighting | Holophane | HZL1N L46 5000LM FST MVOLT 35K 80 CRI XXXXXXX XXXX | Indoor Luminaires | Linear Ambient | Direct Linear Ambient Luminaires | Standard | FALSE | [9 empty] | 4/5/2016 | Dimmable | Continuous (Can dim down to ≤ 10% (W)) | No |  |  | 4724.51 | 113.16 | 41.75 | 19.78 | 0.91 | 3500 | 80
PUT6GGUQ | Acuity Brands Lighting | Holophane | HZL1N L46 5000LM FST MVOLT 35K 90 CRI XXXXXXX XXXX | Indoor Luminaires | Linear Ambient | Direct Linear Ambient Luminaires | Standard | FALSE | [9 empty] | 4/5/2016 | Dimmable | Continuous (Can dim down to ≤ 10% (W)) | No |  |  | 3879.9 | 92.93 | 41.75 | 19.78 | 0.91 | 3500 | 90
PU2UW1MT | Acuity Brands Lighting | Holophane | HZL1N L46 5000LM FST MVOLT 40K 80 CRI XXXXXXX XXXX | Indoor Luminaires | Linear Ambient | Direct Linear Ambient Luminaires | Standard | FALSE | [9 empty] | 4/5/2016 | Dimmable | Continuous (Can dim down to ≤ 10% (W)) | No |  |  | 4852.71 | 116.23 | 41.75 | 19.78 | 0.91 | 4000 | 80
P4QYWAG6 | Acuity Brands Lighting | Holophane | HZL1N L46 5000LM FST MVOLT 40K 90 CRI XXXXXXX XXXX | Indoor Luminaires | Linear Ambient | Direct Linear Ambient Luminaires | Standard | FALSE | [9 empty] | 4/5/2016 | Dimmable | Continuous (Can dim down to ≤ 10% (W)) | No |  |  | 3993.02 | 95.64 | 41.75 | 19.78 | 0.91 | 4000 | 90
PC1QHGW6 | Acuity Brands Lighting | Holophane | HZL1N L46 5000LM FST MVOLT 50K 80 CRI XXXXXXX XXXX | Indoor Luminaires | Linear Ambient | Direct Linear Ambient Luminaires | Standard | FALSE | [9 empty] | 4/5/2016 | Dimmable | Continuous (Can dim down to ≤ 10% (W)) | No |  |  | 4894.18 | 117.23 | 41.75 | 19.78 | 0.91 | 5000 | 80
PZS8Y83K | Acuity Brands Lighting | Holophane | HZL1N L46 5000LM FST MVOLT 50K 90 CRI XXXXXXX XXXX | Indoor Luminaires | Linear Ambient | Direct Linear Ambient Luminaires | Standard | FALSE | [9 empty] | 4/5/2016 | Dimmable | Continuous (Can dim down to ≤ 10% (W)) | No |  |  | 4042.04 | 96.82 | 41.75 | 19.78 | 0.91 | 5000 | 90
PX4Q6C75 | Acuity Brands Lighting | Holophane | HZL1N L46 5000LM L/LENS MVOLT 30K 80 CRI XXXXXXX XXXX | Indoor Luminaires | Linear Ambient | Direct Linear Ambient Luminaires | Standard | FALSE | [9 empty] | 4/5/2016 | Dimmable | Continuous (Can dim down to ≤ 10% (W)) | No |  |  | 5023.65 | 120.33 | 41.75 | 19.78 | 0.91 | 3000 | 80
PSRG89QU | Acuity Brands Lighting | Holophane | HZL1N L46 5000LM L/LENS MVOLT 30K 90 CRI XXXXXXX XXXX | Indoor Luminaires | Linear Ambient | Direct Linear Ambient Luminaires | Standard | FALSE | [9 empty] | 4/5/2016 | Dimmable | Continuous (Can dim down to ≤ 10% (W)) | No |  |  | 4054.1 | 97.1 | 41.75 | 19.78 | 0.91 | 3000 | 90
PYAW97TS | Acuity Brands Lighting | Holophane | HZL1N L46 5000LM L/LENS MVOLT 35K 90 CRI XXXXXXX XXXX | Indoor Luminaires | Linear Ambient | Direct Linear Ambient Luminaires | Standard | FALSE | [9 empty] | 4/5/2016 | Dimmable | Continuous (Can dim down to ≤ 10% (W)) | No |  |  | 4209.56 | 100.83 | 41.75 | 19.78 | 0.91 | 3500 | 90
P2S8A7U5 | Acuity Brands Lighting | Holophane | HZL1N L46 5000LM L/LENS MVOLT 40K 90 CRI XXXXXXX XXXX | Indoor Luminaires | Linear Ambient | Direct Linear Ambient Luminaires | Standard | FALSE | [9 empty] | 4/5/2016 | Dimmable | Continuous (Can dim down to ≤ 10% (W)) | No |  |  | 4332.29 | 103.77 | 41.75 | 19.78 | 0.91 | 4000 | 90
PJV83TGF | Acuity Brands Lighting | Holophane | HZL1N L46 5000LM L/LENS MVOLT 50K 90 CRI XXXXXXX XXXX | Indoor Luminaires | Linear Ambient | Direct Linear Ambient Luminaires | Standard | FALSE | [9 empty] | 4/5/2016 | Dimmable | Continuous (Can dim down to ≤ 10% (W)) | No |  |  | 4385.47 | 105.04 | 41.75 | 19.78 | 0.91 | 5000 | 90
PVJZ8JBV | Acuity Brands Lighting | Holophane | HZL1N L48 3000LM FST MVOLT 30K 80 CRI XXXXXXX XXXX | Indoor Luminaires | Linear Ambient | Direct Linear Ambient Luminaires | Standard | FALSE | [9 empty] | 4/5/2016 | Dimmable | Continuous (Can dim down to ≤ 10% (W)) | No |  |  | 3301.93 | 99.49 | 33.19 | 19.78 | 0.91 | 3000 | 80
PKGJHGMA | Acuity Brands Lighting | Holophane | HZL1N L48 3000LM FST MVOLT 35K 80 CRI XXXXXXX XXXX | Indoor Luminaires | Linear Ambient | Direct Linear Ambient Luminaires | Standard | FALSE | [9 empty] | 4/5/2016 | Dimmable | Continuous (Can dim down to ≤ 10% (W)) | No |  |  | 3381.09 | 101.87 | 33.19 | 19.78 | 0.91 | 3500 | 80
PSMYAK46 | Acuity Brands Lighting | Holophane | HZL1N L48 3000LM FST MVOLT 35K 90 CRI XXXXXXX XXXX | Indoor Luminaires | Linear Ambient | Direct Linear Ambient Luminaires | Standard | FALSE | [9 empty] | 4/5/2016 | Dimmable | Continuous (Can dim down to ≤ 10% (W)) | No |  |  | 2770.46 | 83.47 | 33.19 | 19.78 | 0.91 | 3500 | 90
PNR6EPAG | Acuity Brands Lighting | Holophane | HZL1N L48 3000LM FST MVOLT 40K 80 CRI XXXXXXX XXXX | Indoor Luminaires | Linear Ambient | Direct Linear Ambient Luminaires | Standard | FALSE | [9 empty] | 4/5/2016 | Dimmable | Continuous (Can dim down to ≤ 10% (W)) | No |  |  | 3437.63 | 103.57 | 33.19 | 19.78 | 0.91 | 4000 | 80
P5HFRGPD | Acuity Brands Lighting | Holophane | HZL1N L48 3000LM FST MVOLT 40K 90 CRI XXXXXXX XXXX | Indoor Luminaires | Linear Ambient | Direct Linear Ambient Luminaires | Standard | FALSE | [9 empty] | 4/5/2016 | Dimmable | Continuous (Can dim down to ≤ 10% (W)) | No |  |  | 2860.92 | 86.2 | 33.19 | 19.78 | 0.91 | 4000 | 90
P16AYS6S | Acuity Brands Lighting | Holophane | HZL1N L48 3000LM FST MVOLT 50K 80 CRI XXXXXXX XXXX | Indoor Luminaires | Linear Ambient | Direct Linear Ambient Luminaires | Standard | FALSE | [9 empty] | 4/5/2016 | Dimmable | Continuous (Can dim down to ≤ 10% (W)) | No |  |  | 3595.94 | 108.34 | 33.19 | 19.78 | 0.91 | 5000 | 80
PJZ31G42 | Acuity Brands Lighting | Holophane | HZL1N L48 3000LM FST MVOLT 50K 90 CRI XXXXXXX XXXX | Indoor Luminaires | Linear Ambient | Direct Linear Ambient Luminaires | Standard | FALSE | [9 empty] | 4/5/2016 | Dimmable | Continuous (Can dim down to ≤ 10% (W)) | No |  |  | 2894.84 | 87.22 | 33.19 | 19.78 | 0.91 | 5000 | 90
PJJ3HNJH | Acuity Brands Lighting | Holophane | HZL1N L48 3000LM L/LENS MVOLT 30K 80 CRI XXXXXXX XXXX | Indoor Luminaires | Linear Ambient | Direct Linear Ambient Luminaires | Standard | FALSE | [9 empty] | 4/5/2016 | Dimmable | Continuous (Can dim down to ≤ 10% (W)) | No |  |  | 3582.48 | 107.94 | 33.19 | 19.78 | 0.91 | 3000 | 80
P3445BPQ | Acuity Brands Lighting | Holophane | HZL1N L48 3000LM L/LENS MVOLT 30K 90 CRI XXXXXXX XXXX | Indoor Luminaires | Linear Ambient | Direct Linear Ambient Luminaires | Standard | FALSE | [9 empty] | 4/5/2016 | Dimmable | Continuous (Can dim down to ≤ 10% (W)) | No |  |  | 2944.5 | 88.72 | 33.19 | 19.78 | 0.91 | 3000 | 90
P9D29771 | Acuity Brands Lighting | Holophane | HZL1N L48 3000LM L/LENS MVOLT 35K 80 CRI XXXXXXX XXXX | Indoor Luminaires | Linear Ambient | Direct Linear Ambient Luminaires | Standard | FALSE | [9 empty] | 4/5/2016 | Dimmable | Continuous (Can dim down to ≤ 10% (W)) | No |  |  | 3668.36 | 110.53 | 33.19 | 19.78 | 0.91 | 3500 | 80
PQXM38QC | Acuity Brands Lighting | Holophane | HZL1N L48 3000LM L/LENS MVOLT 35K 90 CRI XXXXXXX XXXX | Indoor Luminaires | Linear Ambient | Direct Linear Ambient Luminaires | Standard | FALSE | [9 empty] | 4/5/2016 | Dimmable | Continuous (Can dim down to ≤ 10% (W)) | No |  |  | 3005.85 | 90.56 | 33.19 | 19.78 | 0.91 | 3500 | 90
P2CPGFQW | Acuity Brands Lighting | Holophane | HZL1N L48 3000LM L/LENS MVOLT 40K 80 CRI XXXXXXX XXXX | Indoor Luminaires | Linear Ambient | Direct Linear Ambient Luminaires | Standard | FALSE | [9 empty] | 4/5/2016 | Dimmable | Continuous (Can dim down to ≤ 10% (W)) | No |  |  | 3729.71 | 112.37 | 33.19 | 19.78 | 0.91 | 4000 | 80
P8NH4D58 | Acuity Brands Lighting | Holophane | HZL1N L48 3000LM L/LENS MVOLT 40K 90 CRI XXXXXXX XXXX | Indoor Luminaires | Linear Ambient | Direct Linear Ambient Luminaires | Standard | FALSE | [9 empty] | 4/5/2016 | Dimmable | Continuous (Can dim down to ≤ 10% (W)) | No |  |  | 3104 | 93.52 | 33.19 | 19.78 | 0.91 | 4000 | 90
PCG4RSCK | Acuity Brands Lighting | Holophane | HZL1N L48 3000LM L/LENS MVOLT 50K 80 CRI XXXXXXX XXXX | Indoor Luminaires | Linear Ambient | Direct Linear Ambient Luminaires | Standard | FALSE | [9 empty] | 4/5/2016 | Dimmable | Continuous (Can dim down to ≤ 10% (W)) | No |  |  | 3901.47 | 117.55 | 33.19 | 19.78 | 0.91 | 5000 | 80
PWB2J7A4 | Acuity Brands Lighting | Holophane | HZL1N L48 3000LM L/LENS MVOLT 50K 90 CRI XXXXXXX XXXX | Indoor Luminaires | Linear Ambient | Direct Linear Ambient Luminaires | Standard | FALSE | [9 empty] | 4/5/2016 | Dimmable | Continuous (Can dim down to ≤ 10% (W)) | No |  |  | 3140.81 | 94.63 | 33.19 | 19.78 | 0.91 | 5000 | 90
PXRQQ5FB | Acuity Brands Lighting | Holophane | HZL1N L48 5000LM FST MVOLT 30K 80 CRI XXXXXXX XXXX | Indoor Luminaires | Linear Ambient | Direct Linear Ambient Luminaires | Standard | FALSE | [9 empty] | 4/5/2016 | Dimmable | Continuous (Can dim down to ≤ 10% (W)) | No |  |  | 4630.24 | 110.9 | 41.75 | 19.78 | 0.91 | 3000 | 80
P2QY583A | Acuity Brands Lighting | Holophane | HZL1N L48 5000LM FST MVOLT 30K 90 CRI XXXXXXX XXXX | Indoor Luminaires | Linear Ambient | Direct Linear Ambient Luminaires | Standard | FALSE | [9 empty] | 4/5/2016 | Dimmable | Continuous (Can dim down to ≤ 10% (W)) | No |  |  | 3736.62 | 89.5 | 41.75 | 19.78 | 0.91 | 3000 | 90
P1UE4B3N | Acuity Brands Lighting | Holophane | HZL1N L48 5000LM FST MVOLT 35K 80 CRI XXXXXXX XXXX | Indoor Luminaires | Linear Ambient | Direct Linear Ambient Luminaires | Standard | FALSE | [9 empty] | 4/5/2016 | Dimmable | Continuous (Can dim down to ≤ 10% (W)) | No |  |  | 4724.51 | 113.16 | 41.75 | 19.78 | 0.91 | 3500 | 80
PQTNRM2E | Acuity Brands Lighting | Holophane | HZL1N L48 5000LM FST MVOLT 35K 90 CRI XXXXXXX XXXX | Indoor Luminaires | Linear Ambient | Direct Linear Ambient Luminaires | Standard | FALSE | [9 empty] | 4/5/2016 | Dimmable | Continuous (Can dim down to ≤ 10% (W)) | No |  |  | 3879.9 | 92.93 | 41.75 | 19.78 | 0.91 | 3500 | 90
PBX7JP3M | Acuity Brands Lighting | Holophane | HZL1N L48 5000LM FST MVOLT 40K 80 CRI XXXXXXX XXXX | Indoor Luminaires | Linear Ambient | Direct Linear Ambient Luminaires | Standard | FALSE | [9 empty] | 4/5/2016 | Dimmable | Continuous (Can dim down to ≤ 10% (W)) | No |  |  | 4852.71 | 116.23 | 41.75 | 19.78 | 0.91 | 4000 | 80
P63QHZ6M | Acuity Brands Lighting | Holophane | HZL1N L48 5000LM FST MVOLT 40K 90 CRI XXXXXXX XXXX | Indoor Luminaires | Linear Ambient | Direct Linear Ambient Luminaires | Standard | FALSE | [9 empty] | 4/5/2016 | Dimmable | Continuous (Can dim down to ≤ 10% (W)) | No |  |  | 3993.02 | 95.64 | 41.75 | 19.78 | 0.91 | 4000 | 90
P3EVUKJ5 | Acuity Brands Lighting | Holophane | HZL1N L48 5000LM FST MVOLT 50K 80 CRI XXXXXXX XXXX | Indoor Luminaires | Linear Ambient | Direct Linear Ambient Luminaires | Standard | FALSE | [9 empty] | 4/5/2016 | Dimmable | Continuous (Can dim down to ≤ 10% (W)) | No |  |  | 4894.18 | 117.23 | 41.75 | 19.78 | 0.91 | 5000 | 80
PSWR5HRG | Acuity Brands Lighting | Holophane | HZL1N L48 5000LM FST MVOLT 50K 90 CRI XXXXXXX XXXX | Indoor Luminaires | Linear Ambient | Direct Linear Ambient Luminaires | Standard | FALSE | [9 empty] | 4/5/2016 | Dimmable | Continuous (Can dim down to ≤ 10% (W)) | No |  |  | 4042.04 | 96.82 | 41.75 | 19.78 | 0.91 | 5000 | 90
P8C8TP6Z | Acuity Brands Lighting | Holophane | HZL1N L48 5000LM L/LENS MVOLT 30K 90 CRI XXXXXXX XXXX | Indoor Luminaires | Linear Ambient | Direct Linear Ambient Luminaires | Standard | FALSE | [9 empty] | 4/5/2016 | Dimmable | Continuous (Can dim down to ≤ 10% (W)) | No |  |  | 4054.1 | 97.1 | 41.75 | 19.78 | 0.91 | 3000 | 90
P32WV9Z4 | Acuity Brands Lighting | Holophane | HZL1N L48 5000LM L/LENS MVOLT 35K 90 CRI XXXXXXX XXXX | Indoor Luminaires | Linear Ambient | Direct Linear Ambient Luminaires | Standard | FALSE | [9 empty] | 4/5/2016 | Dimmable | Continuous (Can dim down to ≤ 10% (W)) | No |  |  | 4209.56 | 100.83 | 41.75 | 19.78 | 0.91 | 3500 | 90
P11VN6BX | Acuity Brands Lighting | Holophane | HZL1N L48 5000LM L/LENS MVOLT 40K 90 CRI XXXXXXX XXXX | Indoor Luminaires | Linear Ambient | Direct Linear Ambient Luminaires | Standard | FALSE | [9 empty] | 4/5/2016 | Dimmable | Continuous (Can dim down to ≤ 10% (W)) | No |  |  | 4332.29 | 103.77 | 41.75 | 19.78 | 0.91 | 4000 | 90
PN27BTJU | Acuity Brands Lighting | Holophane | HZL1N L48 5000LM L/LENS MVOLT 50K 90 CRI XXXXXXX XXXX | Indoor Luminaires | Linear Ambient | Direct Linear Ambient Luminaires | Standard | FALSE | [9 empty] | 4/5/2016 | Dimmable | Continuous (Can dim down to ≤ 10% (W)) | No |  |  | 4385.47 | 105.04 | 41.75 | 19.78 | 0.91 | 5000 | 90
PSWQMM4S | Acuity Brands Lighting | Holophane | HZL1D L24 1500LM FST MVOLT 30K 80 CRI XXXXXXX XXXX | Indoor Luminaires | Linear Ambient | Direct Linear Ambient Luminaires | Standard | FALSE | [9 empty] | 4/5/2016 | Dimmable | Continuous (Can dim down to ≤ 10% (W)) | No |  |  | 1966.07 | 111.08 | 17.7 | 19.78 | 0.91 | 3000 | 80
PBCK9BH4 | Acuity Brands Lighting | Holophane | HZL1D L24 1500LM FST MVOLT 30K 90 CRI XXXXXXX XXXX | Indoor Luminaires | Linear Ambient | Direct Linear Ambient Luminaires | Standard | FALSE | [9 empty] | 4/5/2016 | Dimmable | Continuous (Can dim down to ≤ 10% (W)) | No |  |  | 1615.95 | 91.3 | 17.7 | 19.78 | 0.91 | 3000 | 90
PYE6SA3P | Acuity Brands Lighting | Holophane | HZL1D L24 1500LM FST MVOLT 35K 80 CRI XXXXXXX XXXX | Indoor Luminaires | Linear Ambient | Direct Linear Ambient Luminaires | Standard | FALSE | [9 empty] | 4/5/2016 | Dimmable | Continuous (Can dim down to ≤ 10% (W)) | No |  |  | 2013.2 | 113.74 | 17.7 | 19.78 | 0.91 | 3500 | 80
PTM6Y5NN | Acuity Brands Lighting | Holophane | HZL1D L24 1500LM FST MVOLT 35K 90 CRI XXXXXXX XXXX | Indoor Luminaires | Linear Ambient | Direct Linear Ambient Luminaires | Standard | FALSE | [9 empty] | 4/5/2016 | Dimmable | Continuous (Can dim down to ≤ 10% (W)) | No |  |  | 1649.61 | 93.2 | 17.7 | 19.78 | 0.91 | 3500 | 90
PP1VKT6R | Acuity Brands Lighting | Holophane | HZL1D L24 1500LM FST MVOLT 40K 80 CRI XXXXXXX XXXX | Indoor Luminaires | Linear Ambient | Direct Linear Ambient Luminaires | Standard | FALSE | [9 empty] | 4/5/2016 | Dimmable | Continuous (Can dim down to ≤ 10% (W)) | No |  |  | 2046.87 | 115.64 | 17.7 | 19.78 | 0.91 | 4000 | 80
PU4NE9VZ | Acuity Brands Lighting | Holophane | HZL1D L24 1500LM FST MVOLT 40K 90 CRI XXXXXXX XXXX | Indoor Luminaires | Linear Ambient | Direct Linear Ambient Luminaires | Standard | FALSE | [9 empty] | 4/5/2016 | Dimmable | Continuous (Can dim down to ≤ 10% (W)) | No |  |  | 1703.48 | 96.24 | 17.7 | 19.78 | 0.91 | 4000 | 90
P14GK8DV | Acuity Brands Lighting | Holophane | HZL1D L24 1500LM FST MVOLT 50K 80 CRI XXXXXXX XXXX | Indoor Luminaires | Linear Ambient | Direct Linear Ambient Luminaires | Standard | FALSE | [9 empty] | 4/5/2016 | Dimmable | Continuous (Can dim down to ≤ 10% (W)) | No |  |  | 2141.13 | 120.97 | 17.7 | 19.78 | 0.91 | 5000 | 80
PWDVVDG9 | Acuity Brands Lighting | Holophane | HZL1D L24 1500LM FST MVOLT 50K 90 CRI XXXXXXX XXXX | Indoor Luminaires | Linear Ambient | Direct Linear Ambient Luminaires | Standard | FALSE | [9 empty] | 4/5/2016 | Dimmable | Continuous (Can dim down to ≤ 10% (W)) | No |  |  | 1723.68 | 97.38 | 17.7 | 19.78 | 0.91 | 5000 | 90
PJUXSSEY | Acuity Brands Lighting | Holophane | HZL1D L24 2500LM FST MVOLT 30K 80 CRI XXXXXXX XXXX | Indoor Luminaires | Linear Ambient | Direct Linear Ambient Luminaires | Standard | FALSE | [9 empty] | 4/5/2016 | Dimmable | Continuous (Can dim down to ≤ 10% (W)) | No |  |  | 2679.28 | 119.88 | 22.35 | 19.78 | 0.91 | 3000 | 80
PN1YTNPD | Acuity Brands Lighting | Holophane | HZL1D L24 2500LM FST MVOLT 30K 90 CRI XXXXXXX XXXX | Indoor Luminaires | Linear Ambient | Direct Linear Ambient Luminaires | Standard | FALSE | [9 empty] | 4/5/2016 | Dimmable | Continuous (Can dim down to ≤ 10% (W)) | No |  |  | 2162.18 | 96.74 | 22.35 | 19.78 | 0.91 | 3000 | 90
PKUMAGZ2 | Acuity Brands Lighting | Holophane | HZL1D L24 2500LM FST MVOLT 35K 80 CRI XXXXXXX XXXX | Indoor Luminaires | Linear Ambient | Direct Linear Ambient Luminaires | Standard | FALSE | [9 empty] | 4/5/2016 | Dimmable | Continuous (Can dim down to ≤ 10% (W)) | No |  |  | 2733.82 | 122.32 | 22.35 | 19.78 | 0.91 | 3500 | 80
PTYP7H33 | Acuity Brands Lighting | Holophane | HZL1D L24 2500LM FST MVOLT 35K 90 CRI XXXXXXX XXXX | Indoor Luminaires | Linear Ambient | Direct Linear Ambient Luminaires | Standard | FALSE | [9 empty] | 4/5/2016 | Dimmable | Continuous (Can dim down to ≤ 10% (W)) | No |  |  | 2245.09 | 100.45 | 22.35 | 19.78 | 0.91 | 3500 | 90
PW91QZRJ | Acuity Brands Lighting | Holophane | HZL1D L24 2500LM FST MVOLT 40K 80 CRI XXXXXXX XXXX | Indoor Luminaires | Linear Ambient | Direct Linear Ambient Luminaires | Standard | FALSE | [9 empty] | 4/5/2016 | Dimmable | Continuous (Can dim down to ≤ 10% (W)) | No |  |  | 2808 | 125.64 | 22.35 | 19.78 | 0.91 | 4000 | 80
PK1YTQAN | Acuity Brands Lighting | Holophane | HZL1D L24 2500LM FST MVOLT 40K 90 CRI XXXXXXX XXXX | Indoor Luminaires | Linear Ambient | Direct Linear Ambient Luminaires | Standard | FALSE | [9 empty] | 4/5/2016 | Dimmable | Continuous (Can dim down to ≤ 10% (W)) | No |  |  | 2310.55 | 103.38 | 22.35 | 19.78 | 0.91 | 4000 | 90
PDU2V1RM | Acuity Brands Lighting | Holophane | HZL1D L24 2500LM FST MVOLT 50K 80 CRI XXXXXXX XXXX | Indoor Luminaires | Linear Ambient | Direct Linear Ambient Luminaires | Standard | FALSE | [9 empty] | 4/5/2016 | Dimmable | Continuous (Can dim down to ≤ 10% (W)) | No |  |  | 2832 | 126.71 | 22.35 | 19.78 | 0.91 | 5000 | 80
PVJU6SG1 | Acuity Brands Lighting | Holophane | HZL1D L24 2500LM FST MVOLT 50K 90 CRI XXXXXXX XXXX | Indoor Luminaires | Linear Ambient | Direct Linear Ambient Luminaires | Standard | FALSE | [9 empty] | 4/5/2016 | Dimmable | Continuous (Can dim down to ≤ 10% (W)) | No |  |  | 2338.91 | 104.65 | 22.35 | 19.78 | 0.91 | 5000 | 90
P5HUHN51 | Acuity Brands Lighting | Holophane | HZL1D L24 3500LM FST MVOLT 30K 80 CRI XXXXXXX XXXX | Indoor Luminaires | Linear Ambient | Direct Linear Ambient Luminaires | Standard | FALSE | [9 empty] | 4/5/2016 | Dimmable | Continuous (Can dim down to ≤ 10% (W)) | No |  |  | 4209.65 | 108.44 | 38.82 | 19.78 | 0.91 | 3000 | 80
P18DY749 | Acuity Brands Lighting | Holophane | HZL1D L24 3500LM FST MVOLT 30K 90 CRI XXXXXXX XXXX | Indoor Luminaires | Linear Ambient | Direct Linear Ambient Luminaires | Standard | FALSE | [9 empty] | 4/5/2016 | Dimmable | Continuous (Can dim down to ≤ 10% (W)) | No |  |  | 3397.21 | 87.51 | 38.82 | 19.78 | 0.91 | 3000 | 90
P4YT3YQQ | Acuity Brands Lighting | Holophane | HZL1D L24 3500LM FST MVOLT 35K 80 CRI XXXXXXX XXXX | Indoor Luminaires | Linear Ambient | Direct Linear Ambient Luminaires | Standard | FALSE | [9 empty] | 4/5/2016 | Dimmable | Continuous (Can dim down to ≤ 10% (W)) | No |  |  | 4295.36 | 110.65 | 38.82 | 19.78 | 0.91 | 3500 | 80
PEXMTNSB | Acuity Brands Lighting | Holophane | HZL1D L24 3500LM FST MVOLT 35K 90 CRI XXXXXXX XXXX | Indoor Luminaires | Linear Ambient | Direct Linear Ambient Luminaires | Standard | FALSE | [9 empty] | 4/5/2016 | Dimmable | Continuous (Can dim down to ≤ 10% (W)) | No |  |  | 3527.47 | 90.87 | 38.82 | 19.78 | 0.91 | 3500 | 90
PZFTGJUQ | Acuity Brands Lighting | Holophane | HZL1D L24 3500LM FST MVOLT 40K 80 CRI XXXXXXX XXXX | Indoor Luminaires | Linear Ambient | Direct Linear Ambient Luminaires | Standard | FALSE | [9 empty] | 4/5/2016 | Dimmable | Continuous (Can dim down to ≤ 10% (W)) | No |  |  | 4411.91 | 113.65 | 38.82 | 19.78 | 0.91 | 4000 | 80
PSDJCFWN | Acuity Brands Lighting | Holophane | HZL1D L24 3500LM FST MVOLT 40K 90 CRI XXXXXXX XXXX | Indoor Luminaires | Linear Ambient | Direct Linear Ambient Luminaires | Standard | FALSE | [9 empty] | 4/5/2016 | Dimmable | Continuous (Can dim down to ≤ 10% (W)) | No |  |  | 3630.31 | 93.52 | 38.82 | 19.78 | 0.91 | 4000 | 90
PVX73WM1 | Acuity Brands Lighting | Holophane | HZL1D L24 3500LM FST MVOLT 50K 80 CRI XXXXXXX XXXX | Indoor Luminaires | Linear Ambient | Direct Linear Ambient Luminaires | Standard | FALSE | [9 empty] | 4/5/2016 | Dimmable | Continuous (Can dim down to ≤ 10% (W)) | No |  |  | 4449.62 | 114.62 | 38.82 | 19.78 | 0.91 | 5000 | 80
PWBD43M1 | Acuity Brands Lighting | Holophane | HZL1D L24 3500LM FST MVOLT 50K 90 CRI XXXXXXX XXXX | Indoor Luminaires | Linear Ambient | Direct Linear Ambient Luminaires | Standard | FALSE | [9 empty] | 4/5/2016 | Dimmable | Continuous (Can dim down to ≤ 10% (W)) | No |  |  | 3674.88 | 94.66 | 38.82 | 19.78 | 0.91 | 5000 | 90
PWH19PZA | Acuity Brands Lighting | Holophane | HZL1D L48 3000LM FST MVOLT 30K 80 CRI XXXXXXX XXXX | Indoor Luminaires | Linear Ambient | Direct Linear Ambient Luminaires | Standard | FALSE | [9 empty] | 4/5/2016 | Dimmable | Continuous (Can dim down to ≤ 10% (W)) | No |  |  | 3740.41 | 112.7 | 33.19 | 19.78 | 0.91 | 3000 | 80
P3WRYKUM | Acuity Brands Lighting | Holophane | HZL1D L48 3000LM FST MVOLT 30K 90 CRI XXXXXXX XXXX | Indoor Luminaires | Linear Ambient | Direct Linear Ambient Luminaires | Standard | FALSE | [9 empty] | 4/5/2016 | Dimmable | Continuous (Can dim down to ≤ 10% (W)) | No |  |  | 3074.31 | 92.63 | 33.19 | 19.78 | 0.91 | 3000 | 90
PUHZT3CU | Acuity Brands Lighting | Holophane | HZL1D L48 3000LM FST MVOLT 35K 80 CRI XXXXXXX XXXX | Indoor Luminaires | Linear Ambient | Direct Linear Ambient Luminaires | Standard | FALSE | [9 empty] | 4/5/2016 | Dimmable | Continuous (Can dim down to ≤ 10% (W)) | No |  |  | 3830.07 | 115.4 | 33.19 | 19.78 | 0.91 | 3500 | 80
PAPZ2EKD | Acuity Brands Lighting | Holophane | HZL1D L48 3000LM FST MVOLT 35K 90 CRI XXXXXXX XXXX | Indoor Luminaires | Linear Ambient | Direct Linear Ambient Luminaires | Standard | FALSE | [9 empty] | 4/5/2016 | Dimmable | Continuous (Can dim down to ≤ 10% (W)) | No |  |  | 3138.35 | 94.56 | 33.19 | 19.78 | 0.91 | 3500 | 90
PDQPSHZ6 | Acuity Brands Lighting | Holophane | HZL1D L48 3000LM FST MVOLT 40K 80 CRI XXXXXXX XXXX | Indoor Luminaires | Linear Ambient | Direct Linear Ambient Luminaires | Standard | FALSE | [9 empty] | 4/5/2016 | Dimmable | Continuous (Can dim down to ≤ 10% (W)) | No |  |  | 3894.12 | 117.33 | 33.19 | 19.78 | 0.91 | 4000 | 80
P6TC27M3 | Acuity Brands Lighting | Holophane | HZL1D L48 3000LM FST MVOLT 40K 90 CRI XXXXXXX XXXX | Indoor Luminaires | Linear Ambient | Direct Linear Ambient Luminaires | Standard | FALSE | [9 empty] | 4/5/2016 | Dimmable | Continuous (Can dim down to ≤ 10% (W)) | No |  |  | 3240.83 | 97.64 | 33.19 | 19.78 | 0.91 | 4000 | 90
PBREK2QB | Acuity Brands Lighting | Holophane | HZL1D L48 3000LM FST MVOLT 50K 80 CRI XXXXXXX XXXX | Indoor Luminaires | Linear Ambient | Direct Linear Ambient Luminaires | Standard | FALSE | [9 empty] | 4/5/2016 | Dimmable | Continuous (Can dim down to ≤ 10% (W)) | No |  |  | 4073.46 | 122.73 | 33.19 | 19.78 | 0.91 | 5000 | 80
P4PK9HFW | Acuity Brands Lighting | Holophane | HZL1D L48 3000LM FST MVOLT 50K 90 CRI XXXXXXX XXXX | Indoor Luminaires | Linear Ambient | Direct Linear Ambient Luminaires | Standard | FALSE | [9 empty] | 4/5/2016 | Dimmable | Continuous (Can dim down to ≤ 10% (W)) | No |  |  | 3279.26 | 98.8 | 33.19 | 19.78 | 0.91 | 5000 | 90
P4BHHP7Y | Acuity Brands Lighting | Holophane | HZL1D L48 5000LM FST MVOLT 30K 90 CRI XXXXXXX XXXX | Indoor Luminaires | Linear Ambient | Direct Linear Ambient Luminaires | Standard | FALSE | [9 empty] | 4/5/2016 | Dimmable | Continuous (Can dim down to ≤ 10% (W)) | No |  |  | 4232.82 | 101.38 | 41.75 | 19.78 | 0.91 | 3000 | 90
PFCGC5RY | Acuity Brands Lighting | Holophane | HZL1D L48 5000LM FST MVOLT 35K 90 CRI XXXXXXX XXXX | Indoor Luminaires | Linear Ambient | Direct Linear Ambient Luminaires | Standard | FALSE | [9 empty] | 4/5/2016 | Dimmable | Continuous (Can dim down to ≤ 10% (W)) | No |  |  | 4395.13 | 105.27 | 41.75 | 19.78 | 0.91 | 3500 | 90
PZW25128 | Acuity Brands Lighting | Holophane | HZL1D L48 5000LM FST MVOLT 40K 90 CRI XXXXXXX XXXX | Indoor Luminaires | Linear Ambient | Direct Linear Ambient Luminaires | Standard | FALSE | [9 empty] | 4/5/2016 | Dimmable | Continuous (Can dim down to ≤ 10% (W)) | No |  |  | 4523.26 | 108.34 | 41.75 | 19.78 | 0.91 | 4000 | 90
P8URP6BK | Acuity Brands Lighting | Holophane | HZL1D L48 5000LM FST MVOLT 50K 90 CRI XXXXXXX XXXX | Indoor Luminaires | Linear Ambient | Direct Linear Ambient Luminaires | Standard | FALSE | [9 empty] | 4/5/2016 | Dimmable | Continuous (Can dim down to ≤ 10% (W)) | No |  |  | 4578.79 | 109.67 | 41.75 | 19.78 | 0.91 | 5000 | 90
PACS9UKB | Acuity Brands Lighting | Holophane | HZL1N L24 1500LM FST MVOLT 30K 80 CRI XXXXXXX XXXX | Indoor Luminaires | Linear Ambient | Direct Linear Ambient Luminaires | Standard | FALSE | [9 empty] | 4/5/2016 | Dimmable | Continuous (Can dim down to ≤ 10% (W)) | No |  |  | 1735.59 | 97.51 | 17.8 | 19.78 | 0.91 | 3000 | 80
PS5TUQD5 | Acuity Brands Lighting | Holophane | HZL1N L24 1500LM FST MVOLT 35K 80 CRI XXXXXXX XXXX | Indoor Luminaires | Linear Ambient | Direct Linear Ambient Luminaires | Standard | FALSE | [9 empty] | 4/5/2016 | Dimmable | Continuous (Can dim down to ≤ 10% (W)) | No |  |  | 1777.2 | 99.84 | 17.8 | 19.78 | 0.91 | 3500 | 80
PP8H79PD | Acuity Brands Lighting | Holophane | HZL1N L24 1500LM FST MVOLT 40K 80 CRI XXXXXXX XXXX | Indoor Luminaires | Linear Ambient | Direct Linear Ambient Luminaires | Standard | FALSE | [9 empty] | 4/5/2016 | Dimmable | Continuous (Can dim down to ≤ 10% (W)) | No |  |  | 1806.92 | 101.51 | 17.8 | 19.78 | 0.91 | 4000 | 80
PARPFND8 | Acuity Brands Lighting | Lithonia Lighting | ZL1D L24 1500LM FST MVOLT 30K 80 CRI XXXXXXX XXXX | Indoor Luminaires | Linear Ambient | Direct Linear Ambient Luminaires | Standard | FALSE | [9 empty] | 4/5/2016 | Dimmable | Continuous (Can dim down to ≤ 10% (W)) | No |  |  | 1966.07 | 111.08 | 17.7 | 19.78 | 0.91 | 3000 | 80
PZRZMAW9 | Acuity Brands Lighting | Lithonia Lighting | ZL1D L24 1500LM FST MVOLT 30K 90 CRI XXXXXXX XXXX | Indoor Luminaires | Linear Ambient | Direct Linear Ambient Luminaires | Standard | FALSE | [9 empty] | 4/5/2016 | Dimmable | Continuous (Can dim down to ≤ 10% (W)) | No |  |  | 1615.95 | 91.3 | 17.7 | 19.78 | 0.91 | 3000 | 90
PP98KVB1 | Acuity Brands Lighting | Lithonia Lighting | ZL1D L24 1500LM FST MVOLT 35K 80 CRI XXXXXXX XXXX | Indoor Luminaires | Linear Ambient | Direct Linear Ambient Luminaires | Standard | FALSE | [9 empty] | 4/5/2016 | Dimmable | Continuous (Can dim down to ≤ 10% (W)) | No |  |  | 2013.2 | 113.74 | 17.7 | 19.78 | 0.91 | 3500 | 80
P66TMQUV | Acuity Brands Lighting | Lithonia Lighting | ZL1D L24 1500LM FST MVOLT 35K 90 CRI XXXXXXX XXXX | Indoor Luminaires | Linear Ambient | Direct Linear Ambient Luminaires | Standard | FALSE | [9 empty] | 4/5/2016 | Dimmable | Continuous (Can dim down to ≤ 10% (W)) | No |  |  | 1649.61 | 93.2 | 17.7 | 19.78 | 0.91 | 3500 | 90
PMBS5WF2 | Acuity Brands Lighting | Lithonia Lighting | ZL1D L24 1500LM FST MVOLT 40K 80 CRI XXXXXXX XXXX | Indoor Luminaires | Linear Ambient | Direct Linear Ambient Luminaires | Standard | FALSE | [9 empty] | 4/5/2016 | Dimmable | Continuous (Can dim down to ≤ 10% (W)) | No |  |  | 2046.87 | 115.64 | 17.7 | 19.78 | 0.91 | 4000 | 80
PKGQXV6B | Acuity Brands Lighting | Lithonia Lighting | ZL1D L24 1500LM FST MVOLT 40K 90 CRI XXXXXXX XXXX | Indoor Luminaires | Linear Ambient | Direct Linear Ambient Luminaires | Standard | FALSE | [9 empty] | 4/5/2016 | Dimmable | Continuous (Can dim down to ≤ 10% (W)) | No |  |  | 1703.48 | 96.24 | 17.7 | 19.78 | 0.91 | 4000 | 90
PK5A6QX9 | Acuity Brands Lighting | Lithonia Lighting | ZL1D L24 1500LM FST MVOLT 50K 80 CRI XXXXXXX XXXX | Indoor Luminaires | Linear Ambient | Direct Linear Ambient Luminaires | Standard | FALSE | [9 empty] | 4/5/2016 | Dimmable | Continuous (Can dim down to ≤ 10% (W)) | No |  |  | 2141.13 | 120.97 | 17.7 | 19.78 | 0.91 | 5000 | 80
P3828H3E | Acuity Brands Lighting | Lithonia Lighting | ZL1D L24 1500LM FST MVOLT 50K 90 CRI XXXXXXX XXXX | Indoor Luminaires | Linear Ambient | Direct Linear Ambient Luminaires | Standard | FALSE | [9 empty] | 4/5/2016 | Dimmable | Continuous (Can dim down to ≤ 10% (W)) | No |  |  | 1723.68 | 97.38 | 17.7 | 19.78 | 0.91 | 5000 | 90
PV648VNP | Acuity Brands Lighting | Lithonia Lighting | ZL1D L24 2500LM FST MVOLT 30K 80 CRI XXXXXXX XXXX | Indoor Luminaires | Linear Ambient | Direct Linear Ambient Luminaires | Standard | FALSE | [9 empty] | 4/5/2016 | Dimmable | Continuous (Can dim down to ≤ 10% (W)) | No |  |  | 2679.28 | 119.88 | 22.35 | 19.78 | 0.91 | 3000 | 80
PQHRPRHC | Acuity Brands Lighting | Lithonia Lighting | ZL1D L24 2500LM FST MVOLT 30K 90 CRI XXXXXXX XXXX | Indoor Luminaires | Linear Ambient | Direct Linear Ambient Luminaires | Standard | FALSE | [9 empty] | 4/5/2016 | Dimmable | Continuous (Can dim down to ≤ 10% (W)) | No |  |  | 2162.18 | 96.74 | 22.35 | 19.78 | 0.91 | 3000 | 90
P2UY9FZW | Acuity Brands Lighting | Lithonia Lighting | ZL1D L24 2500LM FST MVOLT 35K 80 CRI XXXXXXX XXXX | Indoor Luminaires | Linear Ambient | Direct Linear Ambient Luminaires | Standard | FALSE | [9 empty] | 4/5/2016 | Dimmable | Continuous (Can dim down to ≤ 10% (W)) | No |  |  | 2733.82 | 122.32 | 22.35 | 19.78 | 0.91 | 3500 | 80
PASR96VT | Acuity Brands Lighting | Lithonia Lighting | ZL1D L24 2500LM FST MVOLT 35K 90 CRI XXXXXXX XXXX | Indoor Luminaires | Linear Ambient | Direct Linear Ambient Luminaires | Standard | FALSE | [9 empty] | 4/5/2016 | Dimmable | Continuous (Can dim down to ≤ 10% (W)) | No |  |  | 2245.09 | 100.45 | 22.35 | 19.78 | 0.91 | 3500 | 90
PCZ7PNXZ | Acuity Brands Lighting | Lithonia Lighting | ZL1D L24 2500LM FST MVOLT 40K 80 CRI XXXXXXX XXXX | Indoor Luminaires | Linear Ambient | Direct Linear Ambient Luminaires | Standard | FALSE | [9 empty] | 4/5/2016 | Dimmable | Continuous (Can dim down to ≤ 10% (W)) | No |  |  | 2808 | 125.64 | 22.35 | 19.78 | 0.91 | 4000 | 80
PMVZATX5 | Acuity Brands Lighting | Lithonia Lighting | ZL1D L24 2500LM FST MVOLT 40K 90 CRI XXXXXXX XXXX | Indoor Luminaires | Linear Ambient | Direct Linear Ambient Luminaires | Standard | FALSE | [9 empty] | 4/5/2016 | Dimmable | Continuous (Can dim down to ≤ 10% (W)) | No |  |  | 2310.55 | 103.38 | 22.35 | 19.78 | 0.91 | 4000 | 90
PWVT9Q6B | Acuity Brands Lighting | Lithonia Lighting | ZL1D L24 2500LM FST MVOLT 50K 80 CRI XXXXXXX XXXX | Indoor Luminaires | Linear Ambient | Direct Linear Ambient Luminaires | Standard | FALSE | [9 empty] | 4/5/2016 | Dimmable | Continuous (Can dim down to ≤ 10% (W)) | No |  |  | 2832 | 126.71 | 22.35 | 19.78 | 0.91 | 5000 | 80
PQC9CDUV | Acuity Brands Lighting | Lithonia Lighting | ZL1D L24 2500LM FST MVOLT 50K 90 CRI XXXXXXX XXXX | Indoor Luminaires | Linear Ambient | Direct Linear Ambient Luminaires | Standard | FALSE | [9 empty] | 4/5/2016 | Dimmable | Continuous (Can dim down to ≤ 10% (W)) | No |  |  | 2338.91 | 104.65 | 22.35 | 19.78 | 0.91 | 5000 | 90
PQN8Y26M | Acuity Brands Lighting | Lithonia Lighting | ZL1D L24 3500LM FST MVOLT 30K 80 CRI XXXXXXX XXXX | Indoor Luminaires | Linear Ambient | Direct Linear Ambient Luminaires | Standard | FALSE | [9 empty] | 4/5/2016 | Dimmable | Continuous (Can dim down to ≤ 10% (W)) | No |  |  | 4209.65 | 108.44 | 38.82 | 19.78 | 0.91 | 3000 | 80
PTTADWPQ | Acuity Brands Lighting | Lithonia Lighting | ZL1D L24 3500LM FST MVOLT 30K 90 CRI XXXXXXX XXXX | Indoor Luminaires | Linear Ambient | Direct Linear Ambient Luminaires | Standard | FALSE | [9 empty] | 4/5/2016 | Dimmable | Continuous (Can dim down to ≤ 10% (W)) | No |  |  | 3397.21 | 87.51 | 38.82 | 19.78 | 0.91 | 3000 | 90
P898XB1P | Acuity Brands Lighting | Lithonia Lighting | ZL1D L24 3500LM FST MVOLT 35K 80 CRI XXXXXXX XXXX | Indoor Luminaires | Linear Ambient | Direct Linear Ambient Luminaires | Standard | FALSE | [9 empty] | 4/5/2016 | Dimmable | Continuous (Can dim down to ≤ 10% (W)) | No |  |  | 4295.36 | 110.65 | 38.82 | 19.78 | 0.91 | 3500 | 80
P689SZSX | Acuity Brands Lighting | Lithonia Lighting | ZL1D L24 3500LM FST MVOLT 35K 90 CRI XXXXXXX XXXX | Indoor Luminaires | Linear Ambient | Direct Linear Ambient Luminaires | Standard | FALSE | [9 empty] | 4/5/2016 | Dimmable | Continuous (Can dim down to ≤ 10% (W)) | No |  |  | 3527.47 | 90.87 | 38.82 | 19.78 | 0.91 | 3500 | 90
PW8KHCE7 | Acuity Brands Lighting | Lithonia Lighting | ZL1D L24 3500LM FST MVOLT 40K 80 CRI XXXXXXX XXXX | Indoor Luminaires | Linear Ambient | Direct Linear Ambient Luminaires | Standard | FALSE | [9 empty] | 4/5/2016 | Dimmable | Continuous (Can dim down to ≤ 10% (W)) | No |  |  | 4411.91 | 113.65 | 38.82 | 19.78 | 0.91 | 4000 | 80
PH1N12UC | Acuity Brands Lighting | Lithonia Lighting | ZL1D L24 3500LM FST MVOLT 40K 90 CRI XXXXXXX XXXX | Indoor Luminaires | Linear Ambient | Direct Linear Ambient Luminaires | Standard | FALSE | [9 empty] | 4/5/2016 | Dimmable | Continuous (Can dim down to ≤ 10% (W)) | No |  |  | 3630.31 | 93.52 | 38.82 | 19.78 | 0.91 | 4000 | 90
PBS64TWS | Acuity Brands Lighting | Lithonia Lighting | ZL1D L24 3500LM FST MVOLT 50K 80 CRI XXXXXXX XXXX | Indoor Luminaires | Linear Ambient | Direct Linear Ambient Luminaires | Standard | FALSE | [9 empty] | 4/5/2016 | Dimmable | Continuous (Can dim down to ≤ 10% (W)) | No |  |  | 4449.62 | 114.62 | 38.82 | 19.78 | 0.91 | 5000 | 80
PDAQB3FT | Acuity Brands Lighting | Lithonia Lighting | ZL1D L24 3500LM FST MVOLT 50K 90 CRI XXXXXXX XXXX | Indoor Luminaires | Linear Ambient | Direct Linear Ambient Luminaires | Standard | FALSE | [9 empty] | 4/5/2016 | Dimmable | Continuous (Can dim down to ≤ 10% (W)) | No |  |  | 3674.88 | 94.66 | 38.82 | 19.78 | 0.91 | 5000 | 90
PQ9GCPY6 | Acuity Brands Lighting | Lithonia Lighting | ZL1D L48 3000LM FST MVOLT 30K 80 CRI XXXXXXX XXXX | Indoor Luminaires | Linear Ambient | Direct Linear Ambient Luminaires | Standard | FALSE | [9 empty] | 4/5/2016 | Dimmable | Continuous (Can dim down to ≤ 10% (W)) | No |  |  | 3740.41 | 112.7 | 33.19 | 19.78 | 0.91 | 3000 | 80
PVZ5THT1 | Acuity Brands Lighting | Lithonia Lighting | ZL1D L48 3000LM FST MVOLT 30K 90 CRI XXXXXXX XXXX | Indoor Luminaires | Linear Ambient | Direct Linear Ambient Luminaires | Standard | FALSE | [9 empty] | 4/5/2016 | Dimmable | Continuous (Can dim down to ≤ 10% (W)) | No |  |  | 3074.31 | 92.63 | 33.19 | 19.78 | 0.91 | 3000 | 90
PHW7JGM5 | Acuity Brands Lighting | Lithonia Lighting | ZL1D L48 3000LM FST MVOLT 35K 80 CRI XXXXXXX XXXX | Indoor Luminaires | Linear Ambient | Direct Linear Ambient Luminaires | Standard | FALSE | [9 empty] | 4/5/2016 | Dimmable | Continuous (Can dim down to ≤ 10% (W)) | No |  |  | 3830.07 | 115.4 | 33.19 | 19.78 | 0.91 | 3500 | 80
PRDXF6FT | Acuity Brands Lighting | Lithonia Lighting | ZL1D L48 3000LM FST MVOLT 35K 90 CRI XXXXXXX XXXX | Indoor Luminaires | Linear Ambient | Direct Linear Ambient Luminaires | Standard | FALSE | [9 empty] | 4/5/2016 | Dimmable | Continuous (Can dim down to ≤ 10% (W)) | No |  |  | 3138.35 | 94.56 | 33.19 | 19.78 | 0.91 | 3500 | 90
P75FJ9P3 | Acuity Brands Lighting | Lithonia Lighting | ZL1D L48 3000LM FST MVOLT 40K 80 CRI XXXXXXX XXXX | Indoor Luminaires | Linear Ambient | Direct Linear Ambient Luminaires | Standard | FALSE | [9 empty] | 4/5/2016 | Dimmable | Continuous (Can dim down to ≤ 10% (W)) | No |  |  | 3894.12 | 117.33 | 33.19 | 19.78 | 0.91 | 4000 | 80
P1FXP5FR | Acuity Brands Lighting | Lithonia Lighting | ZL1D L48 3000LM FST MVOLT 40K 90 CRI XXXXXXX XXXX | Indoor Luminaires | Linear Ambient | Direct Linear Ambient Luminaires | Standard | FALSE | [9 empty] | 4/5/2016 | Dimmable | Continuous (Can dim down to ≤ 10% (W)) | No |  |  | 3240.83 | 97.64 | 33.19 | 19.78 | 0.91 | 4000 | 90
P3AKJC15 | Acuity Brands Lighting | Lithonia Lighting | ZL1D L48 3000LM FST MVOLT 50K 80 CRI XXXXXXX XXXX | Indoor Luminaires | Linear Ambient | Direct Linear Ambient Luminaires | Standard | FALSE | [9 empty] | 4/5/2016 | Dimmable | Continuous (Can dim down to ≤ 10% (W)) | No |  |  | 4073.46 | 122.73 | 33.19 | 19.78 | 0.91 | 5000 | 80
PQT2W4X9 | Acuity Brands Lighting | Lithonia Lighting | ZL1D L48 3000LM FST MVOLT 50K 90 CRI XXXXXXX XXXX | Indoor Luminaires | Linear Ambient | Direct Linear Ambient Luminaires | Standard | FALSE | [9 empty] | 4/5/2016 | Dimmable | Continuous (Can dim down to ≤ 10% (W)) | No |  |  | 3279.26 | 98.8 | 33.19 | 19.78 | 0.91 | 5000 | 90
P6U7TSPX | Acuity Brands Lighting | Lithonia Lighting | ZL1D L48 5000LM FST MVOLT 30K 90 CRI XXXXXXX XXXX | Indoor Luminaires | Linear Ambient | Direct Linear Ambient Luminaires | Standard | FALSE | [9 empty] | 4/5/2016 | Dimmable | Continuous (Can dim down to ≤ 10% (W)) | No |  |  | 4232.82 | 101.38 | 41.75 | 19.78 | 0.91 | 3000 | 90
P4YHJD8S | Acuity Brands Lighting | Lithonia Lighting | ZL1D L48 5000LM FST MVOLT 35K 90 CRI XXXXXXX XXXX | Indoor Luminaires | Linear Ambient | Direct Linear Ambient Luminaires | Standard | FALSE | [9 empty] | 4/5/2016 | Dimmable | Continuous (Can dim down to ≤ 10% (W)) | No |  |  | 4395.13 | 105.27 | 41.75 | 19.78 | 0.91 | 3500 | 90
PQJ6MEPY | Acuity Brands Lighting | Lithonia Lighting | ZL1D L48 5000LM FST MVOLT 40K 90 CRI XXXXXXX XXXX | Indoor Luminaires | Linear Ambient | Direct Linear Ambient Luminaires | Standard | FALSE | [9 empty] | 4/5/2016 | Dimmable | Continuous (Can dim down to ≤ 10% (W)) | No |  |  | 4523.26 | 108.34 | 41.75 | 19.78 | 0.91 | 4000 | 90
PCN63RXT | Acuity Brands Lighting | Lithonia Lighting | ZL1D L48 5000LM FST MVOLT 50K 90 CRI XXXXXXX XXXX | Indoor Luminaires | Linear Ambient | Direct Linear Ambient Luminaires | Standard | FALSE | [9 empty] | 4/5/2016 | Dimmable | Continuous (Can dim down to ≤ 10% (W)) | No |  |  | 4578.79 | 109.67 | 41.75 | 19.78 | 0.91 | 5000 | 90
PW15N248 | Acuity Brands Lighting | Lithonia Lighting | ZL1F L24 2250LM MDD MVOLT 50K 80 CRI XXXXXXX XXXX | Indoor Luminaires | Linear Ambient | Direct Linear Ambient Luminaires | Standard | FALSE | [9 empty] | 4/5/2016 | Dimmable | Continuous (Can dim down to ≤ 10% (W)) | No |  |  | 1894.6 | 84.09 | 22.53 | 19.78 | 0.91 | 5000 | 80
PMCA83N9 | Acuity Brands Lighting | Lithonia Lighting | ZL1F L48 3000LM MDD MVOLT 50K 80 CRI XXXXXXX XXXX | Indoor Luminaires | Linear Ambient | Direct Linear Ambient Luminaires | Standard | FALSE | [9 empty] | 4/5/2016 | Dimmable | Continuous (Can dim down to ≤ 10% (W)) | No |  |  | 2771.42 | 86.18 | 32.16 | 19.78 | 0.91 | 5000 | 80
PJ5JZJK3 | Acuity Brands Lighting | Lithonia Lighting | ZL1F L48 4500LM MDD MVOLT 30K 80 CRI XXXXXXX XXXX | Indoor Luminaires | Linear Ambient | Direct Linear Ambient Luminaires | Standard | FALSE | [9 empty] | 4/5/2016 | Dimmable | Continuous (Can dim down to ≤ 10% (W)) | No |  |  | 3646.08 | 87.46 | 41.69 | 19.78 | 0.91 | 3000 | 80
PGAZB2ET | Acuity Brands Lighting | Lithonia Lighting | ZL1F L48 4500LM MDD MVOLT 35K 80 CRI XXXXXXX XXXX | Indoor Luminaires | Linear Ambient | Direct Linear Ambient Luminaires | Standard | FALSE | [9 empty] | 4/5/2016 | Dimmable | Continuous (Can dim down to ≤ 10% (W)) | No |  |  | 3720.31 | 89.24 | 41.69 | 19.78 | 0.91 | 3500 | 80
PJVENDX4 | Acuity Brands Lighting | Lithonia Lighting | ZL1F L48 4500LM MDD MVOLT 40K 80 CRI XXXXXXX XXXX | Indoor Luminaires | Linear Ambient | Direct Linear Ambient Luminaires | Standard | FALSE | [9 empty] | 4/5/2016 | Dimmable | Continuous (Can dim down to ≤ 10% (W)) | No |  |  | 3821.26 | 91.66 | 41.69 | 19.78 | 0.91 | 4000 | 80
PTB9NVZ1 | Acuity Brands Lighting | Lithonia Lighting | ZL1F L48 4500LM MDD MVOLT 50K 80 CRI XXXXXXX XXXX | Indoor Luminaires | Linear Ambient | Direct Linear Ambient Luminaires | Standard | FALSE | [9 empty] | 4/5/2016 | Dimmable | Continuous (Can dim down to ≤ 10% (W)) | No |  |  | 3853.92 | 92.44 | 41.69 | 19.78 | 0.91 | 5000 | 80
PJ65XJTC | Acuity Brands Lighting | Lithonia Lighting | ZL1N L24 1500LM FST MVOLT 30K 80 CRI XXXXXXX XXXX | Indoor Luminaires | Linear Ambient | Direct Linear Ambient Luminaires | Standard | FALSE | [9 empty] | 4/5/2016 | Dimmable | Continuous (Can dim down to ≤ 10% (W)) | No |  |  | 1735.59 | 97.51 | 17.8 | 19.78 | 0.91 | 3000 | 80
PUPQTTCQ | Acuity Brands Lighting | Lithonia Lighting | ZL1N L24 1500LM FST MVOLT 35K 80 CRI XXXXXXX XXXX | Indoor Luminaires | Linear Ambient | Direct Linear Ambient Luminaires | Standard | FALSE | [9 empty] | 4/5/2016 | Dimmable | Continuous (Can dim down to ≤ 10% (W)) | No |  |  | 1777.2 | 99.84 | 17.8 | 19.78 | 0.91 | 3500 | 80
P1EKAYRC | Acuity Brands Lighting | Lithonia Lighting | ZL1N L24 1500LM FST MVOLT 40K 80 CRI XXXXXXX XXXX | Indoor Luminaires | Linear Ambient | Direct Linear Ambient Luminaires | Standard | FALSE | [9 empty] | 4/5/2016 | Dimmable | Continuous (Can dim down to ≤ 10% (W)) | No |  |  | 1806.92 | 101.51 | 17.8 | 19.78 | 0.91 | 4000 | 80
PS5WY1F1 | Acuity Brands Lighting | Lithonia Lighting | ZL1N L24 1500LM FST MVOLT 40K 90 CRI XXXXXXX XXXX | Indoor Luminaires | Linear Ambient | Direct Linear Ambient Luminaires | Standard | FALSE | [9 empty] | 4/5/2016 | Dimmable | Continuous (Can dim down to ≤ 10% (W)) | No |  |  | 1503.78 | 84.48 | 17.8 | 19.78 | 0.91 | 4000 | 90
P4KMYVB7 | Acuity Brands Lighting | Lithonia Lighting | ZL1N L24 1500LM FST MVOLT 50K 80 CRI XXXXXXX XXXX | Indoor Luminaires | Linear Ambient | Direct Linear Ambient Luminaires | Standard | FALSE | [9 empty] | 4/5/2016 | Dimmable | Continuous (Can dim down to ≤ 10% (W)) | No |  |  | 1890.13 | 106.19 | 17.8 | 19.78 | 0.91 | 5000 | 80
PD5PTXQ1 | Acuity Brands Lighting | Lithonia Lighting | ZL1N L24 1500LM FST MVOLT 50K 90 CRI XXXXXXX XXXX | Indoor Luminaires | Linear Ambient | Direct Linear Ambient Luminaires | Standard | FALSE | [9 empty] | 4/5/2016 | Dimmable | Continuous (Can dim down to ≤ 10% (W)) | No |  |  | 1521.62 | 85.48 | 17.8 | 19.78 | 0.91 | 5000 | 90
PFZ5WUQ3 | Acuity Brands Lighting | Lithonia Lighting | ZL1N L24 1500LM L/LENS MVOLT 30K 80 CRI XXXXXXX XXXX | Indoor Luminaires | Linear Ambient | Direct Linear Ambient Luminaires | Standard | FALSE | [9 empty] | 4/5/2016 | Dimmable | Continuous (Can dim down to ≤ 10% (W)) | No |  |  | 1883.06 | 105.79 | 17.8 | 19.78 | 0.91 | 3000 | 80
P6ZN6JY2 | Acuity Brands Lighting | Lithonia Lighting | ZL1N L24 1500LM L/LENS MVOLT 30K 90 CRI XXXXXXX XXXX | Indoor Luminaires | Linear Ambient | Direct Linear Ambient Luminaires | Standard | FALSE | [9 empty] | 4/5/2016 | Dimmable | Continuous (Can dim down to ≤ 10% (W)) | No |  |  | 1547.72 | 86.95 | 17.8 | 19.78 | 0.91 | 3000 | 90
PAJ9TMMZ | Acuity Brands Lighting | Lithonia Lighting | ZL1N L24 1500LM L/LENS MVOLT 35K 80 CRI XXXXXXX XXXX | Indoor Luminaires | Linear Ambient | Direct Linear Ambient Luminaires | Standard | FALSE | [9 empty] | 4/5/2016 | Dimmable | Continuous (Can dim down to ≤ 10% (W)) | No |  |  | 1928.2 | 108.33 | 17.8 | 19.78 | 0.91 | 3500 | 80
PDC47ASX | Acuity Brands Lighting | Lithonia Lighting | ZL1N L24 1500LM L/LENS MVOLT 35K 90 CRI XXXXXXX XXXX | Indoor Luminaires | Linear Ambient | Direct Linear Ambient Luminaires | Standard | FALSE | [9 empty] | 4/5/2016 | Dimmable | Continuous (Can dim down to ≤ 10% (W)) | No |  |  | 1579.96 | 88.76 | 17.8 | 19.78 | 0.91 | 3500 | 90
PK6TBANM | Acuity Brands Lighting | Lithonia Lighting | ZL1N L24 1500LM L/LENS MVOLT 40K 80 CRI XXXXXXX XXXX | Indoor Luminaires | Linear Ambient | Direct Linear Ambient Luminaires | Standard | FALSE | [9 empty] | 4/5/2016 | Dimmable | Continuous (Can dim down to ≤ 10% (W)) | No |  |  | 1960.44 | 110.14 | 17.8 | 19.78 | 0.91 | 4000 | 80
PF1CG288 | Acuity Brands Lighting | Lithonia Lighting | ZL1N L24 1500LM L/LENS MVOLT 40K 90 CRI XXXXXXX XXXX | Indoor Luminaires | Linear Ambient | Direct Linear Ambient Luminaires | Standard | FALSE | [9 empty] | 4/5/2016 | Dimmable | Continuous (Can dim down to ≤ 10% (W)) | No |  |  | 1631.55 | 91.66 | 17.8 | 19.78 | 0.91 | 4000 | 90
PW93MPEC | Acuity Brands Lighting | Lithonia Lighting | ZL1N L24 1500LM L/LENS MVOLT 50K 80 CRI XXXXXXX XXXX | Indoor Luminaires | Linear Ambient | Direct Linear Ambient Luminaires | Standard | FALSE | [9 empty] | 4/5/2016 | Dimmable | Continuous (Can dim down to ≤ 10% (W)) | No |  |  | 2050.73 | 115.21 | 17.8 | 19.78 | 0.91 | 5000 | 80
PWQ9KCAC | Acuity Brands Lighting | Lithonia Lighting | ZL1N L24 1500LM L/LENS MVOLT 50K 90 CRI XXXXXXX XXXX | Indoor Luminaires | Linear Ambient | Direct Linear Ambient Luminaires | Standard | FALSE | [9 empty] | 4/5/2016 | Dimmable | Continuous (Can dim down to ≤ 10% (W)) | No |  |  | 1650.9 | 92.75 | 17.8 | 19.78 | 0.91 | 5000 | 90
PWBZT7EW | Acuity Brands Lighting | Lithonia Lighting | ZL1N L24 2500LM FST MVOLT 30K 80 CRI XXXXXXX XXXX | Indoor Luminaires | Linear Ambient | Direct Linear Ambient Luminaires | Standard | FALSE | [9 empty] | 4/5/2016 | Dimmable | Continuous (Can dim down to ≤ 10% (W)) | No |  |  | 2365.19 | 105.83 | 22.35 | 19.78 | 0.91 | 3000 | 80
P345JKR5 | Acuity Brands Lighting | Lithonia Lighting | ZL1N L24 2500LM FST MVOLT 30K 90 CRI XXXXXXX XXXX | Indoor Luminaires | Linear Ambient | Direct Linear Ambient Luminaires | Standard | FALSE | [9 empty] | 4/5/2016 | Dimmable | Continuous (Can dim down to ≤ 10% (W)) | No |  |  | 1908.72 | 85.4 | 22.35 | 19.78 | 0.91 | 3000 | 90
PT6MVP2T | Acuity Brands Lighting | Lithonia Lighting | ZL1N L24 2500LM FST MVOLT 35K 80 CRI XXXXXXX XXXX | Indoor Luminaires | Linear Ambient | Direct Linear Ambient Luminaires | Standard | FALSE | [9 empty] | 4/5/2016 | Dimmable | Continuous (Can dim down to ≤ 10% (W)) | No |  |  | 2413.35 | 107.98 | 22.35 | 19.78 | 0.91 | 3500 | 80
PDAWXMUY | Acuity Brands Lighting | Lithonia Lighting | ZL1N L24 2500LM FST MVOLT 35K 90 CRI XXXXXXX XXXX | Indoor Luminaires | Linear Ambient | Direct Linear Ambient Luminaires | Standard | FALSE | [9 empty] | 4/5/2016 | Dimmable | Continuous (Can dim down to ≤ 10% (W)) | No |  |  | 1981.91 | 88.68 | 22.35 | 19.78 | 0.91 | 3500 | 90
PRT17MHU | Acuity Brands Lighting | Lithonia Lighting | ZL1N L24 2500LM FST MVOLT 40K 80 CRI XXXXXXX XXXX | Indoor Luminaires | Linear Ambient | Direct Linear Ambient Luminaires | Standard | FALSE | [9 empty] | 4/5/2016 | Dimmable | Continuous (Can dim down to ≤ 10% (W)) | No |  |  | 2478.83 | 110.91 | 22.35 | 19.78 | 0.91 | 4000 | 80
PYPY43N3 | Acuity Brands Lighting | Lithonia Lighting | ZL1N L24 2500LM FST MVOLT 40K 90 CRI XXXXXXX XXXX | Indoor Luminaires | Linear Ambient | Direct Linear Ambient Luminaires | Standard | FALSE | [9 empty] | 4/5/2016 | Dimmable | Continuous (Can dim down to ≤ 10% (W)) | No |  |  | 2039.69 | 91.26 | 22.35 | 19.78 | 0.91 | 4000 | 90
PF7BCZHC | Acuity Brands Lighting | Lithonia Lighting | ZL1N L24 2500LM FST MVOLT 50K 80 CRI XXXXXXX XXXX | Indoor Luminaires | Linear Ambient | Direct Linear Ambient Luminaires | Standard | FALSE | [9 empty] | 4/5/2016 | Dimmable | Continuous (Can dim down to ≤ 10% (W)) | No |  |  | 2500.02 | 111.86 | 22.35 | 19.78 | 0.91 | 5000 | 80
PUYZZJUT | Acuity Brands Lighting | Lithonia Lighting | ZL1N L24 2500LM FST MVOLT 50K 90 CRI XXXXXXX XXXX | Indoor Luminaires | Linear Ambient | Direct Linear Ambient Luminaires | Standard | FALSE | [9 empty] | 4/5/2016 | Dimmable | Continuous (Can dim down to ≤ 10% (W)) | No |  |  | 2064.73 | 92.38 | 22.35 | 19.78 | 0.91 | 5000 | 90
PAC6WW7M | Acuity Brands Lighting | Lithonia Lighting | ZL1N L24 2500LM L/LENS MVOLT 30K 80 CRI XXXXXXX XXXX | Indoor Luminaires | Linear Ambient | Direct Linear Ambient Luminaires | Standard | FALSE | [9 empty] | 4/5/2016 | Dimmable | Continuous (Can dim down to ≤ 10% (W)) | No |  |  | 2566.15 | 114.82 | 22.35 | 19.78 | 0.91 | 3000 | 80
PKEN9GK4 | Acuity Brands Lighting | Lithonia Lighting | ZL1N L24 2500LM L/LENS MVOLT 30K 90 CRI XXXXXXX XXXX | Indoor Luminaires | Linear Ambient | Direct Linear Ambient Luminaires | Standard | FALSE | [9 empty] | 4/5/2016 | Dimmable | Continuous (Can dim down to ≤ 10% (W)) | No |  |  | 2070.89 | 92.66 | 22.35 | 19.78 | 0.91 | 3000 | 90
PTX2VQZ7 | Acuity Brands Lighting | Lithonia Lighting | ZL1N L24 2500LM L/LENS MVOLT 35K 80 CRI XXXXXXX XXXX | Indoor Luminaires | Linear Ambient | Direct Linear Ambient Luminaires | Standard | FALSE | [9 empty] | 4/5/2016 | Dimmable | Continuous (Can dim down to ≤ 10% (W)) | No |  |  | 2618.4 | 117.15 | 22.35 | 19.78 | 0.91 | 3500 | 80
PDVUXMV7 | Acuity Brands Lighting | Lithonia Lighting | ZL1N L24 2500LM L/LENS MVOLT 35K 90 CRI XXXXXXX XXXX | Indoor Luminaires | Linear Ambient | Direct Linear Ambient Luminaires | Standard | FALSE | [9 empty] | 4/5/2016 | Dimmable | Continuous (Can dim down to ≤ 10% (W)) | No |  |  | 2150.3 | 96.21 | 22.35 | 19.78 | 0.91 | 3500 | 90
P5AGCYBY | Acuity Brands Lighting | Lithonia Lighting | ZL1N L24 2500LM L/LENS MVOLT 40K 80 CRI XXXXXXX XXXX | Indoor Luminaires | Linear Ambient | Direct Linear Ambient Luminaires | Standard | FALSE | [9 empty] | 4/5/2016 | Dimmable | Continuous (Can dim down to ≤ 10% (W)) | No |  |  | 2689.45 | 120.33 | 22.35 | 19.78 | 0.91 | 4000 | 80
PK3HGQS5 | Acuity Brands Lighting | Lithonia Lighting | ZL1N L24 2500LM L/LENS MVOLT 40K 90 CRI XXXXXXX XXXX | Indoor Luminaires | Linear Ambient | Direct Linear Ambient Luminaires | Standard | FALSE | [9 empty] | 4/5/2016 | Dimmable | Continuous (Can dim down to ≤ 10% (W)) | No |  |  | 2212.99 | 99.02 | 22.35 | 19.78 | 0.91 | 4000 | 90
P3YDS7JA | Acuity Brands Lighting | Lithonia Lighting | ZL1N L24 2500LM L/LENS MVOLT 50K 80 CRI XXXXXXX XXXX | Indoor Luminaires | Linear Ambient | Direct Linear Ambient Luminaires | Standard | FALSE | [9 empty] | 4/5/2016 | Dimmable | Continuous (Can dim down to ≤ 10% (W)) | No |  |  | 2712.43 | 121.36 | 22.35 | 19.78 | 0.91 | 5000 | 80
PB8D55V7 | Acuity Brands Lighting | Lithonia Lighting | ZL1N L24 2500LM L/LENS MVOLT 50K 90 CRI XXXXXXX XXXX | Indoor Luminaires | Linear Ambient | Direct Linear Ambient Luminaires | Standard | FALSE | [9 empty] | 4/5/2016 | Dimmable | Continuous (Can dim down to ≤ 10% (W)) | No |  |  | 2240.16 | 100.23 | 22.35 | 19.78 | 0.91 | 5000 | 90
PTM8JMPR | Acuity Brands Lighting | Lithonia Lighting | ZL1N L24 3500LM FST MVOLT 30K 80 CRI XXXXXXX XXXX | Indoor Luminaires | Linear Ambient | Direct Linear Ambient Luminaires | Standard | FALSE | [9 empty] | 4/5/2016 | Dimmable | Continuous (Can dim down to ≤ 10% (W)) | No |  |  | 3716.17 | 95.73 | 38.82 | 19.78 | 0.91 | 3000 | 80
PEE6THFH | Acuity Brands Lighting | Lithonia Lighting | ZL1N L24 3500LM FST MVOLT 40K 80 CRI XXXXXXX XXXX | Indoor Luminaires | Linear Ambient | Direct Linear Ambient Luminaires | Standard | FALSE | [9 empty] | 4/5/2016 | Dimmable | Continuous (Can dim down to ≤ 10% (W)) | No |  |  | 3894.72 | 100.33 | 38.82 | 19.78 | 0.91 | 4000 | 80
P5UP9HCM | Acuity Brands Lighting | Lithonia Lighting | ZL1N L24 3500LM FST MVOLT 50K 80 CRI XXXXXXX XXXX | Indoor Luminaires | Linear Ambient | Direct Linear Ambient Luminaires | Standard | FALSE | [9 empty] | 4/5/2016 | Dimmable | Continuous (Can dim down to ≤ 10% (W)) | No |  |  | 3928.01 | 101.19 | 38.82 | 19.78 | 0.91 | 5000 | 80
P6REPM73 | Acuity Brands Lighting | Lithonia Lighting | ZL1N L24 3500LM FST MVOLT 50K 90 CRI XXXXXXX XXXX | Indoor Luminaires | Linear Ambient | Direct Linear Ambient Luminaires | Standard | FALSE | [9 empty] | 4/5/2016 | Dimmable | Continuous (Can dim down to ≤ 10% (W)) | No |  |  | 3244.09 | 83.57 | 38.82 | 19.78 | 0.91 | 5000 | 90
PBCH4R22 | Acuity Brands Lighting | Lithonia Lighting | ZL1N L24 3500LM L/LENS MVOLT 30K 80 CRI XXXXXXX XXXX | Indoor Luminaires | Linear Ambient | Direct Linear Ambient Luminaires | Standard | FALSE | [9 empty] | 4/5/2016 | Dimmable | Continuous (Can dim down to ≤ 10% (W)) | No |  |  | 4031.92 | 103.86 | 38.82 | 19.78 | 0.91 | 3000 | 80
PRJ8DCPY | Acuity Brands Lighting | Lithonia Lighting | ZL1N L24 3500LM L/LENS MVOLT 30K 90 CRI XXXXXXX XXXX | Indoor Luminaires | Linear Ambient | Direct Linear Ambient Luminaires | Standard | FALSE | [9 empty] | 4/5/2016 | Dimmable | Continuous (Can dim down to ≤ 10% (W)) | No |  |  | 3253.77 | 83.82 | 38.82 | 19.78 | 0.91 | 3000 | 90
PUG8YD2G | Acuity Brands Lighting | Lithonia Lighting | ZL1N L24 3500LM L/LENS MVOLT 35K 80 CRI XXXXXXX XXXX | Indoor Luminaires | Linear Ambient | Direct Linear Ambient Luminaires | Standard | FALSE | [9 empty] | 4/5/2016 | Dimmable | Continuous (Can dim down to ≤ 10% (W)) | No |  |  | 4114 | 105.98 | 38.82 | 19.78 | 0.91 | 3500 | 80
PQ15WTVX | Acuity Brands Lighting | Lithonia Lighting | ZL1N L24 3500LM L/LENS MVOLT 35K 90 CRI XXXXXXX XXXX | Indoor Luminaires | Linear Ambient | Direct Linear Ambient Luminaires | Standard | FALSE | [9 empty] | 4/5/2016 | Dimmable | Continuous (Can dim down to ≤ 10% (W)) | No |  |  | 3378.54 | 87.03 | 38.82 | 19.78 | 0.91 | 3500 | 90
P6359SXC | Acuity Brands Lighting | Lithonia Lighting | ZL1N L24 3500LM L/LENS MVOLT 40K 80 CRI XXXXXXX XXXX | Indoor Luminaires | Linear Ambient | Direct Linear Ambient Luminaires | Standard | FALSE | [9 empty] | 4/5/2016 | Dimmable | Continuous (Can dim down to ≤ 10% (W)) | No |  |  | 4225.63 | 108.85 | 38.82 | 19.78 | 0.91 | 4000 | 80
PBYZ3QSP | Acuity Brands Lighting | Lithonia Lighting | ZL1N L24 3500LM L/LENS MVOLT 40K 90 CRI XXXXXXX XXXX | Indoor Luminaires | Linear Ambient | Direct Linear Ambient Luminaires | Standard | FALSE | [9 empty] | 4/5/2016 | Dimmable | Continuous (Can dim down to ≤ 10% (W)) | No |  |  | 3477.04 | 89.57 | 38.82 | 19.78 | 0.91 | 4000 | 90
PJR5FZYM | Acuity Brands Lighting | Lithonia Lighting | ZL1N L24 3500LM L/LENS MVOLT 50K 80 CRI XXXXXXX XXXX | Indoor Luminaires | Linear Ambient | Direct Linear Ambient Luminaires | Standard | FALSE | [9 empty] | 4/5/2016 | Dimmable | Continuous (Can dim down to ≤ 10% (W)) | No |  |  | 4261.75 | 109.78 | 38.82 | 19.78 | 0.91 | 5000 | 80
PHGZHEWX | Acuity Brands Lighting | Lithonia Lighting | ZL1N L24 3500LM L/LENS MVOLT 50K 90 CRI XXXXXXX XXXX | Indoor Luminaires | Linear Ambient | Direct Linear Ambient Luminaires | Standard | FALSE | [9 empty] | 4/5/2016 | Dimmable | Continuous (Can dim down to ≤ 10% (W)) | No |  |  | 3519.72 | 90.67 | 38.82 | 19.78 | 0.91 | 5000 | 90
PMNG8FDU | Acuity Brands Lighting | Lithonia Lighting | ZL1N L46 3000LM FST MVOLT 30K 80 CRI XXXXXXX XXXX | Indoor Luminaires | Linear Ambient | Direct Linear Ambient Luminaires | Standard | FALSE | [9 empty] | 4/5/2016 | Dimmable | Continuous (Can dim down to ≤ 10% (W)) | No |  |  | 3301.93 | 99.49 | 33.19 | 19.78 | 0.91 | 3000 | 80
PRCDV1VS | Acuity Brands Lighting | Lithonia Lighting | ZL1N L46 3000LM FST MVOLT 35K 80 CRI XXXXXXX XXXX | Indoor Luminaires | Linear Ambient | Direct Linear Ambient Luminaires | Standard | FALSE | [9 empty] | 4/5/2016 | Dimmable | Continuous (Can dim down to ≤ 10% (W)) | No |  |  | 3381.09 | 101.87 | 33.19 | 19.78 | 0.91 | 3500 | 80
PUJ6YK3E | Acuity Brands Lighting | Lithonia Lighting | ZL1N L46 3000LM FST MVOLT 35K 90 CRI XXXXXXX XXXX | Indoor Luminaires | Linear Ambient | Direct Linear Ambient Luminaires | Standard | FALSE | [9 empty] | 4/5/2016 | Dimmable | Continuous (Can dim down to ≤ 10% (W)) | No |  |  | 2770.46 | 83.47 | 33.19 | 19.78 | 0.91 | 3500 | 90
PKAR37KY | Acuity Brands Lighting | Lithonia Lighting | ZL1N L46 3000LM FST MVOLT 40K 80 CRI XXXXXXX XXXX | Indoor Luminaires | Linear Ambient | Direct Linear Ambient Luminaires | Standard | FALSE | [9 empty] | 4/5/2016 | Dimmable | Continuous (Can dim down to ≤ 10% (W)) | No |  |  | 3437.63 | 103.57 | 33.19 | 19.78 | 0.91 | 4000 | 80
PWE2NARZ | Acuity Brands Lighting | Lithonia Lighting | ZL1N L46 3000LM FST MVOLT 40K 90 CRI XXXXXXX XXXX | Indoor Luminaires | Linear Ambient | Direct Linear Ambient Luminaires | Standard | FALSE | [9 empty] | 4/5/2016 | Dimmable | Continuous (Can dim down to ≤ 10% (W)) | No |  |  | 2860.92 | 86.2 | 33.19 | 19.78 | 0.91 | 4000 | 90
PMS4HN44 | Acuity Brands Lighting | Lithonia Lighting | ZL1N L46 3000LM FST MVOLT 50K 80 CRI XXXXXXX XXXX | Indoor Luminaires | Linear Ambient | Direct Linear Ambient Luminaires | Standard | FALSE | [9 empty] | 4/5/2016 | Dimmable | Continuous (Can dim down to ≤ 10% (W)) | No |  |  | 3595.94 | 108.34 | 33.19 | 19.78 | 0.91 | 5000 | 80
PN2V8C5Z | Acuity Brands Lighting | Lithonia Lighting | ZL1N L46 3000LM FST MVOLT 50K 90 CRI XXXXXXX XXXX | Indoor Luminaires | Linear Ambient | Direct Linear Ambient Luminaires | Standard | FALSE | [9 empty] | 4/5/2016 | Dimmable | Continuous (Can dim down to ≤ 10% (W)) | No |  |  | 2894.84 | 87.22 | 33.19 | 19.78 | 0.91 | 5000 | 90
P74U44SB | Acuity Brands Lighting | Lithonia Lighting | ZL1N L46 3000LM L/LENS MVOLT 30K 80 CRI XXXXXXX XXXX | Indoor Luminaires | Linear Ambient | Direct Linear Ambient Luminaires | Standard | FALSE | [9 empty] | 4/5/2016 | Dimmable | Continuous (Can dim down to ≤ 10% (W)) | No |  |  | 3582.48 | 107.94 | 33.19 | 19.78 | 0.91 | 3000 | 80
PN2EH364 | Acuity Brands Lighting | Lithonia Lighting | ZL1N L46 3000LM L/LENS MVOLT 30K 90 CRI XXXXXXX XXXX | Indoor Luminaires | Linear Ambient | Direct Linear Ambient Luminaires | Standard | FALSE | [9 empty] | 4/5/2016 | Dimmable | Continuous (Can dim down to ≤ 10% (W)) | No |  |  | 2944.5 | 88.72 | 33.19 | 19.78 | 0.91 | 3000 | 90
P7MHZE2H | Acuity Brands Lighting | Lithonia Lighting | ZL1N L46 3000LM L/LENS MVOLT 35K 80 CRI XXXXXXX XXXX | Indoor Luminaires | Linear Ambient | Direct Linear Ambient Luminaires | Standard | FALSE | [9 empty] | 4/5/2016 | Dimmable | Continuous (Can dim down to ≤ 10% (W)) | No |  |  | 3668.36 | 110.53 | 33.19 | 19.78 | 0.91 | 3500 | 80
P3CR88M7 | Acuity Brands Lighting | Lithonia Lighting | ZL1N L46 3000LM L/LENS MVOLT 35K 90 CRI XXXXXXX XXXX | Indoor Luminaires | Linear Ambient | Direct Linear Ambient Luminaires | Standard | FALSE | [9 empty] | 4/5/2016 | Dimmable | Continuous (Can dim down to ≤ 10% (W)) | No |  |  | 3005.85 | 90.56 | 33.19 | 19.78 | 0.91 | 3500 | 90
PH554R9Z | Acuity Brands Lighting | Lithonia Lighting | ZL1N L46 3000LM L/LENS MVOLT 40K 80 CRI XXXXXXX XXXX | Indoor Luminaires | Linear Ambient | Direct Linear Ambient Luminaires | Standard | FALSE | [9 empty] | 4/5/2016 | Dimmable | Continuous (Can dim down to ≤ 10% (W)) | No |  |  | 3729.71 | 112.37 | 33.19 | 19.78 | 0.91 | 4000 | 80
PMGTG8Y8 | Acuity Brands Lighting | Lithonia Lighting | ZL1N L46 3000LM L/LENS MVOLT 40K 90 CRI XXXXXXX XXXX | Indoor Luminaires | Linear Ambient | Direct Linear Ambient Luminaires | Standard | FALSE | [9 empty] | 4/5/2016 | Dimmable | Continuous (Can dim down to ≤ 10% (W)) | No |  |  | 3104 | 93.52 | 33.19 | 19.78 | 0.91 | 4000 | 90
PZZ9U89R | Acuity Brands Lighting | Lithonia Lighting | ZL1N L46 3000LM L/LENS MVOLT 50K 80 CRI XXXXXXX XXXX | Indoor Luminaires | Linear Ambient | Direct Linear Ambient Luminaires | Standard | FALSE | [9 empty] | 4/5/2016 | Dimmable | Continuous (Can dim down to ≤ 10% (W)) | No |  |  | 3901.47 | 117.55 | 33.19 | 19.78 | 0.91 | 5000 | 80
PQNJ8DSE | Acuity Brands Lighting | Lithonia Lighting | ZL1N L46 3000LM L/LENS MVOLT 50K 90 CRI XXXXXXX XXXX | Indoor Luminaires | Linear Ambient | Direct Linear Ambient Luminaires | Standard | FALSE | [9 empty] | 4/5/2016 | Dimmable | Continuous (Can dim down to ≤ 10% (W)) | No |  |  | 3140.81 | 94.63 | 33.19 | 19.78 | 0.91 | 5000 | 90
P2D65EDD | Acuity Brands Lighting | Lithonia Lighting | ZL1N L46 5000LM FST MVOLT 30K 80 CRI XXXXXXX XXXX | Indoor Luminaires | Linear Ambient | Direct Linear Ambient Luminaires | Standard | FALSE | [9 empty] | 4/5/2016 | Dimmable | Continuous (Can dim down to ≤ 10% (W)) | No |  |  | 4630.24 | 110.9 | 41.75 | 19.78 | 0.91 | 3000 | 80
P6KQN7EV | Acuity Brands Lighting | Lithonia Lighting | ZL1N L46 5000LM FST MVOLT 30K 90 CRI XXXXXXX XXXX | Indoor Luminaires | Linear Ambient | Direct Linear Ambient Luminaires | Standard | FALSE | [9 empty] | 4/5/2016 | Dimmable | Continuous (Can dim down to ≤ 10% (W)) | No |  |  | 3736.62 | 89.5 | 41.75 | 19.78 | 0.91 | 3000 | 90
PE1SFCJC | Acuity Brands Lighting | Lithonia Lighting | ZL1N L46 5000LM FST MVOLT 35K 80 CRI XXXXXXX XXXX | Indoor Luminaires | Linear Ambient | Direct Linear Ambient Luminaires | Standard | FALSE | [9 empty] | 4/5/2016 | Dimmable | Continuous (Can dim down to ≤ 10% (W)) | No |  |  | 4724.51 | 113.16 | 41.75 | 19.78 | 0.91 | 3500 | 80
PNRPANS4 | Acuity Brands Lighting | Lithonia Lighting | ZL1N L46 5000LM FST MVOLT 35K 90 CRI XXXXXXX XXXX | Indoor Luminaires | Linear Ambient | Direct Linear Ambient Luminaires | Standard | FALSE | [9 empty] | 4/5/2016 | Dimmable | Continuous (Can dim down to ≤ 10% (W)) | No |  |  | 3879.9 | 92.93 | 41.75 | 19.78 | 0.91 | 3500 | 90
PTV6MTVV | Acuity Brands Lighting | Lithonia Lighting | ZL1N L46 5000LM FST MVOLT 40K 80 CRI XXXXXXX XXXX | Indoor Luminaires | Linear Ambient | Direct Linear Ambient Luminaires | Standard | FALSE | [9 empty] | 4/5/2016 | Dimmable | Continuous (Can dim down to ≤ 10% (W)) | No |  |  | 4852.71 | 116.23 | 41.75 | 19.78 | 0.91 | 4000 | 80
PDWM4V54 | Acuity Brands Lighting | Lithonia Lighting | ZL1N L46 5000LM FST MVOLT 40K 90 CRI XXXXXXX XXXX | Indoor Luminaires | Linear Ambient | Direct Linear Ambient Luminaires | Standard | FALSE | [9 empty] | 4/5/2016 | Dimmable | Continuous (Can dim down to ≤ 10% (W)) | No |  |  | 3993.02 | 95.64 | 41.75 | 19.78 | 0.91 | 4000 | 90
PPVGB55K | Acuity Brands Lighting | Lithonia Lighting | ZL1N L46 5000LM FST MVOLT 50K 80 CRI XXXXXXX XXXX | Indoor Luminaires | Linear Ambient | Direct Linear Ambient Luminaires | Standard | FALSE | [9 empty] | 4/5/2016 | Dimmable | Continuous (Can dim down to ≤ 10% (W)) | No |  |  | 4894.18 | 117.23 | 41.75 | 19.78 | 0.91 | 5000 | 80
PW22AGBP | Acuity Brands Lighting | Lithonia Lighting | ZL1N L46 5000LM FST MVOLT 50K 90 CRI XXXXXXX XXXX | Indoor Luminaires | Linear Ambient | Direct Linear Ambient Luminaires | Standard | FALSE | [9 empty] | 4/5/2016 | Dimmable | Continuous (Can dim down to ≤ 10% (W)) | No |  |  | 4042.04 | 96.82 | 41.75 | 19.78 | 0.91 | 5000 | 90
PYS53WKN | Acuity Brands Lighting | Lithonia Lighting | ZL1N L46 5000LM L/LENS MVOLT 30K 80 CRI XXXXXXX XXXX | Indoor Luminaires | Linear Ambient | Direct Linear Ambient Luminaires | Standard | FALSE | [9 empty] | 4/5/2016 | Dimmable | Continuous (Can dim down to ≤ 10% (W)) | No |  |  | 5023.65 | 120.33 | 41.75 | 19.78 | 0.91 | 3000 | 80
PZTAQVAA | Acuity Brands Lighting | Lithonia Lighting | ZL1N L46 5000LM L/LENS MVOLT 30K 90 CRI XXXXXXX XXXX | Indoor Luminaires | Linear Ambient | Direct Linear Ambient Luminaires | Standard | FALSE | [9 empty] | 4/5/2016 | Dimmable | Continuous (Can dim down to ≤ 10% (W)) | No |  |  | 4054.1 | 97.1 | 41.75 | 19.78 | 0.91 | 3000 | 90
PDFNTPH9 | Acuity Brands Lighting | Lithonia Lighting | ZL1N L46 5000LM L/LENS MVOLT 35K 90 CRI XXXXXXX XXXX | Indoor Luminaires | Linear Ambient | Direct Linear Ambient Luminaires | Standard | FALSE | [9 empty] | 4/5/2016 | Dimmable | Continuous (Can dim down to ≤ 10% (W)) | No |  |  | 4209.56 | 100.83 | 41.75 | 19.78 | 0.91 | 3500 | 90
P5G9TXT6 | Acuity Brands Lighting | Lithonia Lighting | ZL1N L46 5000LM L/LENS MVOLT 40K 90 CRI XXXXXXX XXXX | Indoor Luminaires | Linear Ambient | Direct Linear Ambient Luminaires | Standard | FALSE | [9 empty] | 4/5/2016 | Dimmable | Continuous (Can dim down to ≤ 10% (W)) | No |  |  | 4332.29 | 103.77 | 41.75 | 19.78 | 0.91 | 4000 | 90
P4EMKTGR | Acuity Brands Lighting | Lithonia Lighting | ZL1N L46 5000LM L/LENS MVOLT 50K 90 CRI XXXXXXX XXXX | Indoor Luminaires | Linear Ambient | Direct Linear Ambient Luminaires | Standard | FALSE | [9 empty] | 4/5/2016 | Dimmable | Continuous (Can dim down to ≤ 10% (W)) | No |  |  | 4385.47 | 105.04 | 41.75 | 19.78 | 0.91 | 5000 | 90
PDSA8URZ | Acuity Brands Lighting | Lithonia Lighting | ZL1N L48 3000LM FST MVOLT 30K 80 CRI XXXXXXX XXXX | Indoor Luminaires | Linear Ambient | Direct Linear Ambient Luminaires | Standard | FALSE | [9 empty] | 4/5/2016 | Dimmable | Continuous (Can dim down to ≤ 10% (W)) | No |  |  | 3301.93 | 99.49 | 33.19 | 19.78 | 0.91 | 3000 | 80
PCFWJ5JT | Acuity Brands Lighting | Lithonia Lighting | ZL1N L48 3000LM FST MVOLT 35K 80 CRI XXXXXXX XXXX | Indoor Luminaires | Linear Ambient | Direct Linear Ambient Luminaires | Standard | FALSE | [9 empty] | 4/5/2016 | Dimmable | Continuous (Can dim down to ≤ 10% (W)) | No |  |  | 3381.09 | 101.87 | 33.19 | 19.78 | 0.91 | 3500 | 80
PVPT33P3 | Acuity Brands Lighting | Lithonia Lighting | ZL1N L48 3000LM FST MVOLT 35K 90 CRI XXXXXXX XXXX | Indoor Luminaires | Linear Ambient | Direct Linear Ambient Luminaires | Standard | FALSE | [9 empty] | 4/5/2016 | Dimmable | Continuous (Can dim down to ≤ 10% (W)) | No |  |  | 2770.46 | 83.47 | 33.19 | 19.78 | 0.91 | 3500 | 90
PK6K92S5 | Acuity Brands Lighting | Lithonia Lighting | ZL1N L48 3000LM FST MVOLT 40K 80 CRI XXXXXXX XXXX | Indoor Luminaires | Linear Ambient | Direct Linear Ambient Luminaires | Standard | FALSE | [9 empty] | 4/5/2016 | Dimmable | Continuous (Can dim down to ≤ 10% (W)) | No |  |  | 3437.63 | 103.57 | 33.19 | 19.78 | 0.91 | 4000 | 80
PNZDC3VA | Acuity Brands Lighting | Lithonia Lighting | ZL1N L48 3000LM FST MVOLT 40K 90 CRI XXXXXXX XXXX | Indoor Luminaires | Linear Ambient | Direct Linear Ambient Luminaires | Standard | FALSE | [9 empty] | 4/5/2016 | Dimmable | Continuous (Can dim down to ≤ 10% (W)) | No |  |  | 2860.92 | 86.2 | 33.19 | 19.78 | 0.91 | 4000 | 90
PZNV53K3 | Acuity Brands Lighting | Lithonia Lighting | ZL1N L48 3000LM FST MVOLT 50K 80 CRI XXXXXXX XXXX | Indoor Luminaires | Linear Ambient | Direct Linear Ambient Luminaires | Standard | FALSE | [9 empty] | 4/5/2016 | Dimmable | Continuous (Can dim down to ≤ 10% (W)) | No |  |  | 3595.94 | 108.34 | 33.19 | 19.78 | 0.91 | 5000 | 80
PBNH2HPH | Acuity Brands Lighting | Lithonia Lighting | ZL1N L48 3000LM FST MVOLT 50K 90 CRI XXXXXXX XXXX | Indoor Luminaires | Linear Ambient | Direct Linear Ambient Luminaires | Standard | FALSE | [9 empty] | 4/5/2016 | Dimmable | Continuous (Can dim down to ≤ 10% (W)) | No |  |  | 2894.84 | 87.22 | 33.19 | 19.78 | 0.91 | 5000 | 90
P23SZ3X4 | Acuity Brands Lighting | Lithonia Lighting | ZL1N L48 3000LM L/LENS MVOLT 30K 80 CRI XXXXXXX XXXX | Indoor Luminaires | Linear Ambient | Direct Linear Ambient Luminaires | Standard | FALSE | [9 empty] | 4/5/2016 | Dimmable | Continuous (Can dim down to ≤ 10% (W)) | No |  |  | 3582.48 | 107.94 | 33.19 | 19.78 | 0.91 | 3000 | 80
PVZ8294Z | Acuity Brands Lighting | Lithonia Lighting | ZL1N L48 3000LM L/LENS MVOLT 30K 90 CRI XXXXXXX XXXX | Indoor Luminaires | Linear Ambient | Direct Linear Ambient Luminaires | Standard | FALSE | [9 empty] | 4/5/2016 | Dimmable | Continuous (Can dim down to ≤ 10% (W)) | No |  |  | 2944.5 | 88.72 | 33.19 | 19.78 | 0.91 | 3000 | 90
PSSGBZS6 | Acuity Brands Lighting | Lithonia Lighting | ZL1N L48 3000LM L/LENS MVOLT 35K 80 CRI XXXXXXX XXXX | Indoor Luminaires | Linear Ambient | Direct Linear Ambient Luminaires | Standard | FALSE | [9 empty] | 4/5/2016 | Dimmable | Continuous (Can dim down to ≤ 10% (W)) | No |  |  | 3668.36 | 110.53 | 33.19 | 19.78 | 0.91 | 3500 | 80
PA88ADAH | Acuity Brands Lighting | Lithonia Lighting | ZL1N L48 3000LM L/LENS MVOLT 35K 90 CRI XXXXXXX XXXX | Indoor Luminaires | Linear Ambient | Direct Linear Ambient Luminaires | Standard | FALSE | [9 empty] | 4/5/2016 | Dimmable | Continuous (Can dim down to ≤ 10% (W)) | No |  |  | 3005.85 | 90.56 | 33.19 | 19.78 | 0.91 | 3500 | 90
PTCHUCXW | Acuity Brands Lighting | Lithonia Lighting | ZL1N L48 3000LM L/LENS MVOLT 40K 80 CRI XXXXXXX XXXX | Indoor Luminaires | Linear Ambient | Direct Linear Ambient Luminaires | Standard | FALSE | [9 empty] | 4/5/2016 | Dimmable | Continuous (Can dim down to ≤ 10% (W)) | No |  |  | 3729.71 | 112.37 | 33.19 | 19.78 | 0.91 | 4000 | 80
P6XNA7FD | Acuity Brands Lighting | Lithonia Lighting | ZL1N L48 3000LM L/LENS MVOLT 40K 90 CRI XXXXXXX XXXX | Indoor Luminaires | Linear Ambient | Direct Linear Ambient Luminaires | Standard | FALSE | [9 empty] | 4/5/2016 | Dimmable | Continuous (Can dim down to ≤ 10% (W)) | No |  |  | 3104 | 93.52 | 33.19 | 19.78 | 0.91 | 4000 | 90
PXWC3RCV | Acuity Brands Lighting | Lithonia Lighting | ZL1N L48 3000LM L/LENS MVOLT 50K 80 CRI XXXXXXX XXXX | Indoor Luminaires | Linear Ambient | Direct Linear Ambient Luminaires | Standard | FALSE | [9 empty] | 4/5/2016 | Dimmable | Continuous (Can dim down to ≤ 10% (W)) | No |  |  | 3901.47 | 117.55 | 33.19 | 19.78 | 0.91 | 5000 | 80
P5AZU6M1 | Acuity Brands Lighting | Lithonia Lighting | ZL1N L48 3000LM L/LENS MVOLT 50K 90 CRI XXXXXXX XXXX | Indoor Luminaires | Linear Ambient | Direct Linear Ambient Luminaires | Standard | FALSE | [9 empty] | 4/5/2016 | Dimmable | Continuous (Can dim down to ≤ 10% (W)) | No |  |  | 3140.81 | 94.63 | 33.19 | 19.78 | 0.91 | 5000 | 90
P5TYYXVC | Acuity Brands Lighting | Lithonia Lighting | ZL1N L48 5000LM FST MVOLT 30K 80 CRI XXXXXXX XXXX | Indoor Luminaires | Linear Ambient | Direct Linear Ambient Luminaires | Standard | FALSE | [9 empty] | 4/5/2016 | Dimmable | Continuous (Can dim down to ≤ 10% (W)) | No |  |  | 4630.24 | 110.9 | 41.75 | 19.78 | 0.91 | 3000 | 80
PX1H7GDV | Acuity Brands Lighting | Lithonia Lighting | ZL1N L48 5000LM FST MVOLT 30K 90 CRI XXXXXXX XXXX | Indoor Luminaires | Linear Ambient | Direct Linear Ambient Luminaires | Standard | FALSE | [9 empty] | 4/5/2016 | Dimmable | Continuous (Can dim down to ≤ 10% (W)) | No |  |  | 3736.62 | 89.5 | 41.75 | 19.78 | 0.91 | 3000 | 90
P54B2M3P | Acuity Brands Lighting | Lithonia Lighting | ZL1N L48 5000LM FST MVOLT 35K 80 CRI XXXXXXX XXXX | Indoor Luminaires | Linear Ambient | Direct Linear Ambient Luminaires | Standard | FALSE | [9 empty] | 4/5/2016 | Dimmable | Continuous (Can dim down to ≤ 10% (W)) | No |  |  | 4724.51 | 113.16 | 41.75 | 19.78 | 0.91 | 3500 | 80
PM5HY7YY | Acuity Brands Lighting | Lithonia Lighting | ZL1N L48 5000LM FST MVOLT 35K 90 CRI XXXXXXX XXXX | Indoor Luminaires | Linear Ambient | Direct Linear Ambient Luminaires | Standard | FALSE | [9 empty] | 4/5/2016 | Dimmable | Continuous (Can dim down to ≤ 10% (W)) | No |  |  | 3879.9 | 92.93 | 41.75 | 19.78 | 0.91 | 3500 | 90
PBT9FK5A | Acuity Brands Lighting | Lithonia Lighting | ZL1N L48 5000LM FST MVOLT 40K 80 CRI XXXXXXX XXXX | Indoor Luminaires | Linear Ambient | Direct Linear Ambient Luminaires | Standard | FALSE | [9 empty] | 4/5/2016 | Dimmable | Continuous (Can dim down to ≤ 10% (W)) | No |  |  | 4852.71 | 116.23 | 41.75 | 19.78 | 0.91 | 4000 | 80
PDZMKWB9 | Acuity Brands Lighting | Lithonia Lighting | ZL1N L48 5000LM FST MVOLT 40K 90 CRI XXXXXXX XXXX | Indoor Luminaires | Linear Ambient | Direct Linear Ambient Luminaires | Standard | FALSE | [9 empty] | 4/5/2016 | Dimmable | Continuous (Can dim down to ≤ 10% (W)) | No |  |  | 3993.02 | 95.64 | 41.75 | 19.78 | 0.91 | 4000 | 90
P656J99A | Acuity Brands Lighting | Lithonia Lighting | ZL1N L48 5000LM FST MVOLT 50K 80 CRI XXXXXXX XXXX | Indoor Luminaires | Linear Ambient | Direct Linear Ambient Luminaires | Standard | FALSE | [9 empty] | 4/5/2016 | Dimmable | Continuous (Can dim down to ≤ 10% (W)) | No |  |  | 4894.18 | 117.23 | 41.75 | 19.78 | 0.91 | 5000 | 80
PFY2VUNU | Acuity Brands Lighting | Lithonia Lighting | ZL1N L48 5000LM FST MVOLT 50K 90 CRI XXXXXXX XXXX | Indoor Luminaires | Linear Ambient | Direct Linear Ambient Luminaires | Standard | FALSE | [9 empty] | 4/5/2016 | Dimmable | Continuous (Can dim down to ≤ 10% (W)) | No |  |  | 4042.04 | 96.82 | 41.75 | 19.78 | 0.91 | 5000 | 90
PYRA16PV | Acuity Brands Lighting | Lithonia Lighting | ZL1N L48 5000LM L/LENS MVOLT 30K 90 CRI XXXXXXX XXXX | Indoor Luminaires | Linear Ambient | Direct Linear Ambient Luminaires | Standard | FALSE | [9 empty] | 4/5/2016 | Dimmable | Continuous (Can dim down to ≤ 10% (W)) | No |  |  | 4054.1 | 97.1 | 41.75 | 19.78 | 0.91 | 3000 | 90
PHH16HU1 | Acuity Brands Lighting | Lithonia Lighting | ZL1N L48 5000LM L/LENS MVOLT 35K 90 CRI XXXXXXX XXXX | Indoor Luminaires | Linear Ambient | Direct Linear Ambient Luminaires | Standard | FALSE | [9 empty] | 4/5/2016 | Dimmable | Continuous (Can dim down to ≤ 10% (W)) | No |  |  | 4209.56 | 100.83 | 41.75 | 19.78 | 0.91 | 3500 | 90
PEZSZ2PR | Acuity Brands Lighting | Lithonia Lighting | ZL1N L48 5000LM L/LENS MVOLT 40K 90 CRI XXXXXXX XXXX | Indoor Luminaires | Linear Ambient | Direct Linear Ambient Luminaires | Standard | FALSE | [9 empty] | 4/5/2016 | Dimmable | Continuous (Can dim down to ≤ 10% (W)) | No |  |  | 4332.29 | 103.77 | 41.75 | 19.78 | 0.91 | 4000 | 90
PAMP7YY6 | Acuity Brands Lighting | Lithonia Lighting | ZL1N L48 5000LM L/LENS MVOLT 50K 90 CRI XXXXXXX XXXX | Indoor Luminaires | Linear Ambient | Direct Linear Ambient Luminaires | Standard | FALSE | [9 empty] | 4/5/2016 | Dimmable | Continuous (Can dim down to ≤ 10% (W)) | No |  |  | 4385.47 | 105.04 | 41.75 | 19.78 | 0.91 | 5000 | 90
PQZX7C5Q | Acuity Brands Lighting | Peerless | OPRS ST XXX 4FT 80CRI 40K 500LMF XXXX XXX XXX XXX XXXX [120V Only] | Indoor Luminaires | Linear Ambient | Direct Linear Ambient Luminaires | Standard | TRUE | 1982 | 90.3 | 21.95 | 2.843 | 0.98182 | 3886 | 83.71 | 5 | 50000 | 7/11/2016 | Dimmable | Continuous (Can dim down to ≤ 10% (W)) | No |  | 3.1 | 2075.13 | 92.8 | 22.36 | 2.843 | 0.9 | 4000 | 80
PQ7E3NPQ | Acuity Brands Lighting | Peerless | OPRS ST XXX 4FT 80CRI 30K 500LMF XXXX XXX XXX XXX XXXX [120V Only] | Indoor Luminaires | Linear Ambient | Direct Linear Ambient Luminaires | Standard | TRUE | 1894 | 86.21 | 21.97 | 2.843 | 0.98182 | 2968 | 82.96 | 5 | 50000 | 7/11/2016 | Dimmable | Continuous (Can dim down to ≤ 10% (W)) | No |  | 3.1 | 1980 | 88.55 | 22.36 | 2.843 | 0.9 | 3000 | 80
P3VQBQ5R | Acuity Brands Lighting | Peerless | OPRS ST XXX 4FT 80CRI 30K 800LMF XXXX XXX XXX XXX XXXX [120V Only] | Indoor Luminaires | Linear Ambient | Direct Linear Ambient Luminaires | Standard | TRUE | 2823 | 85.13 | 33.16 | 2.843 | 0.98182 | 2987 | 82.82 | 5 | 50000 | 7/11/2016 | Dimmable | Continuous (Can dim down to ≤ 10% (W)) | No |  | 3.1 | 2871.93 | 84.76 | 33.88 | 2.843 | 0.9 | 3000 | 80
PMBRZDM8 | Acuity Brands Lighting | Peerless | OPRS ST XXX 4FT 80CRI 35K 500LMF XXXX XXX XXX XXX XXXX [120V Only] | Indoor Luminaires | Linear Ambient | Direct Linear Ambient Luminaires | Standard | FALSE | [9 empty] | 7/11/2016 | Dimmable | Continuous (Can dim down to ≤ 10% (W)) | No |  |  | 2020.31 | 90.35 | 22.36 | 2.843 | 0.9 | 3500 | 80
P4QPVNZ2 | Acuity Brands Lighting | Peerless | OPRS ST XXX 4FT 80CRI 35K 800LMF XXXX XXX XXX XXX XXXX [120V Only] | Indoor Luminaires | Linear Ambient | Direct Linear Ambient Luminaires | Standard | FALSE | [9 empty] | 7/11/2016 | Dimmable | Continuous (Can dim down to ≤ 10% (W)) | No |  |  | 2930.4 | 86.49 | 33.88 | 2.843 | 0.9 | 3500 | 80
PCYATPNQ | Acuity Brands Lighting | Peerless | OPRS ST XXX 4FT 80CRI 40K 800LMF XXXX XXX XXX XXX XXXX [120V Only] | Indoor Luminaires | Linear Ambient | Direct Linear Ambient Luminaires | Standard | FALSE | [9 empty] | 7/11/2016 | Dimmable | Continuous (Can dim down to ≤ 10% (W)) | No |  |  | 3009.91 | 88.84 | 33.88 | 2.843 | 0.9 | 4000 | 80
PDHG9ZAZ | Acuity Brands Lighting | Peerless | OPRS ST XXX 8FT 80CRI 30K 500LMF XXXX XXX XXX XXX XXXX [120V Only] | Indoor Luminaires | Linear Ambient | Direct Linear Ambient Luminaires | Standard | FALSE | [9 empty] | 7/11/2016 | Dimmable | Continuous (Can dim down to ≤ 10% (W)) | No |  |  | 3960 | 88.55 | 44.72 | 2.843 | 0.9 | 3000 | 80
PMT2PHNV | Acuity Brands Lighting | Peerless | OPRS ST XXX 8FT 80CRI 30K 800LMF XXXX XXX XXX XXX XXXX [120V Only] | Indoor Luminaires | Linear Ambient | Direct Linear Ambient Luminaires | Standard | FALSE | [9 empty] | 7/11/2016 | Dimmable | Continuous (Can dim down to ≤ 10% (W)) | No |  |  | 5743.86 | 84.76 | 67.76 | 2.843 | 0.9 | 3000 | 80
PS2G9YXN | Acuity Brands Lighting | Peerless | OPRS ST XXX 8FT 80CRI 35K 500LMF XXXX XXX XXX XXX XXXX [120V Only] | Indoor Luminaires | Linear Ambient | Direct Linear Ambient Luminaires | Standard | FALSE | [9 empty] | 7/11/2016 | Dimmable | Continuous (Can dim down to ≤ 10% (W)) | No |  |  | 4040.62 | 90.35 | 44.72 | 2.843 | 0.9 | 3500 | 80
P52DN9BJ | Acuity Brands Lighting | Peerless | OPRS ST XXX 8FT 80CRI 35K 800LMF XXXX XXX XXX XXX XXXX [120V Only] | Indoor Luminaires | Linear Ambient | Direct Linear Ambient Luminaires | Standard | FALSE | [9 empty] | 7/11/2016 | Dimmable | Continuous (Can dim down to ≤ 10% (W)) | No |  |  | 5860.8 | 86.49 | 67.76 | 2.843 | 0.9 | 3500 | 80
PPQFZ9UZ | Acuity Brands Lighting | Peerless | OPRS ST XXX 8FT 80CRI 40K 500LMF XXXX XXX XXX XXX XXXX [120V Only] | Indoor Luminaires | Linear Ambient | Direct Linear Ambient Luminaires | Standard | FALSE | [9 empty] | 7/11/2016 | Dimmable | Continuous (Can dim down to ≤ 10% (W)) | No |  |  | 4150.26 | 92.8 | 44.72 | 2.843 | 0.9 | 4000 | 80
PGFWYZBD | Acuity Brands Lighting | Peerless | OPRS ST XXX 8FT 80CRI 40K 800LMF XXXX XXX XXX XXX XXXX [120V Only] | Indoor Luminaires | Linear Ambient | Direct Linear Ambient Luminaires | Standard | FALSE | [9 empty] | 7/11/2016 | Dimmable | Continuous (Can dim down to ≤ 10% (W)) | No |  |  | 6019.83 | 88.84 | 67.76 | 2.843 | 0.9 | 4000 | 80
P8E96C4N | Acuity Brands Lighting | Peerless | OPRS G XXX 4FT 80CRI 30K 500LMF XXXX XXX XXX XXX XXXX [120V Only] | Indoor Luminaires | Linear Ambient | Direct Linear Ambient Luminaires | Standard | FALSE | [9 empty] | 7/11/2016 | Dimmable | Continuous (Can dim down to ≤ 10% (W)) | No |  |  | 1988.92 | 88.95 | 22.36 | 2.843 | 0.9 | 3000 | 80
PY18UWDN | Acuity Brands Lighting | Peerless | OPRS G XXX 4FT 80CRI 30K 800LMF XXXX XXX XXX XXX XXXX [120V Only] | Indoor Luminaires | Linear Ambient | Direct Linear Ambient Luminaires | Standard | FALSE | [9 empty] | 7/11/2016 | Dimmable | Continuous (Can dim down to ≤ 10% (W)) | No |  |  | 2884.86 | 85.14 | 33.88 | 2.843 | 0.9 | 3000 | 80
P927EZSV | Acuity Brands Lighting | Peerless | OPRS G XXX 4FT 80CRI 35K 500LMF XXXX XXX XXX XXX XXXX [120V Only] | Indoor Luminaires | Linear Ambient | Direct Linear Ambient Luminaires | Standard | FALSE | [9 empty] | 7/11/2016 | Dimmable | Continuous (Can dim down to ≤ 10% (W)) | No |  |  | 2029.41 | 90.76 | 22.36 | 2.843 | 0.9 | 3500 | 80
P2NGG9PZ | Acuity Brands Lighting | Peerless | OPRS G XXX 4FT 80CRI 35K 800LMF XXXX XXX XXX XXX XXXX [120V Only] | Indoor Luminaires | Linear Ambient | Direct Linear Ambient Luminaires | Standard | FALSE | [9 empty] | 7/11/2016 | Dimmable | Continuous (Can dim down to ≤ 10% (W)) | No |  |  | 2943.6 | 86.88 | 33.88 | 2.843 | 0.9 | 3500 | 80
PS7813JV | Acuity Brands Lighting | Peerless | OPRS G XXX 4FT 80CRI 40K 500LMF XXXX XXX XXX XXX XXXX [120V Only] | Indoor Luminaires | Linear Ambient | Direct Linear Ambient Luminaires | Standard | FALSE | [9 empty] | 7/11/2016 | Dimmable | Continuous (Can dim down to ≤ 10% (W)) | No |  |  | 2084.48 | 93.22 | 22.36 | 2.843 | 0.9 | 4000 | 80
PGVHSRCB | Acuity Brands Lighting | Peerless | OPRS G XXX 4FT 80CRI 40K 800LMF XXXX XXX XXX XXX XXXX [120V Only] | Indoor Luminaires | Linear Ambient | Direct Linear Ambient Luminaires | Standard | FALSE | [9 empty] | 7/11/2016 | Dimmable | Continuous (Can dim down to ≤ 10% (W)) | No |  |  | 3023.47 | 89.24 | 33.88 | 2.843 | 0.9 | 4000 | 80
PKK4HU6D | Acuity Brands Lighting | Peerless | OPRS G XXX 8FT 80CRI 30K 500LMF XXXX XXX XXX XXX XXXX [120V Only] | Indoor Luminaires | Linear Ambient | Direct Linear Ambient Luminaires | Standard | FALSE | [9 empty] | 7/11/2016 | Dimmable | Continuous (Can dim down to ≤ 10% (W)) | No |  |  | 3977.84 | 88.95 | 44.72 | 2.843 | 0.9 | 3000 | 80
PFTBW96F | Acuity Brands Lighting | Peerless | OPRS G XXX 8FT 80CRI 30K 800LMF XXXX XXX XXX XXX XXXX [120V Only] | Indoor Luminaires | Linear Ambient | Direct Linear Ambient Luminaires | Standard | FALSE | [9 empty] | 7/11/2016 | Dimmable | Continuous (Can dim down to ≤ 10% (W)) | No |  |  | 5769.73 | 85.14 | 67.76 | 2.843 | 0.9 | 3000 | 80
P33YCQYG | Acuity Brands Lighting | Peerless | OPRS G XXX 8FT 80CRI 35K 500LMF XXXX XXX XXX XXX XXXX [120V Only] | Indoor Luminaires | Linear Ambient | Direct Linear Ambient Luminaires | Standard | FALSE | [9 empty] | 7/11/2016 | Dimmable | Continuous (Can dim down to ≤ 10% (W)) | No |  |  | 4058.82 | 90.76 | 44.72 | 2.843 | 0.9 | 3500 | 80
P4933532 | Acuity Brands Lighting | Peerless | OPRS G XXX 8FT 80CRI 35K 800LMF XXXX XXX XXX XXX XXXX [120V Only] | Indoor Luminaires | Linear Ambient | Direct Linear Ambient Luminaires | Standard | FALSE | [9 empty] | 7/11/2016 | Dimmable | Continuous (Can dim down to ≤ 10% (W)) | No |  |  | 5887.2 | 86.88 | 67.76 | 2.843 | 0.9 | 3500 | 80
PGZXHQUS | Acuity Brands Lighting | Peerless | OPRS G XXX 8FT 80CRI 40K 500LMF XXXX XXX XXX XXX XXXX [120V Only] | Indoor Luminaires | Linear Ambient | Direct Linear Ambient Luminaires | Standard | FALSE | [9 empty] | 7/11/2016 | Dimmable | Continuous (Can dim down to ≤ 10% (W)) | No |  |  | 4168.96 | 93.22 | 44.72 | 2.843 | 0.9 | 4000 | 80
PBN8RSVM | Acuity Brands Lighting | Peerless | OPRS G XXX 8FT 80CRI 40K 800LMF XXXX XXX XXX XXX XXXX [120V Only] | Indoor Luminaires | Linear Ambient | Direct Linear Ambient Luminaires | Standard | FALSE | [9 empty] | 7/11/2016 | Dimmable | Continuous (Can dim down to ≤ 10% (W)) | No |  |  | 6046.94 | 89.24 | 67.76 | 2.843 | 0.9 | 4000 | 80
PWFUAV8Z | Acuity Brands Lighting | Lithonia Lighting | MRSL L48 3000LM FST MVOLT 50K 80CRI XXXXX MS2 XXX WH XXXX | Indoor Luminaires | Linear Ambient | Direct Linear Ambient Luminaires | Standard | TRUE | 6056 | 123.29 | 49.12 | 17.614 | 0.94884 | 5085 | 81.58 | 5 | 50000 | 4/28/2016 | Not Dimmable | Not Dimmable | No |  | 3.1 | 6052.95 | 123.23 | 49.12 | 17.6 | 0.948 | 5000 | 80
PMX32SFY | Acuity Brands Lighting | Lithonia Lighting | MRSL L48 1500LM FST MVOLT 50K 80CRI XXXXX MS1 XXX WH XXXX | Indoor Luminaires | Linear Ambient | Direct Linear Ambient Luminaires | Standard | TRUE | 1437.44 | 122.75 | 11.71 | 12.612 | 0.89953 | 5031 | 81.8 | 5 | 50000 | 4/28/2016 | Not Dimmable | Not Dimmable | No |  | 3.1 | 1465 | 125.11 | 11.71 | 18.12 | 0.897 | 5000 | 80
PRCC9RS3 | Acuity Brands Lighting | Lithonia Lighting | MRSL L48 1500LM FST MVOLT 50K 80CRI XXXXX MS5 XXX WH XXXX | Indoor Luminaires | Linear Ambient | Direct Linear Ambient Luminaires | Standard | TRUE | 7355.51 | 138.97 | 52.93 | 21.199 | 0.88625 | 5013 | 81.6 | 5 | 50000 | 4/28/2016 | Not Dimmable | Not Dimmable | No |  | 3.1 | 7325 | 138.21 | 53 | 18.12 | 0.897 | 5000 | 80
PD5P6UU4 | Acuity Brands Lighting | Lithonia Lighting | MRSL L48 1500LM FST MVOLT 50K 80CRI XXXXX MS6 XXX WH XXXX | Indoor Luminaires | Linear Ambient | Direct Linear Ambient Luminaires | Standard | FALSE | [9 empty] | 4/28/2016 | Not Dimmable | Not Dimmable | No |  |  | 8790 | 137.34 | 64 | 18.12 | 0.897 | 5000 | 80
PZ7HNN6W | Acuity Brands Lighting | Lithonia Lighting | MRSL L48 1500LM FST MVOLT 50K 80CRI XXXXX MS7 XXX WH XXXX | Indoor Luminaires | Linear Ambient | Direct Linear Ambient Luminaires | Standard | FALSE | [9 empty] | 4/28/2016 | Not Dimmable | Not Dimmable | No |  |  | 10255 | 138.58 | 74 | 18.12 | 0.897 | 5000 | 80
PQSPWVE8 | Acuity Brands Lighting | Lithonia Lighting | MRSL L48 1500LM FST MVOLT 50K 80CRI XXXXX MS8 XXX WH XXXX | Indoor Luminaires | Linear Ambient | Direct Linear Ambient Luminaires | Standard | FALSE | [9 empty] | 4/28/2016 | Not Dimmable | Not Dimmable | No |  |  | 11720 | 137.88 | 85 | 18.12 | 0.897 | 5000 | 80
P25VRGXE | Acuity Brands Lighting | Lithonia Lighting | MRSL L48 1500LM FST MVOLT 50K 80CRI XXXXX MS9 XXX WH XXXX | Indoor Luminaires | Linear Ambient | Direct Linear Ambient Luminaires | Standard | FALSE | [9 empty] | 4/28/2016 | Not Dimmable | Not Dimmable | No |  |  | 13185 | 137.34 | 96 | 18.12 | 0.897 | 5000 | 80
P99127CY | Acuity Brands Lighting | Lithonia Lighting | MRSL L48 3000LM FST MVOLT 50K 80CRI XXXXX MS1 XXX WH XXXX | Indoor Luminaires | Linear Ambient | Direct Linear Ambient Luminaires | Standard | FALSE | [9 empty] | 4/28/2016 | Not Dimmable | Not Dimmable | No |  |  | 2736.62 | 125.42 | 21.82 | 17.46 | 0.897 | 5000 | 80
PWCB1HQ5 | Acuity Brands Lighting | Lithonia Lighting | MRSL L48 1500LM FST MVOLT 50K 80CRI XXXXX MS2 XXX WH XXXX | Indoor Luminaires | Linear Ambient | Direct Linear Ambient Luminaires | Standard | FALSE | [9 empty] | 4/28/2016 | Not Dimmable | Not Dimmable | No |  |  | 2930 | 139.52 | 21 | 18.12 | 0.897 | 5000 | 80
P3RURUD3 | Acuity Brands Lighting | Lithonia Lighting | MRSL L48 1500LM FST MVOLT 50K 80CRI XXXXX MS3 XXX WH XXXX | Indoor Luminaires | Linear Ambient | Direct Linear Ambient Luminaires | Standard | FALSE | [9 empty] | 4/28/2016 | Not Dimmable | Not Dimmable | No |  |  | 4395 | 138.77 | 31.67 | 18.12 | 0.897 | 5000 | 80
PP57FA8A | Acuity Brands Lighting | Lithonia Lighting | MRSL L48 1500LM FST MVOLT 50K 80CRI XXXXX MS4 XXX WH XXXX | Indoor Luminaires | Linear Ambient | Direct Linear Ambient Luminaires | Standard | FALSE | [9 empty] | 4/28/2016 | Not Dimmable | Not Dimmable | No |  |  | 5860 | 138.21 | 42.4 | 18.12 | 0.897 | 5000 | 80
PEUA7R4P | Acuity Brands Lighting | Holophane | EVT412000LMFSTMDXXXXXGZ1035K80CRI | Indoor Luminaires | Linear Ambient | Direct Linear Ambient Luminaires | Standard | FALSE | [9 empty] | 3/24/2016 | Dimmable | Continuous (Can dim down to ≤ 10% (W)) | Not Yet Verified |  |  | 9657.83 | 88.65 | 108.94 | 18.73 | 0.918 | 3485 | 83.56
PQ9V43P5 | Acuity Brands Lighting | Holophane | EVT412000LMFSTMDXXXXXGZ1040K80CRI | Indoor Luminaires | Linear Ambient | Direct Linear Ambient Luminaires | Standard | FALSE | [9 empty] | 3/24/2016 | Dimmable | Continuous (Can dim down to ≤ 10% (W)) | Not Yet Verified |  |  | 9675 | 88.81 | 108.94 | 18.73 | 0.918 | 4010 | 84.69
PPMFZKSH | Acuity Brands Lighting | Holophane | EVT412000LMFSTMDXXXXXGZ1050K80CRI | Indoor Luminaires | Linear Ambient | Direct Linear Ambient Luminaires | Standard | FALSE | [9 empty] | 3/24/2016 | Dimmable | Continuous (Can dim down to ≤ 10% (W)) | Not Yet Verified |  |  | 10542.05 | 96.8 | 108.9 | 18.73 | 0.918 | 5253 | 84.16
PB3UG1CC | Acuity Brands Lighting | Holophane | EVT412000LMFSTWDXXXXXGZ1035K80CRI | Indoor Luminaires | Linear Ambient | Direct Linear Ambient Luminaires | Standard | FALSE | [9 empty] | 3/24/2016 | Dimmable | Continuous (Can dim down to ≤ 10% (W)) | Not Yet Verified |  |  | 9544.03 | 89.16 | 107.04 | 18.73 | 0.918 | 3485 | 83.56
PBXJW8KB | Acuity Brands Lighting | Holophane | EVT412000LMFSTWDXXXXXGZ1040K80CRI | Indoor Luminaires | Linear Ambient | Direct Linear Ambient Luminaires | Standard | FALSE | [9 empty] | 3/24/2016 | Dimmable | Continuous (Can dim down to ≤ 10% (W)) | Not Yet Verified |  |  | 9561 | 86.93 | 109.98 | 18.73 | 0.918 | 4005 | 84.95
P4GGMWUF | Acuity Brands Lighting | Holophane | EVT412000LMFSTWDXXXXXGZ1050K80CRI | Indoor Luminaires | Linear Ambient | Direct Linear Ambient Luminaires | Standard | FALSE | [9 empty] | 3/24/2016 | Dimmable | Continuous (Can dim down to ≤ 10% (W)) | Not Yet Verified |  |  | 10417.84 | 95.66 | 108.9 | 18.73 | 0.918 | 5253 | 84.16
PWEECMWQ | Acuity Brands Lighting | Holophane | EVT412000LMPCLMDXXXXXGZ1035K80CRI | Indoor Luminaires | Linear Ambient | Direct Linear Ambient Luminaires | Standard | FALSE | [9 empty] | 3/24/2016 | Dimmable | Continuous (Can dim down to ≤ 10% (W)) | Not Yet Verified |  |  | 11250 | 105.1 | 107.04 | 18.73 | 0.918 | 3485 | 83.56
PZB7CZVD | Acuity Brands Lighting | Holophane | EVT412000LMPCLMDXXXXXGZ1040K80CRI | Indoor Luminaires | Linear Ambient | Direct Linear Ambient Luminaires | Standard | FALSE | [9 empty] | 3/24/2016 | Dimmable | Continuous (Can dim down to ≤ 10% (W)) | Not Yet Verified |  |  | 11270 | 105.3 | 107.03 | 18.73 | 0.918 | 4051 | 82.92
P2SZ11MN | Acuity Brands Lighting | Holophane | EVT412000LMPCLMDXXXXXGZ1050K80CRI | Indoor Luminaires | Linear Ambient | Direct Linear Ambient Luminaires | Standard | FALSE | [9 empty] | 3/24/2016 | Dimmable | Continuous (Can dim down to ≤ 10% (W)) | Not Yet Verified |  |  | 12280 | 112.76 | 108.9 | 18.73 | 0.918 | 5253 | 84.16
PNMG5C3U | Acuity Brands Lighting | Holophane | EVT412000LMPCLMDXXXXXGZ1040K90CRI | Indoor Luminaires | Linear Ambient | Direct Linear Ambient Luminaires | Standard | FALSE | [9 empty] | 3/24/2016 | Dimmable | Continuous (Can dim down to ≤ 10% (W)) | Not Yet Verified |  |  | 9259 | 85.04 | 108.88 | 18.73 | 0.918 | 4117 | 96.27
PE9NY8CQ | Acuity Brands Lighting | Holophane | EVT412000LMPCLMDXXXXXGZ1050K90CRI | Indoor Luminaires | Linear Ambient | Direct Linear Ambient Luminaires | Standard | FALSE | [9 empty] | 3/24/2016 | Dimmable | Continuous (Can dim down to ≤ 10% (W)) | Not Yet Verified |  |  | 9561 | 87.81 | 108.88 | 18.73 | 0.918 | 5293 | 96.72
PPJTCXC8 | Acuity Brands Lighting | Lithonia Lighting | STL420LXXXSLDLP830XXXXXXXXXXXXXXX | Indoor Luminaires | Linear Ambient | Direct Linear Ambient Luminaires | Standard | TRUE | 1965 | 99.75 | 19.7 | 16.91 | 0.88 | 3052 | 82.87 | 5 |  | 11/13/2014 | Dimmable | Stepped | Not Yet Verified |  | 2.1 | 1965 | 99.75 | 19.7 | 16.91 | 0.88 | 3052 | 82.87
PV13MUFR | Acuity Brands Lighting | Lithonia Lighting | STL420LXXXSLDLP835XXXXXXXXXXXXXXX | Indoor Luminaires | Linear Ambient | Direct Linear Ambient Luminaires | Standard | FALSE | [9 empty] | 11/13/2014 | Dimmable | Stepped | Not Yet Verified |  |  | 2063 | 104.73 | 19.7 | 16.91 | 0.88 | 3500 | 82.87
PQK5SGJ1 | Acuity Brands Lighting | Lithonia Lighting | STL420LXXXSLDLP840XXXXXXXXXXXXXXX | Indoor Luminaires | Linear Ambient | Direct Linear Ambient Luminaires | Standard | FALSE | [9 empty] | 11/13/2014 | Dimmable | Stepped | Not Yet Verified |  |  | 2166 | 109.97 | 19.7 | 16.91 | 0.88 | 4000 | 82.87
PNVSXUZ5 | Acuity Brands Lighting | Lithonia Lighting | STL420LXXXSLDLP850XXXXXXXXXXXXXXX | Indoor Luminaires | Linear Ambient | Direct Linear Ambient Luminaires | Standard | FALSE | [9 empty] | 11/13/2014 | Dimmable | Stepped | Not Yet Verified |  |  | 2209 | 112.19 | 19.69 | 16.91 | 0.88 | 4948 | 83.68
P8UPSXWA | Acuity Brands Lighting | Lithonia Lighting | STL420LXXX(EZ1 or EZB)LP830XXXXXXXXXXXXXXX | Indoor Luminaires | Linear Ambient | Direct Linear Ambient Luminaires | Standard | FALSE | [9 empty] | 11/13/2014 | Dimmable | Continuous (Can dim down to ≤ 10% (W)) | Not Yet Verified |  |  | 1965 | 99.75 | 19.7 | 16.91 | 0.88 | 3052 | 82.87
PMMKK1DR | Acuity Brands Lighting | Lithonia Lighting | STL420LXXX(EZ1 or EZB)LP835XXXXXXXXXXXXXXX | Indoor Luminaires | Linear Ambient | Direct Linear Ambient Luminaires | Standard | FALSE | [9 empty] | 11/13/2014 | Dimmable | Continuous (Can dim down to ≤ 10% (W)) | Not Yet Verified |  |  | 2063 | 104.73 | 19.7 | 16.91 | 0.88 | 3500 | 82.87
P5Y4VBQH | Acuity Brands Lighting | Lithonia Lighting | STL420LXXX(EZ1 or EZB)LP840XXXXXXXXXXXXXXX | Indoor Luminaires | Linear Ambient | Direct Linear Ambient Luminaires | Standard | FALSE | [9 empty] | 11/13/2014 | Dimmable | Continuous (Can dim down to ≤ 10% (W)) | Not Yet Verified |  |  | 2166 | 109.97 | 19.7 | 16.91 | 0.88 | 4000 | 82.87
PFJWQDFB | Acuity Brands Lighting | Lithonia Lighting | STL420LXXX(EZ1 or EZB)LP850XXXXXXXXXXXXXXX | Indoor Luminaires | Linear Ambient | Direct Linear Ambient Luminaires | Standard | FALSE | [9 empty] | 11/13/2014 | Dimmable | Continuous (Can dim down to ≤ 10% (W)) | Not Yet Verified |  |  | 2209 | 112.19 | 19.69 | 16.91 | 0.88 | 4948 | 83.68
PUY44TZ3 | Acuity Brands Lighting | Lithonia Lighting | LBL4-48L-XXX-EZ1-LP830-XXXXXXX-XXXXX | Indoor Luminaires | Linear Ambient | Direct Linear Ambient Luminaires | Premium | TRUE | 5103 | 107.3 | 47.56 | 22.9 | 0.9 | 3038 | 82.73 | 5 | 50000 | 3/23/2015 | Dimmable | Continuous (Can dim down to ≤ 10% (W)) | Yes |  | 3.1 | 5103 | 107 | 47.56 | 17.75 | 0.93 | 3038 | 83
PGEH9RH4 | Acuity Brands Lighting | Lithonia Lighting | LBL2-20L-XXX-EZ1-LP830-XXXXXXX-XXXXX | Indoor Luminaires | Linear Ambient | Direct Linear Ambient Luminaires | Standard | TRUE | 2200 | 99.19 | 22.18 | 24.04 | 0.898 | 3041 | 82.68 | 5 |  | 3/23/2015 | Dimmable | Continuous (Can dim down to ≤ 10% (W)) | Not Yet Verified |  | 2.1 | 2200 | 99 | 22.18 | 17.75 | 0.93 | 3041 | 83
PBC99WYQ | Acuity Brands Lighting | Lithonia Lighting | LBL4-40L-XXX-EZ1-LP850-XXXXXXX-XXXXX | Indoor Luminaires | Linear Ambient | Direct Linear Ambient Luminaires | Premium | TRUE | 4606 | 118.1 | 39 | 19.14 | 0.929 | 5086 | 82.88 | 5 |  | 3/23/2015 | Dimmable | Continuous (Can dim down to ≤ 10% (W)) | Yes |  | 3.1 | 4606 | 118 | 39 | 17.75 | 0.93 | 5086 | 83
PF1WKEUG | Acuity Brands Lighting | Lithonia Lighting | LBL4-72L-XXX-EZ1-LP830-XXXXXXX-XXXXX | Indoor Luminaires | Linear Ambient | Direct Linear Ambient Luminaires | Standard | TRUE | 7327 | 104.55 | 70.08 | 19.14 | 0.929 | 3043 | 83.32 | 5 |  | 3/23/2015 | Dimmable | Continuous (Can dim down to ≤ 10% (W)) | Not Yet Verified |  | 2.1 | 7223 | 103 | 70.21 | 17.75 | 0.93 | 3041 | 83
PW6K6SHM | Acuity Brands Lighting | Lithonia Lighting | LBL2-20L-XXX-SLD-LP830-XXXXXXX-XXXXX | Indoor Luminaires | Linear Ambient | Direct Linear Ambient Luminaires | Standard | FALSE | [9 empty] | 3/23/2015 | Dimmable | Stepped | Not Yet Verified |  |  | 2200 | 99 | 22.18 | 17.75 | 0.93 | 3041 | 83
P7UWMNHF | Acuity Brands Lighting | Lithonia Lighting | LBL2-20L-XXX-EOHN-LP830-XXXXXXX-XXXXX | Indoor Luminaires | Linear Ambient | Direct Linear Ambient Luminaires | Standard | FALSE | [9 empty] | 3/23/2015 | Not Dimmable | Not Dimmable | Not Yet Verified |  |  | 2200 | 99 | 22.18 | 17.75 | 0.93 | 3041 | 83
P5EAFDF1 | Acuity Brands Lighting | Lithonia Lighting | LBL2-20L-XXX-EZ1-LP835-XXXXXXX-XXXXX | Indoor Luminaires | Linear Ambient | Direct Linear Ambient Luminaires | Standard | FALSE | [9 empty] | 3/23/2015 | Dimmable | Continuous (Can dim down to ≤ 10% (W)) | Not Yet Verified |  |  | 2246 | 100 | 22.455 | 17.75 | 0.93 | 3500 | 83
P7HQ11UD | Acuity Brands Lighting | Lithonia Lighting | LBL2-20L-XXX-SLD-LP835-XXXXXXX-XXXXX | Indoor Luminaires | Linear Ambient | Direct Linear Ambient Luminaires | Standard | FALSE | [9 empty] | 3/23/2015 | Dimmable | Stepped | Not Yet Verified |  |  | 2246 | 100 | 22.455 | 17.75 | 0.93 | 3500 | 83
PZG8DZSW | Acuity Brands Lighting | Lithonia Lighting | LBL2-20L-XXX-EOHN-LP835-XXXXXXX-XXXXX | Indoor Luminaires | Linear Ambient | Direct Linear Ambient Luminaires | Standard | FALSE | [9 empty] | 3/23/2015 | Not Dimmable | Not Dimmable | Not Yet Verified |  |  | 2246 | 100 | 22.455 | 17.75 | 0.93 | 3500 | 83
PJ7D8ASE | Acuity Brands Lighting | Lithonia Lighting | LBL2-XXX-LP835 | Indoor Luminaires | Linear Ambient | Direct Linear Ambient Luminaires | Standard | FALSE | [9 empty] | 3/23/2015 | Not Dimmable | Not Dimmable | Not Yet Verified |  |  | 2246 | 100 | 22.455 | 17.75 | 0.93 | 3500 | 83
PUPXHQJK | Acuity Brands Lighting | Lithonia Lighting | LBL2-20L-XXX-EZ1-LP840-XXXXXXX-XXXXX | Indoor Luminaires | Linear Ambient | Direct Linear Ambient Luminaires | Standard | FALSE | [9 empty] | 3/23/2015 | Dimmable | Continuous (Can dim down to ≤ 10% (W)) | Not Yet Verified |  |  | 2264 | 101 | 22.455 | 17.75 | 0.93 | 4000 | 83
PWWEAPSY | Acuity Brands Lighting | Lithonia Lighting | LBL2-20L-XXX-SLD-LP840-XXXXXXX-XXXXX | Indoor Luminaires | Linear Ambient | Direct Linear Ambient Luminaires | Standard | FALSE | [9 empty] | 3/23/2015 | Dimmable | Stepped | Not Yet Verified |  |  | 2264 | 101 | 22.455 | 17.75 | 0.93 | 4000 | 83
PX6F2ZGG | Acuity Brands Lighting | Lithonia Lighting | LBL2-20L-XXX-EOHN-LP840-XXXXXXX-XXXXX | Indoor Luminaires | Linear Ambient | Direct Linear Ambient Luminaires | Standard | FALSE | [9 empty] | 3/23/2015 | Not Dimmable | Not Dimmable | Not Yet Verified |  |  | 2264 | 101 | 22.455 | 17.75 | 0.93 | 4000 | 83
PMXHX2UW | Acuity Brands Lighting | Lithonia Lighting | LBL2-XXX-LP840 | Indoor Luminaires | Linear Ambient | Direct Linear Ambient Luminaires | Standard | FALSE | [9 empty] | 3/23/2015 | Not Dimmable | Not Dimmable | Not Yet Verified |  |  | 2264 | 101 | 22.455 | 17.75 | 0.93 | 4000 | 83
PG7HDZWP | Acuity Brands Lighting | Lithonia Lighting | LBL2-20L-XXX-EZ1-LP850-XXXXXXX-XXXXX | Indoor Luminaires | Linear Ambient | Direct Linear Ambient Luminaires | Standard | FALSE | [9 empty] | 3/23/2015 | Dimmable | Continuous (Can dim down to ≤ 10% (W)) | Not Yet Verified |  |  | 2345 | 103 | 22.73 | 17.75 | 0.93 | 5047 | 83
P52SMJ4D | Acuity Brands Lighting | Lithonia Lighting | LBL2-20L-XXX-SLD-LP850-XXXXXXX-XXXXX | Indoor Luminaires | Linear Ambient | Direct Linear Ambient Luminaires | Standard | FALSE | [9 empty] | 3/23/2015 | Dimmable | Stepped | Not Yet Verified |  |  | 2345 | 103 | 22.73 | 17.75 | 0.93 | 5047 | 83
PW3CMA7X | Acuity Brands Lighting | Lithonia Lighting | LBL2-20L-XXX-EOHN-LP850-XXXXXXX-XXXXX | Indoor Luminaires | Linear Ambient | Direct Linear Ambient Luminaires | Standard | FALSE | [9 empty] | 3/23/2015 | Not Dimmable | Not Dimmable | Not Yet Verified |  |  | 2345 | 103 | 22.73 | 17.75 | 0.93 | 5047 | 83
PB8FKJ7G | Acuity Brands Lighting | Lithonia Lighting | SBL2-20L-XXX-EZ1-LP830-XXXXXXX-XXXXX | Indoor Luminaires | Linear Ambient | Direct Linear Ambient Luminaires | Standard | FALSE | [9 empty] | 3/23/2015 | Dimmable | Continuous (Can dim down to ≤ 10% (W)) | Not Yet Verified |  |  | 2359 | 103 | 22.8 | 17.75 | 0.93 | 3061 | 83
P1QWXZZQ | Acuity Brands Lighting | Lithonia Lighting | SBL2-20L-XXX-SLD-LP830-XXXXXXX-XXXXX | Indoor Luminaires | Linear Ambient | Direct Linear Ambient Luminaires | Standard | FALSE | [9 empty] | 3/23/2015 | Dimmable | Stepped | Not Yet Verified |  |  | 2359 | 103 | 22.8 | 17.75 | 0.93 | 3061 | 83
PY77Z5K3 | Acuity Brands Lighting | Lithonia Lighting | SBL2-20L-XXX-EOHN-LP830-XXXXXXX-XXXXX | Indoor Luminaires | Linear Ambient | Direct Linear Ambient Luminaires | Standard | FALSE | [9 empty] | 3/23/2015 | Not Dimmable | Not Dimmable | Not Yet Verified |  |  | 2359 | 103 | 22.8 | 17.75 | 0.93 | 3061 | 83
PDYRQPDZ | Acuity Brands Lighting | Lithonia Lighting | SBL2-20L-XXX-EZ1-LP835-XXXXXXX-XXXXX | Indoor Luminaires | Linear Ambient | Direct Linear Ambient Luminaires | Standard | FALSE | [9 empty] | 3/23/2015 | Dimmable | Continuous (Can dim down to ≤ 10% (W)) | Not Yet Verified |  |  | 2408 | 106 | 22.75 | 17.75 | 0.93 | 3500 | 83
P4EM2X9E | Acuity Brands Lighting | Lithonia Lighting | SBL2-20L-XXX-SLD-LP835-XXXXXXX-XXXXX | Indoor Luminaires | Linear Ambient | Direct Linear Ambient Luminaires | Standard | FALSE | [9 empty] | 3/23/2015 | Dimmable | Stepped | Not Yet Verified |  |  | 2408 | 106 | 22.75 | 17.75 | 0.93 | 3500 | 83
P9B3QYFD | Acuity Brands Lighting | Lithonia Lighting | SBL2-20L-XXX-EOHN-LP835-XXXXXXX-XXXXX | Indoor Luminaires | Linear Ambient | Direct Linear Ambient Luminaires | Standard | FALSE | [9 empty] | 3/23/2015 | Not Dimmable | Not Dimmable | Not Yet Verified |  |  | 2408 | 106 | 22.75 | 17.75 | 0.93 | 3500 | 83
PN6YVDZ8 | Acuity Brands Lighting | Lithonia Lighting | SBL2-XXX-LP835 | Indoor Luminaires | Linear Ambient | Direct Linear Ambient Luminaires | Standard | FALSE | [9 empty] | 3/23/2015 | Not Dimmable | Not Dimmable | Not Yet Verified |  |  | 2408 | 106 | 22.75 | 17.75 | 0.93 | 3500 | 83
P6FWEX48 | Acuity Brands Lighting | Lithonia Lighting | SBL2-20L-XXX-EZ1-LP840-XXXXXXX-XXXXX | Indoor Luminaires | Linear Ambient | Direct Linear Ambient Luminaires | Standard | FALSE | [9 empty] | 3/23/2015 | Dimmable | Continuous (Can dim down to ≤ 10% (W)) | Not Yet Verified |  |  | 2427 | 107 | 22.75 | 17.75 | 0.93 | 4000 | 83
PJZ654T7 | Acuity Brands Lighting | Lithonia Lighting | SBL2-20L-XXX-SLD-LP840-XXXXXXX-XXXXX | Indoor Luminaires | Linear Ambient | Direct Linear Ambient Luminaires | Standard | FALSE | [9 empty] | 3/23/2015 | Dimmable | Stepped | Not Yet Verified |  |  | 2427 | 107 | 22.75 | 17.75 | 0.93 | 4000 | 83
PKJ5C1JZ | Acuity Brands Lighting | Lithonia Lighting | SBL2-20L-XXX-EOHN-LP840-XXXXXXX-XXXXX | Indoor Luminaires | Linear Ambient | Direct Linear Ambient Luminaires | Standard | FALSE | [9 empty] | 3/23/2015 | Not Dimmable | Not Dimmable | Not Yet Verified |  |  | 2427 | 107 | 22.75 | 17.75 | 0.93 | 4000 | 83
P5DJGDY1 | Acuity Brands Lighting | Lithonia Lighting | SBL2-XXX-LP840 | Indoor Luminaires | Linear Ambient | Direct Linear Ambient Luminaires | Standard | FALSE | [9 empty] | 3/23/2015 | Not Dimmable | Not Dimmable | Not Yet Verified |  |  | 2427 | 107 | 22.75 | 17.75 | 0.93 | 4000 | 83
P325KQ18 | Acuity Brands Lighting | Lithonia Lighting | SBL2-20L-XXX-EZ1-LP850-XXXXXXX-XXXXX | Indoor Luminaires | Linear Ambient | Direct Linear Ambient Luminaires | Standard | FALSE | [9 empty] | 3/23/2015 | Dimmable | Continuous (Can dim down to ≤ 10% (W)) | Not Yet Verified |  |  | 2510 | 111 | 22.7 | 17.75 | 0.93 | 5118 | 83
P9ZXAEGZ | Acuity Brands Lighting | Lithonia Lighting | SBL2-20L-XXX-SLD-LP850-XXXXXXX-XXXXX | Indoor Luminaires | Linear Ambient | Direct Linear Ambient Luminaires | Standard | FALSE | [9 empty] | 3/23/2015 | Dimmable | Stepped | Not Yet Verified |  |  | 2510 | 111 | 22.7 | 17.75 | 0.93 | 5118 | 83
PN7V4YFC | Acuity Brands Lighting | Lithonia Lighting | SBL2-20L-XXX-EOHN-LP850-XXXXXXX-XXXXX | Indoor Luminaires | Linear Ambient | Direct Linear Ambient Luminaires | Standard | FALSE | [9 empty] | 3/23/2015 | Not Dimmable | Not Dimmable | Not Yet Verified |  |  | 2510 | 111 | 22.7 | 17.75 | 0.93 | 5118 | 83
PW4SNQHA | Acuity Brands Lighting | Lithonia Lighting | LBL4-30L-XXX-EZ1-LP830-XXXXXXX-XXXXX | Indoor Luminaires | Linear Ambient | Direct Linear Ambient Luminaires | Premium | FALSE | [9 empty] | 3/23/2015 | Dimmable | Continuous (Can dim down to ≤ 10% (W)) | Yes |  |  | 3029 | 111 | 27.25 | 17.75 | 0.93 | 3043 | 83
PBN7TEGR | Acuity Brands Lighting | Lithonia Lighting | LBL4-30L-XXX-SLD-LP830-XXXXXXX-XXXXX | Indoor Luminaires | Linear Ambient | Direct Linear Ambient Luminaires | Premium | FALSE | [9 empty] | 3/23/2015 | Dimmable | Stepped | Yes |  |  | 3029 | 111 | 27.25 | 17.75 | 0.93 | 3043 | 83
P7AVQ29M | Acuity Brands Lighting | Lithonia Lighting | LBL4-30L-XXX-EOHN-LP830-XXXXXXX-XXXXX | Indoor Luminaires | Linear Ambient | Direct Linear Ambient Luminaires | Premium | FALSE | [9 empty] | 3/23/2015 | Not Dimmable | Not Dimmable | No |  |  | 3029 | 111 | 27.25 | 17.75 | 0.93 | 3043 | 83
PVHBWB9T | Acuity Brands Lighting | Lithonia Lighting | LBL4-30L-XXX-EZ1-LP835-XXXXXXX-XXXXX | Indoor Luminaires | Linear Ambient | Direct Linear Ambient Luminaires | Premium | FALSE | [9 empty] | 3/23/2015 | Dimmable | Continuous (Can dim down to ≤ 10% (W)) | Yes |  |  | 3092 | 112 | 27.485 | 17.75 | 0.93 | 3500 | 83
PGZPRTYG | Acuity Brands Lighting | Lithonia Lighting | LBL4-30L-XXX-SLD-LP835-XXXXXXX-XXXXX | Indoor Luminaires | Linear Ambient | Direct Linear Ambient Luminaires | Premium | FALSE | [9 empty] | 3/23/2015 | Dimmable | Stepped | Yes |  |  | 3092 | 112 | 27.485 | 17.75 | 0.93 | 3500 | 83
P8N79S77 | Acuity Brands Lighting | Lithonia Lighting | LBL4-30L-XXX-EOHN-LP835-XXXXXXX-XXXXX | Indoor Luminaires | Linear Ambient | Direct Linear Ambient Luminaires | Premium | FALSE | [9 empty] | 3/23/2015 | Not Dimmable | Not Dimmable | No |  |  | 3092 | 112 | 27.485 | 17.75 | 0.93 | 3500 | 83
PNZS9AJQ | Acuity Brands Lighting | Lithonia Lighting | SBL4-30L-XXX-EZ1-LP830-XXXXXXX-XXXXX | Indoor Luminaires | Linear Ambient | Direct Linear Ambient Luminaires | Premium | FALSE | [9 empty] | 3/23/2015 | Dimmable | Continuous (Can dim down to ≤ 10% (W)) | Yes |  |  | 3103 | 114 | 27.24 | 17.75 | 0.93 | 3042 | 83
P6AQ6G2B | Acuity Brands Lighting | Lithonia Lighting | SBL4-30L-XXX-SLD-LP830-XXXXXXX-XXXXX | Indoor Luminaires | Linear Ambient | Direct Linear Ambient Luminaires | Premium | FALSE | [9 empty] | 3/23/2015 | Dimmable | Stepped | Yes |  |  | 3103 | 114 | 27.24 | 17.75 | 0.93 | 3042 | 83
PWQ2NJT5 | Acuity Brands Lighting | Lithonia Lighting | SBL4-30L-XXX-EOHN-LP830-XXXXXXX-XXXXX | Indoor Luminaires | Linear Ambient | Direct Linear Ambient Luminaires | Premium | FALSE | [9 empty] | 3/23/2015 | Not Dimmable | Not Dimmable | No |  |  | 3103 | 114 | 27.24 | 17.75 | 0.93 | 3042 | 83
PXUCXTJ8 | Acuity Brands Lighting | Lithonia Lighting | LBL4-30L-XXX-EZ1-LP840-XXXXXXX-XXXXX | Indoor Luminaires | Linear Ambient | Direct Linear Ambient Luminaires | Premium | FALSE | [9 empty] | 3/23/2015 | Dimmable | Continuous (Can dim down to ≤ 10% (W)) | Yes |  |  | 3117 | 113 | 27.485 | 17.75 | 0.93 | 4000 | 83
PYXQJCPG | Acuity Brands Lighting | Lithonia Lighting | LBL4-30L-XXX-SLD-LP840-XXXXXXX-XXXXX | Indoor Luminaires | Linear Ambient | Direct Linear Ambient Luminaires | Premium | FALSE | [9 empty] | 3/23/2015 | Dimmable | Stepped | Yes |  |  | 3117 | 113 | 27.485 | 17.75 | 0.93 | 4000 | 83
PTVXB1CK | Acuity Brands Lighting | Lithonia Lighting | LBL4-30L-XXX-EOHN-LP840-XXXXXXX-XXXXX | Indoor Luminaires | Linear Ambient | Direct Linear Ambient Luminaires | Premium | FALSE | [9 empty] | 3/23/2015 | Not Dimmable | Not Dimmable | No |  |  | 3117 | 113 | 27.485 | 17.75 | 0.93 | 4000 | 83
PZ9UK7EN | Acuity Brands Lighting | Lithonia Lighting | SBL4-30L-XXX-EZ1-LP835-XXXXXXX-XXXXX | Indoor Luminaires | Linear Ambient | Direct Linear Ambient Luminaires | Premium | FALSE | [9 empty] | 3/23/2015 | Dimmable | Continuous (Can dim down to ≤ 10% (W)) | Yes |  |  | 3167 | 116 | 27.42 | 17.75 | 0.93 | 3500 | 83
P7FWHPBZ | Acuity Brands Lighting | Lithonia Lighting | SBL4-30L-XXX-SLD-LP835-XXXXXXX-XXXXX | Indoor Luminaires | Linear Ambient | Direct Linear Ambient Luminaires | Premium | FALSE | [9 empty] | 3/23/2015 | Dimmable | Stepped | Yes |  |  | 3167 | 116 | 27.42 | 17.75 | 0.93 | 3500 | 83
PFPMS9RG | Acuity Brands Lighting | Lithonia Lighting | SBL4-30L-XXX-EOHN-LP835-XXXXXXX-XXXXX | Indoor Luminaires | Linear Ambient | Direct Linear Ambient Luminaires | Premium | FALSE | [9 empty] | 3/23/2015 | Not Dimmable | Not Dimmable | No |  |  | 3167 | 116 | 27.42 | 17.75 | 0.93 | 3500 | 83
PN9WEN4C | Acuity Brands Lighting | Lithonia Lighting | SBL4-30L-XXX-EZ1-LP840-XXXXXXX-XXXXX | Indoor Luminaires | Linear Ambient | Direct Linear Ambient Luminaires | Premium | FALSE | [9 empty] | 3/23/2015 | Dimmable | Continuous (Can dim down to ≤ 10% (W)) | Yes |  |  | 3193 | 116 | 27.42 | 17.75 | 0.93 | 4000 | 83
P5DMTRV8 | Acuity Brands Lighting | Lithonia Lighting | SBL4-30L-XXX-SLD-LP840-XXXXXXX-XXXXX | Indoor Luminaires | Linear Ambient | Direct Linear Ambient Luminaires | Premium | FALSE | [9 empty] | 3/23/2015 | Dimmable | Stepped | Yes |  |  | 3193 | 116 | 27.42 | 17.75 | 0.93 | 4000 | 83
PVUNWDW2 | Acuity Brands Lighting | Lithonia Lighting | SBL4-30L-XXX-EOHN-LP840-XXXXXXX-XXXXX | Indoor Luminaires | Linear Ambient | Direct Linear Ambient Luminaires | Premium | FALSE | [9 empty] | 3/23/2015 | Not Dimmable | Not Dimmable | No |  |  | 3193 | 116 | 27.42 | 17.75 | 0.93 | 4000 | 83
PR4BZNTM | Acuity Brands Lighting | Lithonia Lighting | LBL4-30L-XXX-EZ1-LP850-XXXXXXX-XXXXX | Indoor Luminaires | Linear Ambient | Direct Linear Ambient Luminaires | Premium | FALSE | [9 empty] | 3/23/2015 | Dimmable | Continuous (Can dim down to ≤ 10% (W)) | Yes |  |  | 3320 | 120 | 27.72 | 17.75 | 0.93 | 5056 | 83
PFKU1WCM | Acuity Brands Lighting | Lithonia Lighting | LBL4-30L-XXX-SLD-LP850-XXXXXXX-XXXXX | Indoor Luminaires | Linear Ambient | Direct Linear Ambient Luminaires | Premium | FALSE | [9 empty] | 3/23/2015 | Dimmable | Stepped | Yes |  |  | 3320 | 120 | 27.72 | 17.75 | 0.93 | 5056 | 83
P97FVMJC | Acuity Brands Lighting | Lithonia Lighting | LBL4-30L-XXX-EOHN-LP850-XXXXXXX-XXXXX | Indoor Luminaires | Linear Ambient | Direct Linear Ambient Luminaires | Premium | FALSE | [9 empty] | 3/23/2015 | Not Dimmable | Not Dimmable | No |  |  | 3320 | 120 | 27.72 | 17.75 | 0.93 | 5056 | 83
PBKZ7S2W | Acuity Brands Lighting | Lithonia Lighting | SBL4-30L-XXX-EZ1-LP850-XXXXXXX-XXXXX | Indoor Luminaires | Linear Ambient | Direct Linear Ambient Luminaires | Premium | FALSE | [9 empty] | 3/23/2015 | Dimmable | Continuous (Can dim down to ≤ 10% (W)) | Yes |  |  | 3388 | 123 | 27.6 | 17.75 | 0.93 | 5102 | 83
P31AARQ8 | Acuity Brands Lighting | Lithonia Lighting | LBL4W-65L-XXX-EZ1-LP835-XXXXXXX-XXXXX | Indoor Luminaires | Linear Ambient | Direct Linear Ambient Luminaires | Premium | FALSE | [9 empty] | 3/23/2015 | Dimmable | Continuous (Can dim down to ≤ 10% (W)) | Yes |  |  | 6694 | 121 | 55.17 | 17.75 | 0.93 | 3500 | 83
P38KM5W4 | Acuity Brands Lighting | Lithonia Lighting | LBL4W-65L-XXX-SLD-LP835-XXXXXXX-XXXXX | Indoor Luminaires | Linear Ambient | Direct Linear Ambient Luminaires | Premium | FALSE | [9 empty] | 3/23/2015 | Dimmable | Stepped | Yes |  |  | 6694 | 121 | 55.17 | 17.75 | 0.93 | 3500 | 83
PE81S9RD | Acuity Brands Lighting | Lithonia Lighting | LBL4W-65L-XXX-EOHN-LP835-XXXXXXX-XXXXX | Indoor Luminaires | Linear Ambient | Direct Linear Ambient Luminaires | Premium | FALSE | [9 empty] | 3/23/2015 | Not Dimmable | Not Dimmable | No |  |  | 6694 | 121 | 55.17 | 17.75 | 0.93 | 3500 | 83
PZP6SWAQ | Acuity Brands Lighting | Lithonia Lighting | LBL4W-65L-XXX-EZ1-LP840-XXXXXXX-XXXXX | Indoor Luminaires | Linear Ambient | Direct Linear Ambient Luminaires | Premium | FALSE | [9 empty] | 3/23/2015 | Dimmable | Continuous (Can dim down to ≤ 10% (W)) | Yes |  |  | 6748 | 122 | 55.17 | 17.75 | 0.93 | 4000 | 83
PWX67RDP | Acuity Brands Lighting | Lithonia Lighting | LBL4W-65L-XXX-SLD-LP840-XXXXXXX-XXXXX | Indoor Luminaires | Linear Ambient | Direct Linear Ambient Luminaires | Premium | FALSE | [9 empty] | 3/23/2015 | Dimmable | Stepped | Yes |  |  | 6748 | 122 | 55.17 | 17.75 | 0.93 | 4000 | 83
PQ3EFRV2 | Acuity Brands Lighting | Lithonia Lighting | LBL4W-65L-XXX-EOHN-LP840-XXXXXXX-XXXXX | Indoor Luminaires | Linear Ambient | Direct Linear Ambient Luminaires | Premium | FALSE | [9 empty] | 3/23/2015 | Not Dimmable | Not Dimmable | No |  |  | 6748 | 122 | 55.17 | 17.75 | 0.93 | 4000 | 83
PTKPPW3U | Acuity Brands Lighting | Lithonia Lighting | LBL4W-65L-XXX-EZ1-LP850-XXXXXXX-XXXXX | Indoor Luminaires | Linear Ambient | Direct Linear Ambient Luminaires | Premium | FALSE | [9 empty] | 3/23/2015 | Dimmable | Continuous (Can dim down to ≤ 10% (W)) | Yes |  |  | 6824 | 125 | 54.69 | 17.75 | 0.93 | 4967 | 83
PE5JAJQC | Acuity Brands Lighting | Lithonia Lighting | LBL4W-65L-XXX-SLD-LP850-XXXXXXX-XXXXX | Indoor Luminaires | Linear Ambient | Direct Linear Ambient Luminaires | Premium | FALSE | [9 empty] | 3/23/2015 | Dimmable | Stepped | Yes |  |  | 6824 | 125 | 54.69 | 17.75 | 0.93 | 4967 | 83
PMEU5QTF | Acuity Brands Lighting | Lithonia Lighting | LBL4W-65L-XXX-EOHN-LP850-XXXXXXX-XXXXX | Indoor Luminaires | Linear Ambient | Direct Linear Ambient Luminaires | Premium | FALSE | [9 empty] | 3/23/2015 | Not Dimmable | Not Dimmable | No |  |  | 6824 | 125 | 54.69 | 17.75 | 0.93 | 4967 | 83
PMPPQSQ1 | Acuity Brands Lighting | Lithonia Lighting | LBL4-72L-XXX-SLD-LP830-XXXXXXX-XXXXX | Indoor Luminaires | Linear Ambient | Direct Linear Ambient Luminaires | Standard | FALSE | [9 empty] | 3/23/2015 | Dimmable | Stepped | Not Yet Verified |  |  | 7223 | 103 | 70.21 | 17.75 | 0.93 | 3041 | 83
PFVMU5NG | Acuity Brands Lighting | Lithonia Lighting | LBL4-72L-XXX-EOHN-LP830-XXXXXXX-XXXXX | Indoor Luminaires | Linear Ambient | Direct Linear Ambient Luminaires | Standard | FALSE | [9 empty] | 3/23/2015 | Not Dimmable | Not Dimmable | Not Yet Verified |  |  | 7223 | 103 | 70.21 | 17.75 | 0.93 | 3041 | 83
PCSDAH6R | Acuity Brands Lighting | Lithonia Lighting | SBL4-72L-XXX-EZ1-LP830-XXXXXXX-XXXXX | Indoor Luminaires | Linear Ambient | Direct Linear Ambient Luminaires | Standard | FALSE | [9 empty] | 3/23/2015 | Dimmable | Continuous (Can dim down to ≤ 10% (W)) | Not Yet Verified |  |  | 7327 | 105 | 70.08 | 17.75 | 0.93 | 3043 | 83
P2W7FYKC | Acuity Brands Lighting | Lithonia Lighting | SBL4-72L-XXX-SLD-LP830-XXXXXXX-XXXXX | Indoor Luminaires | Linear Ambient | Direct Linear Ambient Luminaires | Standard | FALSE | [9 empty] | 3/23/2015 | Dimmable | Stepped | Not Yet Verified |  |  | 7327 | 105 | 70.08 | 17.75 | 0.93 | 3043 | 83
PXWMBBVF | Acuity Brands Lighting | Lithonia Lighting | SBL4-72L-XXX-EOHN-LP830-XXXXXXX-XXXXX | Indoor Luminaires | Linear Ambient | Direct Linear Ambient Luminaires | Standard | FALSE | [9 empty] | 3/23/2015 | Not Dimmable | Not Dimmable | Not Yet Verified |  |  | 7327 | 105 | 70.08 | 17.75 | 0.93 | 3043 | 83
P7A8DN49 | Acuity Brands Lighting | Lithonia Lighting | LBL4-72L-XXX-EZ1-LP835-XXXXXXX-XXXXX | Indoor Luminaires | Linear Ambient | Direct Linear Ambient Luminaires | Standard | FALSE | [9 empty] | 3/23/2015 | Dimmable | Continuous (Can dim down to ≤ 10% (W)) | Not Yet Verified |  |  | 7373 | 105 | 70.265 | 17.75 | 0.93 | 3500 | 83
PJ8SPC6J | Acuity Brands Lighting | Lithonia Lighting | LBL4-72L-XXX-SLD-LP835-XXXXXXX-XXXXX | Indoor Luminaires | Linear Ambient | Direct Linear Ambient Luminaires | Standard | FALSE | [9 empty] | 3/23/2015 | Dimmable | Stepped | Not Yet Verified |  |  | 7373 | 105 | 70.265 | 17.75 | 0.93 | 3500 | 83
PYQ4FX1V | Acuity Brands Lighting | Lithonia Lighting | LBL4-72L-XXX-EOHN-LP835-XXXXXXX-XXXXX | Indoor Luminaires | Linear Ambient | Direct Linear Ambient Luminaires | Standard | FALSE | [9 empty] | 3/23/2015 | Not Dimmable | Not Dimmable | Not Yet Verified |  |  | 7373 | 105 | 70.265 | 17.75 | 0.93 | 3500 | 83
P2SH4EXT | Acuity Brands Lighting | Lithonia Lighting | LBL4-72L-XXX-EZ1-LP840-XXXXXXX-XXXXX | Indoor Luminaires | Linear Ambient | Direct Linear Ambient Luminaires | Standard | FALSE | [9 empty] | 3/23/2015 | Dimmable | Continuous (Can dim down to ≤ 10% (W)) | Not Yet Verified |  |  | 7432 | 106 | 70.265 | 17.75 | 0.93 | 4000 | 83
P8AS42AF | Acuity Brands Lighting | Lithonia Lighting | LBL4-72L-XXX-SLD-LP840-XXXXXXX-XXXXX | Indoor Luminaires | Linear Ambient | Direct Linear Ambient Luminaires | Standard | FALSE | [9 empty] | 3/23/2015 | Dimmable | Stepped | Not Yet Verified |  |  | 7432 | 106 | 70.265 | 17.75 | 0.93 | 4000 | 83
PSE75CRS | Acuity Brands Lighting | Lithonia Lighting | LBL4-72L-XXX-EOHN-LP840-XXXXXXX-XXXXX | Indoor Luminaires | Linear Ambient | Direct Linear Ambient Luminaires | Standard | FALSE | [9 empty] | 3/23/2015 | Not Dimmable | Not Dimmable | Not Yet Verified |  |  | 7432 | 106 | 70.265 | 17.75 | 0.93 | 4000 | 83
PYR2VP39 | Acuity Brands Lighting | Lithonia Lighting | SBL4-72L-XXX-EZ1-LP835-XXXXXXX-XXXXX | Indoor Luminaires | Linear Ambient | Direct Linear Ambient Luminaires | Standard | FALSE | [9 empty] | 3/23/2015 | Dimmable | Continuous (Can dim down to ≤ 10% (W)) | Not Yet Verified |  |  | 7479 | 106 | 70.23 | 17.75 | 0.93 | 3500 | 83
PFS5Q5WE | Acuity Brands Lighting | Lithonia Lighting | SBL4-72L-XXX-SLD-LP835-XXXXXXX-XXXXX | Indoor Luminaires | Linear Ambient | Direct Linear Ambient Luminaires | Standard | FALSE | [9 empty] | 3/23/2015 | Dimmable | Stepped | Not Yet Verified |  |  | 7479 | 106 | 70.23 | 17.75 | 0.93 | 3500 | 83
PT1KHFSM | Acuity Brands Lighting | Lithonia Lighting | SBL4-72L-XXX-EOHN-LP835-XXXXXXX-XXXXX | Indoor Luminaires | Linear Ambient | Direct Linear Ambient Luminaires | Standard | FALSE | [9 empty] | 3/23/2015 | Not Dimmable | Not Dimmable | Not Yet Verified |  |  | 7479 | 106 | 70.23 | 17.75 | 0.93 | 3500 | 83
P79VK6DG | Acuity Brands Lighting | Lithonia Lighting | SBL4-72L-XXX-EZ1-LP840-XXXXXXX-XXXXX | Indoor Luminaires | Linear Ambient | Direct Linear Ambient Luminaires | Premium | FALSE | [9 empty] | 3/23/2015 | Dimmable | Continuous (Can dim down to ≤ 10% (W)) | Yes |  |  | 7539 | 107 | 70.23 | 17.75 | 0.93 | 4000 | 83
PK7MUJCD | Acuity Brands Lighting | Lithonia Lighting | SBL4-72L-XXX-SLD-LP840-XXXXXXX-XXXXX | Indoor Luminaires | Linear Ambient | Direct Linear Ambient Luminaires | Premium | FALSE | [9 empty] | 3/23/2015 | Dimmable | Stepped | Yes |  |  | 7539 | 107 | 70.23 | 17.75 | 0.93 | 4000 | 83
PARH15U2 | Acuity Brands Lighting | Lithonia Lighting | SBL4-72L-XXX-EOHN-LP840-XXXXXXX-XXXXX | Indoor Luminaires | Linear Ambient | Direct Linear Ambient Luminaires | Premium | FALSE | [9 empty] | 3/23/2015 | Not Dimmable | Not Dimmable | No |  |  | 7539 | 107 | 70.23 | 17.75 | 0.93 | 4000 | 83
PTWP7QA8 | Acuity Brands Lighting | Lithonia Lighting | LBL4-72L-XXX-EZ1-LP850-XXXXXXX-XXXXX | Indoor Luminaires | Linear Ambient | Direct Linear Ambient Luminaires | Premium | FALSE | [9 empty] | 3/23/2015 | Dimmable | Continuous (Can dim down to ≤ 10% (W)) | Yes |  |  | 7738 | 110 | 70.32 | 17.75 | 0.93 | 4976 | 83
PQWX79F1 | Acuity Brands Lighting | Lithonia Lighting | LBL4-72L-XXX-SLD-LP850-XXXXXXX-XXXXX | Indoor Luminaires | Linear Ambient | Direct Linear Ambient Luminaires | Premium | FALSE | [9 empty] | 3/23/2015 | Dimmable | Stepped | Yes |  |  | 7738 | 110 | 70.32 | 17.75 | 0.93 | 4976 | 83
PSFJTZ36 | Acuity Brands Lighting | Lithonia Lighting | LBL4-72L-XXX-EOHN-LP850-XXXXXXX-XXXXX | Indoor Luminaires | Linear Ambient | Direct Linear Ambient Luminaires | Premium | FALSE | [9 empty] | 3/23/2015 | Not Dimmable | Not Dimmable | No |  |  | 7738 | 110 | 70.32 | 17.75 | 0.93 | 4976 | 83
PVU5VTBT | Acuity Brands Lighting | Lithonia Lighting | SBL4-72L-XXX-EZ1-LP850-XXXXXXX-XXXXX | Indoor Luminaires | Linear Ambient | Direct Linear Ambient Luminaires | Premium | FALSE | [9 empty] | 3/23/2015 | Dimmable | Continuous (Can dim down to ≤ 10% (W)) | Yes |  |  | 7854 | 112 | 70.38 | 17.75 | 0.93 | 5029 | 83
PJBSM7UQ | Acuity Brands Lighting | Lithonia Lighting | SBL4-72L-XXX-SLD-LP850-XXXXXXX-XXXXX | Indoor Luminaires | Linear Ambient | Direct Linear Ambient Luminaires | Premium | FALSE | [9 empty] | 3/23/2015 | Dimmable | Stepped | Yes |  |  | 7854 | 112 | 70.38 | 17.75 | 0.93 | 5029 | 83
PNGPRCH6 | Acuity Brands Lighting | Lithonia Lighting | SBL4-72L-XXX-EOHN-LP850-XXXXXXX-XXXXX | Indoor Luminaires | Linear Ambient | Direct Linear Ambient Luminaires | Premium | FALSE | [9 empty] | 3/23/2015 | Not Dimmable | Not Dimmable | No |  |  | 7854 | 112 | 70.38 | 17.75 | 0.93 | 5029 | 83
PKYXJ6NU | Acuity Brands Lighting | Lithonia Lighting | LBL4W-80L-XXX-EZ1-LP830-XXXXXXX-XXXXX | Indoor Luminaires | Linear Ambient | Direct Linear Ambient Luminaires | Premium | FALSE | [9 empty] | 3/23/2015 | Dimmable | Continuous (Can dim down to ≤ 10% (W)) | Yes |  |  | 8055 | 114 | 70.52 | 17.75 | 0.93 | 3024 | 83
PJ9GE168 | Acuity Brands Lighting | Lithonia Lighting | LBL4W-80L-XXX-SLD-LP830-XXXXXXX-XXXXX | Indoor Luminaires | Linear Ambient | Direct Linear Ambient Luminaires | Premium | FALSE | [9 empty] | 3/23/2015 | Dimmable | Stepped | Yes |  |  | 8055 | 114 | 70.52 | 17.75 | 0.93 | 3024 | 83
PFVR9M2Y | Acuity Brands Lighting | Lithonia Lighting | SBL4-30L-XXX-EOHN-LP850-XXXXXXX-XXXXX | Indoor Luminaires | Linear Ambient | Direct Linear Ambient Luminaires | Premium | FALSE | [9 empty] | 3/23/2015 | Not Dimmable | Not Dimmable | No |  |  | 3388 | 123 | 27.6 | 17.75 | 0.93 | 5102 | 83
PCUN69RE | Acuity Brands Lighting | Lithonia Lighting | LBL4W-80L-XXX-EOHN-LP830-XXXXXXX-XXXXX | Indoor Luminaires | Linear Ambient | Direct Linear Ambient Luminaires | Premium | FALSE | [9 empty] | 3/23/2015 | Not Dimmable | Not Dimmable | No |  |  | 8055 | 114 | 70.52 | 17.75 | 0.93 | 3024 | 83
PVEVBXMD | Acuity Brands Lighting | Lithonia Lighting | LBL4W-80L-XXX-EZ1-LP835-XXXXXXX-XXXXX | Indoor Luminaires | Linear Ambient | Direct Linear Ambient Luminaires | Premium | FALSE | [9 empty] | 3/23/2015 | Dimmable | Continuous (Can dim down to ≤ 10% (W)) | Yes |  |  | 8222 | 116 | 70.635 | 17.75 | 0.93 | 3500 | 83
P96CWU9J | Acuity Brands Lighting | Lithonia Lighting | LBL4W-80L-XXX-SLD-LP835-XXXXXXX-XXXXX | Indoor Luminaires | Linear Ambient | Direct Linear Ambient Luminaires | Premium | FALSE | [9 empty] | 3/23/2015 | Dimmable | Stepped | Yes |  |  | 8222 | 116 | 70.635 | 17.75 | 0.93 | 3500 | 83
P5GKXY89 | Acuity Brands Lighting | Lithonia Lighting | LBL4W-80L-XXX-EOHN-LP835-XXXXXXX-XXXXX | Indoor Luminaires | Linear Ambient | Direct Linear Ambient Luminaires | Premium | FALSE | [9 empty] | 3/23/2015 | Not Dimmable | Not Dimmable | No |  |  | 8222 | 116 | 70.635 | 17.75 | 0.93 | 3500 | 83
PCKFGYRK | Acuity Brands Lighting | Lithonia Lighting | LBL4W-80L-XXX-EZ1-LP840-XXXXXXX-XXXXX | Indoor Luminaires | Linear Ambient | Direct Linear Ambient Luminaires | Premium | FALSE | [9 empty] | 3/23/2015 | Dimmable | Continuous (Can dim down to ≤ 10% (W)) | Yes |  |  | 8288 | 117 | 70.635 | 17.75 | 0.93 | 4000 | 83
PXBUD31Z | Acuity Brands Lighting | Lithonia Lighting | LBL4W-80L-XXX-SLD-LP840-XXXXXXX-XXXXX | Indoor Luminaires | Linear Ambient | Direct Linear Ambient Luminaires | Premium | FALSE | [9 empty] | 3/23/2015 | Dimmable | Stepped | Yes |  |  | 8288 | 117 | 70.635 | 17.75 | 0.93 | 4000 | 83
PUCHJBQK | Acuity Brands Lighting | Lithonia Lighting | LBL4W-80L-XXX-EOHN-LP840-XXXXXXX-XXXXX | Indoor Luminaires | Linear Ambient | Direct Linear Ambient Luminaires | Premium | FALSE | [9 empty] | 3/23/2015 | Not Dimmable | Not Dimmable | No |  |  | 8288 | 117 | 70.635 | 17.75 | 0.93 | 4000 | 83
PCEUG6YG | Acuity Brands Lighting | Lithonia Lighting | LBL4W-80L-XXX-EZ1-LP850-XXXXXXX-XXXXX | Indoor Luminaires | Linear Ambient | Direct Linear Ambient Luminaires | Premium | FALSE | [9 empty] | 3/23/2015 | Dimmable | Continuous (Can dim down to ≤ 10% (W)) | Yes |  |  | 8443 | 119 | 70.75 | 17.75 | 0.93 | 4962 | 83
PMBJKSFT | Acuity Brands Lighting | Lithonia Lighting | LBL4W-80L-XXX-SLD-LP850-XXXXXXX-XXXXX | Indoor Luminaires | Linear Ambient | Direct Linear Ambient Luminaires | Premium | FALSE | [9 empty] | 3/23/2015 | Dimmable | Stepped | Yes |  |  | 8443 | 119 | 70.75 | 17.75 | 0.93 | 4962 | 83
P5Q5854M | Acuity Brands Lighting | Lithonia Lighting | LBL4W-80L-XXX-EOHN-LP850-XXXXXXX-XXXXX | Indoor Luminaires | Linear Ambient | Direct Linear Ambient Luminaires | Premium | FALSE | [9 empty] | 3/23/2015 | Not Dimmable | Not Dimmable | No |  |  | 8443 | 119 | 70.75 | 17.75 | 0.93 | 4962 | 83
PE2FXHQ6 | Acuity Brands Lighting | Lithonia Lighting | LBL4-48L-XXX-SLD-LP830-XXXXXXX-XXXXX | Indoor Luminaires | Linear Ambient | Direct Linear Ambient Luminaires | Premium | FALSE | [9 empty] | 3/23/2015 | Dimmable | Stepped | Yes |  |  | 5103 | 107 | 47.56 | 17.75 | 0.93 | 3038 | 83
PJQ7Q63J | Acuity Brands Lighting | Lithonia Lighting | LBL4-48L-XXX-EOHN-LP830-XXXXXXX-XXXXX | Indoor Luminaires | Linear Ambient | Direct Linear Ambient Luminaires | Premium | FALSE | [9 empty] | 3/23/2015 | Not Dimmable | Not Dimmable | No |  |  | 5103 | 107 | 47.56 | 17.75 | 0.93 | 3038 | 83
PRPQPP79 | Acuity Brands Lighting | Lithonia Lighting | SBL4-48L-XXX-EZ1-LP830-XXXXXXX-XXXXX | Indoor Luminaires | Linear Ambient | Direct Linear Ambient Luminaires | Premium | FALSE | [9 empty] | 3/23/2015 | Dimmable | Continuous (Can dim down to ≤ 10% (W)) | Yes |  |  | 5162 | 109 | 47.56 | 17.75 | 0.93 | 3040 | 83
PF54D6DA | Acuity Brands Lighting | Lithonia Lighting | SBL4-48L-XXX-SLD-LP830-XXXXXXX-XXXXX | Indoor Luminaires | Linear Ambient | Direct Linear Ambient Luminaires | Premium | FALSE | [9 empty] | 3/23/2015 | Dimmable | Stepped | Yes |  |  | 5162 | 109 | 47.56 | 17.75 | 0.93 | 3040 | 83
PP1Q4J79 | Acuity Brands Lighting | Lithonia Lighting | SBL4-48L-XXX-EOHN-LP830-XXXXXXX-XXXXX | Indoor Luminaires | Linear Ambient | Direct Linear Ambient Luminaires | Premium | FALSE | [9 empty] | 3/23/2015 | Not Dimmable | Not Dimmable | No |  |  | 5162 | 109 | 47.56 | 17.75 | 0.93 | 3040 | 83
PPM6NT62 | Acuity Brands Lighting | Lithonia Lighting | LBL4-48L-XXX-EZ1-LP835-XXXXXXX-XXXXX | Indoor Luminaires | Linear Ambient | Direct Linear Ambient Luminaires | Premium | FALSE | [9 empty] | 3/23/2015 | Dimmable | Continuous (Can dim down to ≤ 10% (W)) | Yes |  |  | 5209 | 111 | 47.105 | 17.75 | 0.93 | 3500 | 83
PYYSQYND | Acuity Brands Lighting | Lithonia Lighting | LBL4-48L-XXX-SLD-LP835-XXXXXXX-XXXXX | Indoor Luminaires | Linear Ambient | Direct Linear Ambient Luminaires | Premium | FALSE | [9 empty] | 3/23/2015 | Dimmable | Stepped | Yes |  |  | 5209 | 111 | 47.105 | 17.75 | 0.93 | 3500 | 83
PKQRE348 | Acuity Brands Lighting | Lithonia Lighting | LBL4-48L-XXX-EOHN-LP835-XXXXXXX-XXXXX | Indoor Luminaires | Linear Ambient | Direct Linear Ambient Luminaires | Premium | FALSE | [9 empty] | 3/23/2015 | Not Dimmable | Not Dimmable | No |  |  | 5209 | 111 | 47.105 | 17.75 | 0.93 | 3500 | 83
P7NUNK66 | Acuity Brands Lighting | Lithonia Lighting | LBL4-48L-XXX-EZ1-LP840-XXXXXXX-XXXXX | Indoor Luminaires | Linear Ambient | Direct Linear Ambient Luminaires | Premium | FALSE | [9 empty] | 3/23/2015 | Dimmable | Continuous (Can dim down to ≤ 10% (W)) | Yes |  |  | 5250 | 111 | 47.105 | 17.75 | 0.93 | 4000 | 83
PYTWW5JB | Acuity Brands Lighting | Lithonia Lighting | LBL4-48L-XXX-SLD-LP840-XXXXXXX-XXXXX | Indoor Luminaires | Linear Ambient | Direct Linear Ambient Luminaires | Premium | FALSE | [9 empty] | 3/23/2015 | Dimmable | Stepped | Yes |  |  | 5250 | 111 | 47.105 | 17.75 | 0.93 | 4000 | 83
PBTB6BGT | Acuity Brands Lighting | Lithonia Lighting | LBL4-48L-XXX-EOHN-LP840-XXXXXXX-XXXXX | Indoor Luminaires | Linear Ambient | Direct Linear Ambient Luminaires | Premium | FALSE | [9 empty] | 3/23/2015 | Not Dimmable | Not Dimmable | No |  |  | 5250 | 111 | 47.105 | 17.75 | 0.93 | 4000 | 83
PFNZH26C | Acuity Brands Lighting | Lithonia Lighting | SBL4-48L-XXX-EZ1-LP835-XXXXXXX-XXXXX | Indoor Luminaires | Linear Ambient | Direct Linear Ambient Luminaires | Premium | FALSE | [9 empty] | 3/23/2015 | Dimmable | Continuous (Can dim down to ≤ 10% (W)) | Yes |  |  | 5269 | 112 | 47.115 | 17.75 | 0.93 | 3500 | 83
PM9ZSDAR | Acuity Brands Lighting | Lithonia Lighting | SBL4-48L-XXX-SLD-LP835-XXXXXXX-XXXXX | Indoor Luminaires | Linear Ambient | Direct Linear Ambient Luminaires | Premium | FALSE | [9 empty] | 3/23/2015 | Dimmable | Stepped | Yes |  |  | 5269 | 112 | 47.115 | 17.75 | 0.93 | 3500 | 83
P9NAHA69 | Acuity Brands Lighting | Lithonia Lighting | SBL4-48L-XXX-EOHN-LP835-XXXXXXX-XXXXX | Indoor Luminaires | Linear Ambient | Direct Linear Ambient Luminaires | Premium | FALSE | [9 empty] | 3/23/2015 | Not Dimmable | Not Dimmable | No |  |  | 5269 | 112 | 47.115 | 17.75 | 0.93 | 3500 | 83
PE533CBH | Acuity Brands Lighting | Lithonia Lighting | SBL4-48L-XXX-EZ1-LP840-XXXXXXX-XXXXX | Indoor Luminaires | Linear Ambient | Direct Linear Ambient Luminaires | Premium | FALSE | [9 empty] | 3/23/2015 | Dimmable | Continuous (Can dim down to ≤ 10% (W)) | Yes |  |  | 5311 | 113 | 47.115 | 17.75 | 0.93 | 4000 | 83
P6PH2XR1 | Acuity Brands Lighting | Lithonia Lighting | SBL4-48L-XXX-SLD-LP840-XXXXXXX-XXXXX | Indoor Luminaires | Linear Ambient | Direct Linear Ambient Luminaires | Premium | FALSE | [9 empty] | 3/23/2015 | Dimmable | Stepped | Yes |  |  | 5311 | 113 | 47.115 | 17.75 | 0.93 | 4000 | 83
P94DU93N | Acuity Brands Lighting | Lithonia Lighting | SBL4-48L-XXX-EOHN-LP840-XXXXXXX-XXXXX | Indoor Luminaires | Linear Ambient | Direct Linear Ambient Luminaires | Premium | FALSE | [9 empty] | 3/23/2015 | Not Dimmable | Not Dimmable | No |  |  | 5311 | 113 | 47.115 | 17.75 | 0.93 | 4000 | 83
PU7D2JWC | Acuity Brands Lighting | Lithonia Lighting | LBL4-48L-XXX-EZ1-LP850-XXXXXXX-XXXXX | Indoor Luminaires | Linear Ambient | Direct Linear Ambient Luminaires | Premium | FALSE | [9 empty] | 3/23/2015 | Dimmable | Continuous (Can dim down to ≤ 10% (W)) | Yes |  |  | 5317 | 114 | 46.65 | 17.75 | 0.93 | 5082 | 83
PFBYAMTB | Acuity Brands Lighting | Lithonia Lighting | SBL4-48L-XXX-EZ1-LP850-XXXXXXX-XXXXX | Indoor Luminaires | Linear Ambient | Direct Linear Ambient Luminaires | Premium | FALSE | [9 empty] | 3/23/2015 | Dimmable | Continuous (Can dim down to ≤ 10% (W)) | Yes |  |  | 5422 | 116 | 46.67 | 17.75 | 0.93 | 5112 | 83
PS6QZ45Q | Acuity Brands Lighting | Lithonia Lighting | SBL4-48L-XXX-SLD-LP850-XXXXXXX-XXXXX | Indoor Luminaires | Linear Ambient | Direct Linear Ambient Luminaires | Premium | FALSE | [9 empty] | 3/23/2015 | Dimmable | Stepped | Yes |  |  | 5422 | 116 | 46.67 | 17.75 | 0.93 | 5112 | 83
PVR1RVZA | Acuity Brands Lighting | Lithonia Lighting | SBL4-48L-XXX-EOHN-LP850-XXXXXXX-XXXXX | Indoor Luminaires | Linear Ambient | Direct Linear Ambient Luminaires | Premium | FALSE | [9 empty] | 3/23/2015 | Not Dimmable | Not Dimmable | No |  |  | 5422 | 116 | 46.67 | 17.75 | 0.93 | 5112 | 83
PT6YACXW | Acuity Brands Lighting | Lithonia Lighting | SBL4-60L-XXX-EZ1-LP830-XXXXXXX-XXXXX | Indoor Luminaires | Linear Ambient | Direct Linear Ambient Luminaires | Premium | FALSE | [9 empty] | 3/23/2015 | Dimmable | Continuous (Can dim down to ≤ 10% (W)) | Yes |  |  | 6185 | 112 | 55.12 | 17.75 | 0.93 | 3040 | 83
P8ZB4RF1 | Acuity Brands Lighting | Lithonia Lighting | SBL4-60L-XXX-SLD-LP830-XXXXXXX-XXXXX | Indoor Luminaires | Linear Ambient | Direct Linear Ambient Luminaires | Premium | FALSE | [9 empty] | 3/23/2015 | Dimmable | Stepped | Yes |  |  | 6185 | 112 | 55.12 | 17.75 | 0.93 | 3040 | 83
PNV1M8ZS | Acuity Brands Lighting | Lithonia Lighting | SBL4-60L-XXX-EOHN-LP830-XXXXXXX-XXXXX | Indoor Luminaires | Linear Ambient | Direct Linear Ambient Luminaires | Premium | FALSE | [9 empty] | 3/23/2015 | Not Dimmable | Not Dimmable | No |  |  | 6185 | 112 | 55.12 | 17.75 | 0.93 | 3040 | 83
P8Y4E878 | Acuity Brands Lighting | Lithonia Lighting | LBL4-60L-XXX-EZ1-LP830-XXXXXXX-XXXXX | Indoor Luminaires | Linear Ambient | Direct Linear Ambient Luminaires | Premium | FALSE | [9 empty] | 3/23/2015 | Dimmable | Continuous (Can dim down to ≤ 10% (W)) | Yes |  |  | 6187 | 112 | 55.13 | 17.75 | 0.93 | 3034 | 83
PRNKY6BX | Acuity Brands Lighting | Lithonia Lighting | LBL4-60L-XXX-SLD-LP830-XXXXXXX-XXXXX | Indoor Luminaires | Linear Ambient | Direct Linear Ambient Luminaires | Premium | FALSE | [9 empty] | 3/23/2015 | Dimmable | Stepped | Yes |  |  | 6187 | 112 | 55.13 | 17.75 | 0.93 | 3034 | 83
PE99H6QU | Acuity Brands Lighting | Lithonia Lighting | LBL4-60L-XXX-EOHN-LP830-XXXXXXX-XXXXX | Indoor Luminaires | Linear Ambient | Direct Linear Ambient Luminaires | Premium | FALSE | [9 empty] | 3/23/2015 | Not Dimmable | Not Dimmable | No |  |  | 6187 | 112 | 55.13 | 17.75 | 0.93 | 3034 | 83
PGN5PYYH | Acuity Brands Lighting | Lithonia Lighting | LBL4-60L-XXX-SLD-LP850-XXXXXXX-XXXXX | Indoor Luminaires | Linear Ambient | Direct Linear Ambient Luminaires | Premium | FALSE | [9 empty] | 3/23/2015 | Dimmable | Stepped | Yes |  |  | 6206 | 114 | 54.64 | 17.75 | 0.93 | 5069 | 83
P6AEW9TV | Acuity Brands Lighting | Lithonia Lighting | LBL4-60L-XXX-EOHN-LP850-XXXXXXX-XXXXX | Indoor Luminaires | Linear Ambient | Direct Linear Ambient Luminaires | Premium | FALSE | [9 empty] | 3/23/2015 | Not Dimmable | Not Dimmable | No |  |  | 6206 | 114 | 54.64 | 17.75 | 0.93 | 5069 | 83
PG56DZXS | Acuity Brands Lighting | Lithonia Lighting | SBL4-60L-XXX-SLD-LP850-XXXXXXX-XXXXX | Indoor Luminaires | Linear Ambient | Direct Linear Ambient Luminaires | Premium | FALSE | [9 empty] | 3/23/2015 | Dimmable | Stepped | Yes |  |  | 6247 | 114 | 54.63 | 17.75 | 0.93 | 5142 | 83
PM2EUDCG | Acuity Brands Lighting | Lithonia Lighting | SBL4-60L-XXX-EOHN-LP850-XXXXXXX-XXXXX | Indoor Luminaires | Linear Ambient | Direct Linear Ambient Luminaires | Premium | FALSE | [9 empty] | 3/23/2015 | Not Dimmable | Not Dimmable | No |  |  | 6247 | 114 | 54.63 | 17.75 | 0.93 | 5142 | 83
PW1CBK82 | Acuity Brands Lighting | Lithonia Lighting | SBL4-60L-XXX-EZ1-LP835-XXXXXXX-XXXXX | Indoor Luminaires | Linear Ambient | Direct Linear Ambient Luminaires | Premium | FALSE | [9 empty] | 3/23/2015 | Dimmable | Continuous (Can dim down to ≤ 10% (W)) | Yes |  |  | 6313 | 115 | 54.875 | 17.75 | 0.93 | 3500 | 83
PM82JH1V | Acuity Brands Lighting | Lithonia Lighting | SBL4-60L-XXX-SLD-LP835-XXXXXXX-XXXXX | Indoor Luminaires | Linear Ambient | Direct Linear Ambient Luminaires | Premium | FALSE | [9 empty] | 3/23/2015 | Dimmable | Stepped | Yes |  |  | 6313 | 115 | 54.875 | 17.75 | 0.93 | 3500 | 83
PNEC6UC7 | Acuity Brands Lighting | Lithonia Lighting | SBL4-60L-XXX-EOHN-LP835-XXXXXXX-XXXXX | Indoor Luminaires | Linear Ambient | Direct Linear Ambient Luminaires | Premium | FALSE | [9 empty] | 3/23/2015 | Not Dimmable | Not Dimmable | No |  |  | 6313 | 115 | 54.875 | 17.75 | 0.93 | 3500 | 83
PEDDG3B5 | Acuity Brands Lighting | Lithonia Lighting | LBL4-60L-XXX-EZ1-LP835-XXXXXXX-XXXXX | Indoor Luminaires | Linear Ambient | Direct Linear Ambient Luminaires | Premium | FALSE | [9 empty] | 3/23/2015 | Dimmable | Continuous (Can dim down to ≤ 10% (W)) | Yes |  |  | 6315 | 115 | 54.885 | 17.75 | 0.93 | 3500 | 83
PW14UWAK | Acuity Brands Lighting | Lithonia Lighting | LBL4-60L-XXX-SLD-LP835-XXXXXXX-XXXXX | Indoor Luminaires | Linear Ambient | Direct Linear Ambient Luminaires | Premium | FALSE | [9 empty] | 3/23/2015 | Dimmable | Stepped | Yes |  |  | 6315 | 115 | 54.885 | 17.75 | 0.93 | 3500 | 83
PJCVZV46 | Acuity Brands Lighting | Lithonia Lighting | LBL4-60L-XXX-EOHN-LP835-XXXXXXX-XXXXX | Indoor Luminaires | Linear Ambient | Direct Linear Ambient Luminaires | Premium | FALSE | [9 empty] | 3/23/2015 | Not Dimmable | Not Dimmable | No |  |  | 6315 | 115 | 54.885 | 17.75 | 0.93 | 3500 | 83
P6D5R679 | Acuity Brands Lighting | Lithonia Lighting | SBL4-60L-XXX-EZ1-LP840-XXXXXXX-XXXXX | Indoor Luminaires | Linear Ambient | Direct Linear Ambient Luminaires | Premium | FALSE | [9 empty] | 3/23/2015 | Dimmable | Continuous (Can dim down to ≤ 10% (W)) | Yes |  |  | 6364 | 116 | 54.875 | 17.75 | 0.93 | 4000 | 83
PWCYV9KR | Acuity Brands Lighting | Lithonia Lighting | SBL4-60L-XXX-SLD-LP840-XXXXXXX-XXXXX | Indoor Luminaires | Linear Ambient | Direct Linear Ambient Luminaires | Premium | FALSE | [9 empty] | 3/23/2015 | Dimmable | Stepped | Yes |  |  | 6364 | 116 | 54.875 | 17.75 | 0.93 | 4000 | 83
PW85S66Z | Acuity Brands Lighting | Lithonia Lighting | SBL4-60L-XXX-EOHN-LP840-XXXXXXX-XXXXX | Indoor Luminaires | Linear Ambient | Direct Linear Ambient Luminaires | Premium | FALSE | [9 empty] | 3/23/2015 | Not Dimmable | Not Dimmable | No |  |  | 6364 | 116 | 54.875 | 17.75 | 0.93 | 4000 | 83
PH8ZX1KC | Acuity Brands Lighting | Lithonia Lighting | LBL4-60L-XXX-EZ1-LP840-XXXXXXX-XXXXX | Indoor Luminaires | Linear Ambient | Direct Linear Ambient Luminaires | Premium | FALSE | [9 empty] | 3/23/2015 | Dimmable | Continuous (Can dim down to ≤ 10% (W)) | Yes |  |  | 6366 | 116 | 54.885 | 17.75 | 0.93 | 4000 | 83
PCTG8JBJ | Acuity Brands Lighting | Lithonia Lighting | LBL4-60L-XXX-SLD-LP840-XXXXXXX-XXXXX | Indoor Luminaires | Linear Ambient | Direct Linear Ambient Luminaires | Premium | FALSE | [9 empty] | 3/23/2015 | Dimmable | Stepped | Yes |  |  | 6366 | 116 | 54.885 | 17.75 | 0.93 | 4000 | 83
P9J26E69 | Acuity Brands Lighting | Lithonia Lighting | LBL4-60L-XXX-EOHN-LP840-XXXXXXX-XXXXX | Indoor Luminaires | Linear Ambient | Direct Linear Ambient Luminaires | Premium | FALSE | [9 empty] | 3/23/2015 | Not Dimmable | Not Dimmable | No |  |  | 6366 | 116 | 54.885 | 17.75 | 0.93 | 4000 | 83
PYF9W14X | Acuity Brands Lighting | Lithonia Lighting | SBL4-60L-XXX-EZ1-LP850-XXXXXXX-XXXXX | Indoor Luminaires | Linear Ambient | Direct Linear Ambient Luminaires | Premium | FALSE | [9 empty] | 3/23/2015 | Dimmable | Continuous (Can dim down to ≤ 10% (W)) | Yes |  |  | 6445 | 118 | 54.63 | 17.75 | 0.93 | 5142 | 83
PDZHY7FX | Acuity Brands Lighting | Lithonia Lighting | LBL4-60L-XXX-EZ1-LP850-XXXXXXX-XXXXX | Indoor Luminaires | Linear Ambient | Direct Linear Ambient Luminaires | Premium | FALSE | [9 empty] | 3/23/2015 | Dimmable | Continuous (Can dim down to ≤ 10% (W)) | Yes |  |  | 6447 | 118 | 54.64 | 17.75 | 0.93 | 5069 | 83
PFE3FX6U | Acuity Brands Lighting | Lithonia Lighting | LBL4W-65L-XXX-EZ1-LP830-XXXXXXX-XXXXX | Indoor Luminaires | Linear Ambient | Direct Linear Ambient Luminaires | Premium | FALSE | [9 empty] | 3/23/2015 | Dimmable | Continuous (Can dim down to ≤ 10% (W)) | Yes |  |  | 6558 | 118 | 55.65 | 17.75 | 0.93 | 3024 | 83
PUSW1HGW | Acuity Brands Lighting | Lithonia Lighting | LBL4W-65L-XXX-SLD-LP830-XXXXXXX-XXXXX | Indoor Luminaires | Linear Ambient | Direct Linear Ambient Luminaires | Premium | FALSE | [9 empty] | 3/23/2015 | Dimmable | Stepped | Yes |  |  | 6558 | 118 | 55.65 | 17.75 | 0.93 | 3024 | 83
PYDV2A1U | Acuity Brands Lighting | Lithonia Lighting | LBL4W-65L-XXX-EOHN-LP830-XXXXXXX-XXXXX | Indoor Luminaires | Linear Ambient | Direct Linear Ambient Luminaires | Premium | FALSE | [9 empty] | 3/23/2015 | Not Dimmable | Not Dimmable | No |  |  | 6558 | 118 | 55.65 | 17.75 | 0.93 | 3024 | 83
P59655R7 | Acuity Brands Lighting | Lithonia Lighting | SBL4-30L-XXX-SLD-LP850-XXXXXXX-XXXXX | Indoor Luminaires | Linear Ambient | Direct Linear Ambient Luminaires | Premium | FALSE | [9 empty] | 3/23/2015 | Dimmable | Stepped | Yes |  |  | 3388 | 123 | 27.6 | 17.75 | 0.93 | 5102 | 83
P4225SWV | Acuity Brands Lighting | Lithonia Lighting | SBL4-40L-XXX-EZ1-LP830-XXXXXXX-XXXXX | Indoor Luminaires | Linear Ambient | Direct Linear Ambient Luminaires | Premium | FALSE | [9 empty] | 3/23/2015 | Dimmable | Continuous (Can dim down to ≤ 10% (W)) | Yes |  |  | 4448 | 113 | 39.4 | 17.75 | 0.93 | 3041 | 83
PWGB3MZP | Acuity Brands Lighting | Lithonia Lighting | SBL4-40L-XXX-SLD-LP830-XXXXXXX-XXXXX | Indoor Luminaires | Linear Ambient | Direct Linear Ambient Luminaires | Premium | FALSE | [9 empty] | 3/23/2015 | Dimmable | Stepped | Yes |  |  | 4448 | 113 | 39.4 | 17.75 | 0.93 | 3041 | 83
PUM261ZM | Acuity Brands Lighting | Lithonia Lighting | SBL4-40L-XXX-EOHN-LP830-XXXXXXX-XXXXX | Indoor Luminaires | Linear Ambient | Direct Linear Ambient Luminaires | Premium | FALSE | [9 empty] | 3/23/2015 | Not Dimmable | Not Dimmable | No |  |  | 4448 | 113 | 39.4 | 17.75 | 0.93 | 3041 | 83
PKY61XP4 | Acuity Brands Lighting | Lithonia Lighting | LBL4-40L-XXX-EZ1-LP830-XXXXXXX-XXXXX | Indoor Luminaires | Linear Ambient | Direct Linear Ambient Luminaires | Premium | FALSE | [9 empty] | 3/23/2015 | Dimmable | Continuous (Can dim down to ≤ 10% (W)) | Yes |  |  | 4471 | 113 | 39.4 | 17.75 | 0.93 | 3040 | 83
PNZV9TPH | Acuity Brands Lighting | Lithonia Lighting | LBL4-40L-XXX-SLD-LP830-XXXXXXX-XXXXX | Indoor Luminaires | Linear Ambient | Direct Linear Ambient Luminaires | Premium | FALSE | [9 empty] | 3/23/2015 | Dimmable | Stepped | Yes |  |  | 4471 | 113 | 39.4 | 17.75 | 0.93 | 3040 | 83
PT8B9EBJ | Acuity Brands Lighting | Lithonia Lighting | LBL4-40L-XXX-EOHN-LP830-XXXXXXX-XXXXX | Indoor Luminaires | Linear Ambient | Direct Linear Ambient Luminaires | Premium | FALSE | [9 empty] | 3/23/2015 | Not Dimmable | Not Dimmable | No |  |  | 4471 | 113 | 39.4 | 17.75 | 0.93 | 3040 | 83
P35CT2UX | Acuity Brands Lighting | Lithonia Lighting | SBL4-40L-XXX-EZ1-LP835-XXXXXXX-XXXXX | Indoor Luminaires | Linear Ambient | Direct Linear Ambient Luminaires | Premium | FALSE | [9 empty] | 3/23/2015 | Dimmable | Continuous (Can dim down to ≤ 10% (W)) | Yes |  |  | 4540 | 116 | 39.15 | 17.75 | 0.93 | 3500 | 83
PJYDVBMT | Acuity Brands Lighting | Lithonia Lighting | SBL4-XXX-LP835 | Indoor Luminaires | Linear Ambient | Direct Linear Ambient Luminaires | Premium | FALSE | [9 empty] | 3/23/2015 | Dimmable | Continuous (Can dim down to ≤ 10% (W)) | No |  |  | 4540 | 116 | 39.15 | 17.75 | 0.93 | 3500 | 83
PC6D5G1J | Acuity Brands Lighting | Lithonia Lighting | SBL4-40L-XXX-SLD-LP835-XXXXXXX-XXXXX | Indoor Luminaires | Linear Ambient | Direct Linear Ambient Luminaires | Premium | FALSE | [9 empty] | 3/23/2015 | Dimmable | Stepped | Yes |  |  | 4540 | 116 | 39.15 | 17.75 | 0.93 | 3500 | 83
PSR44KEA | Acuity Brands Lighting | Lithonia Lighting | SBL4-40L-XXX-EOHN-LP835-XXXXXXX-XXXXX | Indoor Luminaires | Linear Ambient | Direct Linear Ambient Luminaires | Premium | FALSE | [9 empty] | 3/23/2015 | Not Dimmable | Not Dimmable | No |  |  | 4540 | 116 | 39.15 | 17.75 | 0.93 | 3500 | 83
PN16VYCT | Acuity Brands Lighting | Lithonia Lighting | LBL4-40L-XXX-EZ1-LP835-XXXXXXX-XXXXX | Indoor Luminaires | Linear Ambient | Direct Linear Ambient Luminaires | Premium | FALSE | [9 empty] | 3/23/2015 | Dimmable | Continuous (Can dim down to ≤ 10% (W)) | Yes |  |  | 4564 | 116 | 39.2 | 17.75 | 0.93 | 3500 | 83
P43G55GC | Acuity Brands Lighting | Lithonia Lighting | LBL4-XXX-LP835 | Indoor Luminaires | Linear Ambient | Direct Linear Ambient Luminaires | Premium | FALSE | [9 empty] | 3/23/2015 | Dimmable | Continuous (Can dim down to ≤ 10% (W)) | No |  |  | 4564 | 116 | 39.2 | 17.75 | 0.93 | 3500 | 83
PBSPSBZQ | Acuity Brands Lighting | Lithonia Lighting | LBL4-40L-XXX-SLD-LP835-XXXXXXX-XXXXX | Indoor Luminaires | Linear Ambient | Direct Linear Ambient Luminaires | Premium | FALSE | [9 empty] | 3/23/2015 | Dimmable | Stepped | Yes |  |  | 4564 | 116 | 39.2 | 17.75 | 0.93 | 3500 | 83
PB8E8K9K | Acuity Brands Lighting | Lithonia Lighting | LBL4-40L-XXX-EOHN-LP835-XXXXXXX-XXXXX | Indoor Luminaires | Linear Ambient | Direct Linear Ambient Luminaires | Premium | FALSE | [9 empty] | 3/23/2015 | Not Dimmable | Not Dimmable | No |  |  | 4564 | 116 | 39.2 | 17.75 | 0.93 | 3500 | 83
PPHZSPW6 | Acuity Brands Lighting | Lithonia Lighting | SBL4-40L-XXX-EZ1-LP840-XXXXXXX-XXXXX | Indoor Luminaires | Linear Ambient | Direct Linear Ambient Luminaires | Premium | FALSE | [9 empty] | 3/23/2015 | Dimmable | Continuous (Can dim down to ≤ 10% (W)) | Yes |  |  | 4577 | 117 | 39.15 | 17.75 | 0.93 | 4000 | 83
P8G9NJAJ | Acuity Brands Lighting | Lithonia Lighting | SBL4-XXX-LP840 | Indoor Luminaires | Linear Ambient | Direct Linear Ambient Luminaires | Premium | FALSE | [9 empty] | 3/23/2015 | Dimmable | Continuous (Can dim down to ≤ 10% (W)) | No |  |  | 4577 | 117 | 39.15 | 17.75 | 0.93 | 4000 | 83
PC69NTFQ | Acuity Brands Lighting | Lithonia Lighting | SBL4-40L-XXX-SLD-LP840-XXXXXXX-XXXXX | Indoor Luminaires | Linear Ambient | Direct Linear Ambient Luminaires | Premium | FALSE | [9 empty] | 3/23/2015 | Dimmable | Stepped | Yes |  |  | 4577 | 117 | 39.15 | 17.75 | 0.93 | 4000 | 83
P9QMHRVM | Acuity Brands Lighting | Lithonia Lighting | SBL4-40L-XXX-EOHN-LP840-XXXXXXX-XXXXX | Indoor Luminaires | Linear Ambient | Direct Linear Ambient Luminaires | Premium | FALSE | [9 empty] | 3/23/2015 | Not Dimmable | Not Dimmable | No |  |  | 4577 | 117 | 39.15 | 17.75 | 0.93 | 4000 | 83
P31XNCGQ | Acuity Brands Lighting | Lithonia Lighting | LBL4-40L-XXX-EZ1-LP840-XXXXXXX-XXXXX | Indoor Luminaires | Linear Ambient | Direct Linear Ambient Luminaires | Premium | FALSE | [9 empty] | 3/23/2015 | Dimmable | Continuous (Can dim down to ≤ 10% (W)) | Yes |  |  | 4600 | 117 | 39.2 | 17.75 | 0.93 | 4000 | 83
PUSPRVFD | Acuity Brands Lighting | Lithonia Lighting | LBL4-XXX-LP840 | Indoor Luminaires | Linear Ambient | Direct Linear Ambient Luminaires | Premium | FALSE | [9 empty] | 3/23/2015 | Dimmable | Continuous (Can dim down to ≤ 10% (W)) | No |  |  | 4600 | 117 | 39.2 | 17.75 | 0.93 | 4000 | 83
PJPD3ZF9 | Acuity Brands Lighting | Lithonia Lighting | LBL4-40L-XXX-SLD-LP840-XXXXXXX-XXXXX | Indoor Luminaires | Linear Ambient | Direct Linear Ambient Luminaires | Premium | FALSE | [9 empty] | 3/23/2015 | Dimmable | Stepped | Yes |  |  | 4600 | 117 | 39.2 | 17.75 | 0.93 | 4000 | 83
PBFV245Q | Acuity Brands Lighting | Lithonia Lighting | LBL4-40L-XXX-EOHN-LP840-XXXXXXX-XXXXX | Indoor Luminaires | Linear Ambient | Direct Linear Ambient Luminaires | Premium | FALSE | [9 empty] | 3/23/2015 | Not Dimmable | Not Dimmable | No |  |  | 4600 | 117 | 39.2 | 17.75 | 0.93 | 4000 | 83
P4NH8BVF | Acuity Brands Lighting | Lithonia Lighting | LBL4-40L-XXX-SLD-LP850-XXXXXXX-XXXXX | Indoor Luminaires | Linear Ambient | Direct Linear Ambient Luminaires | Premium | FALSE | [9 empty] | 3/23/2015 | Dimmable | Stepped | Yes |  |  | 4606 | 118 | 39 | 17.75 | 0.93 | 5086 | 83
PSNAF35T | Acuity Brands Lighting | Lithonia Lighting | LBL4-40L-XXX-EOHN-LP850-XXXXXXX-XXXXX | Indoor Luminaires | Linear Ambient | Direct Linear Ambient Luminaires | Premium | FALSE | [9 empty] | 3/23/2015 | Not Dimmable | Not Dimmable | No |  |  | 4606 | 118 | 39 | 17.75 | 0.93 | 5086 | 83
PPW689MZ | Acuity Brands Lighting | Lithonia Lighting | SBL4-40L-XXX-EZ1-LP850-XXXXXXX-XXXXX | Indoor Luminaires | Linear Ambient | Direct Linear Ambient Luminaires | Premium | FALSE | [9 empty] | 3/23/2015 | Dimmable | Continuous (Can dim down to ≤ 10% (W)) | Yes |  |  | 4669 | 120 | 38.9 | 17.75 | 0.93 | 5111 | 83
PAHR2QN1 | Acuity Brands Lighting | Lithonia Lighting | SBL4-40L-XXX-SLD-LP850-XXXXXXX-XXXXX | Indoor Luminaires | Linear Ambient | Direct Linear Ambient Luminaires | Premium | FALSE | [9 empty] | 3/23/2015 | Dimmable | Stepped | Yes |  |  | 4669 | 120 | 38.9 | 17.75 | 0.93 | 5111 | 83
PVCVHN91 | Acuity Brands Lighting | Lithonia Lighting | SBL4-40L-XXX-EOHN-LP850-XXXXXXX-XXXXX | Indoor Luminaires | Linear Ambient | Direct Linear Ambient Luminaires | Premium | FALSE | [9 empty] | 3/23/2015 | Not Dimmable | Not Dimmable | No |  |  | 4669 | 120 | 38.9 | 17.75 | 0.93 | 5111 | 83
PEFTUW73 | Acuity Brands Lighting | Lithonia Lighting | LBL4-48L-XXX-SLD-LP850-XXXXXXX-XXXXX | Indoor Luminaires | Linear Ambient | Direct Linear Ambient Luminaires | Premium | FALSE | [9 empty] | 3/23/2015 | Dimmable | Stepped | Yes |  |  | 5017 | 108 | 46.65 | 17.75 | 0.93 | 5082 | 83
PBCW7KRX | Acuity Brands Lighting | Lithonia Lighting | LBL4-48L-XXX-EOHN-LP850-XXXXXXX-XXXXX | Indoor Luminaires | Linear Ambient | Direct Linear Ambient Luminaires | Premium | FALSE | [9 empty] | 3/23/2015 | Not Dimmable | Not Dimmable | No |  |  | 5017 | 108 | 46.65 | 17.75 | 0.93 | 5082 | 83
PSEUYYXH | Acuity Brands Lighting | Lithonia Lighting | LBL2-30L-XXX-GZ10-LP830-XXXXXXX-XXXXX | Indoor Luminaires | Linear Ambient | Direct Linear Ambient Luminaires | Standard | TRUE | 2882 | 88 | 32.75 | 19.1 | 0.898 | 3048 | 82.56 | 5 |  | 3/23/2015 | Dimmable | Continuous (Can dim down to ≤ 10% (W)) | Not Yet Verified |  | 2.1 | 2882 | 88 | 32.75 | 17.75 | 0.93 | 3048 | 83
P8PC4NCF | Acuity Brands Lighting | Lithonia Lighting | LBL2-30L-XXX-GZ10-LP850-XXXXXXX-XXXXX | Indoor Luminaires | Linear Ambient | Direct Linear Ambient Luminaires | Standard | TRUE | 3052 | 94.96 | 32.14 | 19.1 | 0.898 | 5056 | 82.61 | 5 |  | 3/23/2015 | Dimmable | Continuous (Can dim down to ≤ 10% (W)) | Not Yet Verified |  | 2.1 | 3052 | 95 | 32.14 | 17.75 | 0.93 | 5056 | 83
PVE67S4T | Acuity Brands Lighting | Lithonia Lighting | LBL2-30L-XXX-GZ10-LP835-XXXXXXX-XXXXX | Indoor Luminaires | Linear Ambient | Direct Linear Ambient Luminaires | Standard | FALSE | [9 empty] | 3/23/2015 | Dimmable | Continuous (Can dim down to ≤ 10% (W)) | Not Yet Verified |  |  | 2942 | 91 | 32.445 | 17.75 | 0.93 | 3500 | 83
P9JP71XG | Acuity Brands Lighting | Lithonia Lighting | LBL2-30L-XXX-GZ10-LP840-XXXXXXX-XXXXX | Indoor Luminaires | Linear Ambient | Direct Linear Ambient Luminaires | Standard | FALSE | [9 empty] | 3/23/2015 | Dimmable | Continuous (Can dim down to ≤ 10% (W)) | Not Yet Verified |  |  | 2965 | 91 | 32.445 | 17.75 | 0.93 | 4000 | 83
PAYJCVV6 | Acuity Brands Lighting | Lithonia Lighting | SBL2-30L-XXX-GZ10-LP830-XXXXXXX-XXXXX | Indoor Luminaires | Linear Ambient | Direct Linear Ambient Luminaires | Standard | FALSE | [9 empty] | 3/23/2015 | Dimmable | Continuous (Can dim down to ≤ 10% (W)) | Not Yet Verified |  |  | 3068 | 94 | 32.75 | 17.75 | 0.93 | 3058 | 83
P5QDVBA7 | Acuity Brands Lighting | Lithonia Lighting | SBL2-30L-XXX-GZ10-LP835-XXXXXXX-XXXXX | Indoor Luminaires | Linear Ambient | Direct Linear Ambient Luminaires | Standard | FALSE | [9 empty] | 3/23/2015 | Dimmable | Continuous (Can dim down to ≤ 10% (W)) | Not Yet Verified |  |  | 3132 | 97 | 32.44 | 17.75 | 0.93 | 3500 | 83
P396QEBZ | Acuity Brands Lighting | Lithonia Lighting | SBL2-30L-XXX-GZ10-LP840-XXXXXXX-XXXXX | Indoor Luminaires | Linear Ambient | Direct Linear Ambient Luminaires | Standard | FALSE | [9 empty] | 3/23/2015 | Dimmable | Continuous (Can dim down to ≤ 10% (W)) | Not Yet Verified |  |  | 3157 | 97 | 32.44 | 17.75 | 0.93 | 4000 | 83
P8UYP9KT | Acuity Brands Lighting | Lithonia Lighting | LBL4-33L-XXX-GZ10-LP830-XXXXXXX-XXXXX | Indoor Luminaires | Linear Ambient | Direct Linear Ambient Luminaires | Standard | FALSE | [9 empty] | 3/23/2015 | Dimmable | Continuous (Can dim down to ≤ 10% (W)) | Not Yet Verified |  |  | 3227 | 105 | 30.79 | 17.75 | 0.93 | 3036 | 83
P5E279A7 | Acuity Brands Lighting | Lithonia Lighting | SBL4-33L-XXX-GZ10-LP830-XXXXXXX-XXXXX | Indoor Luminaires | Linear Ambient | Direct Linear Ambient Luminaires | Standard | FALSE | [9 empty] | 3/23/2015 | Dimmable | Continuous (Can dim down to ≤ 10% (W)) | Not Yet Verified |  |  | 3243 | 105 | 30.81 | 17.75 | 0.93 | 3042 | 83
P1422SJ1 | Acuity Brands Lighting | Lithonia Lighting | SBL2-30L-XXX-GZ10-LP850-XXXXXXX-XXXXX | Indoor Luminaires | Linear Ambient | Direct Linear Ambient Luminaires | Standard | FALSE | [9 empty] | 3/23/2015 | Dimmable | Continuous (Can dim down to ≤ 10% (W)) | Not Yet Verified |  |  | 3247 | 101 | 32.13 | 17.75 | 0.93 | 5137 | 83
PZ2MQ4WG | Acuity Brands Lighting | Lithonia Lighting | LBL4-33L-XXX-GZ10-LP835-XXXXXXX-XXXXX | Indoor Luminaires | Linear Ambient | Direct Linear Ambient Luminaires | Standard | FALSE | [9 empty] | 3/23/2015 | Dimmable | Continuous (Can dim down to ≤ 10% (W)) | Not Yet Verified |  |  | 3294 | 107 | 30.865 | 17.75 | 0.93 | 3500 | 83
PJTSWWTC | Acuity Brands Lighting | Lithonia Lighting | SBL4-33L-XXX-GZ10-LP835-XXXXXXX-XXXXX | Indoor Luminaires | Linear Ambient | Direct Linear Ambient Luminaires | Standard | FALSE | [9 empty] | 3/23/2015 | Dimmable | Continuous (Can dim down to ≤ 10% (W)) | Not Yet Verified |  |  | 3310 | 107 | 30.875 | 17.75 | 0.93 | 3500 | 83
PDVZWKP9 | Acuity Brands Lighting | Lithonia Lighting | LBL4-33L-XXX-GZ10-LP840-XXXXXXX-XXXXX | Indoor Luminaires | Linear Ambient | Direct Linear Ambient Luminaires | Standard | FALSE | [9 empty] | 3/23/2015 | Dimmable | Continuous (Can dim down to ≤ 10% (W)) | Not Yet Verified |  |  | 3320 | 108 | 30.865 | 17.75 | 0.93 | 4000 | 83
PJNXB99C | Acuity Brands Lighting | Lithonia Lighting | SBL4-33L-XXX-GZ10-LP840-XXXXXXX-XXXXX | Indoor Luminaires | Linear Ambient | Direct Linear Ambient Luminaires | Standard | FALSE | [9 empty] | 3/23/2015 | Dimmable | Continuous (Can dim down to ≤ 10% (W)) | Not Yet Verified |  |  | 3337 | 108 | 30.875 | 17.75 | 0.93 | 4000 | 83
PFEXX29H | Acuity Brands Lighting | Lithonia Lighting | LBL4-33L-XXX-GZ10-LP850-XXXXXXX-XXXXX | Indoor Luminaires | Linear Ambient | Direct Linear Ambient Luminaires | Standard | FALSE | [9 empty] | 3/23/2015 | Dimmable | Continuous (Can dim down to ≤ 10% (W)) | Not Yet Verified |  |  | 3544 | 115 | 30.94 | 17.75 | 0.93 | 5060 | 83
P3M8FZMV | Acuity Brands Lighting | Lithonia Lighting | SBL4-33L-XXX-GZ10-LP850-XXXXXXX-XXXXX | Indoor Luminaires | Linear Ambient | Direct Linear Ambient Luminaires | Standard | FALSE | [9 empty] | 3/23/2015 | Dimmable | Continuous (Can dim down to ≤ 10% (W)) | Not Yet Verified |  |  | 3622 | 117 | 30.94 | 17.75 | 0.93 | 5106 | 83
PPKF7YKXP | Acuity Brands Lighting | Peerless Lighting | VMMQP HI 0/100 XXX XXXX SCT XXX LP835 F1C/XX CXXX XXX | Indoor Luminaires | Linear Ambient | Direct Linear Ambient Luminaires | Standard | TRUE | 9808 | 97.21 | 100.9 | 15.62 | 0.8981 | 3366 | 82.06 | 5 |  | 4/21/2015 | Dimmable | Continuous (Can dim down to ≤ 10% (W)) | Not Yet Verified |  | 2.1 | 9808 | 97.21 | 100.9 | 15.62 | 0.8981 | 3366 | 82.06
P7UFGRWFG | Acuity Brands Lighting | Peerless Lighting | VMMQP HI 0/100 XXXX SCT XXX LP840 F1C/XX CXXX XXX | Indoor Luminaires | Linear Ambient | Direct Linear Ambient Luminaires | Standard | FALSE | [9 empty] | 4/21/2015 | Dimmable | Continuous (Can dim down to ≤ 10% (W)) | Not Yet Verified |  |  | 10573.02 | 104.79 | 100.9 | 15.62 | 0.8981 | 3846.9 | 82.06
P3XNDPEQ | Acuity Brands Lighting | Lithonia Lighting | PTNSL4 WD XXX OSR2 35K 80CRI[I1207 option qualified at 120V only]XXX | Indoor Luminaires | Linear Ambient | Direct Linear Ambient Luminaires | Standard | TRUE | 3858 | 96.35 | 40.04 | 8.58 | 0.996 | 3458 | 82.42 | 5 |  | 6/10/2015 | Not Dimmable | Not Dimmable | No | Product de-listed on 3/25/2016, re-listed on 8/16/2016 due to update | 3.1 | 3340 | 83.5 | 40 | 11.67 | 0.96 | 3500 | 80
PQ1W7NQT | Acuity Brands Lighting | Lithonia Lighting | PTNSL8 WD XXX OSR2 35K 80CRI[I1207 option qualified at 120V only]XXX | Indoor Luminaires | Linear Ambient | Direct Linear Ambient Luminaires | Standard | TRUE | 6879.79 | 85.1 | 80.84 | 15.39 | 0.94 | 3479 | 84 | 5 |  | 6/10/2015 | Not Dimmable | Not Dimmable | No |  | 3.1 | 6808 | 84.05 | 81 | 11.67 | 0.96 | 3500 | 80
PWXC6V92 | Acuity Brands Lighting | Lithonia Lighting | PTNSL8 WD XXX OSR2 50K 80CRI[I1207 option qualified at 120V only]XXX | Indoor Luminaires | Linear Ambient | Direct Linear Ambient Luminaires | Standard | FALSE | [9 empty] | 6/10/2015 | Not Dimmable | Not Dimmable | No |  |  | 6982 | 86.2 | 81 | 11.67 | 0.96 | 5000 | 80
P67XC8UH | Acuity Brands Lighting | Lithonia Lighting | PTNSL4 AD1 XXX OSR2 35K 80CRI[I1207 option qualified at 120V only]XXX | Indoor Luminaires | Linear Ambient | Direct Linear Ambient Luminaires | Standard | FALSE | [9 empty] | 6/10/2015 | Not Dimmable | Not Dimmable | No |  |  | 3680 | 92 | 40 | 11.67 | 0.96 | 3500 | 80
PB1NT7SY | Acuity Brands Lighting | Lithonia Lighting | PTNSL4 AD1 XXX OSR2 41K 80CRI[I1207 option qualified at 120V only]XXX | Indoor Luminaires | Linear Ambient | Direct Linear Ambient Luminaires | Standard | FALSE | [9 empty] | 6/10/2015 | Not Dimmable | Not Dimmable | No |  |  | 3579 | 89.48 | 40 | 11.67 | 0.96 | 4100 | 80
PH5Y6TNJ | Acuity Brands Lighting | Lithonia Lighting | PTNSL4 AD1 XXX OSR2 50K 80CRI[I1207 option qualified at 120V only]XXX | Indoor Luminaires | Linear Ambient | Direct Linear Ambient Luminaires | Standard | FALSE | [9 empty] | 6/10/2015 | Not Dimmable | Not Dimmable | No |  |  | 3774 | 94.35 | 40 | 11.67 | 0.96 | 5000 | 80
PZ4VWA6W | Acuity Brands Lighting | Lithonia Lighting | PTNSL4 AD2 XXX OSR2 35K 80CRI[I1207 option qualified at 120V only]XXX | Indoor Luminaires | Linear Ambient | Direct Linear Ambient Luminaires | Standard | FALSE | [9 empty] | 6/10/2015 | Not Dimmable | Not Dimmable | No |  |  | 3682 | 92.05 | 40 | 11.67 | 0.96 | 3500 | 80
PE7ZF4CT | Acuity Brands Lighting | Lithonia Lighting | PTNSL4 AD2 XXX OSR2 41K 80CRI[I1207 option qualified at 120V only]XXX | Indoor Luminaires | Linear Ambient | Direct Linear Ambient Luminaires | Standard | FALSE | [9 empty] | 6/10/2015 | Not Dimmable | Not Dimmable | No |  |  | 3582 | 89.55 | 40 | 11.67 | 0.96 | 4100 | 80
P494Q5KV | Acuity Brands Lighting | Lithonia Lighting | PTNSL4 AD2 XXX OSR2 50K 80CRI[I1207 option qualified at 120V only]XXX | Indoor Luminaires | Linear Ambient | Direct Linear Ambient Luminaires | Standard | FALSE | [9 empty] | 6/10/2015 | Not Dimmable | Not Dimmable | No |  |  | 3776 | 94.4 | 40 | 11.67 | 0.96 | 5000 | 80
PQH3CGEN | Acuity Brands Lighting | Lithonia Lighting | PTNSL4 ND XXX OSR2 35K 80CRI[I1207 option qualified at 120V only]XXX | Indoor Luminaires | Linear Ambient | Direct Linear Ambient Luminaires | Standard | FALSE | [9 empty] | 6/10/2015 | Not Dimmable | Not Dimmable | No |  |  | 3453 | 86.33 | 40 | 11.67 | 0.96 | 3500 | 80
P3Q9CXTG | Acuity Brands Lighting | Lithonia Lighting | PTNSL4 ND XXX OSR2 41K 80CRI[I1207 option qualified at 120V only]XXX | Indoor Luminaires | Linear Ambient | Direct Linear Ambient Luminaires | Standard | FALSE | [9 empty] | 6/10/2015 | Not Dimmable | Not Dimmable | No | Product de-listed on 3/25/2016, re-listed on 8/16/2016 due to update |  | 3359 | 83.98 | 40 | 11.67 | 0.96 | 4100 | 80
PCCR7YW7 | Acuity Brands Lighting | Lithonia Lighting | PTNSL4 ND XXX OSR2 50K 80CRI[I1207 option qualified at 120V only]XXX | Indoor Luminaires | Linear Ambient | Direct Linear Ambient Luminaires | Standard | FALSE | [9 empty] | 6/10/2015 | Not Dimmable | Not Dimmable | No |  |  | 3542 | 88.55 | 40 | 11.67 | 0.96 | 5000 | 80
PW2T42HM | Acuity Brands Lighting | Lithonia Lighting | PTNSL4 WD XXX OSR2 50K 80CRI[I1207 option qualified at 120V only]XXX | Indoor Luminaires | Linear Ambient | Direct Linear Ambient Luminaires | Standard | FALSE | [9 empty] | 6/10/2015 | Not Dimmable | Not Dimmable | No |  |  | 3425 | 85.63 | 40 | 11.67 | 0.96 | 5000 | 80
PT36XZKX | Acuity Brands Lighting | Lithonia Lighting | PTNSL8 AD1 XXX OSR2 35K 80CRI[I1207 option qualified at 120V only]XXX | Indoor Luminaires | Linear Ambient | Direct Linear Ambient Luminaires | Standard | FALSE | [9 empty] | 6/10/2015 | Not Dimmable | Not Dimmable | No |  |  | 7502 | 92.62 | 81 | 11.67 | 0.96 | 3500 | 80
PSFCFWAX | Acuity Brands Lighting | Lithonia Lighting | PTNSL8 AD1 XXX OSR2 41K 80CRI[I1207 option qualified at 120V only]XXX | Indoor Luminaires | Linear Ambient | Direct Linear Ambient Luminaires | Standard | FALSE | [9 empty] | 6/10/2015 | Not Dimmable | Not Dimmable | No |  |  | 7297 | 90.09 | 81 | 11.67 | 0.96 | 4100 | 80
P8R6TW1A | Acuity Brands Lighting | Lithonia Lighting | PTNSL8 AD1 XXX OSR2 50K 80CRI[I1207 option qualified at 120V only]XXX | Indoor Luminaires | Linear Ambient | Direct Linear Ambient Luminaires | Standard | FALSE | [9 empty] | 6/10/2015 | Not Dimmable | Not Dimmable | No |  |  | 7693 | 94.98 | 81 | 11.67 | 0.96 | 5000 | 80
P5WDXET5 | Acuity Brands Lighting | Lithonia Lighting | PTNSL8 AD2 XXX OSR2 35K 80CRI[I1207 option qualified at 120V only]XXX | Indoor Luminaires | Linear Ambient | Direct Linear Ambient Luminaires | Standard | FALSE | [9 empty] | 6/10/2015 | Not Dimmable | Not Dimmable | No |  |  | 7506 | 92.67 | 81 | 11.67 | 0.96 | 3500 | 80
PX2MUZYG | Acuity Brands Lighting | Lithonia Lighting | PTNSL8 AD2 XXX OSR2 41K 80CRI[I1207 option qualified at 120V only]XXX | Indoor Luminaires | Linear Ambient | Direct Linear Ambient Luminaires | Standard | FALSE | [9 empty] | 6/10/2015 | Not Dimmable | Not Dimmable | No |  |  | 7302 | 90.15 | 81 | 11.67 | 0.96 | 4100 | 80
PR418JZM | Acuity Brands Lighting | Lithonia Lighting | PTNSL8 AD2 XXX OSR2 50K 80CRI[I1207 option qualified at 120V only]XXX | Indoor Luminaires | Linear Ambient | Direct Linear Ambient Luminaires | Standard | FALSE | [9 empty] | 6/10/2015 | Not Dimmable | Not Dimmable | No |  |  | 7698 | 95.04 | 81 | 11.67 | 0.96 | 5000 | 80
PC9RVJ75 | Acuity Brands Lighting | Lithonia Lighting | PTNSL8 ND XXX OSR2 35K 80CRI[I1207 option qualified at 120V only]XXX | Indoor Luminaires | Linear Ambient | Direct Linear Ambient Luminaires | Standard | FALSE | [9 empty] | 6/10/2015 | Not Dimmable | Not Dimmable | No |  |  | 7040 | 86.91 | 81 | 11.67 | 0.96 | 3500 | 80
P65Q6XZY | Acuity Brands Lighting | Lithonia Lighting | PTNSL8 ND XXX OSR2 41K 80CRI[I1207 option qualified at 120V only]XXX | Indoor Luminaires | Linear Ambient | Direct Linear Ambient Luminaires | Standard | FALSE | [9 empty] | 6/10/2015 | Not Dimmable | Not Dimmable | No |  |  | 6847 | 84.53 | 81 | 11.67 | 0.96 | 4100 | 80
PG39V235 | Acuity Brands Lighting | Lithonia Lighting | PTNSL8 ND XXX OSR2 50K 80CRI[I1207 option qualified at 120V only]XXX | Indoor Luminaires | Linear Ambient | Direct Linear Ambient Luminaires | Standard | FALSE | [9 empty] | 6/10/2015 | Not Dimmable | Not Dimmable | No |  |  | 7219 | 89.12 | 81 | 11.67 | 0.96 | 5000 | 80
PNBPNHYM | Acuity Brands Lighting | Lithonia Lighting | VAP4000LMFSTWDXXXXXGZ1040K90CRI | Indoor Luminaires | Linear Ambient | Direct Linear Ambient Luminaires | Standard | TRUE | 3878 | 89.81 | 43.18 | 18.73 | 0.918 | 3987 | 96.24 | 5 |  | 8/18/2015 | Dimmable | Continuous (Can dim down to ≤ 10% (W)) | Not Yet Verified |  | 2.1 | 3700 | 84.08 | 44.01 | 18.73 | 0.918 | 4117 | 96.27
P5SE2ZD5 | Acuity Brands Lighting | Lithonia Lighting | VAP4000LMFSTWDXXXXXGZ1050K90CRI | Indoor Luminaires | Linear Ambient | Direct Linear Ambient Luminaires | Standard | FALSE | [9 empty] | 8/18/2015 | Dimmable | Continuous (Can dim down to ≤ 10% (W)) | Not Yet Verified |  |  | 3821 | 86.82 | 44.01 | 18.73 | 0.918 | 5293 | 96.72
PHUV5K4S | Acuity Brands Lighting | Lithonia Lighting | VAP4000LMPCLMDXXXXXGZ1035K80CRI | Indoor Luminaires | Linear Ambient | Direct Linear Ambient Luminaires | Standard | FALSE | [9 empty] | 8/18/2015 | Dimmable | Continuous (Can dim down to ≤ 10% (W)) | Not Yet Verified |  |  | 5112 | 115.42 | 44.29 | 18.73 | 0.918 | 3485 | 83.56
PPHPHW4W | Acuity Brands Lighting | Lithonia Lighting | VAP4000LMPCLMDXXXXXGZ1040K80CRI | Indoor Luminaires | Linear Ambient | Direct Linear Ambient Luminaires | Standard | FALSE | [9 empty] | 8/18/2015 | Dimmable | Continuous (Can dim down to ≤ 10% (W)) | Not Yet Verified |  |  | 5121 | 115.62 | 44.29 | 18.73 | 0.918 | 4011 | 81.99
PTK4U5RE | Acuity Brands Lighting | Lithonia Lighting | VAP4000LMPCLMDXXXXXGZ1050K80CRI | Indoor Luminaires | Linear Ambient | Direct Linear Ambient Luminaires | Standard | FALSE | [9 empty] | 8/18/2015 | Dimmable | Continuous (Can dim down to ≤ 10% (W)) | Not Yet Verified |  |  | 5580 | 125.99 | 44.29 | 18.73 | 0.918 | 5253 | 84.16
PVHUV9Q6 | Acuity Brands Lighting | Lithonia Lighting | VAP4000LMPCLMDXXXXXGZ1035K90CRI | Indoor Luminaires | Linear Ambient | Direct Linear Ambient Luminaires | Standard | FALSE | [9 empty] | 8/18/2015 | Dimmable | Continuous (Can dim down to ≤ 10% (W)) | Not Yet Verified |  |  | 4076 | 92.04 | 44.29 | 18.73 | 0.918 | 3438 | 96.7
PD9VK893 | Acuity Brands Lighting | Lithonia Lighting | VAP4000LMPCLMDXXXXXGZ1040K90CRI | Indoor Luminaires | Linear Ambient | Direct Linear Ambient Luminaires | Standard | FALSE | [9 empty] | 8/18/2015 | Dimmable | Continuous (Can dim down to ≤ 10% (W)) | Not Yet Verified |  |  | 4207 | 94.99 | 44.29 | 18.73 | 0.918 | 4117 | 96.27
PV4GY6P8 | Acuity Brands Lighting | Lithonia Lighting | VAP4000LMPCLMDXXXXXGZ1050K90CRI | Indoor Luminaires | Linear Ambient | Direct Linear Ambient Luminaires | Standard | FALSE | [9 empty] | 8/18/2015 | Dimmable | Continuous (Can dim down to ≤ 10% (W)) | Not Yet Verified |  |  | 4344 | 98.09 | 44.29 | 18.73 | 0.918 | 5293 | 96.72
PDMQDW6M | Acuity Brands Lighting | Lithonia Lighting | VAP4000LMFSTMDXXXXXGZ1035K80CRI | Indoor Luminaires | Linear Ambient | Direct Linear Ambient Luminaires | Standard | FALSE | [9 empty] | 8/18/2015 | Dimmable | Continuous (Can dim down to ≤ 10% (W)) | Not Yet Verified |  |  | 4550 | 103.38 | 44.01 | 18.73 | 0.918 | 3485 | 83.56
P8TFBJJP | Acuity Brands Lighting | Lithonia Lighting | VAP4000LMFSTMDXXXXXGZ1040K80CRI | Indoor Luminaires | Linear Ambient | Direct Linear Ambient Luminaires | Standard | FALSE | [9 empty] | 8/18/2015 | Dimmable | Continuous (Can dim down to ≤ 10% (W)) | Not Yet Verified |  |  | 4558 | 103.56 | 44.01 | 18.73 | 0.918 | 4010 | 84.69
PN4FTY8W | Acuity Brands Lighting | Lithonia Lighting | VAP4000LMFSTMDXXXXXGZ1050K80CRI | Indoor Luminaires | Linear Ambient | Direct Linear Ambient Luminaires | Standard | FALSE | [9 empty] | 8/18/2015 | Dimmable | Continuous (Can dim down to ≤ 10% (W)) | Not Yet Verified |  |  | 4966 | 112.84 | 44.01 | 18.73 | 0.918 | 5253 | 84.16
PH9P1HXX | Acuity Brands Lighting | Lithonia Lighting | VAP4000LMFSTMDXXXXXGZ1040K90CRI | Indoor Luminaires | Linear Ambient | Direct Linear Ambient Luminaires | Standard | FALSE | [9 empty] | 8/18/2015 | Dimmable | Continuous (Can dim down to ≤ 10% (W)) | Not Yet Verified |  |  | 3744 | 85.08 | 44.01 | 18.73 | 0.918 | 4117 | 96.27
PXXZ6TVK | Acuity Brands Lighting | Lithonia Lighting | VAP4000LMFSTMDXXXXXGZ1050K90CRI | Indoor Luminaires | Linear Ambient | Direct Linear Ambient Luminaires | Standard | FALSE | [9 empty] | 8/18/2015 | Dimmable | Continuous (Can dim down to ≤ 10% (W)) | Not Yet Verified |  |  | 3867 | 87.86 | 44.01 | 18.73 | 0.918 | 5293 | 96.72
PSWX73Y2 | Acuity Brands Lighting | Lithonia Lighting | VAP4000LMFSTWDXXXXXGZ1035K80CRI | Indoor Luminaires | Linear Ambient | Direct Linear Ambient Luminaires | Standard | FALSE | [9 empty] | 8/18/2015 | Dimmable | Continuous (Can dim down to ≤ 10% (W)) | Not Yet Verified |  |  | 4496 | 102.16 | 44.01 | 18.73 | 0.918 | 3485 | 83.56
P2VEMAB4 | Acuity Brands Lighting | Lithonia Lighting | VAP4000LMFSTWDXXXXXGZ1040K80CRI | Indoor Luminaires | Linear Ambient | Direct Linear Ambient Luminaires | Standard | FALSE | [9 empty] | 8/18/2015 | Dimmable | Continuous (Can dim down to ≤ 10% (W)) | Not Yet Verified |  |  | 4504 | 102.34 | 44.01 | 18.73 | 0.918 | 4005 | 84.95
PAEPB8Z5 | Acuity Brands Lighting | Lithonia Lighting | VAP4000LMFSTWDXXXXXGZ1050K80CRI | Indoor Luminaires | Linear Ambient | Direct Linear Ambient Luminaires | Standard | FALSE | [9 empty] | 8/18/2015 | Dimmable | Continuous (Can dim down to ≤ 10% (W)) | Not Yet Verified |  |  | 4908 | 111.51 | 44.01 | 18.73 | 0.918 | 5253 | 84.16
PAEU7C9Z | Acuity Brands Lighting | Lithonia Lighting | DMW2 2000LM WD PFL XXXXX 50K 90CRI | Indoor Luminaires | Linear Ambient | Direct Linear Ambient Luminaires | Standard | TRUE | 1640.69 | 87.32 | 18.79 | 17.48 | 0.91 | 5114 | 85.8 | 5 |  | 10/26/2015 | Dimmable | Continuous (Can dim down to ≤ 10% (W)) | Yes |  | 3 | 1649.41 | 87.83 | 18.78 | 16.73 | 0.93 | 5000 | 90
PTVE9UW7 | Acuity Brands Lighting | Lithonia Lighting | DMW2 4000LM WD PCL XXXXX 40K 90CRI | Indoor Luminaires | Linear Ambient | Direct Linear Ambient Luminaires | Standard | TRUE | 3284 | 84.55 | 38.84 | 10.61 | 0.95 | 4077 | 95.39 | 5 |  | 11/2/2015 | Dimmable | Continuous (Can dim down to ≤ 10% (W)) | Yes |  | 3 | 3576.31 | 89.63 | 39.9 | 8.07 | 0.96 | 4000 | 90
PKQ8HXWT | Acuity Brands Lighting | Lithonia Lighting | DMW2 4000LM WD PFL XXXXX 35K 80CRI | Indoor Luminaires | Linear Ambient | Direct Linear Ambient Luminaires | Standard | FALSE | [9 empty] | 11/2/2015 | Dimmable | Continuous (Can dim down to ≤ 10% (W)) | Yes |  |  | 3584.64 | 89.84 | 39.9 | 8.07 | 0.96 | 3500 | 80
PK4P5FT5 | Acuity Brands Lighting | Lithonia Lighting | DMW2 4000LM WD ACL XXXXX 35K 90CRI | Indoor Luminaires | Linear Ambient | Direct Linear Ambient Luminaires | Standard | FALSE | [9 empty] | 11/2/2015 | Dimmable | Continuous (Can dim down to ≤ 10% (W)) | Yes |  |  | 3600.39 | 90.24 | 39.9 | 8.07 | 0.96 | 3500 | 90
P9XT1WPC | Acuity Brands Lighting | Lithonia Lighting | DMW2 4000LM WD AFL XXXXX 50K 90CRI | Indoor Luminaires | Linear Ambient | Direct Linear Ambient Luminaires | Standard | FALSE | [9 empty] | 11/2/2015 | Dimmable | Continuous (Can dim down to ≤ 10% (W)) | Yes |  |  | 3633.38 | 91.06 | 39.9 | 8.07 | 0.96 | 5000 | 90
PP7XQE5K | Acuity Brands Lighting | Lithonia Lighting | DMW2 4000LM MD PFL XXXXX 50K 90CRI | Indoor Luminaires | Linear Ambient | Direct Linear Ambient Luminaires | Standard | FALSE | [9 empty] | 11/2/2015 | Dimmable | Continuous (Can dim down to ≤ 10% (W)) | Yes |  |  | 3661.27 | 91.76 | 39.9 | 8.07 | 0.96 | 5000 | 90
P181JDC4 | Acuity Brands Lighting | Lithonia Lighting | DMW2 4000LM WD PFL XXXXX 40K 80CRI | Indoor Luminaires | Linear Ambient | Direct Linear Ambient Luminaires | Standard | FALSE | [9 empty] | 11/2/2015 | Dimmable | Continuous (Can dim down to ≤ 10% (W)) | Yes |  |  | 3663.55 | 91.82 | 39.9 | 8.07 | 0.96 | 4000 | 80
PDD3M6HE | Acuity Brands Lighting | Lithonia Lighting | DMW2 4000LM WD ACL XXXXX 40K 90CRI | Indoor Luminaires | Linear Ambient | Direct Linear Ambient Luminaires | Standard | FALSE | [9 empty] | 11/2/2015 | Dimmable | Continuous (Can dim down to ≤ 10% (W)) | Yes |  |  | 3679.65 | 92.22 | 39.9 | 8.07 | 0.96 | 4000 | 90
PRB7HFCU | Acuity Brands Lighting | Lithonia Lighting | DMW2 4000LM WD PCL XXXXX 50K 90CRI | Indoor Luminaires | Linear Ambient | Direct Linear Ambient Luminaires | Standard | FALSE | [9 empty] | 11/2/2015 | Dimmable | Continuous (Can dim down to ≤ 10% (W)) | Yes |  |  | 3752.37 | 94.04 | 39.9 | 8.07 | 0.96 | 5000 | 90
P8WH8H56 | Acuity Brands Lighting | Lithonia Lighting | DMW2 4000LM MD AFL XXXXX 30K 90CRI | Indoor Luminaires | Linear Ambient | Direct Linear Ambient Luminaires | Standard | FALSE | [9 empty] | 11/2/2015 | Dimmable | Continuous (Can dim down to ≤ 10% (W)) | Yes |  |  | 3805.08 | 95.37 | 39.9 | 8.07 | 0.96 | 3000 | 90
PSM3T1HV | Acuity Brands Lighting | Lithonia Lighting | DMW2 4000LM MD PCL XXXXX 30K 90CRI | Indoor Luminaires | Linear Ambient | Direct Linear Ambient Luminaires | Standard | FALSE | [9 empty] | 11/2/2015 | Dimmable | Continuous (Can dim down to ≤ 10% (W)) | Yes |  |  | 3815.28 | 95.62 | 39.9 | 8.07 | 0.96 | 3000 | 90
P5YVCQA6 | Acuity Brands Lighting | Lithonia Lighting | DMW2 4000LM WD PFL XXXXX 50K 80CRI | Indoor Luminaires | Linear Ambient | Direct Linear Ambient Luminaires | Standard | FALSE | [9 empty] | 11/2/2015 | Dimmable | Continuous (Can dim down to ≤ 10% (W)) | Yes |  |  | 3843.91 | 96.34 | 39.9 | 8.07 | 0.96 | 5000 | 80
PTZP1E78 | Acuity Brands Lighting | Lithonia Lighting | DMW2 4000LM WD ACL XXXXX 50K 90CRI | Indoor Luminaires | Linear Ambient | Direct Linear Ambient Luminaires | Standard | FALSE | [9 empty] | 11/2/2015 | Dimmable | Continuous (Can dim down to ≤ 10% (W)) | Yes |  |  | 3860.8 | 96.76 | 39.9 | 8.07 | 0.96 | 5000 | 90
P6ZF9313 | Acuity Brands Lighting | Lithonia Lighting | DMW2 4000LM MD AFL XXXXX 35K 90CRI | Indoor Luminaires | Linear Ambient | Direct Linear Ambient Luminaires | Standard | FALSE | [9 empty] | 11/2/2015 | Dimmable | Continuous (Can dim down to ≤ 10% (W)) | Yes |  |  | 3903.27 | 97.83 | 39.9 | 8.07 | 0.96 | 3500 | 90
PNSM5H8W | Acuity Brands Lighting | Lithonia Lighting | DMW2 4000LM MD PCL XXXXX 35K 90CRI | Indoor Luminaires | Linear Ambient | Direct Linear Ambient Luminaires | Standard | FALSE | [9 empty] | 11/2/2015 | Dimmable | Continuous (Can dim down to ≤ 10% (W)) | Yes |  |  | 3913.74 | 98.09 | 39.9 | 8.07 | 0.96 | 3500 | 90
P394EAUV | Acuity Brands Lighting | Lithonia Lighting | DMW2 4000LM MD ACL XXXXX 30K 90CRI | Indoor Luminaires | Linear Ambient | Direct Linear Ambient Luminaires | Standard | FALSE | [9 empty] | 11/2/2015 | Dimmable | Continuous (Can dim down to ≤ 10% (W)) | Yes |  |  | 3919.25 | 98.23 | 39.9 | 8.07 | 0.96 | 3000 | 90
PNMF1CYQ | Acuity Brands Lighting | Lithonia Lighting | DMW2 4000LM MD AFL XXXXX 40K 90CRI | Indoor Luminaires | Linear Ambient | Direct Linear Ambient Luminaires | Standard | FALSE | [9 empty] | 11/2/2015 | Dimmable | Continuous (Can dim down to ≤ 10% (W)) | Yes |  |  | 3989.19 | 99.98 | 39.9 | 8.07 | 0.96 | 4000 | 90
P64GD78W | Acuity Brands Lighting | Lithonia Lighting | DMW2 4000LM MD PCL XXXXX 40K 90CRI | Indoor Luminaires | Linear Ambient | Direct Linear Ambient Luminaires | Standard | FALSE | [9 empty] | 11/2/2015 | Dimmable | Continuous (Can dim down to ≤ 10% (W)) | Yes |  |  | 3999.89 | 100.25 | 39.9 | 8.07 | 0.96 | 4000 | 90
PXXT8S3T | Acuity Brands Lighting | Lithonia Lighting | DMW2 4000LM MD ACL XXXXX 35K 90CRI | Indoor Luminaires | Linear Ambient | Direct Linear Ambient Luminaires | Standard | FALSE | [9 empty] | 11/2/2015 | Dimmable | Continuous (Can dim down to ≤ 10% (W)) | Yes |  |  | 4020.39 | 100.76 | 39.9 | 8.07 | 0.96 | 3500 | 90
PFJGGCJ1 | Acuity Brands Lighting | Lithonia Lighting | DMW2 4000LM WD AFL XXXXX 30K 80CRI | Indoor Luminaires | Linear Ambient | Direct Linear Ambient Luminaires | Standard | FALSE | [9 empty] | 11/2/2015 | Dimmable | Continuous (Can dim down to ≤ 10% (W)) | Yes |  |  | 4020.6 | 100.77 | 39.9 | 8.07 | 0.96 | 3000 | 80
P1VVEPNT | Acuity Brands Lighting | Lithonia Lighting | DMW2 4000LM MD PFL XXXXX 30K 80CRI | Indoor Luminaires | Linear Ambient | Direct Linear Ambient Luminaires | Standard | FALSE | [9 empty] | 11/2/2015 | Dimmable | Continuous (Can dim down to ≤ 10% (W)) | Yes |  |  | 4051.46 | 101.54 | 39.9 | 8.07 | 0.96 | 3000 | 80
PNAH1CNR | Acuity Brands Lighting | Lithonia Lighting | DMW2 4000LM MD ACL XXXXX 40K 90CRI | Indoor Luminaires | Linear Ambient | Direct Linear Ambient Luminaires | Standard | FALSE | [9 empty] | 11/2/2015 | Dimmable | Continuous (Can dim down to ≤ 10% (W)) | Yes |  |  | 4108.89 | 102.98 | 39.9 | 8.07 | 0.96 | 4000 | 90
PXD2M9AE | Acuity Brands Lighting | Lithonia Lighting | DMW2 4000LM WD AFL XXXXX 35K 80CRI | Indoor Luminaires | Linear Ambient | Direct Linear Ambient Luminaires | Standard | FALSE | [9 empty] | 11/2/2015 | Dimmable | Continuous (Can dim down to ≤ 10% (W)) | Yes |  |  | 4124.35 | 103.37 | 39.9 | 8.07 | 0.96 | 3500 | 80
PNKGT1CF | Acuity Brands Lighting | Lithonia Lighting | DMW2 4000LM WD PCL XXXXX 30K 80CRI | Indoor Luminaires | Linear Ambient | Direct Linear Ambient Luminaires | Standard | FALSE | [9 empty] | 11/2/2015 | Dimmable | Continuous (Can dim down to ≤ 10% (W)) | Yes |  |  | 4152.27 | 104.07 | 39.9 | 8.07 | 0.96 | 3000 | 80
PC9T9PZF | Acuity Brands Lighting | Lithonia Lighting | DMW2 4000LM MD PFL XXXXX 35K 80CRI | Indoor Luminaires | Linear Ambient | Direct Linear Ambient Luminaires | Standard | FALSE | [9 empty] | 11/2/2015 | Dimmable | Continuous (Can dim down to ≤ 10% (W)) | Yes |  |  | 4156.01 | 104.16 | 39.9 | 8.07 | 0.96 | 3500 | 80
PJW9UWCJ | Acuity Brands Lighting | Lithonia Lighting | DMW2 4000LM MD AFL XXXXX 50K 90CRI | Indoor Luminaires | Linear Ambient | Direct Linear Ambient Luminaires | Standard | FALSE | [9 empty] | 11/2/2015 | Dimmable | Continuous (Can dim down to ≤ 10% (W)) | Yes |  |  | 4185.58 | 104.9 | 39.9 | 8.07 | 0.96 | 5000 | 90
PWJGPRCU | Acuity Brands Lighting | Lithonia Lighting | DMW2 4000LM MD PCL XXXXX 50K 90CRI | Indoor Luminaires | Linear Ambient | Direct Linear Ambient Luminaires | Standard | FALSE | [9 empty] | 11/2/2015 | Dimmable | Continuous (Can dim down to ≤ 10% (W)) | Yes |  |  | 4196.81 | 105.18 | 39.9 | 8.07 | 0.96 | 5000 | 90
PFQ6CJVN | Acuity Brands Lighting | Lithonia Lighting | DMW2 4000LM WD AFL XXXXX 40K 80CRI | Indoor Luminaires | Linear Ambient | Direct Linear Ambient Luminaires | Standard | FALSE | [9 empty] | 11/2/2015 | Dimmable | Continuous (Can dim down to ≤ 10% (W)) | Yes |  |  | 4215.14 | 105.64 | 39.9 | 8.07 | 0.96 | 4000 | 80
PJPWXJMJ | Acuity Brands Lighting | Lithonia Lighting | DMW2 4000LM MD PFL XXXXX 40K 80CRI | Indoor Luminaires | Linear Ambient | Direct Linear Ambient Luminaires | Standard | FALSE | [9 empty] | 11/2/2015 | Dimmable | Continuous (Can dim down to ≤ 10% (W)) | Yes |  |  | 4247.5 | 106.45 | 39.9 | 8.07 | 0.96 | 4000 | 80
PA11ZYJN | Acuity Brands Lighting | Lithonia Lighting | DMW2 4000LM WD PCL XXXXX 35K 80CRI | Indoor Luminaires | Linear Ambient | Direct Linear Ambient Luminaires | Standard | FALSE | [9 empty] | 11/2/2015 | Dimmable | Continuous (Can dim down to ≤ 10% (W)) | Yes |  |  | 4259.42 | 106.75 | 39.9 | 8.07 | 0.96 | 3500 | 80
PS32P861 | Acuity Brands Lighting | Lithonia Lighting | DMW2 4000LM WD ACL XXXXX 30K 80CRI | Indoor Luminaires | Linear Ambient | Direct Linear Ambient Luminaires | Standard | FALSE | [9 empty] | 11/2/2015 | Dimmable | Continuous (Can dim down to ≤ 10% (W)) | Yes |  |  | 4272.25 | 107.07 | 39.9 | 8.07 | 0.96 | 3000 | 80
PA9DKAX7 | Acuity Brands Lighting | Lithonia Lighting | DMW2 4000LM MD ACL XXXXX 50K 90CRI | Indoor Luminaires | Linear Ambient | Direct Linear Ambient Luminaires | Standard | FALSE | [9 empty] | 11/2/2015 | Dimmable | Continuous (Can dim down to ≤ 10% (W)) | Yes |  |  | 4311.18 | 108.05 | 39.9 | 8.07 | 0.96 | 5000 | 90
PUX7DD4A | Acuity Brands Lighting | Lithonia Lighting | DMW2 4000LM WD PCL XXXXX 40K 80CRI | Indoor Luminaires | Linear Ambient | Direct Linear Ambient Luminaires | Standard | FALSE | [9 empty] | 11/2/2015 | Dimmable | Continuous (Can dim down to ≤ 10% (W)) | Yes |  |  | 4353.18 | 109.1 | 39.9 | 8.07 | 0.96 | 4000 | 80
PHN6M19W | Acuity Brands Lighting | Lithonia Lighting | DMW2 4000LM WD ACL XXXXX 35K 80CRI | Indoor Luminaires | Linear Ambient | Direct Linear Ambient Luminaires | Standard | FALSE | [9 empty] | 11/2/2015 | Dimmable | Continuous (Can dim down to ≤ 10% (W)) | Yes |  |  | 4382.5 | 109.84 | 39.9 | 8.07 | 0.96 | 3500 | 80
PUSY23FY | Acuity Brands Lighting | Lithonia Lighting | DMW2 4000LM WD AFL XXXXX 50K 80CRI | Indoor Luminaires | Linear Ambient | Direct Linear Ambient Luminaires | Standard | FALSE | [9 empty] | 11/2/2015 | Dimmable | Continuous (Can dim down to ≤ 10% (W)) | Yes |  |  | 4422.66 | 110.84 | 39.9 | 8.07 | 0.96 | 5000 | 80
P7G6HHYR | Acuity Brands Lighting | Lithonia Lighting | DMW2 3000LM WD AFL XXXXX 30K 90CRI | Indoor Luminaires | Linear Ambient | Direct Linear Ambient Luminaires | Standard | FALSE | [9 empty] | 10/26/2015 | Dimmable | Continuous (Can dim down to ≤ 10% (W)) | Yes |  |  | 2483.99 | 89.19 | 27.85 | 16.73 | 0.93 | 3000 | 90
P8BGFYER | Acuity Brands Lighting | Lithonia Lighting | DMW2 3000LM MD PFL XXXXX 30K 90CRI | Indoor Luminaires | Linear Ambient | Direct Linear Ambient Luminaires | Standard | FALSE | [9 empty] | 10/26/2015 | Dimmable | Continuous (Can dim down to ≤ 10% (W)) | Yes |  |  | 2503.06 | 89.88 | 27.85 | 16.73 | 0.93 | 3000 | 90
P2E18KF2 | Acuity Brands Lighting | Lithonia Lighting | DMW2 3000LM WD AFL XXXXX 35K 90CRI | Indoor Luminaires | Linear Ambient | Direct Linear Ambient Luminaires | Standard | FALSE | [9 empty] | 10/26/2015 | Dimmable | Continuous (Can dim down to ≤ 10% (W)) | Yes |  |  | 2548.09 | 91.49 | 27.85 | 16.73 | 0.93 | 3500 | 90
PNNPJ9J6 | Acuity Brands Lighting | Lithonia Lighting | DMW2 2000LM WD AFL XXXXX 30K 90CRI | Indoor Luminaires | Linear Ambient | Direct Linear Ambient Luminaires | Standard | FALSE | [9 empty] | 10/26/2015 | Dimmable | Continuous (Can dim down to ≤ 10% (W)) | Yes |  |  | 1725.22 | 91.86 | 18.78 | 16.73 | 0.93 | 3000 | 90
P3QEB4YX | Acuity Brands Lighting | Lithonia Lighting | DMW2 3000LM WD PCL XXXXX 30K 90CRI | Indoor Luminaires | Linear Ambient | Direct Linear Ambient Luminaires | Standard | FALSE | [9 empty] | 10/26/2015 | Dimmable | Continuous (Can dim down to ≤ 10% (W)) | Yes |  |  | 2565.34 | 92.11 | 27.85 | 16.73 | 0.93 | 3000 | 90
PJDPSP4P | Acuity Brands Lighting | Lithonia Lighting | DMW2 3000LM MD PFL XXXXX 35K 90CRI | Indoor Luminaires | Linear Ambient | Direct Linear Ambient Luminaires | Standard | FALSE | [9 empty] | 10/26/2015 | Dimmable | Continuous (Can dim down to ≤ 10% (W)) | Yes |  |  | 2567.65 | 92.2 | 27.85 | 16.73 | 0.93 | 3500 | 90
P2ES4N9H | Acuity Brands Lighting | Lithonia Lighting | DMW2 2000LM MD PFL XXXXX 30K 90CRI | Indoor Luminaires | Linear Ambient | Direct Linear Ambient Luminaires | Standard | FALSE | [9 empty] | 10/26/2015 | Dimmable | Continuous (Can dim down to ≤ 10% (W)) | Yes |  |  | 1738.46 | 92.57 | 18.78 | 16.73 | 0.93 | 3000 | 90
PA39248U | Acuity Brands Lighting | Lithonia Lighting | DMW2 3000LM WD AFL XXXXX 40K 90CRI | Indoor Luminaires | Linear Ambient | Direct Linear Ambient Luminaires | Standard | FALSE | [9 empty] | 10/26/2015 | Dimmable | Continuous (Can dim down to ≤ 10% (W)) | Yes |  |  | 2604.18 | 93.51 | 27.85 | 16.73 | 0.93 | 4000 | 90
P5S9JQUE | Acuity Brands Lighting | Lithonia Lighting | DMW2 3000LM MD PFL XXXXX 40K 90CRI | Indoor Luminaires | Linear Ambient | Direct Linear Ambient Luminaires | Standard | FALSE | [9 empty] | 10/26/2015 | Dimmable | Continuous (Can dim down to ≤ 10% (W)) | Yes |  |  | 2624.17 | 94.23 | 27.85 | 16.73 | 0.93 | 4000 | 90
PWBE5S4T | Acuity Brands Lighting | Lithonia Lighting | DMW2 2000LM WD AFL XXXXX 35K 90CRI | Indoor Luminaires | Linear Ambient | Direct Linear Ambient Luminaires | Standard | FALSE | [9 empty] | 10/26/2015 | Dimmable | Continuous (Can dim down to ≤ 10% (W)) | Yes |  |  | 1769.74 | 94.24 | 18.78 | 16.73 | 0.93 | 3500 | 90
PANR7NPW | Acuity Brands Lighting | Lithonia Lighting | DMW2 3000LM WD PFL XXXXX 30K 80CRI | Indoor Luminaires | Linear Ambient | Direct Linear Ambient Luminaires | Standard | FALSE | [9 empty] | 10/26/2015 | Dimmable | Continuous (Can dim down to ≤ 10% (W)) | Yes |  |  | 2627.92 | 94.36 | 27.85 | 16.73 | 0.93 | 3000 | 80
PG7RXJY3 | Acuity Brands Lighting | Lithonia Lighting | DMW2 3000LM WD PCL XXXXX 35K 90CRI | Indoor Luminaires | Linear Ambient | Direct Linear Ambient Luminaires | Standard | FALSE | [9 empty] | 10/26/2015 | Dimmable | Continuous (Can dim down to ≤ 10% (W)) | Yes |  |  | 2631.54 | 94.49 | 27.85 | 16.73 | 0.93 | 3500 | 90
PXFJ91DP | Acuity Brands Lighting | Lithonia Lighting | DMW2 3000LM WD ACL XXXXX 30K 90CRI | Indoor Luminaires | Linear Ambient | Direct Linear Ambient Luminaires | Standard | FALSE | [9 empty] | 10/26/2015 | Dimmable | Continuous (Can dim down to ≤ 10% (W)) | Yes |  |  | 2639.46 | 94.77 | 27.85 | 16.73 | 0.93 | 3000 | 90
PXPH8JHF | Acuity Brands Lighting | Lithonia Lighting | DMW2 2000LM WD PCL XXXXX 30K 90CRI | Indoor Luminaires | Linear Ambient | Direct Linear Ambient Luminaires | Standard | FALSE | [9 empty] | 10/26/2015 | Dimmable | Continuous (Can dim down to ≤ 10% (W)) | Yes |  |  | 1781.72 | 94.87 | 18.78 | 16.73 | 0.93 | 3000 | 90
PDN86FZ9 | Acuity Brands Lighting | Lithonia Lighting | DMW2 2000LM MD PFL XXXXX 35K 90CRI | Indoor Luminaires | Linear Ambient | Direct Linear Ambient Luminaires | Standard | FALSE | [9 empty] | 10/26/2015 | Dimmable | Continuous (Can dim down to ≤ 10% (W)) | Yes |  |  | 1783.33 | 94.96 | 18.78 | 16.73 | 0.93 | 3500 | 90
PRT5RU8X | Acuity Brands Lighting | Lithonia Lighting | DMW2 2000LM WD AFL XXXXX 40K 90CRI | Indoor Luminaires | Linear Ambient | Direct Linear Ambient Luminaires | Standard | FALSE | [9 empty] | 10/26/2015 | Dimmable | Continuous (Can dim down to ≤ 10% (W)) | Yes |  |  | 1808.7 | 96.31 | 18.78 | 16.73 | 0.93 | 4000 | 90
PUTXE6M9 | Acuity Brands Lighting | Lithonia Lighting | DMW2 3000LM WD PCL XXXXX 40K 90CRI | Indoor Luminaires | Linear Ambient | Direct Linear Ambient Luminaires | Standard | FALSE | [9 empty] | 10/26/2015 | Dimmable | Continuous (Can dim down to ≤ 10% (W)) | Yes |  |  | 2689.47 | 96.57 | 27.85 | 16.73 | 0.93 | 4000 | 90
P5552ZEP | Acuity Brands Lighting | Lithonia Lighting | DMW2 3000LM WD PFL XXXXX 35K 80CRI | Indoor Luminaires | Linear Ambient | Direct Linear Ambient Luminaires | Standard | FALSE | [9 empty] | 10/26/2015 | Dimmable | Continuous (Can dim down to ≤ 10% (W)) | Yes |  |  | 2695.74 | 96.79 | 27.85 | 16.73 | 0.93 | 3500 | 80
P8H9DEQD | Acuity Brands Lighting | Lithonia Lighting | DMW2 2000LM MD PFL XXXXX 40K 90CRI | Indoor Luminaires | Linear Ambient | Direct Linear Ambient Luminaires | Standard | FALSE | [9 empty] | 10/26/2015 | Dimmable | Continuous (Can dim down to ≤ 10% (W)) | Yes |  |  | 1822.58 | 97.05 | 18.78 | 16.73 | 0.93 | 4000 | 90
PVT1C84F | Acuity Brands Lighting | Lithonia Lighting | DMW2 2000LM WD PFL XXXXX 30K 80CRI | Indoor Luminaires | Linear Ambient | Direct Linear Ambient Luminaires | Standard | FALSE | [9 empty] | 10/26/2015 | Dimmable | Continuous (Can dim down to ≤ 10% (W)) | Yes |  |  | 1825.18 | 97.19 | 18.78 | 16.73 | 0.93 | 3000 | 80
PXQUFF2C | Acuity Brands Lighting | Lithonia Lighting | DMW2 3000LM WD ACL XXXXX 35K 90CRI | Indoor Luminaires | Linear Ambient | Direct Linear Ambient Luminaires | Standard | FALSE | [9 empty] | 10/26/2015 | Dimmable | Continuous (Can dim down to ≤ 10% (W)) | Yes |  |  | 2707.58 | 97.22 | 27.85 | 16.73 | 0.93 | 3500 | 90
P5W3N6GH | Acuity Brands Lighting | Lithonia Lighting | DMW2 2000LM WD PCL XXXXX 35K 90CRI | Indoor Luminaires | Linear Ambient | Direct Linear Ambient Luminaires | Standard | FALSE | [9 empty] | 10/26/2015 | Dimmable | Continuous (Can dim down to ≤ 10% (W)) | Yes |  |  | 1827.7 | 97.32 | 18.78 | 16.73 | 0.93 | 3500 | 90
PSCDRVVS | Acuity Brands Lighting | Lithonia Lighting | DMW2 2000LM WD ACL XXXXX 30K 90CRI | Indoor Luminaires | Linear Ambient | Direct Linear Ambient Luminaires | Standard | FALSE | [9 empty] | 10/26/2015 | Dimmable | Continuous (Can dim down to ≤ 10% (W)) | Yes |  |  | 1833.2 | 97.61 | 18.78 | 16.73 | 0.93 | 3000 | 90
PK5NQTU9 | Acuity Brands Lighting | Lithonia Lighting | DMW2 3000LM WD AFL XXXXX 50K 90CRI | Indoor Luminaires | Linear Ambient | Direct Linear Ambient Luminaires | Standard | FALSE | [9 empty] | 10/26/2015 | Dimmable | Continuous (Can dim down to ≤ 10% (W)) | Yes |  |  | 2732.39 | 98.11 | 27.85 | 16.73 | 0.93 | 5000 | 90
PA6C8T3G | Acuity Brands Lighting | Lithonia Lighting | DMW2 3000LM MD PFL XXXXX 50K 90CRI | Indoor Luminaires | Linear Ambient | Direct Linear Ambient Luminaires | Standard | FALSE | [9 empty] | 10/26/2015 | Dimmable | Continuous (Can dim down to ≤ 10% (W)) | Yes |  |  | 2753.36 | 98.86 | 27.85 | 16.73 | 0.93 | 5000 | 90
PQMWUNKC | Acuity Brands Lighting | Lithonia Lighting | DMW2 3000LM WD PFL XXXXX 40K 80CRI | Indoor Luminaires | Linear Ambient | Direct Linear Ambient Luminaires | Standard | FALSE | [9 empty] | 10/26/2015 | Dimmable | Continuous (Can dim down to ≤ 10% (W)) | Yes |  |  | 2755.08 | 98.93 | 27.85 | 16.73 | 0.93 | 4000 | 80
PWF1HH5C | Acuity Brands Lighting | Lithonia Lighting | DMW2 3000LM WD ACL XXXXX 40K 90CRI | Indoor Luminaires | Linear Ambient | Direct Linear Ambient Luminaires | Standard | FALSE | [9 empty] | 10/26/2015 | Dimmable | Continuous (Can dim down to ≤ 10% (W)) | Yes |  |  | 2767.18 | 99.36 | 27.85 | 16.73 | 0.93 | 4000 | 90
PQXWNHYN | Acuity Brands Lighting | Lithonia Lighting | DMW2 2000LM WD PCL XXXXX 40K 90CRI | Indoor Luminaires | Linear Ambient | Direct Linear Ambient Luminaires | Standard | FALSE | [9 empty] | 10/26/2015 | Dimmable | Continuous (Can dim down to ≤ 10% (W)) | Yes |  |  | 1867.93 | 99.46 | 18.78 | 16.73 | 0.93 | 4000 | 90
PUG1XGD5 | Acuity Brands Lighting | Lithonia Lighting | DMW2 2000LM WD PFL XXXXX 35K 80CRI | Indoor Luminaires | Linear Ambient | Direct Linear Ambient Luminaires | Standard | FALSE | [9 empty] | 10/26/2015 | Dimmable | Continuous (Can dim down to ≤ 10% (W)) | Yes |  |  | 1872.29 | 99.7 | 18.78 | 16.73 | 0.93 | 3500 | 80
P11QPPAC | Acuity Brands Lighting | Lithonia Lighting | DMW2 2000LM WD ACL XXXXX 35K 90CRI | Indoor Luminaires | Linear Ambient | Direct Linear Ambient Luminaires | Standard | FALSE | [9 empty] | 10/26/2015 | Dimmable | Continuous (Can dim down to ≤ 10% (W)) | Yes |  |  | 1880.51 | 100.13 | 18.78 | 16.73 | 0.93 | 3500 | 90
P2S7GJQY | Acuity Brands Lighting | Lithonia Lighting | DMW2 2000LM WD AFL XXXXX 50K 90CRI | Indoor Luminaires | Linear Ambient | Direct Linear Ambient Luminaires | Standard | FALSE | [9 empty] | 10/26/2015 | Dimmable | Continuous (Can dim down to ≤ 10% (W)) | Yes |  |  | 1897.74 | 101.05 | 18.78 | 16.73 | 0.93 | 5000 | 90
PZWFJY6W | Acuity Brands Lighting | Lithonia Lighting | DMW2 3000LM WD PCL XXXXX 50K 90CRI | Indoor Luminaires | Linear Ambient | Direct Linear Ambient Luminaires | Standard | FALSE | [9 empty] | 10/26/2015 | Dimmable | Continuous (Can dim down to ≤ 10% (W)) | Yes |  |  | 2821.87 | 101.32 | 27.85 | 16.73 | 0.93 | 5000 | 90
PHRVJD55 | Acuity Brands Lighting | Lithonia Lighting | DMW2 2000LM MD PFL XXXXX 50K 90CRI | Indoor Luminaires | Linear Ambient | Direct Linear Ambient Luminaires | Standard | FALSE | [9 empty] | 10/26/2015 | Dimmable | Continuous (Can dim down to ≤ 10% (W)) | Yes |  |  | 1912.31 | 101.83 | 18.78 | 16.73 | 0.93 | 5000 | 90
PE56FGH6 | Acuity Brands Lighting | Lithonia Lighting | DMW2 2000LM WD PFL XXXXX 40K 80CRI | Indoor Luminaires | Linear Ambient | Direct Linear Ambient Luminaires | Standard | FALSE | [9 empty] | 10/26/2015 | Dimmable | Continuous (Can dim down to ≤ 10% (W)) | Yes |  |  | 1913.5 | 101.89 | 18.78 | 16.73 | 0.93 | 4000 | 80
PQM454AY | Acuity Brands Lighting | Lithonia Lighting | DMW2 2000LM WD ACL XXXXX 40K 90CRI | Indoor Luminaires | Linear Ambient | Direct Linear Ambient Luminaires | Standard | FALSE | [9 empty] | 10/26/2015 | Dimmable | Continuous (Can dim down to ≤ 10% (W)) | Yes |  |  | 1921.91 | 102.34 | 18.78 | 16.73 | 0.93 | 4000 | 90
PEZE9JY5 | Acuity Brands Lighting | Lithonia Lighting | DMW2 3000LM MD AFL XXXXX 30K 90CRI | Indoor Luminaires | Linear Ambient | Direct Linear Ambient Luminaires | Standard | FALSE | [9 empty] | 10/26/2015 | Dimmable | Continuous (Can dim down to ≤ 10% (W)) | Yes |  |  | 2861.51 | 102.75 | 27.85 | 16.73 | 0.93 | 3000 | 90
PVUNTGJS | Acuity Brands Lighting | Lithonia Lighting | DMW2 3000LM MD PCL XXXXX 30K 90CRI | Indoor Luminaires | Linear Ambient | Direct Linear Ambient Luminaires | Standard | FALSE | [9 empty] | 10/26/2015 | Dimmable | Continuous (Can dim down to ≤ 10% (W)) | Yes |  |  | 2869.18 | 103.02 | 27.85 | 16.73 | 0.93 | 3000 | 90
PK5EJEHW | Acuity Brands Lighting | Lithonia Lighting | DMW2 3000LM WD PFL XXXXX 50K 80CRI | Indoor Luminaires | Linear Ambient | Direct Linear Ambient Luminaires | Standard | FALSE | [9 empty] | 10/26/2015 | Dimmable | Continuous (Can dim down to ≤ 10% (W)) | Yes |  |  | 2890.71 | 103.8 | 27.85 | 16.73 | 0.93 | 5000 | 80
PXABBG3J | Acuity Brands Lighting | Lithonia Lighting | DMW2 3000LM WD ACL XXXXX 50K 90CRI | Indoor Luminaires | Linear Ambient | Direct Linear Ambient Luminaires | Standard | FALSE | [9 empty] | 10/26/2015 | Dimmable | Continuous (Can dim down to ≤ 10% (W)) | Yes |  |  | 2903.41 | 104.25 | 27.85 | 16.73 | 0.93 | 5000 | 90
PKMQ567D | Acuity Brands Lighting | Lithonia Lighting | DMW2 2000LM WD PCL XXXXX 50K 90CRI | Indoor Luminaires | Linear Ambient | Direct Linear Ambient Luminaires | Standard | FALSE | [9 empty] | 10/26/2015 | Dimmable | Continuous (Can dim down to ≤ 10% (W)) | Yes |  |  | 1959.89 | 104.36 | 18.78 | 16.73 | 0.93 | 5000 | 90
P1QJ5GAU | Acuity Brands Lighting | Lithonia Lighting | DMW2 3000LM MD AFL XXXXX 35K 90CRI | Indoor Luminaires | Linear Ambient | Direct Linear Ambient Luminaires | Standard | FALSE | [9 empty] | 10/26/2015 | Dimmable | Continuous (Can dim down to ≤ 10% (W)) | Yes |  |  | 2935.35 | 105.4 | 27.85 | 16.73 | 0.93 | 3500 | 90
PMTXA8QE | Acuity Brands Lighting | Lithonia Lighting | DMW2 3000LM MD PCL XXXXX 35K 90CRI | Indoor Luminaires | Linear Ambient | Direct Linear Ambient Luminaires | Standard | FALSE | [9 empty] | 10/26/2015 | Dimmable | Continuous (Can dim down to ≤ 10% (W)) | Yes |  |  | 2943.22 | 105.68 | 27.85 | 16.73 | 0.93 | 3500 | 90
PRZVY3BT | Acuity Brands Lighting | Lithonia Lighting | DMW2 2000LM MD AFL XXXXX 30K 90CRI | Indoor Luminaires | Linear Ambient | Direct Linear Ambient Luminaires | Standard | FALSE | [9 empty] | 10/26/2015 | Dimmable | Continuous (Can dim down to ≤ 10% (W)) | Yes |  |  | 1987.42 | 105.83 | 18.78 | 16.73 | 0.93 | 3000 | 90
PZC7C6VJ | Acuity Brands Lighting | Lithonia Lighting | DMW2 3000LM MD ACL XXXXX 30K 90CRI | Indoor Luminaires | Linear Ambient | Direct Linear Ambient Luminaires | Standard | FALSE | [9 empty] | 10/26/2015 | Dimmable | Continuous (Can dim down to ≤ 10% (W)) | Yes |  |  | 2947.37 | 105.83 | 27.85 | 16.73 | 0.93 | 3000 | 90
PH8YMMPV | Acuity Brands Lighting | Lithonia Lighting | DMW2 2000LM MD PCL XXXXX 30K 90CRI | Indoor Luminaires | Linear Ambient | Direct Linear Ambient Luminaires | Standard | FALSE | [9 empty] | 10/26/2015 | Dimmable | Continuous (Can dim down to ≤ 10% (W)) | Yes |  |  | 1992.75 | 106.11 | 18.78 | 16.73 | 0.93 | 3000 | 90
PQ5Q8HBM | Acuity Brands Lighting | Lithonia Lighting | DMW2 2000LM WD PFL XXXXX 50K 80CRI | Indoor Luminaires | Linear Ambient | Direct Linear Ambient Luminaires | Standard | FALSE | [9 empty] | 10/26/2015 | Dimmable | Continuous (Can dim down to ≤ 10% (W)) | Yes |  |  | 2007.7 | 106.91 | 18.78 | 16.73 | 0.93 | 5000 | 80
PSQBHNE4 | Acuity Brands Lighting | Lithonia Lighting | DMW2 2000LM WD ACL XXXXX 50K 90CRI | Indoor Luminaires | Linear Ambient | Direct Linear Ambient Luminaires | Standard | FALSE | [9 empty] | 10/26/2015 | Dimmable | Continuous (Can dim down to ≤ 10% (W)) | Yes |  |  | 2016.52 | 107.38 | 18.78 | 16.73 | 0.93 | 5000 | 90
PX5FD6VA | Acuity Brands Lighting | Lithonia Lighting | DMW2 3000LM MD AFL XXXXX 40K 90CRI | Indoor Luminaires | Linear Ambient | Direct Linear Ambient Luminaires | Standard | FALSE | [9 empty] | 10/26/2015 | Dimmable | Continuous (Can dim down to ≤ 10% (W)) | Yes |  |  | 2999.97 | 107.72 | 27.85 | 16.73 | 0.93 | 4000 | 90
PMN3MQJD | Acuity Brands Lighting | Lithonia Lighting | DMW2 3000LM MD PCL XXXXX 40K 90CRI | Indoor Luminaires | Linear Ambient | Direct Linear Ambient Luminaires | Standard | FALSE | [9 empty] | 10/26/2015 | Dimmable | Continuous (Can dim down to ≤ 10% (W)) | Yes |  |  | 3008.01 | 108.01 | 27.85 | 16.73 | 0.93 | 4000 | 90
PV8ZXBVB | Acuity Brands Lighting | Lithonia Lighting | DMW2 2000LM MD AFL XXXXX 35K 90CRI | Indoor Luminaires | Linear Ambient | Direct Linear Ambient Luminaires | Standard | FALSE | [9 empty] | 10/26/2015 | Dimmable | Continuous (Can dim down to ≤ 10% (W)) | Yes |  |  | 2038.71 | 108.56 | 18.78 | 16.73 | 0.93 | 3500 | 90
P5E1V9GH | Acuity Brands Lighting | Lithonia Lighting | DMW2 3000LM MD ACL XXXXX 35K 90CRI | Indoor Luminaires | Linear Ambient | Direct Linear Ambient Luminaires | Standard | FALSE | [9 empty] | 10/26/2015 | Dimmable | Continuous (Can dim down to ≤ 10% (W)) | Yes |  |  | 3023.43 | 108.56 | 27.85 | 16.73 | 0.93 | 3500 | 90
PY54TQRV | Acuity Brands Lighting | Lithonia Lighting | DMW2 3000LM WD AFL XXXXX 30K 80CRI | Indoor Luminaires | Linear Ambient | Direct Linear Ambient Luminaires | Standard | FALSE | [9 empty] | 10/26/2015 | Dimmable | Continuous (Can dim down to ≤ 10% (W)) | Yes |  |  | 3023.58 | 108.57 | 27.85 | 16.73 | 0.93 | 3000 | 80
PCTGR3UD | Acuity Brands Lighting | Lithonia Lighting | DMW2 2000LM MD PCL XXXXX 35K 90CRI | Indoor Luminaires | Linear Ambient | Direct Linear Ambient Luminaires | Standard | FALSE | [9 empty] | 10/26/2015 | Dimmable | Continuous (Can dim down to ≤ 10% (W)) | Yes |  |  | 2044.17 | 108.85 | 18.78 | 16.73 | 0.93 | 3500 | 90
PSXW33G6 | Acuity Brands Lighting | Lithonia Lighting | DMW2 2000LM MD ACL XXXXX 30K 90CRI | Indoor Luminaires | Linear Ambient | Direct Linear Ambient Luminaires | Standard | FALSE | [9 empty] | 10/26/2015 | Dimmable | Continuous (Can dim down to ≤ 10% (W)) | Yes |  |  | 2047.05 | 109 | 18.78 | 16.73 | 0.93 | 3000 | 90
PSNWMV33 | Acuity Brands Lighting | Lithonia Lighting | DMW2 3000LM MD PFL XXXXX 30K 80CRI | Indoor Luminaires | Linear Ambient | Direct Linear Ambient Luminaires | Standard | FALSE | [9 empty] | 10/26/2015 | Dimmable | Continuous (Can dim down to ≤ 10% (W)) | Yes |  |  | 3046.79 | 109.4 | 27.85 | 16.73 | 0.93 | 3000 | 80
P00000491 | Acuity Brands Lighting | Lithonia Lighting | STL430LXXXXXXLP830XXXXXXXXXXXXX | Indoor Luminaires | Linear Ambient | Direct Linear Ambient Luminaires | Premium | TRUE | 2908 | 109.28 | 26.61 | 16.91 | 0.88 | 3051 | 82.92 | 5 |  | 8/5/2014 | Not Yet Verified | Not Yet Verified | Not Yet Verified |  | 2.1 | 2908 | 109.3 | 26.61 | 16.91 | 0.88 | 3051 | 82.92
P00000492 | Acuity Brands Lighting | Lithonia Lighting | STL430LXXXXXXLP835XXXXXXXXXXXXX | Indoor Luminaires | Linear Ambient | Direct Linear Ambient Luminaires | Premium | FALSE | [9 empty] | 8/5/2014 | Not Yet Verified | Not Yet Verified | Not Yet Verified |  |  | 3053.4 | 114.7 | 26.61 | 16.91 | 0.88 | 3500 | 82.92
P00000493 | Acuity Brands Lighting | Lithonia Lighting | STL430LXXXXXXLP840XXXXXXXXXXXXX | Indoor Luminaires | Linear Ambient | Direct Linear Ambient Luminaires | Premium | FALSE | [9 empty] | 8/5/2014 | Not Yet Verified | Not Yet Verified | Not Yet Verified |  |  | 3206.1 | 120.5 | 26.61 | 16.91 | 0.88 | 4000 | 82.92
P00000494 | Acuity Brands Lighting | Lithonia Lighting | STL430LXXXXXXLP850XXXXXXXXXXXXX | Indoor Luminaires | Linear Ambient | Direct Linear Ambient Luminaires | Premium | FALSE | [9 empty] | 8/5/2014 | Not Yet Verified | Not Yet Verified | Not Yet Verified |  |  | 3287 | 123.6 | 26.6 | 16.91 | 0.88 | 4966 | 83.8
P00000495 | Acuity Brands Lighting | Lithonia Lighting | STL220LXXXXXXLP830XXXXXXXXXXXXX | Indoor Luminaires | Linear Ambient | Direct Linear Ambient Luminaires | Standard | TRUE | 1965 | 99.75 | 19.7 | 16.91 | 0.88 | 3052 | 82.87 | 5 |  | 8/5/2014 | Not Yet Verified | Not Yet Verified | Not Yet Verified |  | 2.1 | 1965 | 99.8 | 19.7 | 16.91 | 0.88 | 3052 | 82.87
P00000496 | Acuity Brands Lighting | Lithonia Lighting | STL240LXXXXXXLP830XXXXXXXXXXXXX | Indoor Luminaires | Linear Ambient | Direct Linear Ambient Luminaires | Standard | TRUE | 3443 | 88.17 | 39.05 | 16.91 | 0.88 | 3079 | 82.98 | 5 |  | 8/5/2014 | Not Yet Verified | Not Yet Verified | Not Yet Verified |  | 2.1 | 3443 | 88.2 | 39.05 | 16.91 | 0.88 | 3079 | 82.98
P00000497 | Acuity Brands Lighting | Lithonia Lighting | STL240LXXXXXXLP850XXXXXXXXXXXXX | Indoor Luminaires | Linear Ambient | Direct Linear Ambient Luminaires | Standard | TRUE | 3889 | 99.46 | 39.1 | 16.91 | 0.88 | 5032 | 83.89 | 5 |  | 8/5/2014 | Not Yet Verified | Not Yet Verified | Not Yet Verified |  | 2.1 | 3889 | 99.5 | 39.1 | 16.91 | 0.88 | 5032 | 83.89
P0000049A | Acuity Brands Lighting | Lithonia Lighting | STL220LXXXXXXLP850XXXXXXXXXXXXX | Indoor Luminaires | Linear Ambient | Direct Linear Ambient Luminaires | Premium | TRUE | 2209 | 112.19 | 19.69 | 16.91 | 0.88 | 4948 | 83.68 | 5 | 50000 | 8/5/2014 | Not Yet Verified | Not Yet Verified | Not Yet Verified |  | 3.1 | 2209 | 112.2 | 19.69 | 16.91 | 0.88 | 4948 | 83.68
P0000049B | Acuity Brands Lighting | Lithonia Lighting | STL240LXXXXXXLP835XXXXXXXXXXXXX | Indoor Luminaires | Linear Ambient | Direct Linear Ambient Luminaires | Standard | FALSE | [9 empty] | 8/5/2014 | Not Yet Verified | Not Yet Verified | Not Yet Verified |  |  | 3615.2 | 92.6 | 39.05 | 16.91 | 0.88 | 3500 | 82.98
P0000049C | Acuity Brands Lighting | Lithonia Lighting | STL240LXXXXXXLP840XXXXXXXXXXXXX | Indoor Luminaires | Linear Ambient | Direct Linear Ambient Luminaires | Standard | FALSE | [9 empty] | 8/5/2014 | Not Yet Verified | Not Yet Verified | Not Yet Verified |  |  | 3795.9 | 97.2 | 39.05 | 16.91 | 0.88 | 4000 | 82.98
P00000498 | Acuity Brands Lighting | Lithonia Lighting | STL220LXXXXXXLP835XXXXXXXXXXXXX | Indoor Luminaires | Linear Ambient | Direct Linear Ambient Luminaires | Standard | FALSE | [9 empty] | 8/5/2014 | Not Yet Verified | Not Yet Verified | Not Yet Verified |  |  | 2063.3 | 104.7 | 19.7 | 16.91 | 0.88 | 3500 | 82.87
P00000499 | Acuity Brands Lighting | Lithonia Lighting | STL220LXXXXXXLP840XXXXXXXXXXXXX | Indoor Luminaires | Linear Ambient | Direct Linear Ambient Luminaires | Premium | FALSE | [9 empty] | 8/5/2014 | Not Yet Verified | Not Yet Verified | Not Yet Verified |  |  | 2166.4 | 110 | 19.7 | 16.91 | 0.88 | 4000 | 82.87
P0000049D | Acuity Brands Lighting | Lithonia Lighting | STL440LXXXXXXLP830XXXXXXXXXXXXX | Indoor Luminaires | Linear Ambient | Direct Linear Ambient Luminaires | Standard | TRUE | 3693 | 105.7 | 34.94 | 19.77 | 0.91 | 3056 | 82.94 | 5 |  | 8/5/2014 | Not Yet Verified | Not Yet Verified | Not Yet Verified |  | 2.1 | 3693 | 105.7 | 34.94 | 19.77 | 0.91 | 3056 | 82.94
P0000049E | Acuity Brands Lighting | Lithonia Lighting | STL460LXXXXXXLP830XXXXXXXXXXXXX | Indoor Luminaires | Linear Ambient | Direct Linear Ambient Luminaires | Standard | TRUE | 5294 | 99.34 | 53.29 | 19.77 | 0.91 | 3065 | 82.93 | 5 |  | 8/5/2014 | Not Yet Verified | Not Yet Verified | Not Yet Verified |  | 2.1 | 5294 | 99.3 | 53.29 | 19.77 | 0.91 | 3065 | 82.93
P0000049F | Acuity Brands Lighting | Lithonia Lighting | STL460LXXXXXXLP850XXXXXXXXXXXXX | Indoor Luminaires | Linear Ambient | Direct Linear Ambient Luminaires | Premium | TRUE | 5964 | 112.11 | 53.2 | 19.77 | 0.91 | 5000 | 83.9 | 5 |  | 8/5/2014 | Not Yet Verified | Not Yet Verified | Not Yet Verified |  | 2.1 | 5964 | 112.1 | 53.2 | 19.77 | 0.91 | 5000 | 83.9
P0000049K | Acuity Brands Lighting | Lithonia Lighting | STL448LXXXXXXLP835XXXXXXXXXXXXX | Indoor Luminaires | Linear Ambient | Direct Linear Ambient Luminaires | Premium | TRUE | 5532 | 121.56 | 45.51 | 16.91 | 0.88 | 3538 | 84.6 | 5 |  | 8/5/2014 | Not Yet Verified | Not Yet Verified | Not Yet Verified |  | 3.1 | 4846.8 | 107.23 | 45.2 | 19.77 | 0.91 | 3500 | 82.94
P0000049L | Acuity Brands Lighting | Lithonia Lighting | STL448LXXXXXXLP840XXXXXXXXXXXXX | Indoor Luminaires | Linear Ambient | Direct Linear Ambient Luminaires | Premium | FALSE | [9 empty] | 8/5/2014 | Not Yet Verified | Not Yet Verified | Not Yet Verified |  |  | 5089.14 | 112.59 | 45.2 | 19.77 | 0.91 | 4000 | 82.94
P0000049M | Acuity Brands Lighting | Lithonia Lighting | STL448LXXXXXXLP850XXXXXXXXXXXXX | Indoor Luminaires | Linear Ambient | Direct Linear Ambient Luminaires | Premium | FALSE | [9 empty] | 8/5/2014 | Not Yet Verified | Not Yet Verified | Not Yet Verified |  |  | 5184 | 114.79 | 45.16 | 19.77 | 0.91 | 4997 | 83.84
P0000049N | Acuity Brands Lighting | Lithonia Lighting | STL460LXXXXXXLP835XXXXXXXXXXXXX | Indoor Luminaires | Linear Ambient | Direct Linear Ambient Luminaires | Standard | FALSE | [9 empty] | 8/5/2014 | Not Yet Verified | Not Yet Verified | Not Yet Verified |  |  | 5558.7 | 104.31 | 53.29 | 19.77 | 0.91 | 3500 | 82.93
P0000049O | Acuity Brands Lighting | Lithonia Lighting | STL460LXXXXXXLP840XXXXXXXXXXXXX | Indoor Luminaires | Linear Ambient | Direct Linear Ambient Luminaires | Premium | FALSE | [9 empty] | 8/5/2014 | Not Yet Verified | Not Yet Verified | Not Yet Verified |  |  | 5836.64 | 109.52 | 53.29 | 19.77 | 0.91 | 4000 | 82.93
P0000049G | Acuity Brands Lighting | Lithonia Lighting | STL440LXXXXXXLP835XXXXXXXXXXXXX | Indoor Luminaires | Linear Ambient | Direct Linear Ambient Luminaires | Premium | FALSE | [9 empty] | 8/5/2014 | Not Yet Verified | Not Yet Verified | Not Yet Verified |  |  | 3877.65 | 110.99 | 34.94 | 19.77 | 0.91 | 3500 | 82.94
P0000049H | Acuity Brands Lighting | Lithonia Lighting | STL440LXXXXXXLP840XXXXXXXXXXXXX | Indoor Luminaires | Linear Ambient | Direct Linear Ambient Luminaires | Premium | FALSE | [9 empty] | 8/5/2014 | Not Yet Verified | Not Yet Verified | Not Yet Verified |  |  | 4071.53 | 116.53 | 34.94 | 19.77 | 0.91 | 4000 | 82.94
P0000049I | Acuity Brands Lighting | Lithonia Lighting | STL440LXXXXXXLP850XXXXXXXXXXXXX | Indoor Luminaires | Linear Ambient | Direct Linear Ambient Luminaires | Premium | FALSE | [9 empty] | 8/5/2014 | Not Yet Verified | Not Yet Verified | Not Yet Verified |  |  | 4134 | 118.38 | 34.92 | 19.77 | 0.91 | 4987 | 83.87
P0000049J | Acuity Brands Lighting | Lithonia Lighting | STL448LXXXXXXLP830XXXXXXXXXXXXX | Indoor Luminaires | Linear Ambient | Direct Linear Ambient Luminaires | Standard | FALSE | [9 empty] | 8/5/2014 | Not Yet Verified | Not Yet Verified | Not Yet Verified |  |  | 4616 | 102.12 | 45.2 | 19.77 | 0.91 | 3062 | 82.94
P0000041N | Acuity Brands Lighting | Peerless Lighting | VMM9 HI 0/100 XFT R4 120 EZB SCT LP835 FX/XX CXXX XXX | Indoor Luminaires | Linear Ambient | Direct Linear Ambient Luminaires | Standard | TRUE | 4266 | 86.39 | 49.38 | 5.57 | 0.9935 | 3270 | 82.28 | 5 |  | 7/22/2014 | Not Yet Verified | Not Yet Verified | Not Yet Verified |  | 2.1 | 4266 | 86.39 | 49.38 | 5.57 | 0.99 | 3270 | 82.28
P0000041O | Acuity Brands Lighting | Peerless Lighting | VMM9 HI 0/100 XFT R4 277 EZB SCT LP835 FX/XX CXXX XXX | Indoor Luminaires | Linear Ambient | Direct Linear Ambient Luminaires | Standard | FALSE | [9 empty] | 7/22/2014 | Not Yet Verified | Not Yet Verified | Not Yet Verified |  |  | 4266 | 86.39 | 49.38 | 15.24 | 0.92 | 3270 | 82.28
P0000041P | Acuity Brands Lighting | Peerless Lighting | VMM9 HI 0/100 XFT R8 120 EZB SCT LP835 FX/XX CXXX XXX | Indoor Luminaires | Linear Ambient | Direct Linear Ambient Luminaires | Standard | FALSE | [9 empty] | 7/22/2014 | Not Yet Verified | Not Yet Verified | Not Yet Verified |  |  | 8532 | 86.39 | 98.76 | 5.57 | 0.99 | 3270 | 82.28
P0000041Q | Acuity Brands Lighting | Peerless Lighting | VMM9 HI 0/100 XFT R8 277 EZB SCT LP835 FX/XX CXXX XXX | Indoor Luminaires | Linear Ambient | Direct Linear Ambient Luminaires | Standard | FALSE | [9 empty] | 7/22/2014 | Not Yet Verified | Not Yet Verified | Not Yet Verified |  |  | 8532 | 86.39 | 98.76 | 15.24 | 0.92 | 3270 | 82.28
P000003KD | Acuity Brands Lighting | Lithonia Lighting | ZL1N L48 3000LM FST XX 30K 80CRI XX XX (120-277V and 347V only) | Indoor Luminaires | Linear Ambient | Direct Linear Ambient Luminaires | Standard | TRUE | 3220.29 | 98.24 | 32.78 | 12.874 | 0.946 | 3033 | 82.3 | 5 |  | 5/13/2014 | Not Yet Verified | Not Yet Verified | Not Yet Verified |  | 2.1
P000003KE | Acuity Brands Lighting | Lithonia Lighting | ZL1N L48 3000LM FST XX 40K 80CRI XX XX (120-277V and 347V only) | Indoor Luminaires | Linear Ambient | Direct Linear Ambient Luminaires | Standard | TRUE | 2832 | 87.76 | 32.27 | 12.874 | 0.946 | 3958.1 | 83.2 | 5 |  | 5/13/2014 | Not Yet Verified | Not Yet Verified | Not Yet Verified |  | 2.1 | 2833.8 | 87.7 | 32.3 | 15.3 | 0.946 | 4113 | 83.1
P000003KF | Acuity Brands Lighting | Lithonia Lighting | ZL1N L48 7000LM FST XX 30K 80CRI XX XX (120-277V and 347V only) | Indoor Luminaires | Linear Ambient | Direct Linear Ambient Luminaires | Standard | TRUE | 5910 | 83.79 | 70.53 | 12.874 | 0.946 | 3053.7 | 82.3 | 5 |  | 5/13/2014 | Not Yet Verified | Not Yet Verified | Not Yet Verified |  | 2.1 | 5913.8 | 83.8 | 70.6 | 15.3 | 0.946 | 3053.7 | 82.3
P000003KG | Acuity Brands Lighting | Lithonia Lighting | ZL1N L48 7000LM FST XX 50K 80CRI XX XX (120-277V and 347V only) | Indoor Luminaires | Linear Ambient | Direct Linear Ambient Luminaires | Standard | TRUE | 7162 | 99.17 | 72.22 | 12.874 | 0.946 | 5275.5 | 85.1 | 5 |  | 5/13/2014 | Not Yet Verified | Not Yet Verified | Not Yet Verified |  | 2.1 | 7231.1 | 99.9 | 72.4 | 15.3 | 0.946 | 5275.5 | 85.1
P000003N9 | Acuity Brands Lighting | Holophane | HZL1N L48 3000LM FST XX 40K 80CRI XX XX (120-277V and 347V only) | Indoor Luminaires | Linear Ambient | Direct Linear Ambient Luminaires | Standard | FALSE | [9 empty] | 6/11/2014 | Not Yet Verified | Not Yet Verified | Not Yet Verified |  |  | 2833.8 | 87.7 | 32.3 | 15.3 | 0.946 | 4113 | 83.1
P000003NA | Acuity Brands Lighting | Holophane | HZL1N L48 7000LM FST XX 30K 80CRI XX XX (120-277V and 347V only) | Indoor Luminaires | Linear Ambient | Direct Linear Ambient Luminaires | Standard | FALSE | [9 empty] | 6/11/2014 | Not Yet Verified | Not Yet Verified | Not Yet Verified |  |  | 5913.8 | 83.8 | 70.6 | 15.3 | 0.946 | 3053.7 | 82.3
P000003NB | Acuity Brands Lighting | Holophane | HZL1N L48 7000LM FST XX 50K 80CRI XX XX (120-277V and 347V only) | Indoor Luminaires | Linear Ambient | Direct Linear Ambient Luminaires | Standard | FALSE | [9 empty] | 6/11/2014 | Not Yet Verified | Not Yet Verified | Not Yet Verified |  |  | 7231.1 | 99.9 | 72.4 | 15.3 | 0.946 | 5275.5 | 85.1
P000003NC | Acuity Brands Lighting | Holophane | HZL1N L24 3000LM L/LENS XX 30K 80CRI XX XX (120-277V and 347V only) | Indoor Luminaires | Linear Ambient | Direct Linear Ambient Luminaires | Standard | FALSE | [9 empty] | 6/11/2014 | Not Yet Verified | Not Yet Verified | Not Yet Verified |  |  | 3164.5 | 93.3 | 33.9 | 15.3 | 0.946 | 3053.7 | 82.3
P000003ND | Acuity Brands Lighting | Holophane | HZL1N L24 3000LM FST XX 30K 80CRI XX XX (120-277V and 347V only) | Indoor Luminaires | Linear Ambient | Direct Linear Ambient Luminaires | Standard | FALSE | [9 empty] | 6/11/2014 | Not Yet Verified | Not Yet Verified | Not Yet Verified |  |  | 2805.4 | 83.1 | 33.7 | 15.3 | 0.946 | 3053.7 | 82.3
P000003NE | Acuity Brands Lighting | Holophane | HZL1N L24 3000LM L/LENS XX 35K 80CRI XX XX (120-277V and 347V only) | Indoor Luminaires | Linear Ambient | Direct Linear Ambient Luminaires | Standard | FALSE | [9 empty] | 6/11/2014 | Not Yet Verified | Not Yet Verified | Not Yet Verified |  |  | 3295.2 | 97.1 | 33.9 | 15.3 | 0.946 | 3517.6 | 82.6
P000003NF | Acuity Brands Lighting | Holophane | HZL1N L24 3000LM FST XX 35K 80CRI XX XX (120-277V and 347V only) | Indoor Luminaires | Linear Ambient | Direct Linear Ambient Luminaires | Standard | FALSE | [9 empty] | 6/11/2014 | Not Yet Verified | Not Yet Verified | Not Yet Verified |  |  | 2921.2 | 86.6 | 33.7 | 15.3 | 0.946 | 3517.6 | 82.6
P000003NG | Acuity Brands Lighting | Holophane | HZL1N L24 3000LM L/LENS XX 40K 80CRI XX XX (120-277V and 347V only) | Indoor Luminaires | Linear Ambient | Direct Linear Ambient Luminaires | Standard | FALSE | [9 empty] | 6/11/2014 | Not Yet Verified | Not Yet Verified | Not Yet Verified |  |  | 3581.8 | 100.7 | 35.6 | 15.3 | 0.946 | 4113 | 83.1
P000003NH | Acuity Brands Lighting | Holophane | HZL1N L24 3000LM FST XX 40K 80CRI XX XX (120-277V and 347V only) | Indoor Luminaires | Linear Ambient | Direct Linear Ambient Luminaires | Standard | FALSE | [9 empty] | 6/11/2014 | Not Yet Verified | Not Yet Verified | Not Yet Verified |  |  | 3177.3 | 89.7 | 35.4 | 15.3 | 0.946 | 4113 | 83.1
P000003NI | Acuity Brands Lighting | Holophane | HZL1N L24 3000LM L/LENS XX 50K 80CRI XX XX (120-277V and 347V only) | Indoor Luminaires | Linear Ambient | Direct Linear Ambient Luminaires | Standard | FALSE | [9 empty] | 6/11/2014 | Not Yet Verified | Not Yet Verified | Not Yet Verified |  |  | 3834.9 | 110.4 | 34.7 | 15.3 | 0.946 | 5275.5 | 85.1
P000003NJ | Acuity Brands Lighting | Holophane | HZL1N L24 3000LM FST XX 50K 80CRI XX XX (120-277V and 347V only) | Indoor Luminaires | Linear Ambient | Direct Linear Ambient Luminaires | Standard | FALSE | [9 empty] | 6/11/2014 | Not Yet Verified | Not Yet Verified | Not Yet Verified |  |  | 3399.6 | 98.4 | 34.6 | 15.3 | 0.946 | 5275.5 | 85.1
P000003NK | Acuity Brands Lighting | Holophane | HZL1N L48 3000LM L/LENS XX 30K 80CRI XX XX (120-277V and 347V only) | Indoor Luminaires | Linear Ambient | Direct Linear Ambient Luminaires | Standard | FALSE | [9 empty] | 6/11/2014 | Not Yet Verified | Not Yet Verified | Not Yet Verified |  |  | 2864.9 | 90.8 | 31.6 | 15.3 | 0.946 | 3053.7 | 82.3
P000003NL | Acuity Brands Lighting | Holophane | HZL1N L48 5000LM L/LENS XX 30K 80CRI XX XX (120-277V and 347V only) | Indoor Luminaires | Linear Ambient | Direct Linear Ambient Luminaires | Standard | FALSE | [9 empty] | 6/11/2014 | Not Yet Verified | Not Yet Verified | Not Yet Verified |  |  | 4438.9 | 107.6 | 41.3 | 15.3 | 0.946 | 3053.7 | 82.3
P000003NM | Acuity Brands Lighting | Holophane | HZL1N L48 5000LM FST XX 30K 80CRI XX XX (120-277V and 347V only) | Indoor Luminaires | Linear Ambient | Direct Linear Ambient Luminaires | Standard | FALSE | [9 empty] | 6/11/2014 | Not Yet Verified | Not Yet Verified | Not Yet Verified |  |  | 3922.9 | 95.7 | 41 | 15.3 | 0.946 | 3053.7 | 82.3
P000003NN | Acuity Brands Lighting | Holophane | HZL1N L48 7000LM L/LENS XX 30K 80CRI XX XX (120-277V and 347V only) | Indoor Luminaires | Linear Ambient | Direct Linear Ambient Luminaires | Standard | FALSE | [9 empty] | 6/11/2014 | Not Yet Verified | Not Yet Verified | Not Yet Verified |  |  | 6737.1 | 94.9 | 71 | 15.3 | 0.946 | 3053.7 | 82.3
P000003NO | Acuity Brands Lighting | Holophane | HZL1N L48 3000LM L/LENS XX 35K 80CRI XX XX (120-277V and 347V only) | Indoor Luminaires | Linear Ambient | Direct Linear Ambient Luminaires | Standard | FALSE | [9 empty] | 6/11/2014 | Not Yet Verified | Not Yet Verified | Not Yet Verified |  |  | 2983.1 | 93.4 | 31.9 | 15.3 | 0.946 | 3517.6 | 82.6
P000003NP | Acuity Brands Lighting | Holophane | HZL1N L48 3000LM FST XX 35K 80CRI XX XX (120-277V and 347V only) | Indoor Luminaires | Linear Ambient | Direct Linear Ambient Luminaires | Standard | FALSE | [9 empty] | 6/11/2014 | Not Yet Verified | Not Yet Verified | Not Yet Verified |  |  | 2636.4 | 83.1 | 31.7 | 15.3 | 0.946 | 3517.6 | 82.6
P000003NQ | Acuity Brands Lighting | Holophane | HZL1N L48 5000LM L/LENS XX 35K 80CRI XX XX (120-277V and 347V only) | Indoor Luminaires | Linear Ambient | Direct Linear Ambient Luminaires | Standard | FALSE | [9 empty] | 6/11/2014 | Not Yet Verified | Not Yet Verified | Not Yet Verified |  |  | 4622.2 | 110.6 | 41.8 | 15.3 | 0.946 | 3517.6 | 82.6
P000003NR | Acuity Brands Lighting | Holophane | HZL1N L48 5000LM FST XX 35K 80CRI XX XX (120-277V and 347V only) | Indoor Luminaires | Linear Ambient | Direct Linear Ambient Luminaires | Standard | FALSE | [9 empty] | 6/11/2014 | Not Yet Verified | Not Yet Verified | Not Yet Verified |  |  | 4084.9 | 98.4 | 41.5 | 15.3 | 0.946 | 3517.6 | 82.6
P000003NS | Acuity Brands Lighting | Holophane | HZL1N L48 7000LM L/LENS XX 35K 80CRI XX XX (120-277V and 347V only) | Indoor Luminaires | Linear Ambient | Direct Linear Ambient Luminaires | Standard | FALSE | [9 empty] | 6/11/2014 | Not Yet Verified | Not Yet Verified | Not Yet Verified |  |  | 7015.3 | 97.6 | 71.9 | 15.3 | 0.946 | 3517.6 | 82.6
P000003NT | Acuity Brands Lighting | Holophane | HZL1N L48 7000LM FST XX 35K 80CRI XX XX (120-277V and 347V only) | Indoor Luminaires | Linear Ambient | Direct Linear Ambient Luminaires | Standard | FALSE | [9 empty] | 6/11/2014 | Not Yet Verified | Not Yet Verified | Not Yet Verified |  |  | 6158 | 86.2 | 71.5 | 15.3 | 0.946 | 3517.6 | 82.6
P000003NU | Acuity Brands Lighting | Holophane | HZL1N L48 3000LM L/LENS XX 40K 80CRI XX XX (120-277V and 347V only) | Indoor Luminaires | Linear Ambient | Direct Linear Ambient Luminaires | Standard | FALSE | [9 empty] | 6/11/2014 | Not Yet Verified | Not Yet Verified | Not Yet Verified |  |  | 3206.6 | 98.6 | 32.5 | 15.3 | 0.946 | 4113 | 83.1
P000003NV | Acuity Brands Lighting | Holophane | HZL1N L48 5000LM L/LENS XX 40K 80CRI XX XX (120-277V and 347V only) | Indoor Luminaires | Linear Ambient | Direct Linear Ambient Luminaires | Standard | FALSE | [9 empty] | 6/11/2014 | Not Yet Verified | Not Yet Verified | Not Yet Verified |  |  | 4968.4 | 116.8 | 42.5 | 15.3 | 0.946 | 4113 | 83.1
P000003NW | Acuity Brands Lighting | Holophane | HZL1N L48 5000LM FST XX 40K 80CRI XX XX (120-277V and 347V only) | Indoor Luminaires | Linear Ambient | Direct Linear Ambient Luminaires | Standard | FALSE | [9 empty] | 6/11/2014 | Not Yet Verified | Not Yet Verified | Not Yet Verified |  |  | 4390.9 | 103.9 | 42.2 | 15.3 | 0.946 | 4113 | 83.1
P000003NX | Acuity Brands Lighting | Holophane | HZL1N L48 7000LM L/LENS XX 40K 80CRI XX XX (120-277V and 347V only) | Indoor Luminaires | Linear Ambient | Direct Linear Ambient Luminaires | Standard | FALSE | [9 empty] | 6/11/2014 | Not Yet Verified | Not Yet Verified | Not Yet Verified |  |  | 7540.8 | 103 | 73.2 | 15.3 | 0.946 | 4113 | 83.1
P000003NY | Acuity Brands Lighting | Holophane | HZL1N L48 7000LM FST XX 40K 80CRI XX XX (120-277V and 347V only) | Indoor Luminaires | Linear Ambient | Direct Linear Ambient Luminaires | Standard | FALSE | [9 empty] | 6/11/2014 | Not Yet Verified | Not Yet Verified | Not Yet Verified |  |  | 6619.3 | 91 | 72.8 | 15.3 | 0.946 | 4113 | 83.1
P000003NZ | Acuity Brands Lighting | Holophane | HZL1N L48 3000LM L/LENS XX 50K 80CRI XX XX (120-277V and 347V only) | Indoor Luminaires | Linear Ambient | Direct Linear Ambient Luminaires | Standard | FALSE | [9 empty] | 6/11/2014 | Not Yet Verified | Not Yet Verified | Not Yet Verified |  |  | 3471.8 | 107.5 | 32.3 | 15.3 | 0.946 | 5275.5 | 85.1
P000003O0 | Acuity Brands Lighting | Holophane | HZL1N L48 3000LM FST XX 50K 80CRI XX XX (120-277V and 347V only) | Indoor Luminaires | Linear Ambient | Direct Linear Ambient Luminaires | Standard | FALSE | [9 empty] | 6/11/2014 | Not Yet Verified | Not Yet Verified | Not Yet Verified |  |  | 3068.2 | 95.6 | 32.1 | 15.3 | 0.946 | 5275.5 | 85.1
P000003O1 | Acuity Brands Lighting | Holophane | HZL1N L48 5000LM L/LENS XX 50K 80CRI XX XX (120-277V and 347V only) | Indoor Luminaires | Linear Ambient | Direct Linear Ambient Luminaires | Standard | FALSE | [9 empty] | 6/11/2014 | Not Yet Verified | Not Yet Verified | Not Yet Verified |  |  | 5379.3 | 127.3 | 42.3 | 15.3 | 0.946 | 5275.5 | 85.1
P000003O2 | Acuity Brands Lighting | Holophane | HZL1N L48 5000LM FST XX 50K 80CRI XX XX (120-277V and 347V only) | Indoor Luminaires | Linear Ambient | Direct Linear Ambient Luminaires | Standard | FALSE | [9 empty] | 6/11/2014 | Not Yet Verified | Not Yet Verified | Not Yet Verified |  |  | 4753.9 | 113.3 | 42 | 15.3 | 0.946 | 5275.5 | 85.1
P000003O3 | Acuity Brands Lighting | Holophane | HZL1N L48 7000LM L/LENS XX 50K 80CRI XX XX (120-277V and 347V only) | Indoor Luminaires | Linear Ambient | Direct Linear Ambient Luminaires | Standard | FALSE | [9 empty] | 6/11/2014 | Not Yet Verified | Not Yet Verified | Not Yet Verified |  |  | 8164.4 | 112.3 | 72.7 | 15.3 | 0.946 | 5275.5 | 85.1
P000003O4 | Acuity Brands Lighting | Holophane | HTZL1N L96 6000LM L/LENS XX 30K 80CRI XX XX (120-277V and 347V only) | Indoor Luminaires | Linear Ambient | Direct Linear Ambient Luminaires | Standard | FALSE | [9 empty] | 6/11/2014 | Not Yet Verified | Not Yet Verified | Not Yet Verified |  |  | 5729.7 | 90.8 | 63.1 | 15.3 | 0.946 | 3053.7 | 82.3
P000003O5 | Acuity Brands Lighting | Holophane | HTZL1N L96 10000LM L/LENS XX 30K 80CRI XX XX (120-277V and 347V only) | Indoor Luminaires | Linear Ambient | Direct Linear Ambient Luminaires | Standard | FALSE | [9 empty] | 6/11/2014 | Not Yet Verified | Not Yet Verified | Not Yet Verified |  |  | 8877.8 | 107.6 | 82.5 | 15.3 | 0.946 | 3053.7 | 82.3
P000003O6 | Acuity Brands Lighting | Holophane | HTZL1N L96 10000LM FST XX 30K 80CRI XX XX (120-277V and 347V only) | Indoor Luminaires | Linear Ambient | Direct Linear Ambient Luminaires | Standard | FALSE | [9 empty] | 6/11/2014 | Not Yet Verified | Not Yet Verified | Not Yet Verified |  |  | 7845.8 | 95.7 | 82 | 15.3 | 0.946 | 3053.7 | 82.3
P000003O7 | Acuity Brands Lighting | Holophane | HTZL1N L96 14000LM L/LENS XX 30K 80CRI XX XX (120-277V and 347V only) | Indoor Luminaires | Linear Ambient | Direct Linear Ambient Luminaires | Standard | FALSE | [9 empty] | 6/11/2014 | Not Yet Verified | Not Yet Verified | Not Yet Verified |  |  | 13474.3 | 94.9 | 142 | 15.3 | 0.946 | 3053.7 | 82.3
P000003O8 | Acuity Brands Lighting | Holophane | HTZL1N L96 14000LM FST XX 30K 80CRI XX XX (120-277V and 347V only) | Indoor Luminaires | Linear Ambient | Direct Linear Ambient Luminaires | Standard | FALSE | [9 empty] | 6/11/2014 | Not Yet Verified | Not Yet Verified | Not Yet Verified |  |  | 11827.7 | 83.8 | 141.2 | 15.3 | 0.946 | 3053.7 | 82.3
P000003O9 | Acuity Brands Lighting | Holophane | HTZL1N L96 6000LM L/LENS XX 35K 80CRI XX XX (120-277V and 347V only) | Indoor Luminaires | Linear Ambient | Direct Linear Ambient Luminaires | Standard | FALSE | [9 empty] | 6/11/2014 | Not Yet Verified | Not Yet Verified | Not Yet Verified |  |  | 5966.3 | 93.4 | 63.9 | 15.3 | 0.946 | 3517.6 | 82.6
P000003OA | Acuity Brands Lighting | Holophane | HTZL1N L96 6000LM FST XX 35K 80CRI XX XX (120-277V and 347V only) | Indoor Luminaires | Linear Ambient | Direct Linear Ambient Luminaires | Standard | FALSE | [9 empty] | 6/11/2014 | Not Yet Verified | Not Yet Verified | Not Yet Verified |  |  | 5272.7 | 83.1 | 63.4 | 15.3 | 0.946 | 3517.6 | 82.6
P000003OB | Acuity Brands Lighting | Holophane | HTZL1N L96 10000LM L/LENS XX 35K 80CRI XX XX (120-277V and 347V only) | Indoor Luminaires | Linear Ambient | Direct Linear Ambient Luminaires | Standard | FALSE | [9 empty] | 6/11/2014 | Not Yet Verified | Not Yet Verified | Not Yet Verified |  |  | 9244.3 | 110.6 | 83.6 | 15.3 | 0.946 | 3517.6 | 82.6
P000003OC | Acuity Brands Lighting | Holophane | HTZL1N L96 10000LM FST XX 35K 80CRI XX XX (120-277V and 347V only) | Indoor Luminaires | Linear Ambient | Direct Linear Ambient Luminaires | Standard | FALSE | [9 empty] | 6/11/2014 | Not Yet Verified | Not Yet Verified | Not Yet Verified |  |  | 8169.7 | 98.4 | 83 | 15.3 | 0.946 | 3517.6 | 82.6
P000003OD | Acuity Brands Lighting | Holophane | HTZL1N L96 14000LM L/LENS XX 35K 80CRI XX XX (120-277V and 347V only) | Indoor Luminaires | Linear Ambient | Direct Linear Ambient Luminaires | Standard | FALSE | [9 empty] | 6/11/2014 | Not Yet Verified | Not Yet Verified | Not Yet Verified |  |  | 14030.6 | 97.6 | 143.8 | 15.3 | 0.946 | 3517.6 | 82.6
P000003OE | Acuity Brands Lighting | Holophane | HTZL1N L96 14000LM FST XX 35K 80CRI XX XX (120-277V and 347V only) | Indoor Luminaires | Linear Ambient | Direct Linear Ambient Luminaires | Standard | FALSE | [9 empty] | 6/11/2014 | Not Yet Verified | Not Yet Verified | Not Yet Verified |  |  | 12316 | 86.2 | 142.9 | 15.3 | 0.946 | 3517.6 | 82.6
P000003OF | Acuity Brands Lighting | Holophane | HTZL1N L96 6000LM L/LENS XX 40K 80CRI XX XX (120-277V and 347V only) | Indoor Luminaires | Linear Ambient | Direct Linear Ambient Luminaires | Standard | FALSE | [9 empty] | 6/11/2014 | Not Yet Verified | Not Yet Verified | Not Yet Verified |  |  | 6413.2 | 98.6 | 65 | 15.3 | 0.946 | 4113 | 83.1
P000003OG | Acuity Brands Lighting | Holophane | HTZL1N L96 6000LM FST XX 40K 80CRI XX XX (120-277V and 347V only) | Indoor Luminaires | Linear Ambient | Direct Linear Ambient Luminaires | Standard | FALSE | [9 empty] | 6/11/2014 | Not Yet Verified | Not Yet Verified | Not Yet Verified |  |  | 5667.7 | 87.7 | 64.6 | 15.3 | 0.946 | 4113 | 83.1
P000003OH | Acuity Brands Lighting | Holophane | HTZL1N L96 10000LM L/LENS XX 40K 80CRI XX XX (120-277V and 347V only) | Indoor Luminaires | Linear Ambient | Direct Linear Ambient Luminaires | Standard | FALSE | [9 empty] | 6/11/2014 | Not Yet Verified | Not Yet Verified | Not Yet Verified |  |  | 9936.8 | 116.8 | 85.1 | 15.3 | 0.946 | 4113 | 83.1
P000003OI | Acuity Brands Lighting | Holophane | HTZL1N L96 10000LM FST XX 40K 80CRI XX XX (120-277V and 347V only) | Indoor Luminaires | Linear Ambient | Direct Linear Ambient Luminaires | Standard | FALSE | [9 empty] | 6/11/2014 | Not Yet Verified | Not Yet Verified | Not Yet Verified |  |  | 8781.7 | 103.9 | 84.5 | 15.3 | 0.946 | 4113 | 83.1
P000003OJ | Acuity Brands Lighting | Holophane | HTZL1N L96 14000LM L/LENS XX 40K 80CRI XX XX (120-277V and 347V only) | Indoor Luminaires | Linear Ambient | Direct Linear Ambient Luminaires | Standard | FALSE | [9 empty] | 6/11/2014 | Not Yet Verified | Not Yet Verified | Not Yet Verified |  |  | 15081.6 | 103 | 146.4 | 15.3 | 0.946 | 4113 | 83.1
P000003OK | Acuity Brands Lighting | Holophane | HTZL1N L96 14000LM FST XX 40K 80CRI XX XX (120-277V and 347V only) | Indoor Luminaires | Linear Ambient | Direct Linear Ambient Luminaires | Standard | FALSE | [9 empty] | 6/11/2014 | Not Yet Verified | Not Yet Verified | Not Yet Verified |  |  | 13238.6 | 91 | 145.5 | 15.3 | 0.946 | 4113 | 83.1
P000003OL | Acuity Brands Lighting | Holophane | HTZL1N L96 6000LM L/LENS XX 50K 80CRI XX XX (120-277V and 347V only) | Indoor Luminaires | Linear Ambient | Direct Linear Ambient Luminaires | Standard | FALSE | [9 empty] | 6/11/2014 | Not Yet Verified | Not Yet Verified | Not Yet Verified |  |  | 6943.5 | 107.5 | 64.6 | 15.3 | 0.946 | 5275.5 | 85.1
P000003OM | Acuity Brands Lighting | Holophane | HTZL1N L96 6000LM FST XX 50K 80CRI XX XX (120-277V and 347V only) | Indoor Luminaires | Linear Ambient | Direct Linear Ambient Luminaires | Standard | FALSE | [9 empty] | 6/11/2014 | Not Yet Verified | Not Yet Verified | Not Yet Verified |  |  | 6136.3 | 95.6 | 64.2 | 15.3 | 0.946 | 5275.5 | 85.1
P000003ON | Acuity Brands Lighting | Holophane | HTZL1N L96 10000LM L/LENS XX 50K 80CRI XX XX (120-277V and 347V only) | Indoor Luminaires | Linear Ambient | Direct Linear Ambient Luminaires | Standard | FALSE | [9 empty] | 6/11/2014 | Not Yet Verified | Not Yet Verified | Not Yet Verified |  |  | 10758.5 | 127.3 | 84.5 | 15.3 | 0.946 | 5275.5 | 85.1
P000003OO | Acuity Brands Lighting | Holophane | HTZL1N L96 10000LM FST XX 50K 80CRI XX XX (120-277V and 347V only) | Indoor Luminaires | Linear Ambient | Direct Linear Ambient Luminaires | Standard | FALSE | [9 empty] | 6/11/2014 | Not Yet Verified | Not Yet Verified | Not Yet Verified |  |  | 9507.9 | 113.3 | 83.9 | 15.3 | 0.946 | 5275.5 | 85.1
P000003OP | Acuity Brands Lighting | Holophane | HTZL1N L96 14000LM L/LENS XX 50K 80CRI XX XX (120-277V and 347V only) | Indoor Luminaires | Linear Ambient | Direct Linear Ambient Luminaires | Standard | FALSE | [9 empty] | 6/11/2014 | Not Yet Verified | Not Yet Verified | Not Yet Verified |  |  | 16328.7 | 112.3 | 145.4 | 15.3 | 0.946 | 5275.5 | 85.1
P000003OQ | Acuity Brands Lighting | Holophane | HTZL1N L96 14000LM FST XX 50K 80CRI XX XX (120-277V and 347V only) | Indoor Luminaires | Linear Ambient | Direct Linear Ambient Luminaires | Standard | FALSE | [9 empty] | 6/11/2014 | Not Yet Verified | Not Yet Verified | Not Yet Verified |  |  | 14462.2 | 99.9 | 144.8 | 15.3 | 0.946 | 5275.5 | 85.1
P000003KH | Acuity Brands Lighting | Lithonia Lighting | ZL1N L24 3000LM L/LENS XX 30K 80CRI XX XX (120-277V and 347V only) | Indoor Luminaires | Linear Ambient | Direct Linear Ambient Luminaires | Standard | FALSE | [9 empty] | 5/13/2014 | Not Yet Verified | Not Yet Verified | Not Yet Verified |  |  | 3164.5 | 93.3 | 33.9 | 15.3 | 0.946 | 3053.7 | 82.3
P000003KI | Acuity Brands Lighting | Lithonia Lighting | ZL1N L24 3000LM FST XX 30K 80CRI XX XX (120-277V and 347V only) | Indoor Luminaires | Linear Ambient | Direct Linear Ambient Luminaires | Standard | FALSE | [9 empty] | 5/13/2014 | Not Yet Verified | Not Yet Verified | Not Yet Verified |  |  | 2805.4 | 83.1 | 33.7 | 15.3 | 0.946 | 3053.7 | 82.3
P000003KJ | Acuity Brands Lighting | Lithonia Lighting | ZL1N L24 3000LM L/LENS XX 35K 80CRI XX XX (120-277V and 347V only) | Indoor Luminaires | Linear Ambient | Direct Linear Ambient Luminaires | Standard | FALSE | [9 empty] | 5/13/2014 | Not Yet Verified | Not Yet Verified | Not Yet Verified |  |  | 3295.2 | 97.1 | 33.9 | 15.3 | 0.946 | 3517.6 | 82.6
P000003KK | Acuity Brands Lighting | Lithonia Lighting | ZL1N L24 3000LM FST XX 35K 80CRI XX XX (120-277V and 347V only) | Indoor Luminaires | Linear Ambient | Direct Linear Ambient Luminaires | Standard | FALSE | [9 empty] | 5/13/2014 | Not Yet Verified | Not Yet Verified | Not Yet Verified |  |  | 2921.2 | 86.6 | 33.7 | 15.3 | 0.946 | 3517.6 | 82.6
P000003KL | Acuity Brands Lighting | Lithonia Lighting | ZL1N L24 3000LM L/LENS XX 40K 80CRI XX XX (120-277V and 347V only) | Indoor Luminaires | Linear Ambient | Direct Linear Ambient Luminaires | Standard | FALSE | [9 empty] | 5/13/2014 | Not Yet Verified | Not Yet Verified | Not Yet Verified |  |  | 3581.8 | 100.7 | 35.6 | 15.3 | 0.946 | 4113 | 83.1
P000003KM | Acuity Brands Lighting | Lithonia Lighting | ZL1N L24 3000LM FST XX 40K 80CRI XX XX (120-277V and 347V only) | Indoor Luminaires | Linear Ambient | Direct Linear Ambient Luminaires | Standard | FALSE | [9 empty] | 5/13/2014 | Not Yet Verified | Not Yet Verified | Not Yet Verified |  |  | 3177.3 | 89.7 | 35.4 | 15.3 | 0.946 | 4113 | 83.1
P000003KN | Acuity Brands Lighting | Lithonia Lighting | ZL1N L24 3000LM L/LENS XX 50K 80CRI XX XX (120-277V and 347V only) | Indoor Luminaires | Linear Ambient | Direct Linear Ambient Luminaires | Standard | FALSE | [9 empty] | 5/13/2014 | Not Yet Verified | Not Yet Verified | Not Yet Verified |  |  | 3834.9 | 110.4 | 34.7 | 15.3 | 0.946 | 5275.5 | 85.1
P000003KO | Acuity Brands Lighting | Lithonia Lighting | ZL1N L24 3000LM FST XX 50K 80CRI XX XX (120-277V and 347V only) | Indoor Luminaires | Linear Ambient | Direct Linear Ambient Luminaires | Standard | FALSE | [9 empty] | 5/13/2014 | Not Yet Verified | Not Yet Verified | Not Yet Verified |  |  | 3399.6 | 98.4 | 34.6 | 15.3 | 0.946 | 5275.5 | 85.1
P000003KP | Acuity Brands Lighting | Lithonia Lighting | ZL1N L48 3000LM L/LENS XX 30K 80CRI XX XX (120-277V and 347V only) | Indoor Luminaires | Linear Ambient | Direct Linear Ambient Luminaires | Standard | FALSE | [9 empty] | 5/13/2014 | Not Yet Verified | Not Yet Verified | Not Yet Verified |  |  | 2864.9 | 90.8 | 31.6 | 15.3 | 0.946 | 3053.7 | 82.3
P000003KQ | Acuity Brands Lighting | Lithonia Lighting | ZL1N L48 5000LM L/LENS XX 30K 80CRI XX XX (120-277V and 347V only) | Indoor Luminaires | Linear Ambient | Direct Linear Ambient Luminaires | Standard | FALSE | [9 empty] | 5/13/2014 | Not Yet Verified | Not Yet Verified | Not Yet Verified |  |  | 4438.9 | 107.6 | 41.3 | 15.3 | 0.946 | 3053.7 | 82.3
P000003KR | Acuity Brands Lighting | Lithonia Lighting | ZL1N L48 5000LM FST XX 30K 80CRI XX XX (120-277V and 347V only) | Indoor Luminaires | Linear Ambient | Direct Linear Ambient Luminaires | Standard | FALSE | [9 empty] | 5/13/2014 | Not Yet Verified | Not Yet Verified | Not Yet Verified |  |  | 3922.9 | 95.7 | 41 | 15.3 | 0.946 | 3053.7 | 82.3
P000003KS | Acuity Brands Lighting | Lithonia Lighting | ZL1N L48 7000LM L/LENS XX 30K 80CRI XX XX (120-277V and 347V only) | Indoor Luminaires | Linear Ambient | Direct Linear Ambient Luminaires | Standard | FALSE | [9 empty] | 5/13/2014 | Not Yet Verified | Not Yet Verified | Not Yet Verified |  |  | 6737.1 | 94.9 | 71 | 15.3 | 0.946 | 3053.7 | 82.3
P000003KT | Acuity Brands Lighting | Lithonia Lighting | ZL1N L48 3000LM L/LENS XX 35K 80CRI XX XX (120-277V and 347V only) | Indoor Luminaires | Linear Ambient | Direct Linear Ambient Luminaires | Standard | FALSE | [9 empty] | 5/13/2014 | Not Yet Verified | Not Yet Verified | Not Yet Verified |  |  | 2983.1 | 93.4 | 31.9 | 15.3 | 0.946 | 3517.6 | 82.6
P000003KU | Acuity Brands Lighting | Lithonia Lighting | ZL1N L48 3000LM FST XX 35K 80CRI XX XX (120-277V and 347V only) | Indoor Luminaires | Linear Ambient | Direct Linear Ambient Luminaires | Standard | FALSE | [9 empty] | 5/13/2014 | Not Yet Verified | Not Yet Verified | Not Yet Verified |  |  | 2636.4 | 83.1 | 31.7 | 15.3 | 0.946 | 3517.6 | 82.6
P000003KV | Acuity Brands Lighting | Lithonia Lighting | ZL1N L48 5000LM L/LENS XX 35K 80CRI XX XX (120-277V and 347V only) | Indoor Luminaires | Linear Ambient | Direct Linear Ambient Luminaires | Standard | FALSE | [9 empty] | 5/13/2014 | Not Yet Verified | Not Yet Verified | Not Yet Verified |  |  | 4622.2 | 110.6 | 41.8 | 15.3 | 0.946 | 3517.6 | 82.6
P000003KW | Acuity Brands Lighting | Lithonia Lighting | ZL1N L48 5000LM FST XX 35K 80CRI XX XX (120-277V and 347V only) | Indoor Luminaires | Linear Ambient | Direct Linear Ambient Luminaires | Standard | FALSE | [9 empty] | 5/13/2014 | Not Yet Verified | Not Yet Verified | Not Yet Verified |  |  | 4084.9 | 98.4 | 41.5 | 15.3 | 0.946 | 3517.6 | 82.6
P000003KX | Acuity Brands Lighting | Lithonia Lighting | ZL1N L48 7000LM L/LENS XX 35K 80CRI XX XX (120-277V and 347V only) | Indoor Luminaires | Linear Ambient | Direct Linear Ambient Luminaires | Standard | FALSE | [9 empty] | 5/13/2014 | Not Yet Verified | Not Yet Verified | Not Yet Verified |  |  | 7015.3 | 97.6 | 71.9 | 15.3 | 0.946 | 3517.6 | 82.6
P000003KY | Acuity Brands Lighting | Lithonia Lighting | ZL1N L48 7000LM FST XX 35K 80CRI XX XX (120-277V and 347V only) | Indoor Luminaires | Linear Ambient | Direct Linear Ambient Luminaires | Standard | FALSE | [9 empty] | 5/13/2014 | Not Yet Verified | Not Yet Verified | Not Yet Verified |  |  | 6158 | 86.2 | 71.5 | 15.3 | 0.946 | 3517.6 | 82.6
P000003KZ | Acuity Brands Lighting | Lithonia Lighting | ZL1N L48 3000LM L/LENS XX 40K 80CRI XX XX (120-277V and 347V only) | Indoor Luminaires | Linear Ambient | Direct Linear Ambient Luminaires | Standard | FALSE | [9 empty] | 5/13/2014 | Not Yet Verified | Not Yet Verified | Not Yet Verified |  |  | 3206.6 | 98.6 | 32.5 | 15.3 | 0.946 | 4113 | 83.1
P000003L0 | Acuity Brands Lighting | Lithonia Lighting | ZL1N L48 5000LM L/LENS XX 40K 80CRI XX XX (120-277V and 347V only) | Indoor Luminaires | Linear Ambient | Direct Linear Ambient Luminaires | Standard | FALSE | [9 empty] | 5/13/2014 | Not Yet Verified | Not Yet Verified | Not Yet Verified |  |  | 4968.4 | 116.8 | 42.5 | 15.3 | 0.946 | 4113 | 83.1
P000003L1 | Acuity Brands Lighting | Lithonia Lighting | ZL1N L48 5000LM FST XX 40K 80CRI XX XX (120-277V and 347V only) | Indoor Luminaires | Linear Ambient | Direct Linear Ambient Luminaires | Standard | FALSE | [9 empty] | 5/13/2014 | Not Yet Verified | Not Yet Verified | Not Yet Verified |  |  | 4390.9 | 103.9 | 42.2 | 15.3 | 0.946 | 4113 | 83.1
P000003L2 | Acuity Brands Lighting | Lithonia Lighting | ZL1N L48 7000LM L/LENS XX 40K 80CRI XX XX (120-277V and 347V only) | Indoor Luminaires | Linear Ambient | Direct Linear Ambient Luminaires | Standard | FALSE | [9 empty] | 5/13/2014 | Not Yet Verified | Not Yet Verified | Not Yet Verified |  |  | 7540.8 | 103 | 73.2 | 15.3 | 0.946 | 4113 | 83.1
P000003L3 | Acuity Brands Lighting | Lithonia Lighting | ZL1N L48 7000LM FST XX 40K 80CRI XX XX (120-277V and 347V only) | Indoor Luminaires | Linear Ambient | Direct Linear Ambient Luminaires | Standard | FALSE | [9 empty] | 5/13/2014 | Not Yet Verified | Not Yet Verified | Not Yet Verified |  |  | 6619.3 | 91 | 72.8 | 15.3 | 0.946 | 4113 | 83.1
P000003L4 | Acuity Brands Lighting | Lithonia Lighting | ZL1N L48 3000LM L/LENS XX 50K 80CRI XX XX (120-277V and 347V only) | Indoor Luminaires | Linear Ambient | Direct Linear Ambient Luminaires | Standard | FALSE | [9 empty] | 5/13/2014 | Not Yet Verified | Not Yet Verified | Not Yet Verified |  |  | 3471.8 | 107.5 | 32.3 | 15.3 | 0.946 | 5275.5 | 85.1
P000003L5 | Acuity Brands Lighting | Lithonia Lighting | ZL1N L48 3000LM FST XX 50K 80CRI XX XX (120-277V and 347V only) | Indoor Luminaires | Linear Ambient | Direct Linear Ambient Luminaires | Standard | FALSE | [9 empty] | 5/13/2014 | Not Yet Verified | Not Yet Verified | Not Yet Verified |  |  | 3068.2 | 95.6 | 32.1 | 15.3 | 0.946 | 5275.5 | 85.1
P000003L6 | Acuity Brands Lighting | Lithonia Lighting | ZL1N L48 5000LM L/LENS XX 50K 80CRI XX XX (120-277V and 347V only) | Indoor Luminaires | Linear Ambient | Direct Linear Ambient Luminaires | Standard | FALSE | [9 empty] | 5/13/2014 | Not Yet Verified | Not Yet Verified | Not Yet Verified |  |  | 5379.3 | 127.3 | 42.3 | 15.3 | 0.946 | 5275.5 | 85.1
P000003L7 | Acuity Brands Lighting | Lithonia Lighting | ZL1N L48 5000LM FST XX 50K 80CRI XX XX (120-277V and 347V only) | Indoor Luminaires | Linear Ambient | Direct Linear Ambient Luminaires | Standard | FALSE | [9 empty] | 5/13/2014 | Not Yet Verified | Not Yet Verified | Not Yet Verified |  |  | 4753.9 | 113.3 | 42 | 15.3 | 0.946 | 5275.5 | 85.1
P000003L8 | Acuity Brands Lighting | Lithonia Lighting | ZL1N L48 7000LM L/LENS XX 50K 80CRI XX XX (120-277V and 347V only) | Indoor Luminaires | Linear Ambient | Direct Linear Ambient Luminaires | Standard | FALSE | [9 empty] | 5/13/2014 | Not Yet Verified | Not Yet Verified | Not Yet Verified |  |  | 8164.4 | 112.3 | 72.7 | 15.3 | 0.946 | 5275.5 | 85.1
P000003L9 | Acuity Brands Lighting | Lithonia Lighting | TZL1N L96 6000LM L/LENS XX 30K 80CRI XX XX (120-277V and 347V only) | Indoor Luminaires | Linear Ambient | Direct Linear Ambient Luminaires | Standard | FALSE | [9 empty] | 5/13/2014 | Not Yet Verified | Not Yet Verified | Not Yet Verified |  |  | 5729.7 | 90.8 | 63.1 | 15.3 | 0.946 | 3053.7 | 82.3
P000003LA | Acuity Brands Lighting | Lithonia Lighting | TZL1N L96 10000LM L/LENS XX 30K 80CRI XX XX (120-277V and 347V only) | Indoor Luminaires | Linear Ambient | Direct Linear Ambient Luminaires | Standard | FALSE | [9 empty] | 5/13/2014 | Not Yet Verified | Not Yet Verified | Not Yet Verified |  |  | 8877.8 | 107.6 | 82.5 | 15.3 | 0.946 | 3053.7 | 82.3
P000003LB | Acuity Brands Lighting | Lithonia Lighting | TZL1N L96 10000LM FST XX 30K 80CRI XX XX (120-277V and 347V only) | Indoor Luminaires | Linear Ambient | Direct Linear Ambient Luminaires | Standard | FALSE | [9 empty] | 5/13/2014 | Not Yet Verified | Not Yet Verified | Not Yet Verified |  |  | 7845.8 | 95.7 | 82 | 15.3 | 0.946 | 3053.7 | 82.3
P000003LC | Acuity Brands Lighting | Lithonia Lighting | TZL1N L96 14000LM L/LENS XX 30K 80CRI XX XX (120-277V and 347V only) | Indoor Luminaires | Linear Ambient | Direct Linear Ambient Luminaires | Standard | FALSE | [9 empty] | 5/13/2014 | Not Yet Verified | Not Yet Verified | Not Yet Verified |  |  | 13474.3 | 94.9 | 142 | 15.3 | 0.946 | 3053.7 | 82.3
P000003LD | Acuity Brands Lighting | Lithonia Lighting | TZL1N L96 14000LM FST XX 30K 80CRI XX XX (120-277V and 347V only) | Indoor Luminaires | Linear Ambient | Direct Linear Ambient Luminaires | Standard | FALSE | [9 empty] | 5/13/2014 | Not Yet Verified | Not Yet Verified | Not Yet Verified |  |  | 11827.7 | 83.8 | 141.2 | 15.3 | 0.946 | 3053.7 | 82.3
P000003LE | Acuity Brands Lighting | Lithonia Lighting | TZL1N L96 6000LM L/LENS XX 35K 80CRI XX XX (120-277V and 347V only) | Indoor Luminaires | Linear Ambient | Direct Linear Ambient Luminaires | Standard | FALSE | [9 empty] | 5/13/2014 | Not Yet Verified | Not Yet Verified | Not Yet Verified |  |  | 5966.3 | 93.4 | 63.9 | 15.3 | 0.946 | 3517.6 | 82.6
P000003LF | Acuity Brands Lighting | Lithonia Lighting | TZL1N L96 6000LM FST XX 35K 80CRI XX XX (120-277V and 347V only) | Indoor Luminaires | Linear Ambient | Direct Linear Ambient Luminaires | Standard | FALSE | [9 empty] | 5/13/2014 | Not Yet Verified | Not Yet Verified | Not Yet Verified |  |  | 5272.7 | 83.1 | 63.4 | 15.3 | 0.946 | 3517.6 | 82.6
P000003LG | Acuity Brands Lighting | Lithonia Lighting | TZL1N L96 10000LM L/LENS XX 35K 80CRI XX XX (120-277V and 347V only) | Indoor Luminaires | Linear Ambient | Direct Linear Ambient Luminaires | Standard | FALSE | [9 empty] | 5/13/2014 | Not Yet Verified | Not Yet Verified | Not Yet Verified |  |  | 9244.3 | 110.6 | 83.6 | 15.3 | 0.946 | 3517.6 | 82.6
P000003LH | Acuity Brands Lighting | Lithonia Lighting | TZL1N L96 10000LM FST XX 35K 80CRI XX XX (120-277V and 347V only) | Indoor Luminaires | Linear Ambient | Direct Linear Ambient Luminaires | Standard | FALSE | [9 empty] | 5/13/2014 | Not Yet Verified | Not Yet Verified | Not Yet Verified |  |  | 8169.7 | 98.4 | 83 | 15.3 | 0.946 | 3517.6 | 82.6
P000003LI | Acuity Brands Lighting | Lithonia Lighting | TZL1N L96 14000LM L/LENS XX 35K 80CRI XX XX (120-277V and 347V only) | Indoor Luminaires | Linear Ambient | Direct Linear Ambient Luminaires | Standard | FALSE | [9 empty] | 5/13/2014 | Not Yet Verified | Not Yet Verified | Not Yet Verified |  |  | 14030.6 | 97.6 | 143.8 | 15.3 | 0.946 | 3517.6 | 82.6
P000003LJ | Acuity Brands Lighting | Lithonia Lighting | TZL1N L96 14000LM FST XX 35K 80CRI XX XX (120-277V and 347V only) | Indoor Luminaires | Linear Ambient | Direct Linear Ambient Luminaires | Standard | FALSE | [9 empty] | 5/13/2014 | Not Yet Verified | Not Yet Verified | Not Yet Verified |  |  | 12316 | 86.2 | 142.9 | 15.3 | 0.946 | 3517.6 | 82.6
P000003LK | Acuity Brands Lighting | Lithonia Lighting | TZL1N L96 6000LM L/LENS XX 40K 80CRI XX XX (120-277V and 347V only) | Indoor Luminaires | Linear Ambient | Direct Linear Ambient Luminaires | Standard | FALSE | [9 empty] | 5/13/2014 | Not Yet Verified | Not Yet Verified | Not Yet Verified |  |  | 6413.2 | 98.6 | 65 | 15.3 | 0.946 | 4113 | 83.1
P000003LL | Acuity Brands Lighting | Lithonia Lighting | TZL1N L96 6000LM FST XX 40K 80CRI XX XX (120-277V and 347V only) | Indoor Luminaires | Linear Ambient | Direct Linear Ambient Luminaires | Standard | FALSE | [9 empty] | 5/13/2014 | Not Yet Verified | Not Yet Verified | Not Yet Verified |  |  | 5667.7 | 87.7 | 64.6 | 15.3 | 0.946 | 4113 | 83.1
P000003LM | Acuity Brands Lighting | Lithonia Lighting | TZL1N L96 10000LM L/LENS XX 40K 80CRI XX XX (120-277V and 347V only) | Indoor Luminaires | Linear Ambient | Direct Linear Ambient Luminaires | Standard | FALSE | [9 empty] | 5/13/2014 | Not Yet Verified | Not Yet Verified | Not Yet Verified |  |  | 9936.8 | 116.8 | 85.1 | 15.3 | 0.946 | 4113 | 83.1
P000003LN | Acuity Brands Lighting | Lithonia Lighting | TZL1N L96 10000LM FST XX 40K 80CRI XX XX (120-277V and 347V only) | Indoor Luminaires | Linear Ambient | Direct Linear Ambient Luminaires | Standard | FALSE | [9 empty] | 5/13/2014 | Not Yet Verified | Not Yet Verified | Not Yet Verified |  |  | 8781.7 | 103.9 | 84.5 | 15.3 | 0.946 | 4113 | 83.1
P000003LO | Acuity Brands Lighting | Lithonia Lighting | TZL1N L96 14000LM L/LENS XX 40K 80CRI XX XX (120-277V and 347V only) | Indoor Luminaires | Linear Ambient | Direct Linear Ambient Luminaires | Standard | FALSE | [9 empty] | 5/13/2014 | Not Yet Verified | Not Yet Verified | Not Yet Verified |  |  | 15081.6 | 103 | 146.4 | 15.3 | 0.946 | 4113 | 83.1
P000003LP | Acuity Brands Lighting | Lithonia Lighting | TZL1N L96 14000LM FST XX 40K 80CRI XX XX (120-277V and 347V only) | Indoor Luminaires | Linear Ambient | Direct Linear Ambient Luminaires | Standard | FALSE | [9 empty] | 5/13/2014 | Not Yet Verified | Not Yet Verified | Not Yet Verified |  |  | 13238.6 | 91 | 145.5 | 15.3 | 0.946 | 4113 | 83.1
P000003LQ | Acuity Brands Lighting | Lithonia Lighting | TZL1N L96 6000LM L/LENS XX 50K 80CRI XX XX (120-277V and 347V only) | Indoor Luminaires | Linear Ambient | Direct Linear Ambient Luminaires | Standard | FALSE | [9 empty] | 5/13/2014 | Not Yet Verified | Not Yet Verified | Not Yet Verified |  |  | 6943.5 | 107.5 | 64.6 | 15.3 | 0.946 | 5275.5 | 85.1
P000003LR | Acuity Brands Lighting | Lithonia Lighting | TZL1N L96 6000LM FST XX 50K 80CRI XX XX (120-277V and 347V only) | Indoor Luminaires | Linear Ambient | Direct Linear Ambient Luminaires | Standard | FALSE | [9 empty] | 5/13/2014 | Not Yet Verified | Not Yet Verified | Not Yet Verified |  |  | 6136.3 | 95.6 | 64.2 | 15.3 | 0.946 | 5275.5 | 85.1
P000003LS | Acuity Brands Lighting | Lithonia Lighting | TZL1N L96 10000LM L/LENS XX 50K 80CRI XX XX (120-277V and 347V only) | Indoor Luminaires | Linear Ambient | Direct Linear Ambient Luminaires | Standard | FALSE | [9 empty] | 5/13/2014 | Not Yet Verified | Not Yet Verified | Not Yet Verified |  |  | 10758.5 | 127.3 | 84.5 | 15.3 | 0.946 | 5275.5 | 85.1
P000003LT | Acuity Brands Lighting | Lithonia Lighting | TZL1N L96 10000LM FST XX 50K 80CRI XX XX (120-277V and 347V only) | Indoor Luminaires | Linear Ambient | Direct Linear Ambient Luminaires | Standard | FALSE | [9 empty] | 5/13/2014 | Not Yet Verified | Not Yet Verified | Not Yet Verified |  |  | 9507.9 | 113.3 | 83.9 | 15.3 | 0.946 | 5275.5 | 85.1
P000003LU | Acuity Brands Lighting | Lithonia Lighting | TZL1N L96 14000LM L/LENS XX 50K 80CRI XX XX (120-277V and 347V only) | Indoor Luminaires | Linear Ambient | Direct Linear Ambient Luminaires | Standard | FALSE | [9 empty] | 5/13/2014 | Not Yet Verified | Not Yet Verified | Not Yet Verified |  |  | 16328.7 | 112.3 | 145.4 | 15.3 | 0.946 | 5275.5 | 85.1
P000003LV | Acuity Brands Lighting | Lithonia Lighting | TZL1N L96 14000LM FST XX 50K 80CRI XX XX (120-277V and 347V only) | Indoor Luminaires | Linear Ambient | Direct Linear Ambient Luminaires | Standard | FALSE | [9 empty] | 5/13/2014 | Not Yet Verified | Not Yet Verified | Not Yet Verified |  |  | 14462.2 | 99.9 | 144.8 | 15.3 | 0.946 | 5275.5 | 85.1
P000003MW | Acuity Brands Lighting | Lithonia Lighting | WL420LXXXXXXLP830XXXXXXXXXXXXXXXXXXXXXXXXXX | Indoor Luminaires | Linear Ambient | Direct Linear Ambient Luminaires | Standard | TRUE | 2068 | 110.47 | 18.72 | 14.28 | 0.877 | 3047 | 83.44 | 5 |  | 6/2/2014 | Not Yet Verified | Not Yet Verified | Not Yet Verified |  | 2.1 | 2068 | 110.47 | 18.72 | 14.28 | 0.877 | 3047 | 83.44
P000003MX | Acuity Brands Lighting | Lithonia Lighting | WL430LXXXXXXLP830XXXXXXXXXXXXXXXXXXXXXXXXXX | Indoor Luminaires | Linear Ambient | Direct Linear Ambient Luminaires | Standard | TRUE | 2949 | 104.61 | 28.19 | 14.28 | 0.877 | 3057 | 83.38 | 5 |  | 6/2/2014 | Not Yet Verified | Not Yet Verified | Not Yet Verified |  | 2.1 | 2949 | 104.61 | 28.19 | 14.28 | 0.877 | 3057 | 83.38
P000003MY | Acuity Brands Lighting | Lithonia Lighting | WL430LXXXXXXLP850XXXXXXXXXXXXXXXXXXXXXXXXXX | Indoor Luminaires | Linear Ambient | Direct Linear Ambient Luminaires | Standard | TRUE | 3445 | 120.88 | 28.5 | 14.28 | 0.877 | 4967 | 81.94 | 5 |  | 6/2/2014 | Not Yet Verified | Not Yet Verified | Not Yet Verified |  | 2.1 | 3445 | 120.88 | 28.5 | 14.28 | 0.877 | 4967 | 81.94
P000003MZ | Acuity Brands Lighting | Lithonia Lighting | WL420LXXXXXXLP835XXXXXXXXXXXXXXXXXXXXXXXXXX | Indoor Luminaires | Linear Ambient | Direct Linear Ambient Luminaires | Standard | FALSE | [9 empty] | 6/2/2014 | Not Yet Verified | Not Yet Verified | Not Yet Verified |  |  | 2171.4 | 115.99 | 18.72 | 14.28 | 0.877 | 3500 | 83.44
P000003N0 | Acuity Brands Lighting | Lithonia Lighting | WL420LXXXXXXLP840XXXXXXXXXXXXXXXXXXXXXXXXXX | Indoor Luminaires | Linear Ambient | Direct Linear Ambient Luminaires | Standard | FALSE | [9 empty] | 6/2/2014 | Not Yet Verified | Not Yet Verified | Not Yet Verified |  |  | 2279.97 | 121.79 | 18.72 | 14.28 | 0.877 | 4000 | 83.44
P000003N1 | Acuity Brands Lighting | Lithonia Lighting | WL420LXXXXXXLP850XXXXXXXXXXXXXXXXXXXXXXXXXX | Indoor Luminaires | Linear Ambient | Direct Linear Ambient Luminaires | Standard | FALSE | [9 empty] | 6/2/2014 | Not Yet Verified | Not Yet Verified | Not Yet Verified |  |  | 2411 | 127.84 | 18.86 | 14.28 | 0.877 | 4961 | 82.05
P000003N2 | Acuity Brands Lighting | Lithonia Lighting | WL430LXXXXXXLP835XXXXXXXXXXXXXXXXXXXXXXXXXX | Indoor Luminaires | Linear Ambient | Direct Linear Ambient Luminaires | Standard | FALSE | [9 empty] | 6/2/2014 | Not Yet Verified | Not Yet Verified | Not Yet Verified |  |  | 3096.45 | 109.84 | 28.19 | 14.28 | 0.877 | 3500 | 83.38
P000003N3 | Acuity Brands Lighting | Lithonia Lighting | WL430LXXXXXXLP840XXXXXXXXXXXXXXXXXXXXXXXXXX | Indoor Luminaires | Linear Ambient | Direct Linear Ambient Luminaires | Standard | FALSE | [9 empty] | 6/2/2014 | Not Yet Verified | Not Yet Verified | Not Yet Verified |  |  | 3251.27 | 115.33 | 28.19 | 14.28 | 0.877 | 4000 | 83.38
P000003N4 | Acuity Brands Lighting | Lithonia Lighting | WL440LXXXXXXLP830XXXXXXXXXXXXXXXXXXXXXXXXXX | Indoor Luminaires | Linear Ambient | Direct Linear Ambient Luminaires | Standard | TRUE | 3927 | 99.47 | 39.48 | 18.61 | 0.924 | 3066 | 83.4 | 5 |  | 6/2/2014 | Not Yet Verified | Not Yet Verified | Not Yet Verified |  | 2.1 | 3927 | 99.47 | 39.48 | 18.61 | 0.924 | 3066 | 83.4
P000003N5 | Acuity Brands Lighting | Lithonia Lighting | WL440LXXXXXXLP835XXXXXXXXXXXXXXXXXXXXXXXXXX | Indoor Luminaires | Linear Ambient | Direct Linear Ambient Luminaires | Standard | FALSE | [9 empty] | 6/2/2014 | Not Yet Verified | Not Yet Verified | Not Yet Verified |  |  | 4123 | 104.44 | 39.48 | 18.61 | 0.924 | 3500 | 83.4
P000003N6 | Acuity Brands Lighting | Lithonia Lighting | WL440LXXXXXXLP840XXXXXXXXXXXXXXXXXXXXXXXXXX | Indoor Luminaires | Linear Ambient | Direct Linear Ambient Luminaires | Standard | FALSE | [9 empty] | 6/2/2014 | Not Yet Verified | Not Yet Verified | Not Yet Verified |  |  | 4330 | 109.67 | 39.48 | 18.61 | 0.924 | 4000 | 83.4
P000003N7 | Acuity Brands Lighting | Lithonia Lighting | WL440LXXXXXXLP850XXXXXXXXXXXXXXXXXXXXXXXXXX | Indoor Luminaires | Linear Ambient | Direct Linear Ambient Luminaires | Standard | FALSE | [9 empty] | 6/2/2014 | Not Yet Verified | Not Yet Verified | Not Yet Verified |  |  | 4588 | 115.16 | 39.84 | 18.61 | 0.924 | 5006 | 82.02
P000003AN | Acuity Brands Lighting | Lithonia Lighting | ZL2N L48 3000LM XX 40K MDD | Indoor Luminaires | Linear Ambient | Direct Linear Ambient Luminaires | Standard | TRUE | 3786.7 | 84.94 | 44.58 | 20.397 | 0.959 | 3974 | 81.9 | 5 |  | 3/31/2014 | Not Yet Verified | Not Yet Verified | Not Yet Verified |  | 2.1 | 3786.7 | 84.9 | 44.6 | 20.39 | 0.99 | 3974 | 81.9
P000003OR | Acuity Brands Lighting | Holophane | HZL2N L48 3000LM XX 40K MDD | Indoor Luminaires | Linear Ambient | Direct Linear Ambient Luminaires | Standard | FALSE | [9 empty] | 6/11/2014 | Not Yet Verified | Not Yet Verified | Not Yet Verified |  |  | 3786.7 | 84.9 | 44.6 | 20.39 | 0.99 | 3974 | 81.9
P000003OS | Acuity Brands Lighting | Holophane | HZL2N L48 3000LM XX 50K MDD | Indoor Luminaires | Linear Ambient | Direct Linear Ambient Luminaires | Standard | FALSE | [9 empty] | 6/11/2014 | Not Yet Verified | Not Yet Verified | Not Yet Verified |  |  | 3909.4 | 87.8 | 44.6 | 20.39 | 0.99 | 5054 | 83.4
P000003AO | Acuity Brands Lighting | Lithonia Lighting | ZL2N L48 3000LM XX 50K MDD | Indoor Luminaires | Linear Ambient | Direct Linear Ambient Luminaires | Standard | FALSE | [9 empty] | 3/31/2014 | Not Yet Verified | Not Yet Verified | Not Yet Verified |  |  | 3909.4 | 87.8 | 44.6 | 20.39 | 0.99 | 5054 | 83.4
PS68YWES | AFX Inc. | AFX | PAV241700L30MVSN | Indoor Luminaires | Linear Ambient | Direct Linear Ambient Luminaires | Standard | TRUE | 1467.19 | 90.57 | 16.2 | 13.8 | 0.977 | 2989 | 84.8 | 5 | 50000 | 4/22/2015 | Not Dimmable | Not Dimmable | Not Yet Verified |  | 2.1 | 1467.19 | 90.57 | 16.2 | 17.3 | 0.977 | 2989 | 85
PVHKY89H | AFX Inc. | AFX | PAV362500L30MVSN [120V only] | Indoor Luminaires | Linear Ambient | Direct Linear Ambient Luminaires | Standard | TRUE | 2214.22 | 91.88 | 24.1 | 14.3 | 0.983 | 3008 | 84.6 | 5 | 50000 | 4/23/2015 | Not Dimmable | Not Dimmable | Not Yet Verified |  | 2.1 | 2214.22 | 91.88 | 24.1 | 14.3 | 0.983 | 3008 | 85
P4BHCPAA | AFX Inc. | AFX | PAV362500L35MVSN [120V only] | Indoor Luminaires | Linear Ambient | Direct Linear Ambient Luminaires | Standard | FALSE | [9 empty] | 4/23/2015 | Not Dimmable | Not Dimmable | Not Yet Verified |  |  | 2200 | 88 | 25 | 14.3 | 0.983 | 3500 | 85
P3PBETC5 | AFX Inc. | AFX | PAV362500L40MVSN [120V only] | Indoor Luminaires | Linear Ambient | Direct Linear Ambient Luminaires | Standard | FALSE | [9 empty] | 4/23/2015 | Not Dimmable | Not Dimmable | Not Yet Verified |  |  | 2200 | 88 | 25 | 14.3 | 0.983 | 4000 | 85
PQ6QEJHC | AFX Inc. | AFX | VTL483500L40MV | Indoor Luminaires | Linear Ambient | Direct Linear Ambient Luminaires | Standard | TRUE | 2868.19 | 89.94 | 31.89 | 18.04 | 0.909 | 4152 | 83.4 | 5 | 50000 | 4/23/2015 | Not Dimmable | Not Dimmable | Not Yet Verified |  | 2.1 | 2868.19 | 89.94 | 31.89 | 15.58 | 0.985 | 4152 | 83
PBBF5XNC | AFX Inc. | AFX | PAV483400L30MVSN | Indoor Luminaires | Linear Ambient | Direct Linear Ambient Luminaires | Standard | TRUE | 2977.31 | 88.35 | 33.7 | 17.6 | 0.983 | 3143 | 84.4 | 5 | 50000 | 4/23/2015 | Not Dimmable | Not Dimmable | Not Yet Verified |  | 2.1 | 2977.31 | 88.35 | 33.7 | 17.6 | 0.983 | 3143 | 84
PEJUA4Q5 | AFX Inc. | AFX | PAV483400L35MVSN | Indoor Luminaires | Linear Ambient | Direct Linear Ambient Luminaires | Standard | FALSE | [9 empty] | 4/23/2015 | Not Dimmable | Not Dimmable | Not Yet Verified |  |  | 2900 | 85.29 | 34 | 17.6 | 0.983 | 3500 | 84
PFEQQCY7 | AFX Inc. | AFX | PAV483400L40MVSN | Indoor Luminaires | Linear Ambient | Direct Linear Ambient Luminaires | Standard | FALSE | [9 empty] | 4/23/2015 | Not Dimmable | Not Dimmable | Not Yet Verified |  |  | 2900 | 85.29 | 34 | 17.6 | 0.983 | 4000 | 84
PQ6AWW5V | AFX Inc. | AFX | 326726 (4000K) | Indoor Luminaires | Linear Ambient | Direct Linear Ambient Luminaires | Standard | TRUE | 5517 | 98.97 | 55.75 | 6.95 | 0.954 | 4075 | 83.5 | 5 | 50000 | 5/26/2015 | Not Dimmable | Not Dimmable | Not Yet Verified |  | 2.1
P9NS2XC4 | AFX Inc. | AFX | 326698 | Indoor Luminaires | Linear Ambient | Direct Linear Ambient Luminaires | Standard | TRUE | 2665 | 87.73 | 30.38 | 22.3 | 0.908 | 4099 | 82.7 | 5 | 50000 | 6/29/2015 | Not Dimmable | Not Dimmable | Not Yet Verified |  | 2.1 | 3600 | 120 | 30
PV7WHUMB | Aimlite Lighting Products | Aimlite | VP4-LA2-8/40K [L6, L10, SS, OSI, EM, KV] | Indoor Luminaires | Linear Ambient | Direct Linear Ambient Luminaires | Standard | TRUE | 4938 | 87.9 | 56.18 | 19.76 | 0.941 | 4089 | 85.83 | 5 |  | 10/20/2015 | Not Dimmable | Not Dimmable | Not Yet Verified |  | 2.1 | 4938 | 87.9 | 56.18 | 18.98 | 0.963 | 4089 | 85.83
PBBPKC2F | Aimlite Lighting Products | Aimlite | VP4-LA2-2/40K [L6, L10, SS, OSI, EM, KV] | Indoor Luminaires | Linear Ambient | Direct Linear Ambient Luminaires | Standard | FALSE | [9 empty] | 10/20/2015 | Not Dimmable | Not Dimmable | Not Yet Verified |  |  | 4932 | 92.9 | 53.11 | 19.76 | 0.941 | 4078 | 85.87
P7PHJPM8 | Aimlite Lighting Products | Aimlite | W18NS-48-2 | Indoor Luminaires | Linear Ambient | Direct Linear Ambient Luminaires | Standard | TRUE | 4512.1 | 115.07 | 39.21 | 5.61 | 0.9057 | 3107 | 81.8 | 5 | 50000 | 9/28/2016 | Dimmable | Continuous (Can dim down to ≤ 10% (W)) | No |  | 4 | 4512.1 | 115.07 | 40 | 20 | 0.993 | 3000 | 81.8
PSXPAME4 | Aimlite Lighting Products | Aimlite | W18NS-48-1 | Indoor Luminaires | Linear Ambient | Direct Linear Ambient Luminaires | Standard | FALSE | [9 empty] | 9/28/2016 | Dimmable | Continuous (Can dim down to ≤ 10% (W)) | No |  |  | 4548.1 | 115.7 | 40 | 20 | 0.991 | 4000 | 83.4
PA74UUED | Aimlite Lighting Products | Aimlite | W5NS-48-2 | Indoor Luminaires | Linear Ambient | Direct Linear Ambient Luminaires | Premium | TRUE | 3927.4 | 127.19 | 30.87 | 9.6 | 0.9659 | 3582 | 82.7 | 5 | 50000 | 10/13/2016 | Dimmable | Continuous (Can dim down to ≤ 10% (W)) | No |  | 4 | 4096 | 130 | 32 | 10 | 0.9 | 3500 | 80
P4CH9BUP | Aimlite Lighting Products | Aimlite | W5NS-48-1 | Indoor Luminaires | Linear Ambient | Direct Linear Ambient Luminaires | Premium | FALSE | [9 empty] | 10/13/2016 | Dimmable | Continuous (Can dim down to ≤ 10% (W)) | No |  |  | 4160 | 132 | 32 | 10 | 0.9 | 4000 | 80
P00001FVA | Aimlite Lighting Products | AimLite | VWP4-LA18/35K | Indoor Luminaires | Linear Ambient | Direct Linear Ambient Luminaires | Standard | TRUE | 4302 | 102.4 | 42 | 10.19 | 0.929 | 3451 | 82.51 | 5 | 50000 | 6/24/2014 | Not Yet Verified | Not Yet Verified | Not Yet Verified |  | 2.1 | 3850 | 100 | 38.5 | 10 | 0.93 | 3500 | 82.5
P00001FVB | Aimlite Lighting Products | AimLite | VWP4-LA18/40K | Indoor Luminaires | Linear Ambient | Direct Linear Ambient Luminaires | Standard | FALSE | [9 empty] | 6/24/2014 | Not Yet Verified | Not Yet Verified | Not Yet Verified |  |  | 3850 | 100 | 38.5 | 10 | 0.93 | 4000 | 82.5
PYHQ7W9F | Aimlite Lighting Products | Aimlite | VWP4-LA1-8/50K | Indoor Luminaires | Linear Ambient | Direct Linear Ambient Luminaires | Standard | FALSE | [9 empty] | 10/20/2015 | Not Yet Verified | Not Yet Verified | Not Yet Verified |  |  | 3850 | 100 | 38.5 | 10 | 0.93 | 5000 | 82.5
P00001FVC | Aimlite Lighting Products | AimLite | VWP4-LA12/35K | Indoor Luminaires | Linear Ambient | Direct Linear Ambient Luminaires | Standard | TRUE | 4210 | 107.6 | 39.1 | 8.74 | 0.969 | 3452 | 82.53 | 5 | 50000 | 6/24/2014 | Not Yet Verified | Not Yet Verified | Not Yet Verified |  | 2.1 | 3850 | 100 | 38.5 | 10 | 0.93 | 3500 | 82.5
P00001FVD | Aimlite Lighting Products | AimLite | VWP4-LA12/40K | Indoor Luminaires | Linear Ambient | Direct Linear Ambient Luminaires | Standard | FALSE | [9 empty] | 6/24/2014 | Not Yet Verified | Not Yet Verified | Not Yet Verified |  |  | 3850 | 100 | 38.5 | 10 | 0.93 | 4000 | 82.5
P4SNHWMW | Aimlite Lighting Products | Aimlite | VWP4-LA1-2/50K | Indoor Luminaires | Linear Ambient | Direct Linear Ambient Luminaires | Standard | FALSE | [9 empty] | 10/20/2015 | Not Yet Verified | Not Yet Verified | Not Yet Verified |  |  | 3850 | 100 | 38.5 | 10 | 0.93 | 5000 | 82.5
PF3SYSVW | Aimlite Lighting Products | Aimlite | S20LS-48LA3-2/30K | Indoor Luminaires | Linear Ambient | Direct Linear Ambient Luminaires | Premium | TRUE | 3582.1 | 110.52 | 32.41 | 4.44 | 0.9455 | 3133 | 82.9 | 5 | 50000 | 7/6/2016 | Dimmable | Continuous (Can dim down to ≤ 10% (W)) | No |  | 3.1 | 3582.1 | 110.52 | 32.41 | 20 | 0.997 | 3000 | 82.9
PU2MN3VU | Aimlite Lighting Products | Aimlite | S20LS-96LA3-2/30K | Indoor Luminaires | Linear Ambient | Direct Linear Ambient Luminaires | Premium | TRUE | 7546 | 112.13 | 67.3 | 4.95 | 0.942 | 3146 | 83.2 | 5 | 50000 | 7/6/2016 | Dimmable | Continuous (Can dim down to ≤ 10% (W)) | No |  | 3.1 | 7546.3 | 112 | 67.3 | 20 | 0.997 | 3000 | 83
P7PXTFGS | Aimlite Lighting Products | Aimlite | S20LS-96LA3-2/40K | Indoor Luminaires | Linear Ambient | Direct Linear Ambient Luminaires | Premium | FALSE | [9 empty] | 7/6/2016 | Dimmable | Continuous (Can dim down to ≤ 10% (W)) | No |  |  | 7650 | 114 | 67 | 20 | 0.997 | 4000 | 83
PBRZCXZB | Aimlite Lighting Products | Aimlite | S20LS-96LA3-2/35K | Indoor Luminaires | Linear Ambient | Direct Linear Ambient Luminaires | Premium | FALSE | [9 empty] | 7/6/2016 | Dimmable | Continuous (Can dim down to ≤ 10% (W)) | No |  |  | 7600 | 113 | 67 | 20 | 0.997 | 3500 | 83
PH76EYWH | Aimlite Lighting Products | Aimlite | S20LS-48LA3-2/40K | Indoor Luminaires | Linear Ambient | Direct Linear Ambient Luminaires | Premium | FALSE | [9 empty] | 7/6/2016 | Dimmable | Continuous (Can dim down to ≤ 10% (W)) | No |  |  | 3750 | 115.4 | 32.5 | 20 | 0.997 | 4000 | 85.1
PYE63R8F | Aimlite Lighting Products | Aimlite | S20LS-48LA3-2/35K | Indoor Luminaires | Linear Ambient | Direct Linear Ambient Luminaires | Premium | FALSE | [9 empty] | 7/6/2016 | Dimmable | Continuous (Can dim down to ≤ 10% (W)) | No |  |  | 3680 | 113.2 | 32.5 | 20 | 0.996 | 3500 | 83
PM3V55VB | Aimlite Lighting Products | Aimlite | S20LS-48LA2-2/30K | Indoor Luminaires | Linear Ambient | Direct Linear Ambient Luminaires | Premium | TRUE | 2433.4 | 109.72 | 22.18 | 5.18 | 0.9203 | 3160 | 82.8 | 5 | 50000 | 7/6/2016 | Dimmable | Continuous (Can dim down to ≤ 10% (W)) | No |  | 3.1 | 2433.3 | 109.72 | 22.18 | 20 | 0.996 | 3000 | 82.8
P92T7AT7 | Aimlite Lighting Products | Aimlite | S20LS-96LA2-2/30K | Indoor Luminaires | Linear Ambient | Direct Linear Ambient Luminaires | Premium | TRUE | 4435.024 | 112.85 | 39.3 | 5.27 | 0.925 | 3088 | 83.5 | 5 | 50000 | 7/6/2016 | Dimmable | Continuous (Can dim down to ≤ 10% (W)) | No |  | 3.1 | 4435 | 112.85 | 39.3 | 20 | 0.998 | 3000 | 83
P4ND4QDN | Aimlite Lighting Products | Aimlite | S20LS-96LA2-2/40K | Indoor Luminaires | Linear Ambient | Direct Linear Ambient Luminaires | Premium | FALSE | [9 empty] | 7/6/2016 | Dimmable | Continuous (Can dim down to ≤ 10% (W)) | No |  |  | 4600 | 115 | 40 | 20 | 0.996 | 4000 | 83
PPKJ1HK6 | Aimlite Lighting Products | Aimlite | S20LS-96LA2-2/35K | Indoor Luminaires | Linear Ambient | Direct Linear Ambient Luminaires | Premium | FALSE | [9 empty] | 7/6/2016 | Dimmable | Continuous (Can dim down to ≤ 10% (W)) | No |  |  | 4550 | 114 | 40 | 20 | 0.996 | 3500 | 83
P2CP47S2 | Aimlite Lighting Products | Aimlite | S20LS-48LA2-2/40K | Indoor Luminaires | Linear Ambient | Direct Linear Ambient Luminaires | Premium | FALSE | [9 empty] | 7/6/2016 | Dimmable | Continuous (Can dim down to ≤ 10% (W)) | No |  |  | 2530 | 113.71 | 22.25 | 20 | 0.997 | 4000 | 85.1
P2JKJ2YE | Aimlite Lighting Products | Aimlite | S20LS-48LA2-2/35K | Indoor Luminaires | Linear Ambient | Direct Linear Ambient Luminaires | Premium | FALSE | [9 empty] | 7/6/2016 | Dimmable | Continuous (Can dim down to ≤ 10% (W)) | No |  |  | 2464.2 | 111 | 22.2 | 20 | 0.996 | 3500 | 83
PYRWRU61 | Aimlite Lighting Products | Aimlite | VPE4-LA3-2/30K | Indoor Luminaires | Linear Ambient | Direct Linear Ambient Luminaires | Standard | TRUE | 5186.6 | 123.87 | 41.87 | 7.61 | 0.9584 | 3072 | 82.8 | 5 | 50000 | 9/8/2016 | Dimmable | Continuous (Can dim down to ≤ 10% (W)) | Yes |  | 4 | 5000 | 125 | 40 | 20 | 0.95 | 3000 | 80
PJZFX3YX | Aimlite Lighting Products | Aimlite | VPE4-LA3-2/40K | Indoor Luminaires | Linear Ambient | Direct Linear Ambient Luminaires | Standard | FALSE | [9 empty] | 9/8/2016 | Dimmable | Continuous (Can dim down to ≤ 10% (W)) | Yes |  |  | 5000 | 125 | 40 | 20 | 0.95 | 4000 | 80
PKSKPVPN | Aimlite Lighting Products | Aimlite | VPE4-LA4-2/30K | Indoor Luminaires | Linear Ambient | Direct Linear Ambient Luminaires | Standard | TRUE | 7950 | 125.95 | 63.12 | 10.98 | 0.9596 | 3062 | 82.7 | 5 | 50000 | 9/8/2016 | Dimmable | Continuous (Can dim down to ≤ 10% (W)) | Yes |  | 3.1 | 7500 | 125 | 60 | 10 | 0.95 | 3000 | 80
P41QJS4J | Aimlite Lighting Products | Aimlite | VPE4-LA4-2/40K | Indoor Luminaires | Linear Ambient | Direct Linear Ambient Luminaires | Standard | FALSE | [9 empty] | 9/8/2016 | Dimmable | Continuous (Can dim down to ≤ 10% (W)) | Yes |  |  | 7500 | 125 | 60 | 10 | 0.95 | 4000 | 80
PBS9SFKP | Aimlite Lighting Products | Aimlite | VP4-LA1-[2 or 8]/40K | Indoor Luminaires | Linear Ambient | Direct Linear Ambient Luminaires | Standard | TRUE | 3549 | 85.4 | 41.5 | 10.59 | 0.931 | 4078 | 83.1 | 5 | 50000 | 1/6/2015 | Not Dimmable | Not Dimmable | Not Yet Verified |  | 2.1 | 3549 | 85.4 | 41.5 | 11 | 0.931 | 4078 | 83.1
PGZBZJ8E | Aimlite Lighting Products | Aimlite | VWP4-LA2-8/35K | Indoor Luminaires | Linear Ambient | Direct Linear Ambient Luminaires | Standard | TRUE | 5482 | 99.9 | 54.87 | 18.84 | 0.942 | 3476 | 83.28 | 5 | 50000 | 1/6/2015 | Not Dimmable | Not Dimmable | Not Yet Verified |  | 2.1 | 5482 | 99.9 | 54.87 | 18.25 | 0.961 | 3476 | 83.28
PMG5EAEU | Aimlite Lighting Products | Aimlite | VWP4-LA2-2/40K | Indoor Luminaires | Linear Ambient | Direct Linear Ambient Luminaires | Standard | FALSE | [9 empty] | 1/6/2015 | Not Dimmable | Not Dimmable | Not Yet Verified |  |  | 5324 | 102.4 | 51.97 | 12.66 | 0.991 | 4115 | 85.58
PH18YVF5 | Aimlite Lighting Products | Aimlite | VWP8-LA2-8/35K | Indoor Luminaires | Linear Ambient | Direct Linear Ambient Luminaires | Standard | FALSE | [9 empty] | 10/20/2015 | Not Dimmable | Not Dimmable | Not Yet Verified |  |  | 11303 | 99.9 | 113.1 | 16.85 | 0.9862 | 3476 | 83.28
PP5EDEPF | Aimlite Lighting Products | Aimlite | VWP8-LA2-8/50K | Indoor Luminaires | Linear Ambient | Direct Linear Ambient Luminaires | Standard | FALSE | [9 empty] | 10/20/2015 | Not Dimmable | Not Dimmable | Not Yet Verified |  |  | 11498 | 101.2 | 113.6 | 16.79 | 0.9865 | 5195 | 85.24
PUBTPN2C | Aimlite Lighting Products | Aimlite | VWP8-LA2-2/35K | Indoor Luminaires | Linear Ambient | Direct Linear Ambient Luminaires | Standard | FALSE | [9 empty] | 10/20/2015 | Not Dimmable | Not Dimmable | Not Yet Verified |  |  | 11365 | 106.3 | 106.9 | 17.39 | 0.9667 | 3466 | 83.27
P3FABNWU | Aimlite Lighting Products | Aimlite | VWP8-LA2-2/50K | Indoor Luminaires | Linear Ambient | Direct Linear Ambient Luminaires | Standard | FALSE | [9 empty] | 10/20/2015 | Not Dimmable | Not Dimmable | Not Yet Verified |  |  | 11561 | 107.7 | 107.4 | 17.34 | 0.967 | 5180 | 85.23
P8VBZ3JH | Aimlite Lighting Products | Aimlite | VWP4-LA2-8/50K | Indoor Luminaires | Linear Ambient | Direct Linear Ambient Luminaires | Standard | FALSE | [9 empty] | 10/20/2015 | Not Dimmable | Not Dimmable | Not Yet Verified |  |  | 5573 | 101.2 | 55.1 | 18.19 | 0.9613 | 5195 | 85.24
PPZ7WM7M | Aimlite Lighting Products | Aimlite | VWP4-LA2-2/35K | Indoor Luminaires | Linear Ambient | Direct Linear Ambient Luminaires | Standard | FALSE | [9 empty] | 10/20/2015 | Not Dimmable | Not Dimmable | Not Yet Verified |  |  | 5512 | 106.3 | 51.85 | 18.84 | 0.942 | 3466 | 83.27
PX6GVAVQ | Aimlite Lighting Products | Aimlite | VWP4-LA2-2/50K | Indoor Luminaires | Linear Ambient | Direct Linear Ambient Luminaires | Standard | FALSE | [9 empty] | 10/20/2015 | Not Dimmable | Not Dimmable | Not Yet Verified |  |  | 5603 | 107.7 | 52.17 | 18.78 | 0.9807 | 5180 | 85.25
P8RUPJ5N | Aimlite Lighting Products | Aimlite | VWP8-LA2-8/40K | Indoor Luminaires | Linear Ambient | Direct Linear Ambient Luminaires | Standard | FALSE | [9 empty] | 1/6/2015 | Not Dimmable | Not Dimmable | Not Yet Verified |  |  | 10913 | 96.2 | 113.4 | 11.32 | 0.99 | 4127 | 85.59
PQRWBKD8 | Aimlite Lighting Products | Aimlite | VWP4-LA2-8/40K | Indoor Luminaires | Linear Ambient | Direct Linear Ambient Luminaires | Standard | FALSE | [9 empty] | 1/6/2015 | Not Dimmable | Not Dimmable | Not Yet Verified |  |  | 5295 | 96.2 | 55 | 12.26 | 0.99 | 4127 | 85.57
PHSKD4KM | Aimlite Lighting Products | Aimlite | VWP8-LA2-2/40K | Indoor Luminaires | Linear Ambient | Direct Linear Ambient Luminaires | Standard | FALSE | [9 empty] | 1/6/2015 | Not Dimmable | Not Dimmable | Not Yet Verified |  |  | 10973 | 102.4 | 107.2 | 11.69 | 0.99 | 4115 | 85.58
PG2FTCM4 | Aimlite Lighting Products | Aimlite | VWP4-LA3-2/35K | Indoor Luminaires | Linear Ambient | Direct Linear Ambient Luminaires | Standard | TRUE | 7510 | 100.1 | 75 | 9.65 | 0.9749 | 3483 | 82.88 | 5 | 50000 | 1/6/2015 | Not Dimmable | Not Dimmable | Not Yet Verified |  | 2.1 | 7510 | 100.1 | 75 | 15.05 | 0.9749 | 3483 | 82.88
P2KWCQUD | Aimlite Lighting Products | Aimlite | VWP4-LA3-2/40K | Indoor Luminaires | Linear Ambient | Direct Linear Ambient Luminaires | Standard | FALSE | [9 empty] | 1/6/2015 | Not Dimmable | Not Dimmable | Not Yet Verified |  |  | 7125 | 97.1 | 73.37 | 15 | 0.996 | 4000 | 83
PM3D14KP | Aimlite Lighting Products | Aimlite | VWP8-LA3-8/35K | Indoor Luminaires | Linear Ambient | Direct Linear Ambient Luminaires | Standard | FALSE | [9 empty] | 10/20/2015 | Not Dimmable | Not Dimmable | Not Yet Verified |  |  | 15078 | 96.2 | 156.74 | 11.64 | 0.9926 | 3479 | 82.8
PP17FAXK | Aimlite Lighting Products | Aimlite | VWP8-LA3-8/50K | Indoor Luminaires | Linear Ambient | Direct Linear Ambient Luminaires | Standard | FALSE | [9 empty] | 10/20/2015 | Not Dimmable | Not Dimmable | Not Yet Verified |  |  | 15032 | 96.4 | 155.9 | 11.68 | 0.9924 | 5249 | 85.36
PAESEHSR | Aimlite Lighting Products | Aimlite | VWP8-LA3-2/35K | Indoor Luminaires | Linear Ambient | Direct Linear Ambient Luminaires | Standard | FALSE | [9 empty] | 10/20/2015 | Not Dimmable | Not Dimmable | Not Yet Verified |  |  | 15065 | 100.1 | 150.5 | 13.85 | 0.9898 | 3483 | 82.88
PE839H4Q | Aimlite Lighting Products | Aimlite | VWP8-LA3-2/50K | Indoor Luminaires | Linear Ambient | Direct Linear Ambient Luminaires | Standard | FALSE | [9 empty] | 10/20/2015 | Not Dimmable | Not Dimmable | Not Yet Verified |  |  | 15019 | 100.3 | 149.7 | 13.89 | 0.9896 | 5255 | 85.44
PQ6FQG9W | Aimlite Lighting Products | Aimlite | VWP4-LA2-8/35K | Indoor Luminaires | Linear Ambient | Direct Linear Ambient Luminaires | Standard | FALSE | [9 empty] | 10/20/2015 | Not Dimmable | Not Dimmable | Not Yet Verified |  |  | 7515 | 96.2 | 78.11 | 12.65 | 0.9777 | 3479 | 82.8
P2Z1EEUK | Aimlite Lighting Products | Aimlite | VWP4-LA3-8/50K | Indoor Luminaires | Linear Ambient | Direct Linear Ambient Luminaires | Standard | FALSE | [9 empty] | 10/20/2015 | Not Dimmable | Not Dimmable | Not Yet Verified |  |  | 7492 | 96.4 | 77.71 | 12.69 | 0.9775 | 5249 | 85.36
P2YRXM9J | Aimlite Lighting Products | Aimlite | VWP4-LA3-2/50K | Indoor Luminaires | Linear Ambient | Direct Linear Ambient Luminaires | Standard | FALSE | [9 empty] | 10/20/2015 | Not Dimmable | Not Dimmable | Not Yet Verified |  |  | 7487 | 100.3 | 74.62 | 15.1 | 0.9747 | 5255 | 85.44
PUTKKC4G | Aimlite Lighting Products | Aimlite | VWP8-LA1-8/35K | Indoor Luminaires | Linear Ambient | Direct Linear Ambient Luminaires | Standard | FALSE | [9 empty] | 10/20/2015 | Not Dimmable | Not Dimmable | Not Yet Verified |  |  | 8131.2 | 104.1 | 78.1 | 12.65 | 0.9777 | 3479 | 82.8
PWEYW2GT | Aimlite Lighting Products | Aimlite | VWP8-LA1-8/50K | Indoor Luminaires | Linear Ambient | Direct Linear Ambient Luminaires | Standard | FALSE | [9 empty] | 10/20/2015 | Not Dimmable | Not Dimmable | Not Yet Verified |  |  | 8106 | 104.3 | 77.7 | 12.69 | 0.9775 | 5249 | 85.36
PY5KWJXX | Aimlite Lighting Products | Aimlite | VWP8-LA1-2/35K | Indoor Luminaires | Linear Ambient | Direct Linear Ambient Luminaires | Standard | FALSE | [9 empty] | 10/20/2015 | Not Dimmable | Not Dimmable | Not Yet Verified |  |  | 8125.8 | 108.3 | 75 | 15.05 | 0.9749 | 3483 | 82.88
P9GSGNA6 | Aimlite Lighting Products | Aimlite | VWP8-LA1-2/50K | Indoor Luminaires | Linear Ambient | Direct Linear Ambient Luminaires | Standard | FALSE | [9 empty] | 10/20/2015 | Not Dimmable | Not Dimmable | Not Yet Verified |  |  | 8100.9 | 108.5 | 74.6 | 15.1 | 0.9747 | 5255 | 85.44
PND9EEQT | Aimlite Lighting Products | Aimlite | VWP8-LA3-2/40K | Indoor Luminaires | Linear Ambient | Direct Linear Ambient Luminaires | Standard | FALSE | [9 empty] | 1/6/2015 | Not Dimmable | Not Dimmable | Not Yet Verified |  |  | 14296 | 97.1 | 147.2 | 13.8 | 0.99 | 4000 | 83
P322ZNWU | Aimlite Lighting Products | Aimlite | VWP8-LA1-8/40K | Indoor Luminaires | Linear Ambient | Direct Linear Ambient Luminaires | Standard | FALSE | [9 empty] | 1/6/2015 | Not Dimmable | Not Dimmable | Not Yet Verified |  |  | 7717.9 | 100 | 77.3 | 12.75 | 0.9773 | 4131 | 85.54
P3JQWX6Z | Aimlite Lighting Products | Aimlite | VWP4-LA3-8/40K | Indoor Luminaires | Linear Ambient | Direct Linear Ambient Luminaires | Standard | FALSE | [9 empty] | 1/6/2015 | Not Dimmable | Not Dimmable | Not Yet Verified |  |  | 7133 | 92.4 | 77.26 | 12.75 | 0.9773 | 4131 | 85.54
PQ171UEW | Aimlite Lighting Products | Aimlite | VWP8-LA1-2/40K | Indoor Luminaires | Linear Ambient | Direct Linear Ambient Luminaires | Standard | FALSE | [9 empty] | 1/6/2015 | Not Dimmable | Not Dimmable | Not Yet Verified |  |  | 7709.3 | 105.1 | 73.4 | 15 | 0.996 | 4000 | 83
PVYN6PTG | Aimlite Lighting Products | Aimlite | VWP8-LA3-8/40K | Indoor Luminaires | Linear Ambient | Direct Linear Ambient Luminaires | Standard | FALSE | [9 empty] | 1/6/2015 | Not Dimmable | Not Dimmable | Not Yet Verified |  |  | 14325 | 92.4 | 155 | 11.73 | 0.99 | 4131 | 85.54
PV8SEKEU | Aleddra Inc. | Aleddra Alegant Vapor Tight Fixture | AVT-4-S-5-D | Indoor Luminaires | Linear Ambient | Direct Linear Ambient Luminaires | Standard | TRUE | 4947.96 | 99.96 | 49.5 | 12.03 | 0.963 | 5006 | 83.7 | 5 | 50000 | 9/10/2015 | Dimmable | Stepped | No |  | 3 | 4947.96 | 99.96 | 49.5 | 12.03 | 0.963 | 5006 | 83.7
PBVH5W1K | Aleddra Inc. | Aleddra Alegant Vapor Tight Fixture | AVT-4-S-4-D | Indoor Luminaires | Linear Ambient | Direct Linear Ambient Luminaires | Standard | TRUE | 4931.99 | 101.48 | 48.6 | 12.03 | 0.946 | 3934 | 82.4 | 5 | 50000 | 9/10/2015 | Dimmable | Stepped | No |  | 3 | 4931.99 | 101.48 | 48.6 | 12.03 | 0.946 | 3934 | 82.4
PVYN6CJW | Aleddra Inc. | Aleddra Alegant Vapor Tight Fixture | AVT-4-S-4-C | Indoor Luminaires | Linear Ambient | Direct Linear Ambient Luminaires | Standard | FALSE | [9 empty] | 9/10/2015 | Dimmable | Stepped | No |  |  | 5849.51 | 119.87 | 48.8 | 11.99 | 0.948 | 3956 | 81.8
PUY3679U | Aleddra Inc. | Aleddra Alegant Vapor Tight Fixture | AVT-4-N-4-D | Indoor Luminaires | Linear Ambient | Direct Linear Ambient Luminaires | Standard | FALSE | [9 empty] | 9/10/2015 | Not Dimmable | Not Dimmable | No |  |  | 5020.9 | 103.74 | 48.4 | 12.45 | 0.988 | 3940 | 82.4
P8ZK877J | Aleddra Inc. | Aleddra Alegant Vapor Tight Fixture | AVT-4-N-4-C | Indoor Luminaires | Linear Ambient | Direct Linear Ambient Luminaires | Standard | FALSE | [9 empty] | 9/10/2015 | Not Dimmable | Not Dimmable | No |  |  | 5933.68 | 122.6 | 48.4 | 12.41 | 0.987 | 3961 | 81.8
PXT1CGRK | Aleddra Inc. | Aleddra Alegant Vapor Tight Fixture | AVT-4-S-5-C | Indoor Luminaires | Linear Ambient | Direct Linear Ambient Luminaires | Standard | FALSE | [9 empty] | 9/10/2015 | Dimmable | Stepped | No |  |  | 5830.49 | 119.48 | 48.8 | 12.04 | 0.948 | 5030 | 82.8
PB45PRFY | Aleddra Inc. | Aleddra Alegant Vapor Tight Fixture | AVT-4-N-5-D | Indoor Luminaires | Linear Ambient | Direct Linear Ambient Luminaires | Standard | FALSE | [9 empty] | 9/10/2015 | Not Dimmable | Not Dimmable | No |  |  | 5014.26 | 103.81 | 48.3 | 12.15 | 0.987 | 5012 | 83.8
PFH9HR2D | Aleddra Inc. | Aleddra Alegant Vapor Tight Fixture | AVT-4-N-5-C | Indoor Luminaires | Linear Ambient | Direct Linear Ambient Luminaires | Standard | FALSE | [9 empty] | 9/10/2015 | Not Dimmable | Not Dimmable | No |  |  | 5887.5 | 121.64 | 48.4 | 12.19 | 0.988 | 5038 | 82.9
PJMAF5K7 | Aleo Lighting, Inc. | Aleo | LLS-4VH-40/840 | Indoor Luminaires | Linear Ambient | Direct Linear Ambient Luminaires | Premium | TRUE | 4336.3 | 113.2 | 38.3 | 5.7 | 0.968 | 4177 | 84 | 5 | 50000 | 4/6/2016 | Dimmable | Continuous (Can dim down to ≤ 10% (W)) | No |  | 3.1 | 4000 | 110 | 40 | 20 | 0.9 | 4000 | 80
P5QQZ3EP | Aleo Lighting, Inc. | Aleo | LLS-4VH-40/850 | Indoor Luminaires | Linear Ambient | Direct Linear Ambient Luminaires | Premium | FALSE | [9 empty] | 4/6/2016 | Dimmable | Continuous (Can dim down to ≤ 10% (W)) | No |  |  | 4000 | 110 | 40 | 20 | 0.9 | 5000 | 80
P6DWZSXR | Aleo Lighting, Inc. | Aleo | LLS-4H/830 | Indoor Luminaires | Linear Ambient | Direct Linear Ambient Luminaires | Premium | TRUE | 3582.1 | 110.52 | 32.41 | 4.44 | 0.9455 | 3133 | 82.9 | 5 | 50000 | 4/6/2016 | Dimmable | Continuous (Can dim down to ≤ 10% (W)) | No |  | 3.1 | 3582.1 | 110.52 | 32.41 | 20 | 0.997 | 3000 | 82.9
P96KY91B | Aleo Lighting, Inc. | Aleo | LLS-4H/850 | Indoor Luminaires | Linear Ambient | Direct Linear Ambient Luminaires | Premium | TRUE | 3778.232 | 116.504 | 32.43 | 4.44 | 0.9455 | 5196 | 83.9 | 5 | 50000 | 4/6/2016 | Dimmable | Continuous (Can dim down to ≤ 10% (W)) | No |  | 3.1 | 3778.23 | 116.5 | 32.43 | 20 | 0.997 | 5000 | 83.9
P35WZH3P | Aleo Lighting, Inc. | Aleo | LLS-8H/830 | Indoor Luminaires | Linear Ambient | Direct Linear Ambient Luminaires | Premium | TRUE | 7546 | 112.13 | 67.3 | 4.95 | 0.942 | 3146 | 83.2 | 5 | 50000 | 4/6/2016 | Dimmable | Continuous (Can dim down to ≤ 10% (W)) | No |  | 3.1 | 7546.3 | 112 | 67.3 | 20 | 0.997 | 3000 | 83
P55BJRR8 | Aleo Lighting, Inc. | Aleo | LLS-8H/835 | Indoor Luminaires | Linear Ambient | Direct Linear Ambient Luminaires | Premium | FALSE | [9 empty] | 4/6/2016 | Dimmable | Continuous (Can dim down to ≤ 10% (W)) | No |  |  | 7600 | 113 | 67 | 20 | 0.997 | 3500 | 83
PHMAS7QW | Aleo Lighting, Inc. | Aleo | LLS-8H/840 | Indoor Luminaires | Linear Ambient | Direct Linear Ambient Luminaires | Premium | FALSE | [9 empty] | 4/6/2016 | Dimmable | Continuous (Can dim down to ≤ 10% (W)) | No |  |  | 7650 | 114 | 67 | 20 | 0.997 | 4000 | 83
P5GSZ66D | Aleo Lighting, Inc. | Aleo | LLS-8H/850 | Indoor Luminaires | Linear Ambient | Direct Linear Ambient Luminaires | Premium | FALSE | [9 empty] | 4/6/2016 | Dimmable | Continuous (Can dim down to ≤ 10% (W)) | No |  |  | 7700 | 115 | 67 | 20 | 0.997 | 5000 | 83
PPSFDV5S | Aleo Lighting, Inc. | Aleo | LLS-4H/835 | Indoor Luminaires | Linear Ambient | Direct Linear Ambient Luminaires | Premium | FALSE | [9 empty] | 4/6/2016 | Dimmable | Continuous (Can dim down to ≤ 10% (W)) | No |  |  | 3680 | 113.2 | 32.5 | 20 | 0.996 | 3500 | 83
P78SKJ91 | Aleo Lighting, Inc. | Aleo | LLS-4H/840 | Indoor Luminaires | Linear Ambient | Direct Linear Ambient Luminaires | Premium | FALSE | [9 empty] | 4/6/2016 | Dimmable | Continuous (Can dim down to ≤ 10% (W)) | No |  |  | 3750 | 115.4 | 32.5 | 20 | 0.997 | 4000 | 85.1
PBHQUJDM | Aleo Lighting, Inc. | Aleo | LLS-4L/830 | Indoor Luminaires | Linear Ambient | Direct Linear Ambient Luminaires | Premium | TRUE | 2433.4 | 109.72 | 22.18 | 5.18 | 0.9203 | 3160 | 82.8 | 5 | 50000 | 4/6/2016 | Dimmable | Continuous (Can dim down to ≤ 10% (W)) | No |  | 3.1 | 2433.3 | 109.72 | 22.18 | 20 | 0.996 | 3000 | 82.8
PKY6NNUX | Aleo Lighting, Inc. | Aleo | LLS-4L/850 | Indoor Luminaires | Linear Ambient | Direct Linear Ambient Luminaires | Premium | TRUE | 2556.94 | 114.97 | 22.24 | 5.18 | 0.9203 | 5214 | 83.6 | 5 | 50000 | 4/6/2016 | Dimmable | Continuous (Can dim down to ≤ 10% (W)) | No |  | 3.1 | 2556.9 | 114.97 | 22.24 | 20 | 0.996 | 5000 | 83.6
P174J23F | Aleo Lighting, Inc. | Aleo | LLS-8L/830 | Indoor Luminaires | Linear Ambient | Direct Linear Ambient Luminaires | Premium | TRUE | 4435.024 | 112.85 | 39.3 | 5.27 | 0.925 | 3088 | 83.5 | 5 | 50000 | 4/6/2016 | Dimmable | Continuous (Can dim down to ≤ 10% (W)) | No |  | 3.1 | 4435 | 112.85 | 39.3 | 20 | 0.998 | 3000 | 83
PMGJ8XCB | Aleo Lighting, Inc. | Aleo | LLS-8L/835 | Indoor Luminaires | Linear Ambient | Direct Linear Ambient Luminaires | Premium | FALSE | [9 empty] | 4/6/2016 | Dimmable | Continuous (Can dim down to ≤ 10% (W)) | No |  |  | 4550 | 114 | 40 | 20 | 0.996 | 3500 | 83
PUTF7VZG | Aleo Lighting, Inc. | Aleo | LLS-8L/840 | Indoor Luminaires | Linear Ambient | Direct Linear Ambient Luminaires | Premium | FALSE | [9 empty] | 4/6/2016 | Dimmable | Continuous (Can dim down to ≤ 10% (W)) | No |  |  | 4600 | 115 | 40 | 20 | 0.996 | 4000 | 83
PKM4NYDZ | Aleo Lighting, Inc. | Aleo | LLS-8L/850 | Indoor Luminaires | Linear Ambient | Direct Linear Ambient Luminaires | Premium | FALSE | [9 empty] | 4/6/2016 | Dimmable | Continuous (Can dim down to ≤ 10% (W)) | No |  |  | 4700 | 117 | 40 | 20 | 0.996 | 5000 | 83
P7GFCERK | Aleo Lighting, Inc. | Aleo | LLS-4L/835 | Indoor Luminaires | Linear Ambient | Direct Linear Ambient Luminaires | Premium | FALSE | [9 empty] | 4/6/2016 | Dimmable | Continuous (Can dim down to ≤ 10% (W)) | No |  |  | 2464.2 | 111 | 22.2 | 20 | 0.996 | 3500 | 83
P3JNYZHH | Aleo Lighting, Inc. | Aleo | LLS-4L/840 | Indoor Luminaires | Linear Ambient | Direct Linear Ambient Luminaires | Premium | FALSE | [9 empty] | 4/6/2016 | Dimmable | Continuous (Can dim down to ≤ 10% (W)) | No |  |  | 2530 | 113.71 | 22.25 | 20 | 0.997 | 4000 | 85.1
PRXQ1SV3 | Aleo Lighting, Inc. | Aleo | LSR-4H/835 | Indoor Luminaires | Linear Ambient | Direct Linear Ambient Luminaires | Premium | TRUE | 3490.9 | 107.92 | 32.35 | 4.33 | 0.9326 | 3503 | 83.9 | 5 | 50000 | 4/6/2016 | Dimmable | Continuous (Can dim down to ≤ 10% (W)) | No |  | 3 | 3490.9 | 107.92 | 32.35 | 20 | 0.996 | 3500 | 83.9
PD1Z1WSB | Aleo Lighting, Inc. | Aleo | LSR-4H/850 | Indoor Luminaires | Linear Ambient | Direct Linear Ambient Luminaires | Premium | TRUE | 3655.32 | 112.58 | 32.47 | 4.33 | 0.9326 | 5214 | 84 | 5 | 50000 | 4/6/2016 | Dimmable | Continuous (Can dim down to ≤ 10% (W)) | No |  | 3 | 3655.32 | 112.58 | 32.47 | 20 | 0.996 | 5000 | 84
P6QV88NJ | Aleo Lighting, Inc. | Aleo | LSR-8H/835 | Indoor Luminaires | Linear Ambient | Direct Linear Ambient Luminaires | Premium | FALSE | [9 empty] | 4/6/2016 | Dimmable | Continuous (Can dim down to ≤ 10% (W)) | No |  |  | 7525 | 112.8 | 66.7 | 20 | 0.996 | 3500 | 83
P1A2ZN2D | Aleo Lighting, Inc. | Aleo | LSR-8H/840 | Indoor Luminaires | Linear Ambient | Direct Linear Ambient Luminaires | Premium | FALSE | [9 empty] | 4/6/2016 | Dimmable | Continuous (Can dim down to ≤ 10% (W)) | No |  |  | 7600 | 113.4 | 67 | 20 | 0.996 | 4000 | 83
P62GDDPU | Aleo Lighting, Inc. | Aleo | LSR-8H/850 | Indoor Luminaires | Linear Ambient | Direct Linear Ambient Luminaires | Premium | FALSE | [9 empty] | 4/6/2016 | Dimmable | Continuous (Can dim down to ≤ 10% (W)) | No |  |  | 7700 | 114.9 | 67 | 20 | 0.996 | 5000 | 83
P23CE7RU | Aleo Lighting, Inc. | Aleo | LSR-4H/840 | Indoor Luminaires | Linear Ambient | Direct Linear Ambient Luminaires | Premium | FALSE | [9 empty] | 4/6/2016 | Dimmable | Continuous (Can dim down to ≤ 10% (W)) | No |  |  | 3647.87 | 112.07 | 32.55 | 20 | 0.997 | 4000 | 85.1
PYNGJFZC | Aleo Lighting, Inc. | Aleo | LSR-4L/850 | Indoor Luminaires | Linear Ambient | Direct Linear Ambient Luminaires | Premium | TRUE | 2473.12 | 111.15 | 22.25 | 4.73 | 0.9446 | 5228 | 83.9 | 5 | 50000 | 4/6/2016 | Dimmable | Continuous (Can dim down to ≤ 10% (W)) | No |  | 3 | 2473.12 | 111.15 | 22.25 | 20 | 0.996 | 5000 | 83.9
P3KRUYQG | Aleo Lighting, Inc. | Aleo | LSR-4L/835 | Indoor Luminaires | Linear Ambient | Direct Linear Ambient Luminaires | Premium | TRUE | 2386.5 | 108.16 | 22.06 | 4.73 | 0.9446 | 3491 | 83.8 | 5 | 50000 | 4/6/2016 | Dimmable | Continuous (Can dim down to ≤ 10% (W)) | No |  | 3 | 2386.5 | 108.16 | 22.06 | 20 | 0.996 | 3500 | 83.8
P9TXSDTN | Aleo Lighting, Inc. | Aleo | LSR-4L/840 | Indoor Luminaires | Linear Ambient | Direct Linear Ambient Luminaires | Premium | FALSE | [9 empty] | 4/6/2016 | Dimmable | Continuous (Can dim down to ≤ 10% (W)) | No |  |  | 2445.78 | 108.54 | 22.53 | 20 | 0.995 | 4000 | 83.6
PT2H1YFV | Aleo Lighting, Inc. | Aleo | LSR-8L/835 | Indoor Luminaires | Linear Ambient | Direct Linear Ambient Luminaires | Premium | FALSE | [9 empty] | 4/6/2016 | Dimmable | Continuous (Can dim down to ≤ 10% (W)) | No |  |  | 4450 | 111.5 | 39.9 | 20 | 0.996 | 3500 | 83
PYKYMB7V | Aleo Lighting, Inc. | Aleo | LSR-8L/840 | Indoor Luminaires | Linear Ambient | Direct Linear Ambient Luminaires | Premium | FALSE | [9 empty] | 4/6/2016 | Dimmable | Continuous (Can dim down to ≤ 10% (W)) | No |  |  | 4500 | 112.5 | 40 | 20 | 0.996 | 4000 | 83
PG52THUB | Aleo Lighting, Inc. | Aleo | LSR-8L/850 | Indoor Luminaires | Linear Ambient | Direct Linear Ambient Luminaires | Premium | FALSE | [9 empty] | 4/6/2016 | Dimmable | Continuous (Can dim down to ≤ 10% (W)) | No |  |  | 4600 | 115 | 40 | 20 | 0.996 | 5000 | 83
PJXB26TP | Aleo Lighting, Inc. | Aleo | LVE-4H/830 | Indoor Luminaires | Linear Ambient | Direct Linear Ambient Luminaires | Premium | TRUE | 6837.4 | 123.99 | 55.14 | 5.29 | 0.9214 | 3083 | 82 | 5 | 50000 | 4/6/2016 | Dimmable | Continuous (Can dim down to ≤ 10% (W)) | No |  | 3.1 | 6837.4 | 123.99 | 55.14 | 20 | 0.995 | 3000 | 82
PPJT6SCC | Aleo Lighting, Inc. | Aleo | LVE-4H/835 | Indoor Luminaires | Linear Ambient | Direct Linear Ambient Luminaires | Premium | FALSE | [9 empty] | 4/6/2016 | Dimmable | Continuous (Can dim down to ≤ 10% (W)) | No |  |  | 6941.47 | 126.34 | 55.1 | 20 | 0.994 | 3500 | 82.8
PB4JS9UK | Aleo Lighting, Inc. | Aleo | LVE-4H/840 | Indoor Luminaires | Linear Ambient | Direct Linear Ambient Luminaires | Premium | FALSE | [9 empty] | 4/6/2016 | Dimmable | Continuous (Can dim down to ≤ 10% (W)) | No |  |  | 7198.44 | 128.77 | 55.9 | 20 | 0.994 | 4000 | 83.7
PSR6VK9R | Aleo Lighting, Inc. | Aleo | LVE-4H/850 | Indoor Luminaires | Linear Ambient | Direct Linear Ambient Luminaires | Premium | FALSE | [9 empty] | 4/6/2016 | Dimmable | Continuous (Can dim down to ≤ 10% (W)) | No |  |  | 7137.08 | 128.78 | 55.42 | 20 | 0.994 | 5000 | 83
P69948DK | Aleo Lighting, Inc. | Aleo | LVE-4L/830 | Indoor Luminaires | Linear Ambient | Direct Linear Ambient Luminaires | Premium | TRUE | 4670.9 | 119.24 | 39.17 | 5.18 | 0.9169 | 3094 | 82 | 5 | 50000 | 4/6/2016 | Dimmable | Continuous (Can dim down to ≤ 10% (W)) | No |  | 3.1 | 4670.9 | 119.24 | 40 | 20 | 0.997 | 3000 | 82
PJM4RD3K | Aleo Lighting, Inc. | Aleo | LVE-4L/835 | Indoor Luminaires | Linear Ambient | Direct Linear Ambient Luminaires | Premium | FALSE | [9 empty] | 4/6/2016 | Dimmable | Continuous (Can dim down to ≤ 10% (W)) | No |  |  | 4779.4 | 121.27 | 40 | 20 | 0.997 | 3500 | 82.9
PS1WS74B | Aleo Lighting, Inc. | Aleo | LVE-4L/840 | Indoor Luminaires | Linear Ambient | Direct Linear Ambient Luminaires | Premium | FALSE | [9 empty] | 4/6/2016 | Dimmable | Continuous (Can dim down to ≤ 10% (W)) | No |  |  | 4980.54 | 124.86 | 40 | 20 | 0.997 | 4000 | 84.2
PHMA3X22 | Aleo Lighting, Inc. | Aleo | LVE-4L/850 | Indoor Luminaires | Linear Ambient | Direct Linear Ambient Luminaires | Premium | FALSE | [9 empty] | 4/6/2016 | Dimmable | Continuous (Can dim down to ≤ 10% (W)) | No |  |  | 4977.14 | 125.24 | 40 | 20 | 0.997 | 5000 | 82.7
PFEFVU8T | Aleo Lighting, Inc. | Aleo | LWE-4L/830 | Indoor Luminaires | Linear Ambient | Direct Linear Ambient Luminaires | Premium | TRUE | 4512.1 | 115.07 | 39.21 | 5.61 | 0.9057 | 3107 | 81.8 | 5 | 50000 | 4/6/2016 | Dimmable | Continuous (Can dim down to ≤ 10% (W)) | No |  | 3.1 | 4512.1 | 115.07 | 40 | 20 | 0.993 | 3000 | 81.8
PJUCU822 | Aleo Lighting, Inc. | Aleo | LWE-4L/835 | Indoor Luminaires | Linear Ambient | Direct Linear Ambient Luminaires | Premium | FALSE | [9 empty] | 4/6/2016 | Dimmable | Continuous (Can dim down to ≤ 10% (W)) | No |  |  | 4540 | 115.5 | 40 | 20 | 0.991 | 3500 | 83
PSRB529A | Aleo Lighting, Inc. | Aleo | LWE-4L/840 | Indoor Luminaires | Linear Ambient | Direct Linear Ambient Luminaires | Premium | FALSE | [9 empty] | 4/6/2016 | Dimmable | Continuous (Can dim down to ≤ 10% (W)) | No |  |  | 4548.1 | 115.7 | 40 | 20 | 0.991 | 4000 | 83.4
PZJDPEPX | Aleo Lighting, Inc. | Aleo | LWE-4L/850 | Indoor Luminaires | Linear Ambient | Direct Linear Ambient Luminaires | Premium | FALSE | [9 empty] | 4/6/2016 | Dimmable | Continuous (Can dim down to ≤ 10% (W)) | No |  |  | 4564.3 | 116.2 | 40 | 20 | 0.991 | 5000 | 82.6
P5WF8U3S | Alite Co., LTD. | ALITE | AL-TP20W30K2FT1D& | Indoor Luminaires | Linear Ambient | Direct Linear Ambient Luminaires | Standard | TRUE | 2240.3 | 111.55 | 20.08 | 17.31 | 0.902 | 2920 | 84.7 | 5 | 50000 | 7/18/2016 | Dimmable | Continuous (Can dim down to ≤ 10% (W)) | Yes |  | 4 | 2253.6 | 115.16 | 19.57 | 17.31 | 0.9 | 3000 | 84.7
PMWG4Z57 | Alite Co., LTD. | ALITE | AL-TP20W50K2FT1D& | Indoor Luminaires | Linear Ambient | Direct Linear Ambient Luminaires | Standard | TRUE | 2402 | 121.01 | 19.58 | 17.05 | 0.9016 | 5112 | 83.7 | 5 | 50000 | 7/18/2016 | Dimmable | Continuous (Can dim down to ≤ 10% (W)) | Yes |  | 4 | 2407 | 124.26 | 19.37 | 17.05 | 0.9 | 5000 | 83.7
P2UCBGBK | Alite Co., LTD. | ALITE | AL-TP20W30K2FT1N& | Indoor Luminaires | Linear Ambient | Direct Linear Ambient Luminaires | Standard | FALSE | [9 empty] | 7/18/2016 | Not Dimmable | Not Dimmable | Yes |  |  | 2253.6 | 115.16 | 19.57 | 17.31 | 0.9 | 3000 | 84.7
PNXRFX8V | Alite Co., LTD. | ALITE | AL-TP20W35K2FT1N& | Indoor Luminaires | Linear Ambient | Direct Linear Ambient Luminaires | Standard | FALSE | [9 empty] | 7/18/2016 | Not Dimmable | Not Dimmable | Yes |  |  | 2291.95 | 117.12 | 19.57 | 17.31 | 0.9 | 3500 | 84.7
PYUG3TGE | Alite Co., LTD. | ALITE | AL-TP20W40K2FT1N& | Indoor Luminaires | Linear Ambient | Direct Linear Ambient Luminaires | Standard | FALSE | [9 empty] | 7/18/2016 | Not Dimmable | Not Dimmable | Yes |  |  | 2330.3 | 119.08 | 19.57 | 17.31 | 0.9 | 4000 | 84.7
PS61ZRPP | Alite Co., LTD. | ALITE | AL-TP20W45K2FT1N& | Indoor Luminaires | Linear Ambient | Direct Linear Ambient Luminaires | Standard | FALSE | [9 empty] | 7/18/2016 | Not Dimmable | Not Dimmable | Yes |  |  | 2368.65 | 121.03 | 19.57 | 17.31 | 0.9 | 4500 | 84.7
PPBVKYF2 | Alite Co., LTD. | ALITE | AL-TP20W50K2FT1N& | Indoor Luminaires | Linear Ambient | Direct Linear Ambient Luminaires | Standard | FALSE | [9 empty] | 7/18/2016 | Not Dimmable | Not Dimmable | Yes |  |  | 2407 | 124.26 | 19.37 | 17.05 | 0.9 | 5000 | 83.7
PUR8JCSN | Alite Co., LTD. | ALITE | AL-TP36W30K4FT1D& | Indoor Luminaires | Linear Ambient | Direct Linear Ambient Luminaires | Standard | FALSE | [9 empty] | 7/18/2016 | Dimmable | Continuous (Can dim down to ≤ 10% (W)) | Yes |  |  | 4236.4 | 116.31 | 36.42 | 18 | 0.9 | 3000 | 85.2
PS4BGPUX | Alite Co., LTD. | ALITE | AL-TP36W35K4FT1D& | Indoor Luminaires | Linear Ambient | Direct Linear Ambient Luminaires | Standard | FALSE | [9 empty] | 7/18/2016 | Dimmable | Continuous (Can dim down to ≤ 10% (W)) | Yes |  |  | 4308.42 | 119.68 | 36 | 18 | 0.9 | 3500 | 85.2
PB9BFX3J | Alite Co., LTD. | ALITE | AL-TP36W40K4FT1D& | Indoor Luminaires | Linear Ambient | Direct Linear Ambient Luminaires | Standard | FALSE | [9 empty] | 7/18/2016 | Dimmable | Continuous (Can dim down to ≤ 10% (W)) | Yes |  |  | 4380.44 | 121.68 | 36 | 18 | 0.9 | 4000 | 85.2
PYNN1Y78 | Alite Co., LTD. | ALITE | AL-TP36W45K4FT1D& | Indoor Luminaires | Linear Ambient | Direct Linear Ambient Luminaires | Standard | FALSE | [9 empty] | 7/18/2016 | Dimmable | Continuous (Can dim down to ≤ 10% (W)) | Yes |  |  | 4452.46 | 123.68 | 36 | 18 | 0.9 | 4500 | 85.2
PW65833E | Alite Co., LTD. | ALITE | AL-TP36W50K4FT1D& | Indoor Luminaires | Linear Ambient | Direct Linear Ambient Luminaires | Standard | FALSE | [9 empty] | 7/18/2016 | Dimmable | Continuous (Can dim down to ≤ 10% (W)) | Yes |  |  | 4524.48 | 125.68 | 36 | 18 | 0.9 | 5000 | 83.7
PCJTR129 | Alite Co., LTD. | ALITE | AL-TP36W30K4FT1N& | Indoor Luminaires | Linear Ambient | Direct Linear Ambient Luminaires | Standard | FALSE | [9 empty] | 7/18/2016 | Not Dimmable | Not Dimmable | Yes |  |  | 4236.4 | 116.31 | 36.42 | 18 | 0.9 | 3000 | 85.2
PCYSC41M | Alite Co., LTD. | ALITE | AL-TP36W35K4FT1N& | Indoor Luminaires | Linear Ambient | Direct Linear Ambient Luminaires | Standard | FALSE | [9 empty] | 7/18/2016 | Not Dimmable | Not Dimmable | Yes |  |  | 4308.42 | 119.68 | 36 | 18 | 0.9 | 3500 | 85.2
PBUEANS5 | Alite Co., LTD. | ALITE | AL-TP36W40K4FT1N& | Indoor Luminaires | Linear Ambient | Direct Linear Ambient Luminaires | Standard | FALSE | [9 empty] | 7/18/2016 | Not Dimmable | Not Dimmable | Yes |  |  | 4380.44 | 121.68 | 36 | 18 | 0.9 | 4000 | 85.2
PDWTQVP6 | Alite Co., LTD. | ALITE | AL-TP36W45K4FT1N& | Indoor Luminaires | Linear Ambient | Direct Linear Ambient Luminaires | Standard | FALSE | [9 empty] | 7/18/2016 | Not Dimmable | Not Dimmable | Yes |  |  | 4452.46 | 123.68 | 36 | 18 | 0.9 | 4500 | 85.2
P7FHV1T9 | Alite Co., LTD. | ALITE | AL-TP36W50K4FT1N& | Indoor Luminaires | Linear Ambient | Direct Linear Ambient Luminaires | Standard | FALSE | [9 empty] | 7/18/2016 | Not Dimmable | Not Dimmable | Yes |  |  | 4524.48 | 125.68 | 36 | 18 | 0.9 | 5000 | 83.7
P1T17BKW | Alite Co., LTD. | ALITE | AL-TP45W30K4FT1D& | Indoor Luminaires | Linear Ambient | Direct Linear Ambient Luminaires | Standard | FALSE | [9 empty] | 7/18/2016 | Dimmable | Continuous (Can dim down to ≤ 10% (W)) | Yes |  |  | 5127.3 | 116.77 | 43.91 | 16.59 | 0.9 | 3000 | 84.9
PZ5Y4FXU | Alite Co., LTD. | ALITE | AL-TP45W35K4FT1D& | Indoor Luminaires | Linear Ambient | Direct Linear Ambient Luminaires | Standard | FALSE | [9 empty] | 7/18/2016 | Dimmable | Continuous (Can dim down to ≤ 10% (W)) | Yes |  |  | 5214.46 | 115.88 | 45 | 16.59 | 0.9 | 3500 | 84.9
PN17QKJ9 | Alite Co., LTD. | ALITE | AL-TP45W40K4FT1D& | Indoor Luminaires | Linear Ambient | Direct Linear Ambient Luminaires | Standard | FALSE | [9 empty] | 7/18/2016 | Dimmable | Continuous (Can dim down to ≤ 10% (W)) | Yes |  |  | 5301.63 | 117.81 | 45 | 16.59 | 0.9 | 4000 | 84.9
PXAAFNDE | Alite Co., LTD. | ALITE | AL-TP45W45K4FT1D& | Indoor Luminaires | Linear Ambient | Direct Linear Ambient Luminaires | Standard | FALSE | [9 empty] | 7/18/2016 | Dimmable | Continuous (Can dim down to ≤ 10% (W)) | Yes |  |  | 5388.79 | 119.75 | 45 | 16.59 | 0.9 | 4500 | 84.9
PSHSDHNK | Alite Co., LTD. | ALITE | AL-TP45W50K4FT1D& | Indoor Luminaires | Linear Ambient | Direct Linear Ambient Luminaires | Standard | FALSE | [9 empty] | 7/18/2016 | Dimmable | Continuous (Can dim down to ≤ 10% (W)) | Yes |  |  | 5475.96 | 121.69 | 45 | 16.29 | 0.9 | 5000 | 83.8
PBQDMGJP | Alite Co., LTD. | ALITE | AL-TP45W30K4FT1N& | Indoor Luminaires | Linear Ambient | Direct Linear Ambient Luminaires | Standard | FALSE | [9 empty] | 7/18/2016 | Not Dimmable | Not Dimmable | Yes |  |  | 5127.3 | 116.77 | 43.91 | 16.59 | 0.9 | 3000 | 84.9
P15WP2MV | Alite Co., LTD. | ALITE | AL-TP45W35K4FT1N& | Indoor Luminaires | Linear Ambient | Direct Linear Ambient Luminaires | Standard | FALSE | [9 empty] | 7/18/2016 | Not Dimmable | Not Dimmable | Yes |  |  | 5214.46 | 115.88 | 45 | 16.59 | 0.9 | 3500 | 84.9
PRMFQH9C | Alite Co., LTD. | ALITE | AL-TP45W40K4FT1N& | Indoor Luminaires | Linear Ambient | Direct Linear Ambient Luminaires | Standard | FALSE | [9 empty] | 7/18/2016 | Not Dimmable | Not Dimmable | Yes |  |  | 5301.63 | 117.81 | 45 | 16.59 | 0.9 | 4000 | 84.9
PSZ2YGRG | Alite Co., LTD. | ALITE | AL-TP45W45K4FT1N& | Indoor Luminaires | Linear Ambient | Direct Linear Ambient Luminaires | Standard | FALSE | [9 empty] | 7/18/2016 | Not Dimmable | Not Dimmable | Yes |  |  | 5388.79 | 119.75 | 45 | 16.59 | 0.9 | 4500 | 84.9
PWG17JHM | Alite Co., LTD. | ALITE | AL-TP45W50K4FT1N& | Indoor Luminaires | Linear Ambient | Direct Linear Ambient Luminaires | Standard | FALSE | [9 empty] | 7/18/2016 | Not Dimmable | Not Dimmable | Yes |  |  | 5475.96 | 122.56 | 44.68 | 16.29 | 0.9 | 5000 | 83.8
PM4DD9W7 | Alite Co., LTD. | ALITE | AL-TP70W30K8FT1D& | Indoor Luminaires | Linear Ambient | Direct Linear Ambient Luminaires | Standard | FALSE | [9 empty] | 7/18/2016 | Dimmable | Continuous (Can dim down to ≤ 10% (W)) | Yes |  |  | 8588 | 126.86 | 67.7 | 15.9 | 0.9 | 3000 | 82.7
PFQ2W2VB | Alite Co., LTD. | ALITE | AL-TP70W35K8FT1D& | Indoor Luminaires | Linear Ambient | Direct Linear Ambient Luminaires | Standard | FALSE | [9 empty] | 7/18/2016 | Dimmable | Continuous (Can dim down to ≤ 10% (W)) | Yes |  |  | 8677 | 128.17 | 67.7 | 15.9 | 0.9 | 3500 | 82.7
P7MY9PHU | Alite Co., LTD. | ALITE | AL-TP70W40K8FT1D& | Indoor Luminaires | Linear Ambient | Direct Linear Ambient Luminaires | Standard | FALSE | [9 empty] | 7/18/2016 | Dimmable | Continuous (Can dim down to ≤ 10% (W)) | Yes |  |  | 8766 | 129.48 | 67.7 | 15.9 | 0.9 | 4000 | 82.7
PZMYA4FD | Alite Co., LTD. | ALITE | AL-TP70W45K8FT1D& | Indoor Luminaires | Linear Ambient | Direct Linear Ambient Luminaires | Standard | FALSE | [9 empty] | 7/18/2016 | Dimmable | Continuous (Can dim down to ≤ 10% (W)) | Yes |  |  | 8855 | 130.8 | 67.7 | 15.9 | 0.9 | 4500 | 82.7
PX6SSDJD | Alite Co., LTD. | ALITE | AL-TP70W50K8FT1D& | Indoor Luminaires | Linear Ambient | Direct Linear Ambient Luminaires | Standard | FALSE | [9 empty] | 7/18/2016 | Dimmable | Continuous (Can dim down to ≤ 10% (W)) | Yes |  |  | 8944 | 130.47 | 68.55 | 16.11 | 0.9 | 5000 | 85.6
PSCMJPFM | Alite Co., LTD. | ALITE | AL-TP70W30K8FT1N& | Indoor Luminaires | Linear Ambient | Direct Linear Ambient Luminaires | Standard | FALSE | [9 empty] | 7/18/2016 | Not Dimmable | Not Dimmable | Yes |  |  | 8588 | 126.86 | 67.7 | 15.9 | 0.9 | 3000 | 82.7
PJABQ6FZ | Alite Co., LTD. | ALITE | AL-TP70W35K8FT1N& | Indoor Luminaires | Linear Ambient | Direct Linear Ambient Luminaires | Standard | FALSE | [9 empty] | 7/18/2016 | Not Dimmable | Not Dimmable | Yes |  |  | 8677 | 128.17 | 67.7 | 15.9 | 0.9 | 3500 | 82.7
P6B76A2X | Alite Co., LTD. | ALITE | AL-TP70W40K8FT1N& | Indoor Luminaires | Linear Ambient | Direct Linear Ambient Luminaires | Standard | FALSE | [9 empty] | 7/18/2016 | Not Dimmable | Not Dimmable | Yes |  |  | 8766 | 129.48 | 67.7 | 15.9 | 0.9 | 4000 | 82.7
PSRCFQ3T | Alite Co., LTD. | ALITE | AL-TP70W45K8FT1N& | Indoor Luminaires | Linear Ambient | Direct Linear Ambient Luminaires | Standard | FALSE | [9 empty] | 7/18/2016 | Not Dimmable | Not Dimmable | Yes |  |  | 8855 | 130.8 | 67.7 | 15.9 | 0.9 | 4500 | 82.7
PUJDYM8R | Alite Co., LTD. | ALITE | AL-TP70W50K8FT1N& | Indoor Luminaires | Linear Ambient | Direct Linear Ambient Luminaires | Standard | FALSE | [9 empty] | 7/18/2016 | Not Dimmable | Not Dimmable | Yes |  |  | 8944 | 130.47 | 68.55 | 16.11 | 0.9 | 5000 | 85.6
P19HP9TD | Alite Co., LTD. | ALITE | AL-TP20W35K2FT1D& | Indoor Luminaires | Linear Ambient | Direct Linear Ambient Luminaires | Standard | FALSE | [9 empty] | 7/18/2016 | Dimmable | Continuous (Can dim down to ≤ 10% (W)) | Yes |  |  | 2291.95 | 117.12 | 19.57 | 17.31 | 0.9 | 3500 | 84.7
PTDU9RD2 | Alite Co., LTD. | ALITE | AL-TP20W40K2FT1D& | Indoor Luminaires | Linear Ambient | Direct Linear Ambient Luminaires | Standard | FALSE | [9 empty] | 7/18/2016 | Dimmable | Continuous (Can dim down to ≤ 10% (W)) | Yes |  |  | 2330.3 | 119.08 | 19.57 | 17.31 | 0.9 | 4000 | 84.7
PZEKH4MD | Alite Co., LTD. | ALITE | AL-TP20W45K2FT1D& | Indoor Luminaires | Linear Ambient | Direct Linear Ambient Luminaires | Standard | FALSE | [9 empty] | 7/18/2016 | Dimmable | Continuous (Can dim down to ≤ 10% (W)) | Yes |  |  | 2368.65 | 121.03 | 19.57 | 17.31 | 0.9 | 4500 | 84.7
PZ1UBWEB | Allstar LED Optoelectronic Technology Co.,Ltd. | LUXRITE | LR25130(3000K) | Indoor Luminaires | Linear Ambient | Direct Linear Ambient Luminaires | Standard | TRUE | 3058.13 | 90.8 | 33.68 | 15.8 | 0.948 | 3117 | 84.1 | 5 | 50000 | 9/2/2016 | Not Dimmable | Not Dimmable | No |  | 3.1 | 3500 | 87.5 | 40 | 25 | 0.9 | 3000 | 80
P7WZJR4V | Allstar LED Optoelectronic Technology Co.,Ltd. | LUXRITE | LR25130(4000K) | Indoor Luminaires | Linear Ambient | Direct Linear Ambient Luminaires | Standard | FALSE | [9 empty] | 9/2/2016 | Not Dimmable | Not Dimmable | No |  |  | 3500 | 87.5 | 40 | 25 | 0.9 | 4000 | 80
PEXR87ZN | Allstar Lighting Supplies Inc. | LUXRITE | LR25150 | Indoor Luminaires | Linear Ambient | Direct Linear Ambient Luminaires | Standard | TRUE | 3427.6 | 93.9 | 36.52 | 15.16 | 0.8892 | 4021 | 82.6 | 5 | 50000 | 10/23/2015 | Dimmable | Continuous (Can dim down to ≤ 10% (W)) | Not Yet Verified |  | 2.1 | 3400 | 100 | 40 |  |  | 4000 | 82
PDC45S9X | Alphalite, Inc. | Alphalite | ILL-4H/830 | Indoor Luminaires | Linear Ambient | Direct Linear Ambient Luminaires | Premium | TRUE | 3582.1 | 110.52 | 32.41 | 4.44 | 0.9455 | 3133 | 82.9 | 5 | 50000 | 1/26/2016 | Dimmable | Continuous (Can dim down to ≤ 10% (W)) | No |  | 3.1 | 3582.1 | 110.52 | 32.41 | 20 | 0.997 | 3000 | 82.9
PJN5TR6X | Alphalite, Inc. | Alphalite | ILL-4H/850 | Indoor Luminaires | Linear Ambient | Direct Linear Ambient Luminaires | Premium | TRUE | 3778.232 | 116.504 | 32.43 | 4.44 | 0.9455 | 5196 | 83.9 | 5 | 50000 | 1/26/2016 | Dimmable | Continuous (Can dim down to ≤ 10% (W)) | No |  | 3.1 | 3778.23 | 116.5 | 32.43 | 20 | 0.997 | 5000 | 83.9
PWZ5R52F | Alphalite, Inc. | Alphalite | ILL-8H/830 | Indoor Luminaires | Linear Ambient | Direct Linear Ambient Luminaires | Premium | TRUE | 7546 | 112.13 | 67.3 | 4.95 | 0.942 | 3146 | 83.2 | 5 | 50000 | 1/26/2016 | Dimmable | Continuous (Can dim down to ≤ 10% (W)) | No |  | 3.1 | 7546.3 | 112 | 67.3 | 20 | 0.997 | 3000 | 83
PYMAVQ3N | Alphalite, Inc. | Alphalite | ILL-8H/835 | Indoor Luminaires | Linear Ambient | Direct Linear Ambient Luminaires | Premium | FALSE | [9 empty] | 1/26/2016 | Dimmable | Continuous (Can dim down to ≤ 10% (W)) | No |  |  | 7600 | 113 | 67 | 20 | 0.997 | 3500 | 83
PBW348NB | Alphalite, Inc. | Alphalite | ILL-8H/840 | Indoor Luminaires | Linear Ambient | Direct Linear Ambient Luminaires | Premium | FALSE | [9 empty] | 1/26/2016 | Dimmable | Continuous (Can dim down to ≤ 10% (W)) | No |  |  | 7650 | 114 | 67 | 20 | 0.997 | 4000 | 83
PKQGRJS4 | Alphalite, Inc. | Alphalite | ILL-8H/850 | Indoor Luminaires | Linear Ambient | Direct Linear Ambient Luminaires | Premium | FALSE | [9 empty] | 1/26/2016 | Dimmable | Continuous (Can dim down to ≤ 10% (W)) | No |  |  | 7700 | 115 | 67 | 20 | 0.997 | 5000 | 83
P2MWFFFT | Alphalite, Inc. | Alphalite | ILL-4H/835 | Indoor Luminaires | Linear Ambient | Direct Linear Ambient Luminaires | Premium | FALSE | [9 empty] | 1/26/2016 | Dimmable | Continuous (Can dim down to ≤ 10% (W)) | No |  |  | 3680 | 113.2 | 32.5 | 20 | 0.996 | 3500 | 83
PTFAAAEV | Alphalite, Inc. | Alphalite | ILL-4H/840 | Indoor Luminaires | Linear Ambient | Direct Linear Ambient Luminaires | Premium | FALSE | [9 empty] | 1/26/2016 | Dimmable | Continuous (Can dim down to ≤ 10% (W)) | No |  |  | 3750 | 115.4 | 32.5 | 20 | 0.997 | 4000 | 85.1
PZ8NADAE | Alphalite, Inc. | Alphalite | ILL-4L/830 | Indoor Luminaires | Linear Ambient | Direct Linear Ambient Luminaires | Premium | TRUE | 2433.4 | 109.72 | 22.18 | 5.18 | 0.9203 | 3160 | 82.8 | 5 | 50000 | 1/26/2016 | Dimmable | Continuous (Can dim down to ≤ 10% (W)) | No |  | 3.1 | 2433.3 | 109.72 | 22.18 | 20 | 0.996 | 3000 | 82.8
P2BZSUVM | Alphalite, Inc. | Alphalite | ILL-4L/850 | Indoor Luminaires | Linear Ambient | Direct Linear Ambient Luminaires | Premium | TRUE | 2556.94 | 114.97 | 22.24 | 5.18 | 0.9203 | 5214 | 83.6 | 5 | 50000 | 1/26/2016 | Dimmable | Continuous (Can dim down to ≤ 10% (W)) | No |  | 3.1 | 2556.9 | 114.97 | 22.24 | 20 | 0.996 | 5000 | 83.6
PKY9WKN8 | Alphalite, Inc. | Alphalite | ILL-8L/830 | Indoor Luminaires | Linear Ambient | Direct Linear Ambient Luminaires | Premium | TRUE | 4435.024 | 112.85 | 39.3 | 5.27 | 0.925 | 3088 | 83.5 | 5 | 50000 | 1/26/2016 | Dimmable | Continuous (Can dim down to ≤ 10% (W)) | No |  | 3.1 | 4435 | 112.85 | 39.3 | 20 | 0.998 | 3000 | 83
PNYUK3HP | Alphalite, Inc. | Alphalite | ILL-8L/835 | Indoor Luminaires | Linear Ambient | Direct Linear Ambient Luminaires | Premium | FALSE | [9 empty] | 1/26/2016 | Dimmable | Continuous (Can dim down to ≤ 10% (W)) | No |  |  | 4550 | 114 | 40 | 20 | 0.996 | 3500 | 83
P6DTVAGR | Alphalite, Inc. | Alphalite | ILL-8L/840 | Indoor Luminaires | Linear Ambient | Direct Linear Ambient Luminaires | Premium | FALSE | [9 empty] | 1/26/2016 | Dimmable | Continuous (Can dim down to ≤ 10% (W)) | No |  |  | 4600 | 115 | 40 | 20 | 0.996 | 4000 | 83
PQ256JW8 | Alphalite, Inc. | Alphalite | ILL-8L/850 | Indoor Luminaires | Linear Ambient | Direct Linear Ambient Luminaires | Premium | FALSE | [9 empty] | 1/26/2016 | Dimmable | Continuous (Can dim down to ≤ 10% (W)) | No |  |  | 4700 | 117 | 40 | 20 | 0.996 | 5000 | 83
PX1ZKPM5 | Alphalite, Inc. | Alphalite | ILL-4L/835 | Indoor Luminaires | Linear Ambient | Direct Linear Ambient Luminaires | Premium | FALSE | [9 empty] | 1/26/2016 | Dimmable | Continuous (Can dim down to ≤ 10% (W)) | No |  |  | 2464.2 | 111 | 22.2 | 20 | 0.996 | 3500 | 83
P59QVNGH | Alphalite, Inc. | Alphalite | ILL-4L/840 | Indoor Luminaires | Linear Ambient | Direct Linear Ambient Luminaires | Premium | FALSE | [9 empty] | 1/26/2016 | Dimmable | Continuous (Can dim down to ≤ 10% (W)) | No |  |  | 2530 | 113.71 | 22.25 | 20 | 0.997 | 4000 | 85.1
PM1K4A3T | Alphalite, Inc. | Alphalite | RXL-4H/850 | Indoor Luminaires | Linear Ambient | Direct Linear Ambient Luminaires | Premium | TRUE | 3655.32 | 112.58 | 32.47 | 4.33 | 0.9326 | 5214 | 84 | 5 | 50000 | 2/5/2016 | Dimmable | Continuous (Can dim down to ≤ 10% (W)) | No |  | 3 | 3655.32 | 112.58 | 32.47 | 20 | 0.996 | 5000 | 84
PU3R9X9V | Alphalite, Inc. | Alphalite | RXL-4H/835 | Indoor Luminaires | Linear Ambient | Direct Linear Ambient Luminaires | Premium | TRUE | 3490.9 | 107.92 | 32.35 | 4.33 | 0.9326 | 3503 | 83.9 | 5 | 50000 | 2/5/2016 | Dimmable | Continuous (Can dim down to ≤ 10% (W)) | No |  | 3 | 3490.9 | 107.92 | 32.35 | 20 | 0.996 | 3500 | 83.9
P6D6VJR1 | Alphalite, Inc. | Alphalite | RXL-4H/840 | Indoor Luminaires | Linear Ambient | Direct Linear Ambient Luminaires | Premium | FALSE | [9 empty] | 2/5/2016 | Dimmable | Continuous (Can dim down to ≤ 10% (W)) | No |  |  | 3647.87 | 112.07 | 32.55 | 20 | 0.997 | 4000 | 85.1
P8XBVXVX | Alphalite, Inc. | Alphalite | RXL-8H/835 | Indoor Luminaires | Linear Ambient | Direct Linear Ambient Luminaires | Premium | FALSE | [9 empty] | 2/5/2016 | Dimmable | Continuous (Can dim down to ≤ 10% (W)) | No |  |  | 7525 | 112.8 | 66.7 | 20 | 0.996 | 3500 | 83
PWZYGTPB | Alphalite, Inc. | Alphalite | RXL-8H/840 | Indoor Luminaires | Linear Ambient | Direct Linear Ambient Luminaires | Premium | FALSE | [9 empty] | 2/5/2016 | Dimmable | Continuous (Can dim down to ≤ 10% (W)) | No |  |  | 7600 | 113.4 | 67 | 20 | 0.996 | 4000 | 83
PB8CPK9W | Alphalite, Inc. | Alphalite | RXL-8H/850 | Indoor Luminaires | Linear Ambient | Direct Linear Ambient Luminaires | Premium | FALSE | [9 empty] | 2/5/2016 | Dimmable | Continuous (Can dim down to ≤ 10% (W)) | No |  |  | 7700 | 114.9 | 67 | 20 | 0.996 | 5000 | 83
PT1S6JYW | Alphalite, Inc. | Alphalite | RXL-4L/835 | Indoor Luminaires | Linear Ambient | Direct Linear Ambient Luminaires | Premium | TRUE | 2386.5 | 108.16 | 22.06 | 4.73 | 0.9446 | 3491 | 83.8 | 5 | 50000 | 2/5/2016 | Dimmable | Continuous (Can dim down to ≤ 10% (W)) | No |  | 3 | 2386.5 | 108.16 | 22.06 | 20 | 0.996 | 3500 | 83.8
PA8CHSC7 | Alphalite, Inc. | Alphalite | RXL-4L/850 | Indoor Luminaires | Linear Ambient | Direct Linear Ambient Luminaires | Premium | TRUE | 2473.12 | 111.15 | 22.25 | 4.73 | 0.9446 | 5228 | 83.9 | 5 | 50000 | 2/5/2016 | Dimmable | Continuous (Can dim down to ≤ 10% (W)) | No |  | 3 | 2473.12 | 111.15 | 22.25 | 20 | 0.996 | 5000 | 83.9
PK638D9G | Alphalite, Inc. | Alphalite | RXL-4L/840 | Indoor Luminaires | Linear Ambient | Direct Linear Ambient Luminaires | Premium | FALSE | [9 empty] | 2/5/2016 | Dimmable | Continuous (Can dim down to ≤ 10% (W)) | No |  |  | 2445.78 | 108.54 | 22.53 | 20 | 0.995 | 4000 | 83.6
PGDXFSUK | Alphalite, Inc. | Alphalite | RXL-8L/835 | Indoor Luminaires | Linear Ambient | Direct Linear Ambient Luminaires | Premium | FALSE | [9 empty] | 2/5/2016 | Dimmable | Continuous (Can dim down to ≤ 10% (W)) | No |  |  | 4450 | 111.5 | 39.9 | 20 | 0.996 | 3500 | 83
P2HVU1WV | Alphalite, Inc. | Alphalite | RXL-8L/840 | Indoor Luminaires | Linear Ambient | Direct Linear Ambient Luminaires | Premium | FALSE | [9 empty] | 2/5/2016 | Dimmable | Continuous (Can dim down to ≤ 10% (W)) | No |  |  | 4500 | 112.5 | 40 | 20 | 0.996 | 4000 | 83
PDRKWD8Y | Alphalite, Inc. | Alphalite | RXL-8L/850 | Indoor Luminaires | Linear Ambient | Direct Linear Ambient Luminaires | Premium | FALSE | [9 empty] | 2/5/2016 | Dimmable | Continuous (Can dim down to ≤ 10% (W)) | No |  |  | 4600 | 115 | 40 | 20 | 0.996 | 5000 | 83
PBS3FT5A | Alphalite, Inc. | Alphalite | ILL-4H(40)/840 | Indoor Luminaires | Linear Ambient | Direct Linear Ambient Luminaires | Standard | TRUE | 4336.3 | 113.2 | 38.3 | 5.7 | 0.968 | 4177 | 84 | 5 | 50000 | 10/3/2016 | Dimmable | Continuous (Can dim down to ≤ 10% (W)) | No |  | 4 | 4000 | 110 | 40 | 20 | 0.9 | 4000 | 80
PRKAZ825 | Alphalite, Inc. | Alphalite | ILL-4H(40)/850 | Indoor Luminaires | Linear Ambient | Direct Linear Ambient Luminaires | Standard | FALSE | [9 empty] | 10/3/2016 | Dimmable | Continuous (Can dim down to ≤ 10% (W)) | No |  |  | 4000 | 110 | 40 | 20 | 0.9 | 5000 | 80
P3957WB1 | Alphalite, Inc. | Alphalite | ILL-4VH(50)/830 | Indoor Luminaires | Linear Ambient | Direct Linear Ambient Luminaires | Standard | TRUE | 4941.5 | 109.79 | 45.01 | 3.5 | 0.9782 | 3022 | 80.53 | 5 | 50000 | 10/10/2016 | Dimmable | Continuous (Can dim down to ≤ 10% (W)) | No |  | 4 | 5400 | 108 | 50 | 20 | 0.9 | 3000 | 80
P5B57DDH | Alphalite, Inc. | Alphalite | ILL-4VH(50)/835 | Indoor Luminaires | Linear Ambient | Direct Linear Ambient Luminaires | Standard | FALSE | [9 empty] | 10/10/2016 | Dimmable | Continuous (Can dim down to ≤ 10% (W)) | No |  |  | 5500 | 110 | 50 | 20 | 0.9 | 3500 | 80
P7U9PF2Q | Alphalite, Inc. | Alphalite | ILL-4VH(50)/840 | Indoor Luminaires | Linear Ambient | Direct Linear Ambient Luminaires | Standard | FALSE | [9 empty] | 10/10/2016 | Dimmable | Continuous (Can dim down to ≤ 10% (W)) | No |  |  | 5750 | 115 | 50 | 20 | 0.9 | 4000 | 80
PFF71TDF | Alphalite, Inc. | Alphalite | ILL-4VH(50)/850 | Indoor Luminaires | Linear Ambient | Direct Linear Ambient Luminaires | Standard | FALSE | [9 empty] | 10/10/2016 | Dimmable | Continuous (Can dim down to ≤ 10% (W)) | No |  |  | 6000 | 120 | 50 | 20 | 0.9 | 5000 | 80
PQX5ZC7H | Alphalite, Inc. | Alphalite | ILL-4H/830 | Indoor Luminaires | Linear Ambient | Direct Linear Ambient Luminaires | Standard | TRUE | 3638.5 | 104.4 | 34.85 | 5.22 | 0.9407 | 3122 | 84 | 5 | 50000 | 12/22/2015 | Dimmable | Continuous (Can dim down to ≤ 10% (W)) | No |  | 3 | 3638.5 | 104.4 | 34.85 | 20 | 0.997 | 3000 | 84
PEXQGK6N | Alphalite, Inc. | Alphalite | ILL-4H/840 | Indoor Luminaires | Linear Ambient | Direct Linear Ambient Luminaires | Standard | FALSE | [9 empty] | 12/22/2015 | Dimmable | Continuous (Can dim down to ≤ 10% (W)) | No |  |  | 3710.4 | 106.34 | 34.89 | 20 | 0.997 | 4000 | 84.2
PQ91XM4F | Alphalite, Inc. | Alphalite | ILL-4H/835 | Indoor Luminaires | Linear Ambient | Direct Linear Ambient Luminaires | Standard | FALSE | [9 empty] | 12/22/2015 | Dimmable | Continuous (Can dim down to ≤ 10% (W)) | No |  |  | 3682.7 | 105.2 | 35.01 | 20 | 0.997 | 3500 | 83.1
P6C4X66F | Alphalite, Inc. | Alphalite | ILL-4H/850 | Indoor Luminaires | Linear Ambient | Direct Linear Ambient Luminaires | Standard | FALSE | [9 empty] | 12/22/2015 | Dimmable | Continuous (Can dim down to ≤ 10% (W)) | No |  |  | 3790.5 | 107.02 | 35.42 | 20 | 0.997 | 5000 | 82.8
P1M3QHB1 | American Green Lights, LLC | PerformaLUX | SL-4L-24-50 | Indoor Luminaires | Linear Ambient | Direct Linear Ambient Luminaires | Standard | TRUE | 2388.74 | 104 | 23.06 | 12 | 0.91 | 5210 | 94 | 5 | 100000 | 3/19/2015 | Not Dimmable | Not Dimmable | Not Yet Verified |  | 2.1 | 2388.74 | 104 | 23.06 | 12 | 0.99 | 5210 | 94
PZER24BZ | American Green Lights, LLC | PerformaLUX | SL-4L-96-50 | Indoor Luminaires | Linear Ambient | Direct Linear Ambient Luminaires | Standard | TRUE | 9418.69 | 98 | 95.69 | 12 | 0.91 | 5210 | 94 | 5 | 100000 | 3/19/2015 | Not Dimmable | Not Dimmable | Not Yet Verified |  | 2.1 | 9418.69 | 98 | 95.69 | 14 | 0.99 | 5243 | 95
PTUA4DB8 | American Green Lights, LLC | PerformaLUX | SL-4L-144-50 | Indoor Luminaires | Linear Ambient | Direct Linear Ambient Luminaires | Standard | FALSE | [9 empty] | 3/19/2015 | Not Dimmable | Not Dimmable | Not Yet Verified |  |  | 13966.06 | 101 | 138.9 | 15 | 0.99 | 5246 | 95
P64Z6PBJ | American Green Lights, LLC | PerformaLUX | SL-4L-192-50 | Indoor Luminaires | Linear Ambient | Direct Linear Ambient Luminaires | Standard | FALSE | [9 empty] | 3/19/2015 | Not Dimmable | Not Dimmable | Not Yet Verified |  |  | 18446.68 | 101 | 182.89 | 14 | 0.99 | 5236 | 95
PNG5DM51 | American Green Lights, LLC | PerformaLUX | SL-4L-24-50-[DT or D10] | Indoor Luminaires | Linear Ambient | Direct Linear Ambient Luminaires | Standard | FALSE | [9 empty] | 3/19/2015 | Dimmable | Continuous (Can dim down to ≤ 10% (W)) | Not Yet Verified |  |  | 2388.74 | 104 | 23.06 | 12 | 0.99 | 5210 | 94
PQJAMUQA | American Green Lights, LLC | PerformaLUX | SL-4L-48-50-[DT or D10] | Indoor Luminaires | Linear Ambient | Direct Linear Ambient Luminaires | Standard | FALSE | [9 empty] | 3/19/2015 | Dimmable | Continuous (Can dim down to ≤ 10% (W)) | Not Yet Verified |  |  | 4655.07 | 100 | 46.58 | 10 | 0.99 | 5243 | 94
PGNXPAA1 | American Green Lights, LLC | PerformaLUX | SL-4L-72-50-[DT or D10] | Indoor Luminaires | Linear Ambient | Direct Linear Ambient Luminaires | Standard | FALSE | [9 empty] | 3/19/2015 | Dimmable | Continuous (Can dim down to ≤ 10% (W)) | Not Yet Verified |  |  | 7044.99 | 102 | 68.88 | 16 | 0.99 | 5280 | 94
P5MRQ9RW | American Green Lights, LLC | PerformaLUX | SL-4L-96-50-[DT or D10] | Indoor Luminaires | Linear Ambient | Direct Linear Ambient Luminaires | Standard | FALSE | [9 empty] | 3/19/2015 | Dimmable | Continuous (Can dim down to ≤ 10% (W)) | Not Yet Verified |  |  | 9418.69 | 98 | 95.69 | 14 | 0.99 | 5243 | 95
PWY5FR8N | American Green Lights, LLC | PerformaLUX | SL-4L-144-50-[DT or D10] | Indoor Luminaires | Linear Ambient | Direct Linear Ambient Luminaires | Standard | FALSE | [9 empty] | 3/19/2015 | Dimmable | Continuous (Can dim down to ≤ 10% (W)) | Not Yet Verified |  |  | 13966.06 | 101 | 138.9 | 15 | 0.99 | 5246 | 95
P7WYTF8C | American Green Lights, LLC | PerformaLUX | SL-4L-192-50-[DT or D10] | Indoor Luminaires | Linear Ambient | Direct Linear Ambient Luminaires | Standard | FALSE | [9 empty] | 3/19/2015 | Dimmable | Continuous (Can dim down to ≤ 10% (W)) | Not Yet Verified |  |  | 18446.68 | 101 | 182.89 | 14 | 0.99 | 5236 | 95
PHQMKUBQ | American Green Lights, LLC | PerformaLUX | SL-4L-48-50 | Indoor Luminaires | Linear Ambient | Direct Linear Ambient Luminaires | Standard | FALSE | [9 empty] | 3/19/2015 | Not Dimmable | Not Dimmable | Not Yet Verified |  |  | 4655.07 | 100 | 46.58 | 10 | 0.99 | 5243 | 94
PTRP2UTG | American Green Lights, LLC | PerformaLUX | SL-4L-72-50 | Indoor Luminaires | Linear Ambient | Direct Linear Ambient Luminaires | Standard | FALSE | [9 empty] | 3/19/2015 | Not Dimmable | Not Dimmable | Not Yet Verified |  |  | 7044.99 | 102 | 68.88 | 16 | 0.99 | 5280 | 94
PFZ7CV6G | American Green Lights, LLC | PerformaLUX | RK-1.5L-9W-30 | Indoor Luminaires | Linear Ambient | Direct Linear Ambient Luminaires | Standard | TRUE | 940.5 | 102.79 | 9.15 | 23 | 0.91 | 3152 | 93 | 5 | 70000 | 5/16/2016 | Not Yet Verified | Not Yet Verified | No |  | 3.1 | 892 | 97 | 9.2 | 17 | 0.98 | 3000 | 93
P81ZWFG7 | American Green Lights, LLC | PerformaLUX | RK-4L-24W-30 | Indoor Luminaires | Linear Ambient | Direct Linear Ambient Luminaires | Standard | TRUE | 2418.76 | 93.1 | 25.99 | 23 | 0.92 | 3121 | 93 | 5 | 70000 | 5/16/2016 | Not Yet Verified | Not Yet Verified | No |  | 3.1 | 2419 | 94 | 25.8 | 16 | 0.99 | 3000 | 93
PHQ2FE6B | American Green Lights, LLC | PerformaLUX | RK-4L-24W-40 | Indoor Luminaires | Linear Ambient | Direct Linear Ambient Luminaires | Standard | FALSE | [9 empty] | 5/16/2016 | Not Yet Verified | Not Yet Verified | No |  |  | 2495 | 99 | 25.27 | 16 | 0.99 | 4000 | 95
P1N637TY | American Green Lights, LLC | PerformaLUX | RK-4L-24W-50 | Indoor Luminaires | Linear Ambient | Direct Linear Ambient Luminaires | Standard | FALSE | [9 empty] | 5/16/2016 | Not Yet Verified | Not Yet Verified | No |  |  | 2572 | 104 | 24.73 | 16 | 0.99 | 5000 | 95
PBKU3R5R | American Green Lights, LLC | PerformaLUX | RK-5L-24W-30 | Indoor Luminaires | Linear Ambient | Direct Linear Ambient Luminaires | Standard | FALSE | [9 empty] | 5/16/2016 | Not Yet Verified | Not Yet Verified | No |  |  | 2419 | 94 | 25.8 | 16 | 0.99 | 3000 | 93
P6PAVVEJ | American Green Lights, LLC | PerformaLUX | RK-5L-24W-40 | Indoor Luminaires | Linear Ambient | Direct Linear Ambient Luminaires | Standard | FALSE | [9 empty] | 5/16/2016 | Not Yet Verified | Not Yet Verified | No |  |  | 2495 | 99 | 25.27 | 16 | 0.99 | 4000 | 95
P5XX4TJU | American Green Lights, LLC | PerformaLUX | RK-5L-24W-50 | Indoor Luminaires | Linear Ambient | Direct Linear Ambient Luminaires | Standard | FALSE | [9 empty] | 5/16/2016 | Not Yet Verified | Not Yet Verified | No |  |  | 2572 | 104 | 24.73 | 16 | 0.99 | 5000 | 95
PY9SU56Y | American Green Lights, LLC | PerformaLUX | RK-1.5L-9W-30-D10 | Indoor Luminaires | Linear Ambient | Direct Linear Ambient Luminaires | Standard | FALSE | [9 empty] | 5/16/2016 | Dimmable | Continuous (Can dim down to ≤ 10% (W)) | No |  |  | 892 | 97 | 9.2 | 17 | 0.98 | 3000 | 93
P5BBMAU6 | American Green Lights, LLC | PerformaLUX | RK-1.5L-9W-40-D10 | Indoor Luminaires | Linear Ambient | Direct Linear Ambient Luminaires | Standard | FALSE | [9 empty] | 5/16/2016 | Dimmable | Continuous (Can dim down to ≤ 10% (W)) | No |  |  | 911 | 99 | 9.2 | 17 | 0.98 | 4000 | 95
PQE3ZMRM | American Green Lights, LLC | PerformaLUX | RK-1.5L-9W-50-D10 | Indoor Luminaires | Linear Ambient | Direct Linear Ambient Luminaires | Standard | FALSE | [9 empty] | 5/16/2016 | Dimmable | Continuous (Can dim down to ≤ 10% (W)) | No |  |  | 957 | 104 | 9.2 | 17 | 0.98 | 5000 | 95
PB2VU225 | American Green Lights, LLC | PerformaLUX | RK-2L-12W-30-D10 | Indoor Luminaires | Linear Ambient | Direct Linear Ambient Luminaires | Standard | FALSE | [9 empty] | 5/16/2016 | Dimmable | Continuous (Can dim down to ≤ 10% (W)) | No |  |  | 1189 | 97 | 12.27 | 17 | 0.98 | 3000 | 93
P1H9QHDP | American Green Lights, LLC | PerformaLUX | RK-2L-12W-40-D10 | Indoor Luminaires | Linear Ambient | Direct Linear Ambient Luminaires | Standard | FALSE | [9 empty] | 5/16/2016 | Dimmable | Continuous (Can dim down to ≤ 10% (W)) | No |  |  | 1215 | 99 | 12.27 | 17 | 0.98 | 4000 | 95
PMBJV93B | American Green Lights, LLC | PerformaLUX | RK-2L-12W-50-D10 | Indoor Luminaires | Linear Ambient | Direct Linear Ambient Luminaires | Standard | FALSE | [9 empty] | 5/16/2016 | Dimmable | Continuous (Can dim down to ≤ 10% (W)) | No |  |  | 1276 | 104 | 12.27 | 17 | 0.98 | 5000 | 95
PM8JVVPQ | American Green Lights, LLC | PerformaLUX | RK-2.5L-12W-30-D10 | Indoor Luminaires | Linear Ambient | Direct Linear Ambient Luminaires | Standard | FALSE | [9 empty] | 5/16/2016 | Dimmable | Continuous (Can dim down to ≤ 10% (W)) | No |  |  | 1189 | 97 | 12.27 | 17 | 0.98 | 3000 | 93
PS4DF3HW | American Green Lights, LLC | PerformaLUX | RK-2.5L-12W-40-D10 | Indoor Luminaires | Linear Ambient | Direct Linear Ambient Luminaires | Standard | FALSE | [9 empty] | 5/16/2016 | Dimmable | Continuous (Can dim down to ≤ 10% (W)) | No |  |  | 1215 | 99 | 12.27 | 17 | 0.98 | 4000 | 95
PG79DD3D | American Green Lights, LLC | PerformaLUX | RK-2.5L-12W-50-D10 | Indoor Luminaires | Linear Ambient | Direct Linear Ambient Luminaires | Standard | FALSE | [9 empty] | 5/16/2016 | Dimmable | Continuous (Can dim down to ≤ 10% (W)) | No |  |  | 1276 | 104 | 12.27 | 17 | 0.98 | 5000 | 95
P4C62RSD | American Green Lights, LLC | PerformaLUX | RK-4L-24W-30-D10 | Indoor Luminaires | Linear Ambient | Direct Linear Ambient Luminaires | Standard | FALSE | [9 empty] | 5/16/2016 | Dimmable | Continuous (Can dim down to ≤ 10% (W)) | No |  |  | 2419 | 94 | 25.8 | 16 | 0.99 | 3000 | 93
PCUEMXK1 | American Green Lights, LLC | PerformaLUX | RK-4L-24W-40-D10 | Indoor Luminaires | Linear Ambient | Direct Linear Ambient Luminaires | Standard | FALSE | [9 empty] | 5/16/2016 | Dimmable | Continuous (Can dim down to ≤ 10% (W)) | No |  |  | 2495 | 99 | 25.27 | 16 | 0.99 | 4000 | 95
P4K9FPRJ | American Green Lights, LLC | PerformaLUX | RK-4L-24W-50-D10 | Indoor Luminaires | Linear Ambient | Direct Linear Ambient Luminaires | Standard | FALSE | [9 empty] | 5/16/2016 | Dimmable | Continuous (Can dim down to ≤ 10% (W)) | No |  |  | 2572 | 104 | 24.73 | 16 | 0.99 | 5000 | 95
PP5HQ62D | American Green Lights, LLC | PerformaLUX | RK-5L-24W-30-D10 | Indoor Luminaires | Linear Ambient | Direct Linear Ambient Luminaires | Standard | FALSE | [9 empty] | 5/16/2016 | Dimmable | Continuous (Can dim down to ≤ 10% (W)) | No |  |  | 2419 | 94 | 25.8 | 16 | 0.99 | 3000 | 93
PEJS6A7T | American Green Lights, LLC | PerformaLUX | RK-5L-24W-40-D10 | Indoor Luminaires | Linear Ambient | Direct Linear Ambient Luminaires | Standard | FALSE | [9 empty] | 5/16/2016 | Dimmable | Continuous (Can dim down to ≤ 10% (W)) | No |  |  | 2495 | 99 | 25.27 | 16 | 0.99 | 4000 | 95
P5P3E6KP | American Green Lights, LLC | PerformaLUX | RK-5L-24W-50-D10 | Indoor Luminaires | Linear Ambient | Direct Linear Ambient Luminaires | Standard | FALSE | [9 empty] | 5/16/2016 | Dimmable | Continuous (Can dim down to ≤ 10% (W)) | No |  |  | 2572 | 104 | 24.73 | 16 | 0.99 | 5000 | 95
PZD27BN9 | American Green Lights, LLC | PerformaLUX | RK-1.5L-9W-40 | Indoor Luminaires | Linear Ambient | Direct Linear Ambient Luminaires | Standard | FALSE | [9 empty] | 5/16/2016 | Not Yet Verified | Not Yet Verified | No |  |  | 911 | 99 | 9.2 | 17 | 0.98 | 4000 | 95
P2N1WAHJ | American Green Lights, LLC | PerformaLUX | RK-1.5L-9W-50 | Indoor Luminaires | Linear Ambient | Direct Linear Ambient Luminaires | Standard | FALSE | [9 empty] | 5/16/2016 | Not Yet Verified | Not Yet Verified | No |  |  | 957 | 104 | 9.2 | 17 | 0.98 | 5000 | 95
PJMZD2XZ | American Green Lights, LLC | PerformaLUX | RK-2L-12W-30 | Indoor Luminaires | Linear Ambient | Direct Linear Ambient Luminaires | Standard | FALSE | [9 empty] | 5/16/2016 | Not Yet Verified | Not Yet Verified | No |  |  | 1189 | 97 | 12.27 | 17 | 0.98 | 3000 | 93
PSEBHRG3 | American Green Lights, LLC | PerformaLUX | RK-2L-12W-40 | Indoor Luminaires | Linear Ambient | Direct Linear Ambient Luminaires | Standard | FALSE | [9 empty] | 5/16/2016 | Not Yet Verified | Not Yet Verified | No |  |  | 1215 | 99 | 12.27 | 17 | 0.98 | 4000 | 95
P5DM45DN | American Green Lights, LLC | PerformaLUX | RK-2L-12W-50 | Indoor Luminaires | Linear Ambient | Direct Linear Ambient Luminaires | Standard | FALSE | [9 empty] | 5/16/2016 | Not Yet Verified | Not Yet Verified | No |  |  | 1276 | 104 | 12.27 | 17 | 0.98 | 5000 | 95
PHVMH9ZF | American Green Lights, LLC | PerformaLUX | RK-2.5L-12W-30 | Indoor Luminaires | Linear Ambient | Direct Linear Ambient Luminaires | Standard | FALSE | [9 empty] | 5/16/2016 | Not Yet Verified | Not Yet Verified | No |  |  | 1189 | 97 | 12.27 | 17 | 0.98 | 3000 | 93
P3C1YY27 | American Green Lights, LLC | PerformaLUX | RK-2.5L-12W-40 | Indoor Luminaires | Linear Ambient | Direct Linear Ambient Luminaires | Standard | FALSE | [9 empty] | 5/16/2016 | Not Yet Verified | Not Yet Verified | No |  |  | 1215 | 99 | 12.27 | 17 | 0.98 | 4000 | 95
PPH84JTH | American Green Lights, LLC | PerformaLUX | RK-2.5L-12W-50 | Indoor Luminaires | Linear Ambient | Direct Linear Ambient Luminaires | Standard | FALSE | [9 empty] | 5/16/2016 | Not Yet Verified | Not Yet Verified | No |  |  | 1276 | 104 | 12.27 | 17 | 0.98 | 5000 | 95
P00001EAB | Amerillum Brands | Alumen8E | E-CHP124L40LHUW[All Mountings][All Options] | Indoor Luminaires | Linear Ambient | Direct Linear Ambient Luminaires | Standard | TRUE | 4471.59 | 117 | 38.06 | 19 | 0.94 | 4024 | 81 | 5 | 60000 | 5/29/2014 | Not Yet Verified | Not Yet Verified | Not Yet Verified |  | 2.1 | [5 empty] | 4000 | 85
P00001EAC | Amerillum Brands | Alumen8E | E-CHP126L40LHUW-[All Mountings]-[O,A,R,M] | Indoor Luminaires | Linear Ambient | Direct Linear Ambient Luminaires | Standard | TRUE | 11747.58 | 104 | 113.16 | 8 | 0.98 | 4063 | 80 | 5 | 60000 | 6/27/2014 | Not Yet Verified | Not Yet Verified | Not Yet Verified |  | 2.1 | 14400 | 120 | 120 |  |  | 4000 | 85
PQV9Z636 | Amerillum Brands | Alumen8E | E-RSCP4L40T40RLFU[C,Y,SP,A][E1,O,P,OC] | Indoor Luminaires | Linear Ambient | Direct Linear Ambient Luminaires | Premium | TRUE | 3696 | 110.3 | 36 | 16.47 | 0.96 | 3940 | 83.7 | 5 | 50000 | 9/14/2016 | Not Dimmable | Not Dimmable | No |  | 4 | 4052 | 112.5 | 36.03 | 7.66 | 1 | 3940 | 83.7
PUNB6DKR | Amerillum Brands | Alumen8E | E-RSCP8L40T80RLFU[C,Y,SP,A][E1,O,P,OC] | Indoor Luminaires | Linear Ambient | Direct Linear Ambient Luminaires | Premium | FALSE | [9 empty] | 9/14/2016 | Not Dimmable | Not Dimmable | No |  |  | 9195 | 119.1 | 77.21 | 7.85 | 1 | 3952 | 83.5
P2TB13DA | Amerlux | Amerlux LLC | GRUV4-HE-Z-PL-4-LED-3000-HW-120/277-4-IND | Indoor Luminaires | Linear Ambient | Direct Linear Ambient Luminaires | Standard | TRUE | 1734 | 108 | 16.1 | 19.5 | 0.879 | 3063 | 82.2 | 10 | 50000 | 12/30/2015 | Dimmable | Continuous (Can dim down to ≤ 10% (W)) | No |  | 3.1 | 1734 | 108.38 | 16 | 20 | 0.9 | 3063 | 82.2
PGG95D9Y | Amerlux | Amerlux LLC | GRUV4-HE-Z-PL-4-LED-4000-HW-120/277-4-IND | Indoor Luminaires | Linear Ambient | Direct Linear Ambient Luminaires | Standard | TRUE | 1917 | 119 | 16.11 | 19.5 | 0.879 | 4000 | 83.4 | 10 | 50000 | 12/30/2015 | Dimmable | Continuous (Can dim down to ≤ 10% (W)) | No |  | 3.1 | 1917.8 | 119.86 | 16 | 20 | 0.9 | 4000 | 83.4
P4TC2Y7Q | Amerlux | Amerlux LLC | GRUVM-EX-Z-PL-8-LED-3000-HW-120/277-8-IND-HILUME-ECO | Indoor Luminaires | Linear Ambient | Direct Linear Ambient Luminaires | Standard | TRUE | 5741 | 90.5 | 63.47 | 9.56 | 0.939 | 3060 | 82.3 | 10 | 50000 | 3/23/2016 | Dimmable | Continuous (Can dim down to ≤ 10% (W)) | No |  | 3.1 | 5741 | 90.5 | 64 | 10 | 0.94 | 3060 | 82.3
PX4AQETA | Amerlux | Amerlux LLC | GRUV4-HE-Z-PL-10-LED-3000-HW-120/277-8-IND-HILUME-ECO | Indoor Luminaires | Linear Ambient | Direct Linear Ambient Luminaires | Standard | TRUE | 7771 | 98.3 | 79.09 | 15.3 | 0.887 | 3053 | 82.3 | 10 | 50000 | 2/5/2016 | Dimmable | Continuous (Can dim down to ≤ 10% (W)) | No |  | 3.1 | 7771 | 98.3 | 80 | 15.3 | 0.887 | 3053 | 82.3
P8KA7KR7 | Amerlux | Amerlux LLC | GRUV4-HE-Z-PL-10-LED-3000-HW-120/277-8-IND | Indoor Luminaires | Linear Ambient | Direct Linear Ambient Luminaires | Standard | TRUE | 8291 | 104 | 79.59 | 19.5 | 0.879 | 3063 | 82.2 | 10 | 50000 | 12/30/2015 | Dimmable | Continuous (Can dim down to ≤ 10% (W)) | No |  | 3.1 | 8291 | 103.64 | 80 | 20 | 0.9 | 3063 | 82.2
PZPJ2XVJ | Amerlux | Amerlux LLC | GRUV4-HE-Z-PL-9-LED-3000-HW-120/277-4-IND | Indoor Luminaires | Linear Ambient | Direct Linear Ambient Luminaires | Standard | TRUE | 3782 | 106 | 35.63 | 19.5 | 0.879 | 3048 | 82.5 | 10 | 50000 | 12/30/2015 | Dimmable | Continuous (Can dim down to ≤ 10% (W)) | No |  | 3.1 | 3743.6 | 103.99 | 36 | 20 | 0.9 | 3063 | 82.2
PUGYJAM3 | Amerlux | Amerlux LLC | GRUVM-EX-Z-PL-5-LED-3000-HW-120/277-4-IND | Indoor Luminaires | Linear Ambient | Direct Linear Ambient Luminaires | Standard | FALSE | [9 empty] | 3/23/2016 | Dimmable | Continuous (Can dim down to ≤ 10% (W)) | No |  |  | 1797 | 90.8 | 20 | 20 | 0.9 | 3053 | 82.2
PBNASG3E | Amerlux | Amerlux LLC | GRUVM-EX-Z-PL-8-LED-3000-HW-120/277-4-IND | Indoor Luminaires | Linear Ambient | Direct Linear Ambient Luminaires | Standard | FALSE | [9 empty] | 3/23/2016 | Dimmable | Continuous (Can dim down to ≤ 10% (W)) | No |  |  | 2962 | 92.6 | 32 | 20 | 0.9 | 3053 | 82.2
PF794QEM | Amerlux | Amerlux LLC | GRUVM-EX-Z-PL-5-LED-3000-HW-120/277-5-IND | Indoor Luminaires | Linear Ambient | Direct Linear Ambient Luminaires | Standard | FALSE | [9 empty] | 3/23/2016 | Dimmable | Continuous (Can dim down to ≤ 10% (W)) | No |  |  | 2246 | 90.8 | 25 | 20 | 0.9 | 3053 | 82.2
P7ZBUUHH | Amerlux | Amerlux LLC | GRUVM-EX-Z-PL-8-LED-3000-HW-120/277-5-IND | Indoor Luminaires | Linear Ambient | Direct Linear Ambient Luminaires | Standard | FALSE | [9 empty] | 3/23/2016 | Dimmable | Continuous (Can dim down to ≤ 10% (W)) | No |  |  | 3701 | 92.6 | 40 | 20 | 0.9 | 3053 | 82.2
PRTKPVD6 | Amerlux | Amerlux LLC | GRUVM-EX-Z-PL-5-LED-3000-HW-120/277-6-IND | Indoor Luminaires | Linear Ambient | Direct Linear Ambient Luminaires | Standard | FALSE | [9 empty] | 3/23/2016 | Dimmable | Continuous (Can dim down to ≤ 10% (W)) | No |  |  | 2695 | 90.8 | 30 | 20 | 0.9 | 3053 | 82.2
PTKF563N | Amerlux | Amerlux LLC | GRUVM-EX-Z-PL-8-LED-3000-HW-120/277-6-IND | Indoor Luminaires | Linear Ambient | Direct Linear Ambient Luminaires | Standard | FALSE | [9 empty] | 3/23/2016 | Dimmable | Continuous (Can dim down to ≤ 10% (W)) | No |  |  | 4442 | 92.6 | 48 | 20 | 0.9 | 3053 | 82.2
PFSJYB37 | Amerlux | Amerlux LLC | GRUVM-EX-Z-PL-5-LED-3000-HW-120/277-7-IND | Indoor Luminaires | Linear Ambient | Direct Linear Ambient Luminaires | Standard | FALSE | [9 empty] | 3/23/2016 | Dimmable | Continuous (Can dim down to ≤ 10% (W)) | No |  |  | 3144 | 90.8 | 35 | 20 | 0.9 | 3053 | 82.2
P7RGQUSW | Amerlux | Amerlux LLC | GRUVM-EX-Z-PL-8-LED-3000-HW-120/277-7-IND | Indoor Luminaires | Linear Ambient | Direct Linear Ambient Luminaires | Standard | FALSE | [9 empty] | 3/23/2016 | Dimmable | Continuous (Can dim down to ≤ 10% (W)) | No |  |  | 5183 | 92.6 | 56 | 20 | 0.9 | 3053 | 82.2
PTW1RDVV | Amerlux | Amerlux LLC | GRUVM-EX-Z-PL-5-LED-3000-HW-120/277-8-IND | Indoor Luminaires | Linear Ambient | Direct Linear Ambient Luminaires | Standard | FALSE | [9 empty] | 3/23/2016 | Dimmable | Continuous (Can dim down to ≤ 10% (W)) | No |  |  | 3594 | 90.8 | 40 | 20 | 0.9 | 3053 | 82.2
P41CXYJY | Amerlux | Amerlux LLC | GRUVM-EX-Z-PL-8-LED-3000-HW-120/277-8-IND | Indoor Luminaires | Linear Ambient | Direct Linear Ambient Luminaires | Standard | FALSE | [9 empty] | 3/23/2016 | Dimmable | Continuous (Can dim down to ≤ 10% (W)) | No |  |  | 5923 | 92.6 | 64 | 20 | 0.9 | 3053 | 82.2
PX48UN82 | Amerlux | Amerlux LLC | GRUVM-EX-Z-PL-5-LED-3500-HW-120/277-4-IND | Indoor Luminaires | Linear Ambient | Direct Linear Ambient Luminaires | Standard | FALSE | [9 empty] | 3/23/2016 | Dimmable | Continuous (Can dim down to ≤ 10% (W)) | No |  |  | 1942 | 97.1 | 20 | 20 | 0.9 | 3530 | 82.7
PG35TQKU | Amerlux | Amerlux LLC | GRUVM-EX-Z-PL-8-LED-3500-HW-120/277-4-IND | Indoor Luminaires | Linear Ambient | Direct Linear Ambient Luminaires | Standard | FALSE | [9 empty] | 3/23/2016 | Dimmable | Continuous (Can dim down to ≤ 10% (W)) | No |  |  | 3201 | 100 | 32 | 20 | 0.9 | 3530 | 82.7
PCC9BXJA | Amerlux | Amerlux LLC | GRUVM-EX-Z-PL-5-LED-3500-HW-120/277-5-IND | Indoor Luminaires | Linear Ambient | Direct Linear Ambient Luminaires | Standard | FALSE | [9 empty] | 3/23/2016 | Dimmable | Continuous (Can dim down to ≤ 10% (W)) | No |  |  | 2427 | 97.1 | 25 | 20 | 0.9 | 3530 | 82.7
PZQQ2H3M | Amerlux | Amerlux LLC | GRUVM-EX-Z-PL-8-LED-3500-HW-120/277-5-IND | Indoor Luminaires | Linear Ambient | Direct Linear Ambient Luminaires | Standard | FALSE | [9 empty] | 3/23/2016 | Dimmable | Continuous (Can dim down to ≤ 10% (W)) | No |  |  | 4000 | 100 | 40 | 20 | 0.9 | 3530 | 82.7
P1FBPUJK | Amerlux | Amerlux LLC | GRUVM-EX-Z-PL-5-LED-3500-HW-120/277-6-IND | Indoor Luminaires | Linear Ambient | Direct Linear Ambient Luminaires | Standard | FALSE | [9 empty] | 3/23/2016 | Dimmable | Continuous (Can dim down to ≤ 10% (W)) | No |  |  | 2912 | 97.1 | 30 | 20 | 0.9 | 3530 | 82.7
PXJ5GT5K | Amerlux | Amerlux LLC | GRUVM-EX-Z-PL-8-LED-3500-HW-120/277-6-IND | Indoor Luminaires | Linear Ambient | Direct Linear Ambient Luminaires | Standard | FALSE | [9 empty] | 3/23/2016 | Dimmable | Continuous (Can dim down to ≤ 10% (W)) | No |  |  | 4800 | 100 | 48 | 20 | 0.9 | 3530 | 82.7
P458ZJB1 | Amerlux | Amerlux LLC | GRUVM-EX-Z-PL-5-LED-3500-HW-120/277-7-IND | Indoor Luminaires | Linear Ambient | Direct Linear Ambient Luminaires | Standard | FALSE | [9 empty] | 3/23/2016 | Dimmable | Continuous (Can dim down to ≤ 10% (W)) | No |  |  | 3398 | 97.1 | 35 | 20 | 0.9 | 3530 | 82.7
PYDVA9X8 | Amerlux | Amerlux LLC | GRUVM-EX-Z-PL-8-LED-3500-HW-120/277-7-IND | Indoor Luminaires | Linear Ambient | Direct Linear Ambient Luminaires | Standard | FALSE | [9 empty] | 3/23/2016 | Dimmable | Continuous (Can dim down to ≤ 10% (W)) | No |  |  | 5601 | 100 | 56 | 20 | 0.9 | 3530 | 82.7
PPU2EFQS | Amerlux | Amerlux LLC | GRUVM-EX-Z-PL-5-LED-3500-HW-120/277-8-IND | Indoor Luminaires | Linear Ambient | Direct Linear Ambient Luminaires | Standard | FALSE | [9 empty] | 3/23/2016 | Dimmable | Continuous (Can dim down to ≤ 10% (W)) | No |  |  | 3884 | 97.1 | 40 | 20 | 0.9 | 3530 | 82.7
PW4D6BHR | Amerlux | Amerlux LLC | GRUVM-EX-Z-PL-8-LED-3500-HW-120/277-8-IND | Indoor Luminaires | Linear Ambient | Direct Linear Ambient Luminaires | Standard | FALSE | [9 empty] | 3/23/2016 | Dimmable | Continuous (Can dim down to ≤ 10% (W)) | No |  |  | 6401 | 100 | 64 | 20 | 0.9 | 3530 | 82.7
P3D5DQ15 | Amerlux | Amerlux LLC | GRUVM-EX-Z-PL-5-LED-4000-HW-120/277-4-IND | Indoor Luminaires | Linear Ambient | Direct Linear Ambient Luminaires | Standard | FALSE | [9 empty] | 3/23/2016 | Dimmable | Continuous (Can dim down to ≤ 10% (W)) | No |  |  | 2087 | 104.4 | 20 | 20 | 0.9 | 4008 | 83.3
PVRC81VC | Amerlux | Amerlux LLC | GRUVM-EX-Z-PL-8-LED-4000-HW-120/277-4-IND | Indoor Luminaires | Linear Ambient | Direct Linear Ambient Luminaires | Standard | FALSE | [9 empty] | 3/23/2016 | Dimmable | Continuous (Can dim down to ≤ 10% (W)) | No |  |  | 3440 | 107.5 | 32 | 20 | 0.9 | 4008 | 83.3
PCRNUWMJ | Amerlux | Amerlux LLC | GRUVM-EX-Z-PL-5-LED-4000-HW-120/277-5-IND | Indoor Luminaires | Linear Ambient | Direct Linear Ambient Luminaires | Standard | FALSE | [9 empty] | 3/23/2016 | Dimmable | Continuous (Can dim down to ≤ 10% (W)) | No |  |  | 2608 | 104.3 | 25 | 20 | 0.9 | 4008 | 83.3
P1DBNQ4G | Amerlux | Amerlux LLC | GRUVM-EX-Z-PL-8-LED-4000-HW-120/277-5-IND | Indoor Luminaires | Linear Ambient | Direct Linear Ambient Luminaires | Standard | FALSE | [9 empty] | 3/23/2016 | Dimmable | Continuous (Can dim down to ≤ 10% (W)) | No |  |  | 4298 | 107.5 | 40 | 20 | 0.9 | 4008 | 83.3
PA44G3K6 | Amerlux | Amerlux LLC | GRUVM-EX-Z-PL-5-LED-4000-HW-120/277-6-IND | Indoor Luminaires | Linear Ambient | Direct Linear Ambient Luminaires | Standard | FALSE | [9 empty] | 3/23/2016 | Dimmable | Continuous (Can dim down to ≤ 10% (W)) | No |  |  | 3130 | 104.3 | 30 | 20 | 0.9 | 4008 | 83.3
PA17V7C3 | Amerlux | Amerlux LLC | GRUVM-EX-Z-PL-8-LED-4000-HW-120/277-6-IND | Indoor Luminaires | Linear Ambient | Direct Linear Ambient Luminaires | Standard | FALSE | [9 empty] | 3/23/2016 | Dimmable | Continuous (Can dim down to ≤ 10% (W)) | No |  |  | 5159 | 107.5 | 48 | 20 | 0.9 | 4008 | 83.3
PCZFQ4PT | Amerlux | Amerlux LLC | GRUVM-EX-Z-PL-5-LED-4000-HW-120/277-7-IND | Indoor Luminaires | Linear Ambient | Direct Linear Ambient Luminaires | Standard | FALSE | [9 empty] | 3/23/2016 | Dimmable | Continuous (Can dim down to ≤ 10% (W)) | No |  |  | 3651 | 104.3 | 35 | 20 | 0.9 | 4008 | 83.3
PP2MR7GB | Amerlux | Amerlux LLC | GRUVM-EX-Z-PL-8-LED-4000-HW-120/277-7-IND | Indoor Luminaires | Linear Ambient | Direct Linear Ambient Luminaires | Standard | FALSE | [9 empty] | 3/23/2016 | Dimmable | Continuous (Can dim down to ≤ 10% (W)) | No |  |  | 6019 | 107.5 | 56 | 20 | 0.9 | 4008 | 83.3
PA3296XU | Amerlux | Amerlux LLC | GRUVM-EX-Z-PL-5-LED-4000-HW-120/277-8-IND | Indoor Luminaires | Linear Ambient | Direct Linear Ambient Luminaires | Standard | FALSE | [9 empty] | 3/23/2016 | Dimmable | Continuous (Can dim down to ≤ 10% (W)) | No |  |  | 4174 | 104.4 | 40 | 20 | 0.9 | 4008 | 83.3
PWJ18KGC | Amerlux | Amerlux LLC | GRUVM-EX-Z-PL-8-LED-4000-HW-120/277-8-IND | Indoor Luminaires | Linear Ambient | Direct Linear Ambient Luminaires | Standard | FALSE | [9 empty] | 3/23/2016 | Dimmable | Continuous (Can dim down to ≤ 10% (W)) | No |  |  | 6879 | 107.5 | 64 | 20 | 0.9 | 4008 | 83.3
PZR9YJRX | Amerlux | Amerlux LLC | GRUVM-EX-Z-PL-5-LED-3000-HW-120/277-4-BOR | Indoor Luminaires | Linear Ambient | Direct Linear Ambient Luminaires | Standard | FALSE | [9 empty] | 3/23/2016 | Dimmable | Continuous (Can dim down to ≤ 10% (W)) | No |  |  | 1797 | 90.8 | 20 | 20 | 0.9 | 3053 | 82.2
PP67VQZX | Amerlux | Amerlux LLC | GRUVM-EX-Z-PL-8-LED-3000-HW-120/277-4-BOR | Indoor Luminaires | Linear Ambient | Direct Linear Ambient Luminaires | Standard | FALSE | [9 empty] | 3/23/2016 | Dimmable | Continuous (Can dim down to ≤ 10% (W)) | No |  |  | 2962 | 92.6 | 32 | 20 | 0.9 | 3053 | 82.2
PCS26D49 | Amerlux | Amerlux LLC | GRUVM-EX-Z-PL-5-LED-3000-HW-120/277-5-BOR | Indoor Luminaires | Linear Ambient | Direct Linear Ambient Luminaires | Standard | FALSE | [9 empty] | 3/23/2016 | Dimmable | Continuous (Can dim down to ≤ 10% (W)) | No |  |  | 2246 | 90.8 | 25 | 20 | 0.9 | 3053 | 82.2
P8EVAQJS | Amerlux | Amerlux LLC | GRUVM-EX-Z-PL-8-LED-3000-HW-120/277-5-BOR | Indoor Luminaires | Linear Ambient | Direct Linear Ambient Luminaires | Standard | FALSE | [9 empty] | 3/23/2016 | Dimmable | Continuous (Can dim down to ≤ 10% (W)) | No |  |  | 3701 | 92.6 | 40 | 20 | 0.9 | 3053 | 82.2
PRQSUGRZ | Amerlux | Amerlux LLC | GRUVM-EX-Z-PL-5-LED-3000-HW-120/277-6-BOR | Indoor Luminaires | Linear Ambient | Direct Linear Ambient Luminaires | Standard | FALSE | [9 empty] | 3/23/2016 | Dimmable | Continuous (Can dim down to ≤ 10% (W)) | No |  |  | 2695 | 90.8 | 30 | 20 | 0.9 | 3053 | 82.2
PMN2X1PW | Amerlux | Amerlux LLC | GRUVM-EX-Z-PL-8-LED-3000-HW-120/277-6-BOR | Indoor Luminaires | Linear Ambient | Direct Linear Ambient Luminaires | Standard | FALSE | [9 empty] | 3/23/2016 | Dimmable | Continuous (Can dim down to ≤ 10% (W)) | No |  |  | 4442 | 92.6 | 48 | 20 | 0.9 | 3053 | 82.2
P65QS86U | Amerlux | Amerlux LLC | GRUVM-EX-Z-PL-5-LED-3000-HW-120/277-7-BOR | Indoor Luminaires | Linear Ambient | Direct Linear Ambient Luminaires | Standard | FALSE | [9 empty] | 3/23/2016 | Dimmable | Continuous (Can dim down to ≤ 10% (W)) | No |  |  | 3144 | 90.8 | 35 | 20 | 0.9 | 3053 | 82.2
P29BFNC2 | Amerlux | Amerlux LLC | GRUVM-EX-Z-PL-8-LED-3000-HW-120/277-7-BOR | Indoor Luminaires | Linear Ambient | Direct Linear Ambient Luminaires | Standard | FALSE | [9 empty] | 3/23/2016 | Dimmable | Continuous (Can dim down to ≤ 10% (W)) | No |  |  | 5183 | 92.6 | 56 | 20 | 0.9 | 3053 | 82.2
PKPY5FF7 | Amerlux | Amerlux LLC | GRUVM-EX-Z-PL-5-LED-3000-HW-120/277-8-BOR | Indoor Luminaires | Linear Ambient | Direct Linear Ambient Luminaires | Standard | FALSE | [9 empty] | 3/23/2016 | Dimmable | Continuous (Can dim down to ≤ 10% (W)) | No |  |  | 3594 | 90.8 | 40 | 20 | 0.9 | 3053 | 82.2
PSRAGH81 | Amerlux | Amerlux LLC | GRUVM-EX-Z-PL-8-LED-3000-HW-120/277-8-BOR | Indoor Luminaires | Linear Ambient | Direct Linear Ambient Luminaires | Standard | FALSE | [9 empty] | 3/23/2016 | Dimmable | Continuous (Can dim down to ≤ 10% (W)) | No |  |  | 5923 | 92.6 | 64 | 20 | 0.9 | 3053 | 82.2
PEAHNRPB | Amerlux | Amerlux LLC | GRUVM-EX-Z-PL-5-LED-3500-HW-120/277-4-BOR | Indoor Luminaires | Linear Ambient | Direct Linear Ambient Luminaires | Standard | FALSE | [9 empty] | 3/23/2016 | Dimmable | Continuous (Can dim down to ≤ 10% (W)) | No |  |  | 1942 | 97.1 | 20 | 20 | 0.9 | 3530 | 82.7
PKFURN7Z | Amerlux | Amerlux LLC | GRUVM-EX-Z-PL-8-LED-3500-HW-120/277-4-BOR | Indoor Luminaires | Linear Ambient | Direct Linear Ambient Luminaires | Standard | FALSE | [9 empty] | 3/23/2016 | Dimmable | Continuous (Can dim down to ≤ 10% (W)) | No |  |  | 3201 | 100 | 32 | 20 | 0.9 | 3530 | 82.7
PRQP5N7A | Amerlux | Amerlux LLC | GRUVM-EX-Z-PL-5-LED-3500-HW-120/277-5-BOR | Indoor Luminaires | Linear Ambient | Direct Linear Ambient Luminaires | Standard | FALSE | [9 empty] | 3/23/2016 | Dimmable | Continuous (Can dim down to ≤ 10% (W)) | No |  |  | 2427 | 97.1 | 25 | 20 | 0.9 | 3530 | 82.7
P8D3VGZQ | Amerlux | Amerlux LLC | GRUVM-EX-Z-PL-8-LED-3500-HW-120/277-5-BOR | Indoor Luminaires | Linear Ambient | Direct Linear Ambient Luminaires | Standard | FALSE | [9 empty] | 3/23/2016 | Dimmable | Continuous (Can dim down to ≤ 10% (W)) | No |  |  | 4000 | 100 | 40 | 20 | 0.9 | 3530 | 82.7
PQPJZ83W | Amerlux | Amerlux LLC | GRUVM-EX-Z-PL-5-LED-3500-HW-120/277-6-BOR | Indoor Luminaires | Linear Ambient | Direct Linear Ambient Luminaires | Standard | FALSE | [9 empty] | 3/23/2016 | Dimmable | Continuous (Can dim down to ≤ 10% (W)) | No |  |  | 2912 | 97.1 | 30 | 20 | 0.9 | 3530 | 82.7
P8447ZZA | Amerlux | Amerlux LLC | GRUVM-EX-Z-PL-8-LED-3500-HW-120/277-6-BOR | Indoor Luminaires | Linear Ambient | Direct Linear Ambient Luminaires | Standard | FALSE | [9 empty] | 3/23/2016 | Dimmable | Continuous (Can dim down to ≤ 10% (W)) | No |  |  | 4800 | 100 | 48 | 20 | 0.9 | 3530 | 82.7
PHDP3JHB | Amerlux | Amerlux LLC | GRUVM-EX-Z-PL-5-LED-3500-HW-120/277-7-BOR | Indoor Luminaires | Linear Ambient | Direct Linear Ambient Luminaires | Standard | FALSE | [9 empty] | 3/23/2016 | Dimmable | Continuous (Can dim down to ≤ 10% (W)) | No |  |  | 3398 | 97.1 | 35 | 20 | 0.9 | 3530 | 82.7
PAXN6A1F | Amerlux | Amerlux LLC | GRUVM-EX-Z-PL-8-LED-3500-HW-120/277-7-BOR | Indoor Luminaires | Linear Ambient | Direct Linear Ambient Luminaires | Standard | FALSE | [9 empty] | 3/23/2016 | Dimmable | Continuous (Can dim down to ≤ 10% (W)) | No |  |  | 5601 | 100 | 56 | 20 | 0.9 | 3530 | 82.7
P7R2HYX6 | Amerlux | Amerlux LLC | GRUVM-EX-Z-PL-5-LED-3500-HW-120/277-8-BOR | Indoor Luminaires | Linear Ambient | Direct Linear Ambient Luminaires | Standard | FALSE | [9 empty] | 3/23/2016 | Dimmable | Continuous (Can dim down to ≤ 10% (W)) | No |  |  | 3884 | 97.1 | 40 | 20 | 0.9 | 3530 | 82.7
P2J2QECS | Amerlux | Amerlux LLC | GRUVM-EX-Z-PL-8-LED-3500-HW-120/277-8-BOR | Indoor Luminaires | Linear Ambient | Direct Linear Ambient Luminaires | Standard | FALSE | [9 empty] | 3/23/2016 | Dimmable | Continuous (Can dim down to ≤ 10% (W)) | No |  |  | 6401 | 100 | 64 | 20 | 0.9 | 3530 | 82.7
PWU7YG91 | Amerlux | Amerlux LLC | GRUVM-EX-Z-PL-5-LED-4000-HW-120/277-4-BOR | Indoor Luminaires | Linear Ambient | Direct Linear Ambient Luminaires | Standard | FALSE | [9 empty] | 3/23/2016 | Dimmable | Continuous (Can dim down to ≤ 10% (W)) | No |  |  | 2087 | 104.4 | 20 | 20 | 0.9 | 4008 | 83.3
P9Q38RPP | Amerlux | Amerlux LLC | GRUVM-EX-Z-PL-8-LED-4000-HW-120/277-4-BOR | Indoor Luminaires | Linear Ambient | Direct Linear Ambient Luminaires | Standard | FALSE | [9 empty] | 3/23/2016 | Dimmable | Continuous (Can dim down to ≤ 10% (W)) | No |  |  | 3440 | 107.5 | 32 | 20 | 0.9 | 4008 | 83.3
P2748CRB | Amerlux | Amerlux LLC | GRUVM-EX-Z-PL-5-LED-4000-HW-120/277-5-BOR | Indoor Luminaires | Linear Ambient | Direct Linear Ambient Luminaires | Standard | FALSE | [9 empty] | 3/23/2016 | Dimmable | Continuous (Can dim down to ≤ 10% (W)) | No |  |  | 2608 | 104.3 | 25 | 20 | 0.9 | 4008 | 83.3
PNBZACES | Amerlux | Amerlux LLC | GRUVM-EX-Z-PL-8-LED-4000-HW-120/277-5-BOR | Indoor Luminaires | Linear Ambient | Direct Linear Ambient Luminaires | Standard | FALSE | [9 empty] | 3/23/2016 | Dimmable | Continuous (Can dim down to ≤ 10% (W)) | No |  |  | 4298 | 107.5 | 40 | 20 | 0.9 | 4008 | 83.3
P5XPEEUQ | Amerlux | Amerlux LLC | GRUVM-EX-Z-PL-5-LED-4000-HW-120/277-6-BOR | Indoor Luminaires | Linear Ambient | Direct Linear Ambient Luminaires | Standard | FALSE | [9 empty] | 3/23/2016 | Dimmable | Continuous (Can dim down to ≤ 10% (W)) | No |  |  | 3130 | 104.3 | 30 | 20 | 0.9 | 4008 | 83.3
PCQG31R7 | Amerlux | Amerlux LLC | GRUVM-EX-Z-PL-8-LED-4000-HW-120/277-6-BOR | Indoor Luminaires | Linear Ambient | Direct Linear Ambient Luminaires | Standard | FALSE | [9 empty] | 3/23/2016 | Dimmable | Continuous (Can dim down to ≤ 10% (W)) | No |  |  | 5159 | 107.5 | 48 | 20 | 0.9 | 4008 | 83.3
PB9JHHSA | Amerlux | Amerlux LLC | GRUVM-EX-Z-PL-5-LED-4000-HW-120/277-7-BOR | Indoor Luminaires | Linear Ambient | Direct Linear Ambient Luminaires | Standard | FALSE | [9 empty] | 3/23/2016 | Dimmable | Continuous (Can dim down to ≤ 10% (W)) | No |  |  | 3651 | 104.3 | 35 | 20 | 0.9 | 4008 | 83.3
PN7SBXQH | Amerlux | Amerlux LLC | GRUVM-EX-Z-PL-8-LED-4000-HW-120/277-7-BOR | Indoor Luminaires | Linear Ambient | Direct Linear Ambient Luminaires | Standard | FALSE | [9 empty] | 3/23/2016 | Dimmable | Continuous (Can dim down to ≤ 10% (W)) | No |  |  | 6019 | 107.5 | 56 | 20 | 0.9 | 4008 | 83.3
PTHYD4JE | Amerlux | Amerlux LLC | GRUVM-EX-Z-PL-5-LED-4000-HW-120/277-8-BOR | Indoor Luminaires | Linear Ambient | Direct Linear Ambient Luminaires | Standard | FALSE | [9 empty] | 3/23/2016 | Dimmable | Continuous (Can dim down to ≤ 10% (W)) | No |  |  | 4174 | 104.4 | 40 | 20 | 0.9 | 4008 | 83.3
P2Q4M48Y | Amerlux | Amerlux LLC | GRUVM-EX-Z-PL-8-LED-4000-HW-120/277-8-BOR | Indoor Luminaires | Linear Ambient | Direct Linear Ambient Luminaires | Standard | FALSE | [9 empty] | 3/23/2016 | Dimmable | Continuous (Can dim down to ≤ 10% (W)) | No |  |  | 6879 | 107.5 | 64 | 20 | 0.9 | 4008 | 83.3
PSXEM9DM | Amerlux | Amerlux LLC | GRUVM-EX-Z-PL-5-LED-3000-HW-120/277-4-MOR | Indoor Luminaires | Linear Ambient | Direct Linear Ambient Luminaires | Standard | FALSE | [9 empty] | 3/23/2016 | Dimmable | Continuous (Can dim down to ≤ 10% (W)) | No |  |  | 1797 | 90.8 | 20 | 20 | 0.9 | 3053 | 82.2
PBQ34YRT | Amerlux | Amerlux LLC | GRUVM-EX-Z-PL-8-LED-3000-HW-120/277-4-MOR | Indoor Luminaires | Linear Ambient | Direct Linear Ambient Luminaires | Standard | FALSE | [9 empty] | 3/23/2016 | Dimmable | Continuous (Can dim down to ≤ 10% (W)) | No |  |  | 2962 | 92.6 | 32 | 20 | 0.9 | 3053 | 82.2
PZ6CTDFU | Amerlux | Amerlux LLC | GRUVM-EX-Z-PL-5-LED-3000-HW-120/277-5-MOR | Indoor Luminaires | Linear Ambient | Direct Linear Ambient Luminaires | Standard | FALSE | [9 empty] | 3/23/2016 | Dimmable | Continuous (Can dim down to ≤ 10% (W)) | No |  |  | 2246 | 90.8 | 25 | 20 | 0.9 | 3053 | 82.2
PGUY7G3J | Amerlux | Amerlux LLC | GRUVM-EX-Z-PL-8-LED-3000-HW-120/277-5-MOR | Indoor Luminaires | Linear Ambient | Direct Linear Ambient Luminaires | Standard | FALSE | [9 empty] | 3/23/2016 | Dimmable | Continuous (Can dim down to ≤ 10% (W)) | No |  |  | 3701 | 92.6 | 40 | 20 | 0.9 | 3053 | 82.2
PVQ7QTN5 | Amerlux | Amerlux LLC | GRUVM-EX-Z-PL-5-LED-3000-HW-120/277-6-MOR | Indoor Luminaires | Linear Ambient | Direct Linear Ambient Luminaires | Standard | FALSE | [9 empty] | 3/23/2016 | Dimmable | Continuous (Can dim down to ≤ 10% (W)) | No |  |  | 2695 | 90.8 | 30 | 20 | 0.9 | 3053 | 82.2
PKM1XM7S | Amerlux | Amerlux LLC | GRUVM-EX-Z-PL-8-LED-3000-HW-120/277-5-MOR | Indoor Luminaires | Linear Ambient | Direct Linear Ambient Luminaires | Standard | FALSE | [9 empty] | 3/23/2016 | Dimmable | Continuous (Can dim down to ≤ 10% (W)) | No |  |  | 4442 | 92.6 | 48 | 20 | 0.9 | 3053 | 82.2
P35JF3XC | Amerlux | Amerlux LLC | GRUVM-EX-Z-PL-5-LED-3000-HW-120/277-6-MOR | Indoor Luminaires | Linear Ambient | Direct Linear Ambient Luminaires | Standard | FALSE | [9 empty] | 3/23/2016 | Dimmable | Continuous (Can dim down to ≤ 10% (W)) | No |  |  | 3144 | 90.8 | 35 | 20 | 0.9 | 3053 | 82.2
PT23Z3DJ | Amerlux | Amerlux LLC | GRUVM-EX-Z-PL-8-LED-3000-HW-120/277-7-MOR | Indoor Luminaires | Linear Ambient | Direct Linear Ambient Luminaires | Standard | FALSE | [9 empty] | 3/23/2016 | Dimmable | Continuous (Can dim down to ≤ 10% (W)) | No |  |  | 5183 | 92.6 | 56 | 20 | 0.9 | 3053 | 82.2
PCRQ3MBR | Amerlux | Amerlux LLC | GRUVM-EX-Z-PL-5-LED-3000-HW-120/277-7-MOR | Indoor Luminaires | Linear Ambient | Direct Linear Ambient Luminaires | Standard | FALSE | [9 empty] | 3/23/2016 | Dimmable | Continuous (Can dim down to ≤ 10% (W)) | No |  |  | 3594 | 90.8 | 40 | 20 | 0.9 | 3053 | 82.2
P96QEDXQ | Amerlux | Amerlux LLC | GRUVM-EX-Z-PL-8-LED-3000-HW-120/277-8-MOR | Indoor Luminaires | Linear Ambient | Direct Linear Ambient Luminaires | Standard | FALSE | [9 empty] | 3/23/2016 | Dimmable | Continuous (Can dim down to ≤ 10% (W)) | No |  |  | 5923 | 92.6 | 64 | 20 | 0.9 | 3053 | 82.2
PVM63JCP | Amerlux | Amerlux LLC | GRUVM-EX-Z-PL-5-LED-3500-HW-120/277-4-MOR | Indoor Luminaires | Linear Ambient | Direct Linear Ambient Luminaires | Standard | FALSE | [9 empty] | 3/23/2016 | Dimmable | Continuous (Can dim down to ≤ 10% (W)) | No |  |  | 1942 | 97.1 | 20 | 20 | 0.9 | 3530 | 82.7
PYP1PFGC | Amerlux | Amerlux LLC | GRUVM-EX-Z-PL-8-LED-3500-HW-120/277-4-MOR | Indoor Luminaires | Linear Ambient | Direct Linear Ambient Luminaires | Standard | FALSE | [9 empty] | 3/23/2016 | Dimmable | Continuous (Can dim down to ≤ 10% (W)) | No |  |  | 3201 | 100 | 32 | 20 | 0.9 | 3530 | 82.7
PYD11HWG | Amerlux | Amerlux LLC | GRUVM-EX-Z-PL-5-LED-3500-HW-120/277-5-MOR | Indoor Luminaires | Linear Ambient | Direct Linear Ambient Luminaires | Standard | FALSE | [9 empty] | 3/23/2016 | Dimmable | Continuous (Can dim down to ≤ 10% (W)) | No |  |  | 2427 | 97.1 | 25 | 20 | 0.9 | 3530 | 82.7
P6M4A5A3 | Amerlux | Amerlux LLC | GRUVM-EX-Z-PL-8-LED-3500-HW-120/277-5-MOR | Indoor Luminaires | Linear Ambient | Direct Linear Ambient Luminaires | Standard | FALSE | [9 empty] | 3/23/2016 | Dimmable | Continuous (Can dim down to ≤ 10% (W)) | No |  |  | 4000 | 100 | 40 | 20 | 0.9 | 3530 | 82.7
P95BZ9X7 | Amerlux | Amerlux LLC | GRUVM-EX-Z-PL-5-LED-3500-HW-120/277-6-MOR | Indoor Luminaires | Linear Ambient | Direct Linear Ambient Luminaires | Standard | FALSE | [9 empty] | 3/23/2016 | Dimmable | Continuous (Can dim down to ≤ 10% (W)) | No |  |  | 2912 | 97.1 | 30 | 20 | 0.9 | 3530 | 82.7
PQ76UA5P | Amerlux | Amerlux LLC | GRUVM-EX-Z-PL-8-LED-3500-HW-120/277-6-MOR | Indoor Luminaires | Linear Ambient | Direct Linear Ambient Luminaires | Standard | FALSE | [9 empty] | 3/23/2016 | Dimmable | Continuous (Can dim down to ≤ 10% (W)) | No |  |  | 4800 | 100 | 48 | 20 | 0.9 | 3530 | 82.7
PBYQE5PM | Amerlux | Amerlux LLC | GRUVM-EX-Z-PL-5-LED-3500-HW-120/277-7-MOR | Indoor Luminaires | Linear Ambient | Direct Linear Ambient Luminaires | Standard | FALSE | [9 empty] | 3/23/2016 | Dimmable | Continuous (Can dim down to ≤ 10% (W)) | No |  |  | 3398 | 97.1 | 35 | 20 | 0.9 | 3530 | 82.7
P2ZP5AHZ | Amerlux | Amerlux LLC | GRUVM-EX-Z-PL-8-LED-3500-HW-120/277-7-MOR | Indoor Luminaires | Linear Ambient | Direct Linear Ambient Luminaires | Standard | FALSE | [9 empty] | 3/23/2016 | Dimmable | Continuous (Can dim down to ≤ 10% (W)) | No |  |  | 5601 | 100 | 56 | 20 | 0.9 | 3530 | 82.7
PAB3PBVZ | Amerlux | Amerlux LLC | GRUVM-EX-Z-PL-5-LED-3500-HW-120/277-8-MOR | Indoor Luminaires | Linear Ambient | Direct Linear Ambient Luminaires | Standard | FALSE | [9 empty] | 3/23/2016 | Dimmable | Continuous (Can dim down to ≤ 10% (W)) | No |  |  | 3884 | 97.1 | 40 | 20 | 0.9 | 3530 | 82.7
PUZZFUEJ | Amerlux | Amerlux LLC | GRUVM-EX-Z-PL-8-LED-3500-HW-120/277-8-MOR | Indoor Luminaires | Linear Ambient | Direct Linear Ambient Luminaires | Standard | FALSE | [9 empty] | 3/23/2016 | Dimmable | Continuous (Can dim down to ≤ 10% (W)) | No |  |  | 6401 | 100 | 64 | 20 | 0.9 | 3530 | 82.7
PG4GG134 | Amerlux | Amerlux LLC | GRUVM-EX-Z-PL-5-LED-4000-HW-120/277-4-MOR | Indoor Luminaires | Linear Ambient | Direct Linear Ambient Luminaires | Standard | FALSE | [9 empty] | 3/23/2016 | Dimmable | Continuous (Can dim down to ≤ 10% (W)) | No |  |  | 2087 | 104.4 | 20 | 20 | 0.9 | 4008 | 83.3
PXQ59XSG | Amerlux | Amerlux LLC | GRUVM-EX-Z-PL-8-LED-4000-HW-120/277-4-MOR | Indoor Luminaires | Linear Ambient | Direct Linear Ambient Luminaires | Standard | FALSE | [9 empty] | 3/23/2016 | Dimmable | Continuous (Can dim down to ≤ 10% (W)) | No |  |  | 3440 | 107.5 | 32 | 20 | 0.9 | 4008 | 83.3
PFX49QHP | Amerlux | Amerlux LLC | GRUVM-EX-Z-PL-5-LED-4000-HW-120/277-5-MOR | Indoor Luminaires | Linear Ambient | Direct Linear Ambient Luminaires | Standard | FALSE | [9 empty] | 3/23/2016 | Dimmable | Continuous (Can dim down to ≤ 10% (W)) | No |  |  | 2608 | 104.3 | 25 | 20 | 0.9 | 4008 | 83.3
P5DE9JZT | Amerlux | Amerlux LLC | GRUVM-EX-Z-PL-8-LED-4000-HW-120/277-5-MOR | Indoor Luminaires | Linear Ambient | Direct Linear Ambient Luminaires | Standard | FALSE | [9 empty] | 3/23/2016 | Dimmable | Continuous (Can dim down to ≤ 10% (W)) | No |  |  | 4298 | 107.5 | 40 | 20 | 0.9 | 4008 | 83.3
P9Z8MHCV | Amerlux | Amerlux LLC | GRUVM-EX-Z-PL-5-LED-4000-HW-120/277-6-MOR | Indoor Luminaires | Linear Ambient | Direct Linear Ambient Luminaires | Standard | FALSE | [9 empty] | 3/23/2016 | Dimmable | Continuous (Can dim down to ≤ 10% (W)) | No |  |  | 3130 | 104.3 | 30 | 20 | 0.9 | 4008 | 83.3
P5GXKQ6P | Amerlux | Amerlux LLC | GRUVM-EX-Z-PL-8-LED-4000-HW-120/277-6-MOR | Indoor Luminaires | Linear Ambient | Direct Linear Ambient Luminaires | Standard | FALSE | [9 empty] | 3/23/2016 | Dimmable | Continuous (Can dim down to ≤ 10% (W)) | No |  |  | 5159 | 107.5 | 48 | 20 | 0.9 | 4008 | 83.3
PX7PPDTN | Amerlux | Amerlux LLC | GRUVM-EX-Z-PL-5-LED-4000-HW-120/277-7-MOR | Indoor Luminaires | Linear Ambient | Direct Linear Ambient Luminaires | Standard | FALSE | [9 empty] | 3/23/2016 | Dimmable | Continuous (Can dim down to ≤ 10% (W)) | No |  |  | 3651 | 104.3 | 35 | 20 | 0.9 | 4008 | 83.3
PB6GE75M | Amerlux | Amerlux LLC | GRUVM-EX-Z-PL-8-LED-4000-HW-120/277-7-MOR | Indoor Luminaires | Linear Ambient | Direct Linear Ambient Luminaires | Standard | FALSE | [9 empty] | 3/23/2016 | Dimmable | Continuous (Can dim down to ≤ 10% (W)) | No |  |  | 6019 | 107.5 | 56 | 20 | 0.9 | 4008 | 83.3
P1BHRDKX | Amerlux | Amerlux LLC | GRUVM-EX-Z-PL-5-LED-4000-HW-120/277-8-MOR | Indoor Luminaires | Linear Ambient | Direct Linear Ambient Luminaires | Standard | FALSE | [9 empty] | 3/23/2016 | Dimmable | Continuous (Can dim down to ≤ 10% (W)) | No |  |  | 4174 | 104.4 | 40 | 20 | 0.9 | 4008 | 83.3
PZ6YQQWM | Amerlux | Amerlux LLC | GRUVM-EX-Z-PL-8-LED-4000-HW-120/277-8-MOR | Indoor Luminaires | Linear Ambient | Direct Linear Ambient Luminaires | Standard | FALSE | [9 empty] | 3/23/2016 | Dimmable | Continuous (Can dim down to ≤ 10% (W)) | No |  |  | 6879 | 107.5 | 64 | 20 | 0.9 | 4008 | 83.3
PRFY9N9H | Amerlux | Amerlux LLC | GRUVM-EX-Z-PL-5-LED-3000-HW-120/277-4-EOR | Indoor Luminaires | Linear Ambient | Direct Linear Ambient Luminaires | Standard | FALSE | [9 empty] | 3/23/2016 | Dimmable | Continuous (Can dim down to ≤ 10% (W)) | No |  |  | 1797 | 90.8 | 20 | 20 | 0.9 | 3053 | 82.2
PF2VFFF8 | Amerlux | Amerlux LLC | GRUVM-EX-Z-PL-8-LED-3000-HW-120/277-4-EOR | Indoor Luminaires | Linear Ambient | Direct Linear Ambient Luminaires | Standard | FALSE | [9 empty] | 3/23/2016 | Dimmable | Continuous (Can dim down to ≤ 10% (W)) | No |  |  | 2962 | 92.6 | 32 | 20 | 0.9 | 3053 | 82.2
P42GMGJE | Amerlux | Amerlux LLC | GRUVM-EX-Z-PL-5-LED-3000-HW-120/277-5-EOR | Indoor Luminaires | Linear Ambient | Direct Linear Ambient Luminaires | Standard | FALSE | [9 empty] | 3/23/2016 | Dimmable | Continuous (Can dim down to ≤ 10% (W)) | No |  |  | 2246 | 90.8 | 25 | 20 | 0.9 | 3053 | 82.2
PEQ5MV28 | Amerlux | Amerlux LLC | GRUVM-EX-Z-PL-8-LED-3000-HW-120/277-5-EOR | Indoor Luminaires | Linear Ambient | Direct Linear Ambient Luminaires | Standard | FALSE | [9 empty] | 3/23/2016 | Dimmable | Continuous (Can dim down to ≤ 10% (W)) | No |  |  | 3701 | 92.6 | 40 | 20 | 0.9 | 3053 | 82.2
PBZ9Y7BV | Amerlux | Amerlux LLC | GRUVM-EX-Z-PL-5-LED-3000-HW-120/277-6-EOR | Indoor Luminaires | Linear Ambient | Direct Linear Ambient Luminaires | Standard | FALSE | [9 empty] | 3/23/2016 | Dimmable | Continuous (Can dim down to ≤ 10% (W)) | No |  |  | 2695 | 90.8 | 30 | 20 | 0.9 | 3053 | 82.2
PZUEU5CU | Amerlux | Amerlux LLC | GRUVM-EX-Z-PL-8-LED-3000-HW-120/277-6-EOR | Indoor Luminaires | Linear Ambient | Direct Linear Ambient Luminaires | Standard | FALSE | [9 empty] | 3/23/2016 | Dimmable | Continuous (Can dim down to ≤ 10% (W)) | No |  |  | 4442 | 92.6 | 48 | 20 | 0.9 | 3053 | 82.2
PKXJ7EZ5 | Amerlux | Amerlux LLC | GRUVM-EX-Z-PL-5-LED-3000-HW-120/277-7-EOR | Indoor Luminaires | Linear Ambient | Direct Linear Ambient Luminaires | Standard | FALSE | [9 empty] | 3/23/2016 | Dimmable | Continuous (Can dim down to ≤ 10% (W)) | No |  |  | 3144 | 90.8 | 35 | 20 | 0.9 | 3053 | 82.2
PESCHMFM | Amerlux | Amerlux LLC | GRUVM-EX-Z-PL-8-LED-3000-HW-120/277-7-EOR | Indoor Luminaires | Linear Ambient | Direct Linear Ambient Luminaires | Standard | FALSE | [9 empty] | 3/23/2016 | Dimmable | Continuous (Can dim down to ≤ 10% (W)) | No |  |  | 5183 | 92.6 | 56 | 20 | 0.9 | 3053 | 82.2
P14Y2HKE | Amerlux | Amerlux LLC | GRUVM-EX-Z-PL-5-LED-3000-HW-120/277-8-EOR | Indoor Luminaires | Linear Ambient | Direct Linear Ambient Luminaires | Standard | FALSE | [9 empty] | 3/23/2016 | Dimmable | Continuous (Can dim down to ≤ 10% (W)) | No |  |  | 3594 | 90.8 | 40 | 20 | 0.9 | 3053 | 82.2
PBVSJDNE | Amerlux | Amerlux LLC | GRUVM-EX-Z-PL-8-LED-3000-HW-120/277-8-EOR | Indoor Luminaires | Linear Ambient | Direct Linear Ambient Luminaires | Standard | FALSE | [9 empty] | 3/23/2016 | Dimmable | Continuous (Can dim down to ≤ 10% (W)) | No |  |  | 5923 | 92.6 | 64 | 20 | 0.9 | 3053 | 82.2
PHB2MFV4 | Amerlux | Amerlux LLC | GRUVM-EX-Z-PL-5-LED-3500-HW-120/277-4-EOR | Indoor Luminaires | Linear Ambient | Direct Linear Ambient Luminaires | Standard | FALSE | [9 empty] | 3/23/2016 | Dimmable | Continuous (Can dim down to ≤ 10% (W)) | No |  |  | 1942 | 97.1 | 20 | 20 | 0.9 | 3530 | 82.7
P3VPRCC6 | Amerlux | Amerlux LLC | GRUVM-EX-Z-PL-8-LED-3500-HW-120/277-4-EOR | Indoor Luminaires | Linear Ambient | Direct Linear Ambient Luminaires | Standard | FALSE | [9 empty] | 3/23/2016 | Dimmable | Continuous (Can dim down to ≤ 10% (W)) | No |  |  | 3201 | 100 | 32 | 20 | 0.9 | 3530 | 82.7
PH7RV5J9 | Amerlux | Amerlux LLC | GRUVM-EX-Z-PL-5-LED-3500-HW-120/277-5-EOR | Indoor Luminaires | Linear Ambient | Direct Linear Ambient Luminaires | Standard | FALSE | [9 empty] | 3/23/2016 | Dimmable | Continuous (Can dim down to ≤ 10% (W)) | No |  |  | 2427 | 97.1 | 25 | 20 | 0.9 | 3530 | 82.7
PZS2X3QJ | Amerlux | Amerlux LLC | GRUVM-EX-Z-PL-8-LED-3500-HW-120/277-5-EOR | Indoor Luminaires | Linear Ambient | Direct Linear Ambient Luminaires | Standard | FALSE | [9 empty] | 3/23/2016 | Dimmable | Continuous (Can dim down to ≤ 10% (W)) | No |  |  | 4000 | 100 | 40 | 20 | 0.9 | 3530 | 82.7
PB3YAM17 | Amerlux | Amerlux LLC | GRUVM-EX-Z-PL-5-LED-3500-HW-120/277-6-EOR | Indoor Luminaires | Linear Ambient | Direct Linear Ambient Luminaires | Standard | FALSE | [9 empty] | 3/23/2016 | Dimmable | Continuous (Can dim down to ≤ 10% (W)) | No |  |  | 2912 | 97.1 | 30 | 20 | 0.9 | 3530 | 82.7
PRK6EVS8 | Amerlux | Amerlux LLC | GRUVM-EX-Z-PL-8-LED-3500-HW-120/277-6-EOR | Indoor Luminaires | Linear Ambient | Direct Linear Ambient Luminaires | Standard | FALSE | [9 empty] | 3/23/2016 | Dimmable | Continuous (Can dim down to ≤ 10% (W)) | No |  |  | 4800 | 100 | 48 | 20 | 0.9 | 3530 | 82.7
PHJMFGH3 | Amerlux | Amerlux LLC | GRUVM-EX-Z-PL-5-LED-3500-HW-120/277-7-EOR | Indoor Luminaires | Linear Ambient | Direct Linear Ambient Luminaires | Standard | FALSE | [9 empty] | 3/23/2016 | Dimmable | Continuous (Can dim down to ≤ 10% (W)) | No |  |  | 3398 | 97.1 | 35 | 20 | 0.9 | 3530 | 82.7
PYAYHCET | Amerlux | Amerlux LLC | GRUVM-EX-Z-PL-8-LED-3500-HW-120/277-7-EOR | Indoor Luminaires | Linear Ambient | Direct Linear Ambient Luminaires | Standard | FALSE | [9 empty] | 3/23/2016 | Dimmable | Continuous (Can dim down to ≤ 10% (W)) | No |  |  | 5601 | 100 | 56 | 20 | 0.9 | 3530 | 82.7
PV9ZPEV1 | Amerlux | Amerlux LLC | GRUVM-EX-Z-PL-5-LED-3500-HW-120/277-8-EOR | Indoor Luminaires | Linear Ambient | Direct Linear Ambient Luminaires | Standard | FALSE | [9 empty] | 3/23/2016 | Dimmable | Continuous (Can dim down to ≤ 10% (W)) | No |  |  | 3884 | 97.1 | 40 | 20 | 0.9 | 3530 | 82.7
P3ZQ1N93 | Amerlux | Amerlux LLC | GRUVM-EX-Z-PL-8-LED-3500-HW-120/277-8-EOR | Indoor Luminaires | Linear Ambient | Direct Linear Ambient Luminaires | Standard | FALSE | [9 empty] | 3/23/2016 | Dimmable | Continuous (Can dim down to ≤ 10% (W)) | No |  |  | 6401 | 100 | 64 | 20 | 0.9 | 3530 | 82.7
PWVQJ3AS | Amerlux | Amerlux LLC | GRUVM-EX-Z-PL-5-LED-4000-HW-120/277-4-EOR | Indoor Luminaires | Linear Ambient | Direct Linear Ambient Luminaires | Standard | FALSE | [9 empty] | 3/23/2016 | Dimmable | Continuous (Can dim down to ≤ 10% (W)) | No |  |  | 2087 | 104.4 | 20 | 20 | 0.9 | 4008 | 83.3
PHRRVGRN | Amerlux | Amerlux LLC | GRUVM-EX-Z-PL-8-LED-4000-HW-120/277-4-EOR | Indoor Luminaires | Linear Ambient | Direct Linear Ambient Luminaires | Standard | FALSE | [9 empty] | 3/23/2016 | Dimmable | Continuous (Can dim down to ≤ 10% (W)) | No |  |  | 3440 | 107.5 | 32 | 20 | 0.9 | 4008 | 83.3
P2A2JVP6 | Amerlux | Amerlux LLC | GRUVM-EX-Z-PL-5-LED-4000-HW-120/277-5-EOR | Indoor Luminaires | Linear Ambient | Direct Linear Ambient Luminaires | Standard | FALSE | [9 empty] | 3/23/2016 | Dimmable | Continuous (Can dim down to ≤ 10% (W)) | No |  |  | 2608 | 104.3 | 25 | 20 | 0.9 | 4008 | 83.3
PKG2R6GR | Amerlux | Amerlux LLC | GRUVM-EX-Z-PL-8-LED-4000-HW-120/277-5-EOR | Indoor Luminaires | Linear Ambient | Direct Linear Ambient Luminaires | Standard | FALSE | [9 empty] | 3/23/2016 | Dimmable | Continuous (Can dim down to ≤ 10% (W)) | No |  |  | 4298 | 107.5 | 40 | 20 | 0.9 | 4008 | 83.3
PU7Q5HAC | Amerlux | Amerlux LLC | GRUVM-EX-Z-PL-5-LED-4000-HW-120/277-6-EOR | Indoor Luminaires | Linear Ambient | Direct Linear Ambient Luminaires | Standard | FALSE | [9 empty] | 3/23/2016 | Dimmable | Continuous (Can dim down to ≤ 10% (W)) | No |  |  | 3130 | 104.3 | 30 | 20 | 0.9 | 4008 | 83.3
PRH9JEBM | Amerlux | Amerlux LLC | GRUVM-EX-Z-PL-8-LED-4000-HW-120/277-6-EOR | Indoor Luminaires | Linear Ambient | Direct Linear Ambient Luminaires | Standard | FALSE | [9 empty] | 3/23/2016 | Dimmable | Continuous (Can dim down to ≤ 10% (W)) | No |  |  | 5159 | 107.5 | 48 | 20 | 0.9 | 4008 | 83.3
PUH48DNB | Amerlux | Amerlux LLC | GRUVM-EX-Z-PL-5-LED-4000-HW-120/277-7-EOR | Indoor Luminaires | Linear Ambient | Direct Linear Ambient Luminaires | Standard | FALSE | [9 empty] | 3/23/2016 | Dimmable | Continuous (Can dim down to ≤ 10% (W)) | No |  |  | 3651 | 104.3 | 35 | 20 | 0.9 | 4008 | 83.3
PZXS2W7K | Amerlux | Amerlux LLC | GRUVM-EX-Z-PL-8-LED-4000-HW-120/277-7-EOR | Indoor Luminaires | Linear Ambient | Direct Linear Ambient Luminaires | Standard | FALSE | [9 empty] | 3/23/2016 | Dimmable | Continuous (Can dim down to ≤ 10% (W)) | No |  |  | 6019 | 107.5 | 56 | 20 | 0.9 | 4008 | 83.3
PNY463AY | Amerlux | Amerlux LLC | GRUVM-EX-Z-PL-5-LED-4000-HW-120/277-8-EOR | Indoor Luminaires | Linear Ambient | Direct Linear Ambient Luminaires | Standard | FALSE | [9 empty] | 3/23/2016 | Dimmable | Continuous (Can dim down to ≤ 10% (W)) | No |  |  | 4174 | 104.4 | 40 | 20 | 0.9 | 4008 | 83.3
PTAZ9QKK | Amerlux | Amerlux LLC | GRUVM-EX-Z-PL-8-LED-4000-HW-120/277-8-EOR | Indoor Luminaires | Linear Ambient | Direct Linear Ambient Luminaires | Standard | FALSE | [9 empty] | 3/23/2016 | Dimmable | Continuous (Can dim down to ≤ 10% (W)) | No |  |  | 6879 | 107.5 | 64 | 20 | 0.9 | 4008 | 83.3
P239RNU2 | Amerlux | Amerlux LLC | GRUVM-EX-Z-PL-5-LED-3000-HW-120/277-4-IND-HILUME-ECO | Indoor Luminaires | Linear Ambient | Direct Linear Ambient Luminaires | Standard | FALSE | [9 empty] | 3/23/2016 | Dimmable | Continuous (Can dim down to ≤ 10% (W)) | No |  |  | 1831 | 91.4 | 20 | 10 | 0.94 | 3060 | 82.3
P87S35Q5 | Amerlux | Amerlux LLC | GRUVM-EX-Z-PL-8-LED-3000-HW-120/277-4-IND-HILUME-ECO | Indoor Luminaires | Linear Ambient | Direct Linear Ambient Luminaires | Standard | FALSE | [9 empty] | 3/23/2016 | Dimmable | Continuous (Can dim down to ≤ 10% (W)) | No |  |  | 2871 | 90.5 | 32 | 10 | 0.94 | 3060 | 82.3
PJ8CXD3C | Amerlux | Amerlux LLC | GRUVM-EX-Z-PL-5-LED-3000-HW-120/277-5-IND-HILUME-ECO | Indoor Luminaires | Linear Ambient | Direct Linear Ambient Luminaires | Standard | FALSE | [9 empty] | 3/23/2016 | Dimmable | Continuous (Can dim down to ≤ 10% (W)) | No |  |  | 2289 | 91.4 | 25 | 10 | 0.94 | 3060 | 82.3
PUEPMAYB | Amerlux | Amerlux LLC | GRUVM-EX-Z-PL-8-LED-3000-HW-120/277-5-IND-HILUME-ECO | Indoor Luminaires | Linear Ambient | Direct Linear Ambient Luminaires | Standard | FALSE | [9 empty] | 3/23/2016 | Dimmable | Continuous (Can dim down to ≤ 10% (W)) | No |  |  | 3588 | 90.5 | 40 | 10 | 0.94 | 3060 | 82.3
PGD8ZC17 | Amerlux | Amerlux LLC | GRUVM-EX-Z-PL-5-LED-3000-HW-120/277-6-IND-HILUME-ECO | Indoor Luminaires | Linear Ambient | Direct Linear Ambient Luminaires | Standard | FALSE | [9 empty] | 3/23/2016 | Dimmable | Continuous (Can dim down to ≤ 10% (W)) | No |  |  | 2747 | 91.4 | 30 | 10 | 0.94 | 3060 | 82.3
P5TMHNUQ | Amerlux | Amerlux LLC | GRUVM-EX-Z-PL-8-LED-3000-HW-120/277-6-IND-HILUME-ECO | Indoor Luminaires | Linear Ambient | Direct Linear Ambient Luminaires | Standard | FALSE | [9 empty] | 3/23/2016 | Dimmable | Continuous (Can dim down to ≤ 10% (W)) | No |  |  | 4306 | 90.5 | 48 | 10 | 0.94 | 3060 | 82.3
P1MD8W4J | Amerlux | Amerlux LLC | GRUVM-EX-Z-PL-5-LED-3000-HW-120/277-7-IND-HILUME-ECO | Indoor Luminaires | Linear Ambient | Direct Linear Ambient Luminaires | Standard | FALSE | [9 empty] | 3/23/2016 | Dimmable | Continuous (Can dim down to ≤ 10% (W)) | No |  |  | 3204 | 91.4 | 35 | 10 | 0.94 | 3060 | 82.3
PCWNKTGH | Amerlux | Amerlux LLC | GRUVM-EX-Z-PL-8-LED-3000-HW-120/277-7-IND-HILUME-ECO | Indoor Luminaires | Linear Ambient | Direct Linear Ambient Luminaires | Standard | FALSE | [9 empty] | 3/23/2016 | Dimmable | Continuous (Can dim down to ≤ 10% (W)) | No |  |  | 5023 | 90.5 | 56 | 10 | 0.94 | 3060 | 82.3
PYWDM5Z2 | Amerlux | Amerlux LLC | GRUVM-EX-Z-PL-5-LED-3000-HW-120/277-8-IND-HILUME-ECO | Indoor Luminaires | Linear Ambient | Direct Linear Ambient Luminaires | Standard | FALSE | [9 empty] | 3/23/2016 | Dimmable | Continuous (Can dim down to ≤ 10% (W)) | No |  |  | 3662 | 91.4 | 40 | 10 | 0.94 | 3060 | 82.3
PNEJJW79 | Amerlux | Amerlux LLC | GRUV4-HE-Z-PL-10-LED-3000-HW-120/277-8-MOR | Indoor Luminaires | Linear Ambient | Direct Linear Ambient Luminaires | Standard | FALSE | [9 empty] | 12/30/2015 | Dimmable | Continuous (Can dim down to ≤ 10% (W)) | No |  |  | 8291 | 103.64 | 80 | 20 | 0.9 | 3063 | 82.2
PAGRYG5H | Amerlux | Amerlux LLC | GRUV4-HE-Z-PL-10-LED-3500-HW-120/277-4-BOR | Indoor Luminaires | Linear Ambient | Direct Linear Ambient Luminaires | Standard | FALSE | [9 empty] | 12/30/2015 | Dimmable | Continuous (Can dim down to ≤ 10% (W)) | No |  |  | 4365.2 | 109.13 | 40 | 20 | 0.9 | 3531.5 | 82.8
PRMJFPEP | Amerlux | Amerlux LLC | GRUV4-HE-Z-PL-10-LED-3500-HW-120/277-4-EOR | Indoor Luminaires | Linear Ambient | Direct Linear Ambient Luminaires | Standard | FALSE | [9 empty] | 12/30/2015 | Dimmable | Continuous (Can dim down to ≤ 10% (W)) | No |  |  | 4365.2 | 109.13 | 40 | 20 | 0.9 | 3531.5 | 82.8
P7R7RQ4C | Amerlux | Amerlux LLC | GRUV4-HE-Z-PL-10-LED-3500-HW-120/277-4-IND | Indoor Luminaires | Linear Ambient | Direct Linear Ambient Luminaires | Standard | FALSE | [9 empty] | 12/30/2015 | Dimmable | Continuous (Can dim down to ≤ 10% (W)) | No |  |  | 4365.2 | 109.13 | 40 | 20 | 0.9 | 3531.5 | 82.8
PN9SNYYC | Amerlux | Amerlux LLC | GRUV4-HE-Z-PL-10-LED-3500-HW-120/277-4-MOR | Indoor Luminaires | Linear Ambient | Direct Linear Ambient Luminaires | Standard | FALSE | [9 empty] | 12/30/2015 | Dimmable | Continuous (Can dim down to ≤ 10% (W)) | No |  |  | 4365.2 | 109.13 | 40 | 20 | 0.9 | 3531.5 | 82.8
PGNKQG95 | Amerlux | Amerlux LLC | GRUV4-HE-Z-PL-10-LED-3500-HW-120/277-5-BOR | Indoor Luminaires | Linear Ambient | Direct Linear Ambient Luminaires | Standard | FALSE | [9 empty] | 12/30/2015 | Dimmable | Continuous (Can dim down to ≤ 10% (W)) | No |  |  | 5456.5 | 109.13 | 50 | 20 | 0.9 | 3531.5 | 82.8
PF2JGM3S | Amerlux | Amerlux LLC | GRUV4-HE-Z-PL-10-LED-3500-HW-120/277-5-EOR | Indoor Luminaires | Linear Ambient | Direct Linear Ambient Luminaires | Standard | FALSE | [9 empty] | 12/30/2015 | Dimmable | Continuous (Can dim down to ≤ 10% (W)) | No |  |  | 5456.5 | 109.13 | 50 | 20 | 0.9 | 3531.5 | 82.8
P8117KUR | Amerlux | Amerlux LLC | GRUV4-HE-Z-PL-10-LED-3500-HW-120/277-5-IND | Indoor Luminaires | Linear Ambient | Direct Linear Ambient Luminaires | Standard | FALSE | [9 empty] | 12/30/2015 | Dimmable | Continuous (Can dim down to ≤ 10% (W)) | No |  |  | 5456.5 | 109.13 | 50 | 20 | 0.9 | 3531.5 | 82.8
PYN4GC6X | Amerlux | Amerlux LLC | GRUV4-HE-Z-PL-10-LED-3500-HW-120/277-5-MOR | Indoor Luminaires | Linear Ambient | Direct Linear Ambient Luminaires | Standard | FALSE | [9 empty] | 12/30/2015 | Dimmable | Continuous (Can dim down to ≤ 10% (W)) | No |  |  | 5456.5 | 109.13 | 50 | 20 | 0.9 | 3531.5 | 82.8
PG9KTFEJ | Amerlux | Amerlux LLC | GRUV4-HE-Z-PL-10-LED-3500-HW-120/277-6-BOR | Indoor Luminaires | Linear Ambient | Direct Linear Ambient Luminaires | Standard | FALSE | [9 empty] | 12/30/2015 | Dimmable | Continuous (Can dim down to ≤ 10% (W)) | No |  |  | 6547.8 | 109.13 | 60 | 20 | 0.9 | 3531.5 | 82.8
P882GFT2 | Amerlux | Amerlux LLC | GRUV4-HE-Z-PL-10-LED-3500-HW-120/277-6-EOR | Indoor Luminaires | Linear Ambient | Direct Linear Ambient Luminaires | Standard | FALSE | [9 empty] | 12/30/2015 | Dimmable | Continuous (Can dim down to ≤ 10% (W)) | No |  |  | 6547.8 | 109.13 | 60 | 20 | 0.9 | 3531.5 | 82.8
PYXHDBVQ | Amerlux | Amerlux LLC | GRUV4-HE-Z-PL-10-LED-3500-HW-120/277-6-IND | Indoor Luminaires | Linear Ambient | Direct Linear Ambient Luminaires | Standard | FALSE | [9 empty] | 12/30/2015 | Dimmable | Continuous (Can dim down to ≤ 10% (W)) | No |  |  | 6547.8 | 109.13 | 60 | 20 | 0.9 | 3531.5 | 82.8
PJ1RNEXT | Amerlux | Amerlux LLC | GRUV4-HE-Z-PL-10-LED-3500-HW-120/277-6-MOR | Indoor Luminaires | Linear Ambient | Direct Linear Ambient Luminaires | Standard | FALSE | [9 empty] | 12/30/2015 | Dimmable | Continuous (Can dim down to ≤ 10% (W)) | No |  |  | 6547.8 | 109.13 | 60 | 20 | 0.9 | 3531.5 | 82.8
PASGDCG8 | Amerlux | Amerlux LLC | GRUV4-HE-Z-PL-10-LED-3500-HW-120/277-7-BOR | Indoor Luminaires | Linear Ambient | Direct Linear Ambient Luminaires | Standard | FALSE | [9 empty] | 12/30/2015 | Dimmable | Continuous (Can dim down to ≤ 10% (W)) | No |  |  | 7639.1 | 109.13 | 70 | 20 | 0.9 | 3531.5 | 82.8
P28YEXG9 | Amerlux | Amerlux LLC | GRUV4-HE-Z-PL-10-LED-3500-HW-120/277-7-EOR | Indoor Luminaires | Linear Ambient | Direct Linear Ambient Luminaires | Standard | FALSE | [9 empty] | 12/30/2015 | Dimmable | Continuous (Can dim down to ≤ 10% (W)) | No |  |  | 7639.1 | 109.13 | 70 | 20 | 0.9 | 3531.5 | 82.8
P291EAZA | Amerlux | Amerlux LLC | GRUV4-HE-Z-PL-10-LED-3500-HW-120/277-7-IND | Indoor Luminaires | Linear Ambient | Direct Linear Ambient Luminaires | Standard | FALSE | [9 empty] | 12/30/2015 | Dimmable | Continuous (Can dim down to ≤ 10% (W)) | No |  |  | 7639.1 | 109.13 | 70 | 20 | 0.9 | 3531.5 | 82.8
P1WCAKH8 | Amerlux | Amerlux LLC | GRUV4-HE-Z-PL-10-LED-3500-HW-120/277-7-MOR | Indoor Luminaires | Linear Ambient | Direct Linear Ambient Luminaires | Standard | FALSE | [9 empty] | 12/30/2015 | Dimmable | Continuous (Can dim down to ≤ 10% (W)) | No |  |  | 7639.1 | 109.13 | 70 | 20 | 0.9 | 3531.5 | 82.8
PJ5FBT28 | Amerlux | Amerlux LLC | GRUV4-HE-Z-PL-10-LED-3500-HW-120/277-8-BOR | Indoor Luminaires | Linear Ambient | Direct Linear Ambient Luminaires | Standard | FALSE | [9 empty] | 12/30/2015 | Dimmable | Continuous (Can dim down to ≤ 10% (W)) | No |  |  | 8730.4 | 109.13 | 80 | 20 | 0.9 | 3531.5 | 82.8
PSUCCK36 | Amerlux | Amerlux LLC | GRUV4-HE-Z-PL-10-LED-3500-HW-120/277-8-EOR | Indoor Luminaires | Linear Ambient | Direct Linear Ambient Luminaires | Standard | FALSE | [9 empty] | 12/30/2015 | Dimmable | Continuous (Can dim down to ≤ 10% (W)) | No |  |  | 8730.4 | 109.13 | 80 | 20 | 0.9 | 3531.5 | 82.8
PZU9PPQS | Amerlux | Amerlux LLC | GRUV4-HE-Z-PL-10-LED-3500-HW-120/277-8-IND | Indoor Luminaires | Linear Ambient | Direct Linear Ambient Luminaires | Standard | FALSE | [9 empty] | 12/30/2015 | Dimmable | Continuous (Can dim down to ≤ 10% (W)) | No |  |  | 8730.4 | 109.13 | 80 | 20 | 0.9 | 3531.5 | 82.8
P2ZHD7SJ | Amerlux | Amerlux LLC | GRUV4-HE-Z-PL-10-LED-3500-HW-120/277-8-MOR | Indoor Luminaires | Linear Ambient | Direct Linear Ambient Luminaires | Standard | FALSE | [9 empty] | 12/30/2015 | Dimmable | Continuous (Can dim down to ≤ 10% (W)) | No |  |  | 8730.4 | 109.13 | 80 | 20 | 0.9 | 3531.5 | 82.8
P5ED39AT | Amerlux | Amerlux LLC | GRUV4-HE-Z-PL-10-LED-4000-HW-120/277-4-BOR | Indoor Luminaires | Linear Ambient | Direct Linear Ambient Luminaires | Standard | FALSE | [9 empty] | 12/30/2015 | Dimmable | Continuous (Can dim down to ≤ 10% (W)) | No |  |  | 4584.9 | 114.62 | 40 | 20 | 0.9 | 4000 | 83.4
PCTCERBJ | Amerlux | Amerlux LLC | GRUV4-HE-Z-PL-10-LED-4000-HW-120/277-4-EOR | Indoor Luminaires | Linear Ambient | Direct Linear Ambient Luminaires | Standard | FALSE | [9 empty] | 12/30/2015 | Dimmable | Continuous (Can dim down to ≤ 10% (W)) | No |  |  | 4584.9 | 114.62 | 40 | 20 | 0.9 | 4000 | 83.4
PQYC16DA | Amerlux | Amerlux LLC | GRUV4-HE-Z-PL-10-LED-4000-HW-120/277-4-IND | Indoor Luminaires | Linear Ambient | Direct Linear Ambient Luminaires | Standard | FALSE | [9 empty] | 12/30/2015 | Dimmable | Continuous (Can dim down to ≤ 10% (W)) | No |  |  | 4584.9 | 114.62 | 40 | 20 | 0.9 | 4000 | 83.4
PBDW74RT | Amerlux | Amerlux LLC | GRUV4-HE-Z-PL-10-LED-4000-HW-120/277-4-MOR | Indoor Luminaires | Linear Ambient | Direct Linear Ambient Luminaires | Standard | FALSE | [9 empty] | 12/30/2015 | Dimmable | Continuous (Can dim down to ≤ 10% (W)) | No |  |  | 4584.9 | 114.62 | 40 | 20 | 0.9 | 4000 | 83.4
PE88WJYW | Amerlux | Amerlux LLC | GRUV4-HE-Z-PL-10-LED-4000-HW-120/277-5-BOR | Indoor Luminaires | Linear Ambient | Direct Linear Ambient Luminaires | Standard | FALSE | [9 empty] | 12/30/2015 | Dimmable | Continuous (Can dim down to ≤ 10% (W)) | No |  |  | 5731.2 | 114.62 | 50 | 20 | 0.9 | 4000 | 83.4
PQ8KM3PW | Amerlux | Amerlux LLC | GRUV4-HE-Z-PL-10-LED-4000-HW-120/277-5-EOR | Indoor Luminaires | Linear Ambient | Direct Linear Ambient Luminaires | Standard | FALSE | [9 empty] | 12/30/2015 | Dimmable | Continuous (Can dim down to ≤ 10% (W)) | No |  |  | 5731.2 | 114.62 | 50 | 20 | 0.9 | 4000 | 83.4
PB7J7NHN | Amerlux | Amerlux LLC | GRUV4-HE-Z-PL-10-LED-4000-HW-120/277-5-IND | Indoor Luminaires | Linear Ambient | Direct Linear Ambient Luminaires | Standard | FALSE | [9 empty] | 12/30/2015 | Dimmable | Continuous (Can dim down to ≤ 10% (W)) | No |  |  | 5731.2 | 114.62 | 50 | 20 | 0.9 | 4000 | 83.4
PBEPAPJ4 | Amerlux | Amerlux LLC | GRUV4-HE-Z-PL-10-LED-4000-HW-120/277-5-MOR | Indoor Luminaires | Linear Ambient | Direct Linear Ambient Luminaires | Standard | FALSE | [9 empty] | 12/30/2015 | Dimmable | Continuous (Can dim down to ≤ 10% (W)) | No |  |  | 5731.2 | 114.62 | 50 | 20 | 0.9 | 4000 | 83.4
PAS5FUA7 | Amerlux | Amerlux LLC | GRUV4-HE-Z-PL-10-LED-4000-HW-120/277-6-BOR | Indoor Luminaires | Linear Ambient | Direct Linear Ambient Luminaires | Standard | FALSE | [9 empty] | 12/30/2015 | Dimmable | Continuous (Can dim down to ≤ 10% (W)) | No |  |  | 6877.4 | 114.62 | 60 | 20 | 0.9 | 4000 | 83.4
PVEUFNX9 | Amerlux | Amerlux LLC | GRUV4-HE-Z-PL-10-LED-4000-HW-120/277-6-EOR | Indoor Luminaires | Linear Ambient | Direct Linear Ambient Luminaires | Standard | FALSE | [9 empty] | 12/30/2015 | Dimmable | Continuous (Can dim down to ≤ 10% (W)) | No |  |  | 6877.4 | 114.62 | 60 | 20 | 0.9 | 4000 | 83.4
PZ3PD1QA | Amerlux | Amerlux LLC | GRUV4-HE-Z-PL-10-LED-4000-HW-120/277-6-IND | Indoor Luminaires | Linear Ambient | Direct Linear Ambient Luminaires | Standard | FALSE | [9 empty] | 12/30/2015 | Dimmable | Continuous (Can dim down to ≤ 10% (W)) | No |  |  | 6877.4 | 114.62 | 60 | 20 | 0.9 | 4000 | 83.4
PGN9RGFD | Amerlux | Amerlux LLC | GRUV4-HE-Z-PL-10-LED-4000-HW-120/277-6-MOR | Indoor Luminaires | Linear Ambient | Direct Linear Ambient Luminaires | Standard | FALSE | [9 empty] | 12/30/2015 | Dimmable | Continuous (Can dim down to ≤ 10% (W)) | No |  |  | 6877.4 | 114.62 | 60 | 20 | 0.9 | 4000 | 83.4
P3VV6Q3Q | Amerlux | Amerlux LLC | GRUV4-HE-Z-PL-10-LED-4000-HW-120/277-7-BOR | Indoor Luminaires | Linear Ambient | Direct Linear Ambient Luminaires | Standard | FALSE | [9 empty] | 12/30/2015 | Dimmable | Continuous (Can dim down to ≤ 10% (W)) | No |  |  | 8023.6 | 114.62 | 70 | 20 | 0.9 | 4000 | 83.4
PSQFHPYR | Amerlux | Amerlux LLC | GRUV4-HE-Z-PL-10-LED-4000-HW-120/277-7-EOR | Indoor Luminaires | Linear Ambient | Direct Linear Ambient Luminaires | Standard | FALSE | [9 empty] | 12/30/2015 | Dimmable | Continuous (Can dim down to ≤ 10% (W)) | No |  |  | 8023.6 | 114.62 | 70 | 20 | 0.9 | 4000 | 83.4
P2129VPM | Amerlux | Amerlux LLC | GRUV4-HE-Z-PL-10-LED-4000-HW-120/277-7-IND | Indoor Luminaires | Linear Ambient | Direct Linear Ambient Luminaires | Standard | FALSE | [9 empty] | 12/30/2015 | Dimmable | Continuous (Can dim down to ≤ 10% (W)) | No |  |  | 8023.6 | 114.62 | 70 | 20 | 0.9 | 4000 | 83.4
PN97X434 | Amerlux | Amerlux LLC | GRUV4-HE-Z-PL-10-LED-4000-HW-120/277-7-MOR | Indoor Luminaires | Linear Ambient | Direct Linear Ambient Luminaires | Standard | FALSE | [9 empty] | 12/30/2015 | Dimmable | Continuous (Can dim down to ≤ 10% (W)) | No |  |  | 8023.6 | 114.62 | 70 | 20 | 0.9 | 4000 | 83.4
PE5ZM442 | Amerlux | Amerlux LLC | GRUV4-HE-Z-PL-10-LED-4000-HW-120/277-8-BOR | Indoor Luminaires | Linear Ambient | Direct Linear Ambient Luminaires | Standard | FALSE | [9 empty] | 12/30/2015 | Dimmable | Continuous (Can dim down to ≤ 10% (W)) | No |  |  | 9169.8 | 114.62 | 80 | 20 | 0.9 | 4000 | 83.4
PU8J84VH | Amerlux | Amerlux LLC | GRUV4-HE-Z-PL-10-LED-4000-HW-120/277-8-EOR | Indoor Luminaires | Linear Ambient | Direct Linear Ambient Luminaires | Standard | FALSE | [9 empty] | 12/30/2015 | Dimmable | Continuous (Can dim down to ≤ 10% (W)) | No |  |  | 9169.8 | 114.62 | 80 | 20 | 0.9 | 4000 | 83.4
PNH5N1UQ | Amerlux | Amerlux LLC | GRUV4-HE-Z-PL-10-LED-4000-HW-120/277-8-IND | Indoor Luminaires | Linear Ambient | Direct Linear Ambient Luminaires | Standard | FALSE | [9 empty] | 12/30/2015 | Dimmable | Continuous (Can dim down to ≤ 10% (W)) | No |  |  | 9169.8 | 114.62 | 80 | 20 | 0.9 | 4000 | 83.4
PWGSX32R | Amerlux | Amerlux LLC | GRUV4-HE-Z-PL-10-LED-4000-HW-120/277-8-MOR | Indoor Luminaires | Linear Ambient | Direct Linear Ambient Luminaires | Standard | FALSE | [9 empty] | 12/30/2015 | Dimmable | Continuous (Can dim down to ≤ 10% (W)) | No |  |  | 9169.8 | 114.62 | 80 | 20 | 0.9 | 4000 | 83.4
PVXHV9VN | Amerlux | Amerlux LLC | GRUV4-HE-Z-PL-4-LED-3000-HW-120/277-4-BOR | Indoor Luminaires | Linear Ambient | Direct Linear Ambient Luminaires | Standard | FALSE | [9 empty] | 12/30/2015 | Dimmable | Continuous (Can dim down to ≤ 10% (W)) | No |  |  | 1734 | 108.38 | 16 | 20 | 0.9 | 3063 | 82.2
PUS6U5ZH | Amerlux | Amerlux LLC | GRUV4-HE-Z-PL-4-LED-3000-HW-120/277-4-EOR | Indoor Luminaires | Linear Ambient | Direct Linear Ambient Luminaires | Standard | FALSE | [9 empty] | 12/30/2015 | Dimmable | Continuous (Can dim down to ≤ 10% (W)) | No |  |  | 1734 | 108.38 | 16 | 20 | 0.9 | 3063 | 82.2
PEF55JBW | Amerlux | Amerlux LLC | GRUV4-HE-Z-PL-10-LED-3000-HW-120/277-2.5-IND | Indoor Luminaires | Linear Ambient | Direct Linear Ambient Luminaires | Standard | FALSE | [9 empty] | 7/26/2016 | Dimmable | Continuous (Can dim down to ≤ 10% (W)) | No |  |  | 1880 | 101.6 | 20.04 | 13.8 | 0.892 | 3042 | 82.3
PCQAUPWY | Amerlux | Amerlux LLC | GRUV4-HE-Z-PL-10-LED-3000-HW-120/277-2.5-BOR | Indoor Luminaires | Linear Ambient | Direct Linear Ambient Luminaires | Standard | FALSE | [9 empty] | 7/26/2016 | Dimmable | Continuous (Can dim down to ≤ 10% (W)) | No |  |  | 1880 | 101.6 | 20.04 | 13.8 | 0.892 | 3028 | 82.3
P23ZYTNY | Amerlux | Amerlux LLC | GRUV4-HE-Z-PL-10-LED-3000-HW-120/277-2.5-MOR | Indoor Luminaires | Linear Ambient | Direct Linear Ambient Luminaires | Standard | FALSE | [9 empty] | 7/26/2016 | Dimmable | Continuous (Can dim down to ≤ 10% (W)) | No |  |  | 1880 | 100.9 | 20.04 | 13.8 | 0.892 | 3028 | 82.3
PZQ7GMYQ | Amerlux | Amerlux LLC | GRUV4-HE-Z-PL-10-LED-3000-HW-120/277-2.5-EOR | Indoor Luminaires | Linear Ambient | Direct Linear Ambient Luminaires | Standard | FALSE | [9 empty] | 7/26/2016 | Dimmable | Continuous (Can dim down to ≤ 10% (W)) | No |  |  | 1880 | 100.9 | 20.04 | 13.8 | 0.892 | 3028 | 82.3
PZTMMUJ3 | Amerlux | Amerlux LLC | GRUV4-HE-Z-PL-4-LED-3000-HW-120/277-4-IND-HILUME-ECO | Indoor Luminaires | Linear Ambient | Direct Linear Ambient Luminaires | Standard | FALSE | [9 empty] | 2/5/2016 | Dimmable | Continuous (Can dim down to ≤ 10% (W)) | No |  |  | 1765 | 108.6 | 16 | 15.3 | 0.887 | 3053 | 82.3
PW76TKEP | Amerlux | Amerlux LLC | GRUV4-HE-Z-PL-5-LED-3000-HW-120/277-4-IND-HILUME-ECO | Indoor Luminaires | Linear Ambient | Direct Linear Ambient Luminaires | Standard | FALSE | [9 empty] | 2/5/2016 | Dimmable | Continuous (Can dim down to ≤ 10% (W)) | No |  |  | 2118 | 106.9 | 20 | 15.3 | 0.887 | 3053 | 82.3
PQ8QYTB4 | Amerlux | Amerlux LLC | GRUV4-HE-Z-PL-10-LED-3000-HW-120/277-4-IND-HILUME-ECO | Indoor Luminaires | Linear Ambient | Direct Linear Ambient Luminaires | Standard | FALSE | [9 empty] | 2/5/2016 | Dimmable | Continuous (Can dim down to ≤ 10% (W)) | No |  |  | 3885 | 98.3 | 40 | 15.3 | 0.887 | 3053 | 82.3
PG38DZ42 | Amerlux | Amerlux LLC | GRUV4-HE-Z-PL-4-LED-3000-HW-120/277-5-IND-HILUME-ECO | Indoor Luminaires | Linear Ambient | Direct Linear Ambient Luminaires | Standard | FALSE | [9 empty] | 2/5/2016 | Dimmable | Continuous (Can dim down to ≤ 10% (W)) | No |  |  | 2167 | 108.6 | 20 | 15.3 | 0.887 | 3053 | 82.3
PN9UVY4D | Amerlux | Amerlux LLC | GRUV4-HE-Z-PL-5-LED-3000-HW-120/277-5-IND-HILUME-ECO | Indoor Luminaires | Linear Ambient | Direct Linear Ambient Luminaires | Standard | FALSE | [9 empty] | 2/5/2016 | Dimmable | Continuous (Can dim down to ≤ 10% (W)) | No |  |  | 2648 | 106.9 | 25 | 15.3 | 0.887 | 3053 | 82.3
PP9ZNEYT | Amerlux | Amerlux LLC | GRUV4-HE-Z-PL-10-LED-3000-HW-120/277-5-IND-HILUME-ECO | Indoor Luminaires | Linear Ambient | Direct Linear Ambient Luminaires | Standard | FALSE | [9 empty] | 2/5/2016 | Dimmable | Continuous (Can dim down to ≤ 10% (W)) | No |  |  | 4856 | 98.3 | 50 | 15.3 | 0.887 | 3053 | 82.3
PYA3WZQU | Amerlux | Amerlux LLC | GRUV4-HE-Z-PL-4-LED-3000-HW-120/277-6-IND-HILUME-ECO | Indoor Luminaires | Linear Ambient | Direct Linear Ambient Luminaires | Standard | FALSE | [9 empty] | 2/5/2016 | Dimmable | Continuous (Can dim down to ≤ 10% (W)) | No |  |  | 2601 | 108.6 | 24 | 15.3 | 0.887 | 3053 | 82.3
P8M2HZ2S | Amerlux | Amerlux LLC | GRUV4-HE-Z-PL-5-LED-3000-HW-120/277-6-IND-HILUME-ECO | Indoor Luminaires | Linear Ambient | Direct Linear Ambient Luminaires | Standard | FALSE | [9 empty] | 2/5/2016 | Dimmable | Continuous (Can dim down to ≤ 10% (W)) | No |  |  | 3177 | 106.9 | 30 | 15.3 | 0.887 | 3053 | 82.3
PZPG4RAJ | Amerlux | Amerlux LLC | GRUV4-HE-Z-PL-10-LED-3000-HW-120/277-6-IND-HILUME-ECO | Indoor Luminaires | Linear Ambient | Direct Linear Ambient Luminaires | Standard | FALSE | [9 empty] | 2/5/2016 | Dimmable | Continuous (Can dim down to ≤ 10% (W)) | No |  |  | 5828 | 98.3 | 60 | 15.3 | 0.887 | 3053 | 82.3
P8N8WKJB | Amerlux | Amerlux LLC | GRUV4-HE-Z-PL-4-LED-3000-HW-120/277-7-IND-HILUME-ECO | Indoor Luminaires | Linear Ambient | Direct Linear Ambient Luminaires | Standard | FALSE | [9 empty] | 2/5/2016 | Dimmable | Continuous (Can dim down to ≤ 10% (W)) | No |  |  | 3034 | 108.2 | 28 | 15.3 | 0.887 | 3053 | 82.3
P81MPNKU | Amerlux | Amerlux LLC | GRUV4-HE-Z-PL-5-LED-3000-HW-120/277-7-IND-HILUME-ECO | Indoor Luminaires | Linear Ambient | Direct Linear Ambient Luminaires | Standard | FALSE | [9 empty] | 2/5/2016 | Dimmable | Continuous (Can dim down to ≤ 10% (W)) | No |  |  | 3707 | 108.6 | 35 | 15.3 | 0.887 | 3053 | 82.3
P3FSAPHP | Amerlux | Amerlux LLC | GRUV4-HE-Z-PL-10-LED-3000-HW-120/277-7-IND-HILUME-ECO | Indoor Luminaires | Linear Ambient | Direct Linear Ambient Luminaires | Standard | FALSE | [9 empty] | 2/5/2016 | Dimmable | Continuous (Can dim down to ≤ 10% (W)) | No |  |  | 6799 | 98.3 | 70 | 15.3 | 0.887 | 3053 | 82.3
PX2M9BWY | Amerlux | Amerlux LLC | GRUV4-HE-Z-PL-4-LED-3000-HW-120/277-8-IND-HILUME-ECO | Indoor Luminaires | Linear Ambient | Direct Linear Ambient Luminaires | Standard | FALSE | [9 empty] | 2/5/2016 | Dimmable | Continuous (Can dim down to ≤ 10% (W)) | No |  |  | 3468 | 108.6 | 32 | 15.3 | 0.887 | 3053 | 82.3
PVSTZYJZ | Amerlux | Amerlux LLC | GRUV4-HE-Z-PL-5-LED-3000-HW-120/277-8-IND-HILUME-ECO | Indoor Luminaires | Linear Ambient | Direct Linear Ambient Luminaires | Standard | FALSE | [9 empty] | 2/5/2016 | Dimmable | Continuous (Can dim down to ≤ 10% (W)) | No |  |  | 4236 | 106.9 | 40 | 15.3 | 0.887 | 3053 | 82.3
PWR4NS87 | Amerlux | Amerlux LLC | GRUV4-HE-Z-PL-4-LED-3500-HW-120/277-4-IND-HILUME-ECO | Indoor Luminaires | Linear Ambient | Direct Linear Ambient Luminaires | Standard | FALSE | [9 empty] | 2/5/2016 | Dimmable | Continuous (Can dim down to ≤ 10% (W)) | No |  |  | 1845 | 115.3 | 16 | 15.3 | 0.887 | 3523 | 82.8
PH14B36K | Amerlux | Amerlux LLC | GRUV4-HE-Z-PL-5-LED-3500-HW-120/277-4-IND-HILUME-ECO | Indoor Luminaires | Linear Ambient | Direct Linear Ambient Luminaires | Standard | FALSE | [9 empty] | 2/5/2016 | Dimmable | Continuous (Can dim down to ≤ 10% (W)) | No |  |  | 2215 | 113.4 | 20 | 15.3 | 0.887 | 3523 | 82.8
PVWXHXNN | Amerlux | Amerlux LLC | GRUV4-HE-Z-PL-10-LED-3500-HW-120/277-4-IND-HILUME-ECO | Indoor Luminaires | Linear Ambient | Direct Linear Ambient Luminaires | Standard | FALSE | [9 empty] | 2/5/2016 | Dimmable | Continuous (Can dim down to ≤ 10% (W)) | No |  |  | 4062 | 104.3 | 40 | 15.3 | 0.887 | 3523 | 82.8
PH3ZZB4E | Amerlux | Amerlux LLC | GRUV4-HE-Z-PL-4-LED-3500-HW-120/277-5-IND-HILUME-ECO | Indoor Luminaires | Linear Ambient | Direct Linear Ambient Luminaires | Standard | FALSE | [9 empty] | 2/5/2016 | Dimmable | Continuous (Can dim down to ≤ 10% (W)) | No |  |  | 2266 | 115.3 | 20 | 15.3 | 0.887 | 3523 | 82.8
PMSVHZPB | Amerlux | Amerlux LLC | GRUV4-HE-Z-PL-5-LED-3500-HW-120/277-5-IND-HILUME-ECO | Indoor Luminaires | Linear Ambient | Direct Linear Ambient Luminaires | Standard | FALSE | [9 empty] | 2/5/2016 | Dimmable | Continuous (Can dim down to ≤ 10% (W)) | No |  |  | 2768 | 113.4 | 25 | 15.3 | 0.887 | 3523 | 82.8
PMSWVY1N | Amerlux | Amerlux LLC | GRUV4-HE-PL-Z-10-LED-3500-HW-120/277-5-IND-HILUME-ECO | Indoor Luminaires | Linear Ambient | Direct Linear Ambient Luminaires | Standard | FALSE | [9 empty] | 2/5/2016 | Dimmable | Continuous (Can dim down to ≤ 10% (W)) | No |  |  | 5078 | 104.3 | 50 | 15.3 | 0.887 | 3523 | 82.8
P2ZX6PQC | Amerlux | Amerlux LLC | GRUV4-HE-Z-PL-4-LED-3500-HW-120/277-6-IND-HILUME-ECO | Indoor Luminaires | Linear Ambient | Direct Linear Ambient Luminaires | Standard | FALSE | [9 empty] | 2/5/2016 | Dimmable | Continuous (Can dim down to ≤ 10% (W)) | No |  |  | 2719 | 115.3 | 24 | 15.3 | 0.887 | 3523 | 82.8
PGNFTEXP | Amerlux | Amerlux LLC | GRUV4-HE-Z-PL-5-LED-3500-HW-120/277-6-IND-HILUME-ECO | Indoor Luminaires | Linear Ambient | Direct Linear Ambient Luminaires | Standard | FALSE | [9 empty] | 2/5/2016 | Dimmable | Continuous (Can dim down to ≤ 10% (W)) | No |  |  | 3322 | 113.4 | 30 | 15.3 | 0.887 | 3523 | 82.8
PYEYRD36 | Amerlux | Amerlux LLC | GRUV4-HE-Z-PL-10-LED-3500-HW-120/277-6-IND-HILUME-ECO | Indoor Luminaires | Linear Ambient | Direct Linear Ambient Luminaires | Standard | FALSE | [9 empty] | 2/5/2016 | Dimmable | Continuous (Can dim down to ≤ 10% (W)) | No |  |  | 6094 | 104.3 | 60 | 15.3 | 0.887 | 3523 | 82.8
PHJ3CSJJ | Amerlux | Amerlux LLC | GRUV4-HE-Z-PL-4-LED-3500-HW-120/277-7-IND-HILUME-ECO | Indoor Luminaires | Linear Ambient | Direct Linear Ambient Luminaires | Standard | FALSE | [9 empty] | 2/5/2016 | Dimmable | Continuous (Can dim down to ≤ 10% (W)) | No |  |  | 3172 | 114.8 | 28 | 15.3 | 0.887 | 3523 | 82.8
PDAY9WAS | Amerlux | Amerlux LLC | GRUV4-HE-Z-PL-5-LED-3500-HW-120/277-7-IND-HILUME-ECO | Indoor Luminaires | Linear Ambient | Direct Linear Ambient Luminaires | Standard | FALSE | [9 empty] | 2/5/2016 | Dimmable | Continuous (Can dim down to ≤ 10% (W)) | No |  |  | 3876 | 115.3 | 35 | 15.3 | 0.887 | 3523 | 82.8
PDC4XPCE | Amerlux | Amerlux LLC | GRUV4-HE-Z-PL-10-LED-3500-HW-120/277-7-IND-HILUME-ECO | Indoor Luminaires | Linear Ambient | Direct Linear Ambient Luminaires | Standard | FALSE | [9 empty] | 2/5/2016 | Dimmable | Continuous (Can dim down to ≤ 10% (W)) | No |  |  | 7109 | 104.3 | 70 | 15.3 | 0.887 | 3523 | 82.8
PDQ1V2YY | Amerlux | Amerlux LLC | GRUV4-HE-Z-PL-4-LED-3500-HW-120/277-8-IND-HILUME-ECO | Indoor Luminaires | Linear Ambient | Direct Linear Ambient Luminaires | Standard | FALSE | [9 empty] | 2/5/2016 | Dimmable | Continuous (Can dim down to ≤ 10% (W)) | No |  |  | 3626 | 115.3 | 32 | 15.3 | 0.887 | 3523 | 82.8
PN8DU8RT | Amerlux | Amerlux LLC | GRUV4-HE-Z-PL-5-LED-3500-HW-120/277-8-IND-HILUME-ECO | Indoor Luminaires | Linear Ambient | Direct Linear Ambient Luminaires | Standard | FALSE | [9 empty] | 2/5/2016 | Dimmable | Continuous (Can dim down to ≤ 10% (W)) | No |  |  | 4430 | 113.4 | 40 | 15.3 | 0.887 | 3523 | 82.8
PQ436F3C | Amerlux | Amerlux LLC | GRUV4-HE-Z-PL-10-LED-3500-HW-120/277-8-IND-HILUME-ECO | Indoor Luminaires | Linear Ambient | Direct Linear Ambient Luminaires | Standard | FALSE | [9 empty] | 2/5/2016 | Dimmable | Continuous (Can dim down to ≤ 10% (W)) | No |  |  | 8125 | 104.3 | 80 | 15.3 | 0.887 | 3523 | 82.8
PNTUTW7V | Amerlux | Amerlux LLC | GRUV4-HE-Z-PL-4-LED-4000-HW-120/277-4-IND-HILUME-ECO | Indoor Luminaires | Linear Ambient | Direct Linear Ambient Luminaires | Standard | FALSE | [9 empty] | 2/5/2016 | Dimmable | Continuous (Can dim down to ≤ 10% (W)) | No |  |  | 1926 | 122 | 16 | 15.3 | 0.887 | 3992 | 83.4
PC43112E | Amerlux | Amerlux LLC | GRUV4-HE-Z-PL-5-LED-4000-HW-120/277-4-IND-HILUME-ECO | Indoor Luminaires | Linear Ambient | Direct Linear Ambient Luminaires | Standard | FALSE | [9 empty] | 2/5/2016 | Dimmable | Continuous (Can dim down to ≤ 10% (W)) | No |  |  | 2311 | 120 | 20 | 15.3 | 0.887 | 3992 | 83.4
P5CT1VW2 | Amerlux | Amerlux LLC | GRUV4-HE-Z-PL-10-LED-4000-HW-120/277-4-IND-HILUME-ECO | Indoor Luminaires | Linear Ambient | Direct Linear Ambient Luminaires | Standard | FALSE | [9 empty] | 2/5/2016 | Dimmable | Continuous (Can dim down to ≤ 10% (W)) | No |  |  | 4239 | 110.4 | 40 | 15.3 | 0.887 | 3992 | 83.4
PBUQYU8Y | Amerlux | Amerlux LLC | GRUV4-HE-Z-PL-4-LED-4000-HW-120/277-5-IND-HILUME-ECO | Indoor Luminaires | Linear Ambient | Direct Linear Ambient Luminaires | Standard | FALSE | [9 empty] | 2/5/2016 | Dimmable | Continuous (Can dim down to ≤ 10% (W)) | No |  |  | 2365 | 122 | 20 | 15.3 | 0.887 | 3992 | 83.4
PHA1HJB1 | Amerlux | Amerlux LLC | GRUV4-HE-Z-PL-5-LED-4000-HW-120/277-5-IND-HILUME-ECO | Indoor Luminaires | Linear Ambient | Direct Linear Ambient Luminaires | Standard | FALSE | [9 empty] | 2/5/2016 | Dimmable | Continuous (Can dim down to ≤ 10% (W)) | No |  |  | 2889 | 120 | 25 | 15.3 | 0.887 | 3992 | 83.4
P6GBE2DK | Amerlux | Amerlux LLC | GRUV4-HE-Z-PL-10-LED-4000-HW-120/277-5-IND-HILUME-ECO | Indoor Luminaires | Linear Ambient | Direct Linear Ambient Luminaires | Standard | FALSE | [9 empty] | 2/5/2016 | Dimmable | Continuous (Can dim down to ≤ 10% (W)) | No |  |  | 5299 | 110.4 | 50 | 15.3 | 0.887 | 3992 | 83.4
PDM4HYNV | Amerlux | Amerlux LLC | GRUV4-HE-Z-PL-4-LED-4000-HW-120/277-6-IND-HILUME-ECO | Indoor Luminaires | Linear Ambient | Direct Linear Ambient Luminaires | Standard | FALSE | [9 empty] | 2/5/2016 | Dimmable | Continuous (Can dim down to ≤ 10% (W)) | No |  |  | 2838 | 122 | 24 | 15.3 | 0.887 | 3992 | 83.4
P2KFVGKK | Amerlux | Amerlux LLC | GRUV4-HE-Z-PL-5-LED-4000-HW-120/277-6-IND-HILUME-ECO | Indoor Luminaires | Linear Ambient | Direct Linear Ambient Luminaires | Standard | FALSE | [9 empty] | 2/5/2016 | Dimmable | Continuous (Can dim down to ≤ 10% (W)) | No |  |  | 3467 | 120 | 30 | 15.3 | 0.887 | 3992 | 83.4
P8D5B864 | Amerlux | Amerlux LLC | GRUV4-HE-Z-PL-10-LED-4000-HW-120/277-6-IND-HILUME-ECO | Indoor Luminaires | Linear Ambient | Direct Linear Ambient Luminaires | Standard | FALSE | [9 empty] | 2/5/2016 | Dimmable | Continuous (Can dim down to ≤ 10% (W)) | No |  |  | 6359 | 110.4 | 60 | 15.3 | 0.887 | 3992 | 83.4
P4BSR1P8 | Amerlux | Amerlux LLC | GRUV4-HE-Z-PL-4-LED-4000-HW-120/277-7-IND-HILUME-ECO | Indoor Luminaires | Linear Ambient | Direct Linear Ambient Luminaires | Standard | FALSE | [9 empty] | 2/5/2016 | Dimmable | Continuous (Can dim down to ≤ 10% (W)) | No |  |  | 3311 | 121.5 | 28 | 15.3 | 0.887 | 3992 | 83.4
P5RW4TS7 | Amerlux | Amerlux LLC | GRUV4-HE-Z-PL-5-LED-4000-HW-120/277-7-IND-HILUME-ECO | Indoor Luminaires | Linear Ambient | Direct Linear Ambient Luminaires | Standard | FALSE | [9 empty] | 2/5/2016 | Dimmable | Continuous (Can dim down to ≤ 10% (W)) | No |  |  | 4045 | 122 | 35 | 15.3 | 0.887 | 3992 | 83.4
PHWR6VCR | Amerlux | Amerlux LLC | GRUV4-HE-Z-PL-10-LED-4000-HW-120/277-7-IND-HILUME-ECO | Indoor Luminaires | Linear Ambient | Direct Linear Ambient Luminaires | Standard | FALSE | [9 empty] | 2/5/2016 | Dimmable | Continuous (Can dim down to ≤ 10% (W)) | No |  |  | 7419 | 110.4 | 70 | 15.3 | 0.887 | 3992 | 83.4
P1VXB1R8 | Amerlux | Amerlux LLC | GRUV4-HE-Z-PL-4-LED-4000-HW-120/277-8-IND-HILUME-ECO | Indoor Luminaires | Linear Ambient | Direct Linear Ambient Luminaires | Standard | FALSE | [9 empty] | 2/5/2016 | Dimmable | Continuous (Can dim down to ≤ 10% (W)) | No |  |  | 3784 | 122 | 32 | 15.3 | 0.887 | 3992 | 83.4
PCFC3GRK | Amerlux | Amerlux LLC | GRUV4-HE-Z-PL-5-LED-4000-HW-120/277-8-IND-HILUME-ECO | Indoor Luminaires | Linear Ambient | Direct Linear Ambient Luminaires | Standard | FALSE | [9 empty] | 2/5/2016 | Dimmable | Continuous (Can dim down to ≤ 10% (W)) | No |  |  | 4623 | 120 | 40 | 15.3 | 0.887 | 3992 | 83.4
PJM288X6 | Amerlux | Amerlux LLC | GRUV4-HE-Z-PL-10-LED-4000-HW-120/277-8-IND-HILUME-ECO | Indoor Luminaires | Linear Ambient | Direct Linear Ambient Luminaires | Standard | FALSE | [9 empty] | 2/5/2016 | Dimmable | Continuous (Can dim down to ≤ 10% (W)) | No |  |  | 8479 | 110.4 | 80 | 15.3 | 0.887 | 3992 | 83.4
P4V1Z4N1 | Amerlux | Amerlux LLC | GRUV4-HE-Z-PL-4-LED-3000-HW-120/277-4-BOR-HILUME-ECO | Indoor Luminaires | Linear Ambient | Direct Linear Ambient Luminaires | Standard | FALSE | [9 empty] | 2/5/2016 | Dimmable | Continuous (Can dim down to ≤ 10% (W)) | No |  |  | 1765 | 108.6 | 16 | 15.3 | 0.887 | 3053 | 82.3
PTQFN4PD | Amerlux | Amerlux LLC | GRUV4-HE-Z-PL-5-LED-3000-HW-120/277-4-BOR-HILUME-ECO | Indoor Luminaires | Linear Ambient | Direct Linear Ambient Luminaires | Standard | FALSE | [9 empty] | 2/5/2016 | Dimmable | Continuous (Can dim down to ≤ 10% (W)) | No |  |  | 2118 | 106.9 | 20 | 15.3 | 0.887 | 3053 | 82.3
PS4P9893 | Amerlux | Amerlux LLC | GRUV4-HE-Z-PL-10-LED-3000-HW-120/277-4-BOR-HILUME-ECO | Indoor Luminaires | Linear Ambient | Direct Linear Ambient Luminaires | Standard | FALSE | [9 empty] | 2/5/2016 | Dimmable | Continuous (Can dim down to ≤ 10% (W)) | No |  |  | 3885 | 98.3 | 40 | 15.3 | 0.887 | 3053 | 82.3
PKTBKBX9 | Amerlux | Amerlux LLC | GRUV4-HE-Z-PL-4-LED-3000-HW-120/277-5-BOR-HILUME-ECO | Indoor Luminaires | Linear Ambient | Direct Linear Ambient Luminaires | Standard | FALSE | [9 empty] | 2/5/2016 | Dimmable | Continuous (Can dim down to ≤ 10% (W)) | No |  |  | 2167 | 108.6 | 20 | 15.3 | 0.887 | 3053 | 82.3
PJY8WQV6 | Amerlux | Amerlux LLC | GRUV4-HE-Z-PL-5-LED-3000-HW-120/277-5-BOR-HILUME-ECO | Indoor Luminaires | Linear Ambient | Direct Linear Ambient Luminaires | Standard | FALSE | [9 empty] | 2/5/2016 | Dimmable | Continuous (Can dim down to ≤ 10% (W)) | No |  |  | 2648 | 106.9 | 25 | 15.3 | 0.887 | 3053 | 82.3
PA6N7CHU | Amerlux | Amerlux LLC | GRUV4-HE-Z-PL-10-LED-3000-HW-120/277-5-BOR-HILUME-ECO | Indoor Luminaires | Linear Ambient | Direct Linear Ambient Luminaires | Standard | FALSE | [9 empty] | 2/5/2016 | Dimmable | Continuous (Can dim down to ≤ 10% (W)) | No |  |  | 4856 | 98.3 | 50 | 15.3 | 0.887 | 3053 | 82.3
P26QNBG3 | Amerlux | Amerlux LLC | GRUV4-HE-Z-PL-4-LED-3000-HW-120/277-6-BOR-HILUME-ECO | Indoor Luminaires | Linear Ambient | Direct Linear Ambient Luminaires | Standard | FALSE | [9 empty] | 2/5/2016 | Dimmable | Continuous (Can dim down to ≤ 10% (W)) | No |  |  | 2601 | 108.6 | 24 | 15.3 | 0.887 | 3053 | 82.3
PSN8AXDU | Amerlux | Amerlux LLC | GRUV4-HE-Z-PL-5-LED-3000-HW-120/277-6-BOR-HILUME-ECO | Indoor Luminaires | Linear Ambient | Direct Linear Ambient Luminaires | Standard | FALSE | [9 empty] | 2/5/2016 | Dimmable | Continuous (Can dim down to ≤ 10% (W)) | No |  |  | 3177 | 106.9 | 30 | 15.3 | 0.887 | 3053 | 82.3
PBZP312H | Amerlux | Amerlux LLC | GRUV4-HE-Z-PL-10-LED-3000-HW-120/277-6-BOR-HILUME-ECO | Indoor Luminaires | Linear Ambient | Direct Linear Ambient Luminaires | Standard | FALSE | [9 empty] | 2/5/2016 | Dimmable | Continuous (Can dim down to ≤ 10% (W)) | No |  |  | 5828 | 98.3 | 60 | 15.3 | 0.887 | 3053 | 82.3
P1H2Q3GR | Amerlux | Amerlux LLC | GRUV4-HE-Z-PL-4-LED-3000-HW-120/277-7-BOR-HILUME-ECO | Indoor Luminaires | Linear Ambient | Direct Linear Ambient Luminaires | Standard | FALSE | [9 empty] | 2/5/2016 | Dimmable | Continuous (Can dim down to ≤ 10% (W)) | No |  |  | 3034 | 108.2 | 28 | 15.3 | 0.887 | 3053 | 82.3
P8BC62HU | Amerlux | Amerlux LLC | GRUV4-HE-Z-PL-5-LED-3000-HW-120/277-7-BOR-HILUME-ECO | Indoor Luminaires | Linear Ambient | Direct Linear Ambient Luminaires | Standard | FALSE | [9 empty] | 2/5/2016 | Dimmable | Continuous (Can dim down to ≤ 10% (W)) | No |  |  | 3707 | 108.6 | 35 | 15.3 | 0.887 | 3053 | 82.3
PXW89RF2 | Amerlux | Amerlux LLC | GRUV4-HE-Z-PL-10-LED-3000-HW-120/277-7-BOR-HILUME-ECO | Indoor Luminaires | Linear Ambient | Direct Linear Ambient Luminaires | Standard | FALSE | [9 empty] | 2/5/2016 | Dimmable | Continuous (Can dim down to ≤ 10% (W)) | No |  |  | 6799 | 98.3 | 70 | 15.3 | 0.887 | 3053 | 82.3
PK9W2RN9 | Amerlux | Amerlux LLC | GRUV4-HE-Z-PL-4-LED-3000-HW-120/277-8-BOR-HILUME-ECO | Indoor Luminaires | Linear Ambient | Direct Linear Ambient Luminaires | Standard | FALSE | [9 empty] | 2/5/2016 | Dimmable | Continuous (Can dim down to ≤ 10% (W)) | No |  |  | 3468 | 108.6 | 32 | 15.3 | 0.887 | 3053 | 82.3
PF9DNRKA | Amerlux | Amerlux LLC | GRUV4-HE-Z-PL-5-LED-3000-HW-120/277-8-BOR-HILUME-ECO | Indoor Luminaires | Linear Ambient | Direct Linear Ambient Luminaires | Standard | FALSE | [9 empty] | 2/5/2016 | Dimmable | Continuous (Can dim down to ≤ 10% (W)) | No |  |  | 4236 | 106.9 | 40 | 15.3 | 0.887 | 3053 | 82.3
PYY8J9MU | Amerlux | Amerlux LLC | GRUV4-HE-Z-PL-10-LED-3000-HW-120/277-8-BOR-HILUME-ECO | Indoor Luminaires | Linear Ambient | Direct Linear Ambient Luminaires | Standard | FALSE | [9 empty] | 2/5/2016 | Dimmable | Continuous (Can dim down to ≤ 10% (W)) | No |  |  | 7771 | 98.3 | 80 | 15.3 | 0.887 | 3053 | 82.3
PM5D559P | Amerlux | Amerlux LLC | GRUV4-HE-Z-PL-4-LED-3500-HW-120/277-4-BOR-HILUME-ECO | Indoor Luminaires | Linear Ambient | Direct Linear Ambient Luminaires | Standard | FALSE | [9 empty] | 2/5/2016 | Dimmable | Continuous (Can dim down to ≤ 10% (W)) | No |  |  | 1845 | 115.3 | 16 | 15.3 | 0.887 | 3523 | 82.8
PDR3JVSR | Amerlux | Amerlux LLC | GRUV4-HE-Z-PL-5-LED-3500-HW-120/277-4-BOR-HILUME-ECO | Indoor Luminaires | Linear Ambient | Direct Linear Ambient Luminaires | Standard | FALSE | [9 empty] | 2/5/2016 | Dimmable | Continuous (Can dim down to ≤ 10% (W)) | No |  |  | 2215 | 113.4 | 20 | 15.3 | 0.887 | 3523 | 82.8
PHEXM4S2 | Amerlux | Amerlux LLC | GRUV4-HE-Z-PL-10-LED-3500-HW-120/277-4-BOR-HILUME-ECO | Indoor Luminaires | Linear Ambient | Direct Linear Ambient Luminaires | Standard | FALSE | [9 empty] | 2/5/2016 | Dimmable | Continuous (Can dim down to ≤ 10% (W)) | No |  |  | 4062 | 104.3 | 40 | 15.3 | 0.887 | 3523 | 82.8
PC8UK7U8 | Amerlux | Amerlux LLC | GRUV4-HE-Z-PL-4-LED-3500-HW-120/277-5-BOR-HILUME-ECO | Indoor Luminaires | Linear Ambient | Direct Linear Ambient Luminaires | Standard | FALSE | [9 empty] | 2/5/2016 | Dimmable | Continuous (Can dim down to ≤ 10% (W)) | No |  |  | 2266 | 115.3 | 20 | 15.3 | 0.887 | 3523 | 82.8
P791R5G9 | Amerlux | Amerlux LLC | GRUV4-HE-Z-PL-5-LED-3500-HW-120/277-5-BOR-HILUME-ECO | Indoor Luminaires | Linear Ambient | Direct Linear Ambient Luminaires | Standard | FALSE | [9 empty] | 2/5/2016 | Dimmable | Continuous (Can dim down to ≤ 10% (W)) | No |  |  | 2768 | 113.4 | 25 | 15.3 | 0.887 | 3523 | 82.8
PET6WPVC | Amerlux | Amerlux LLC | GRUV4-HE-Z-PL-10-LED-3500-HW-120/277-5-BOR-HILUME-ECO | Indoor Luminaires | Linear Ambient | Direct Linear Ambient Luminaires | Standard | FALSE | [9 empty] | 2/5/2016 | Dimmable | Continuous (Can dim down to ≤ 10% (W)) | No |  |  | 5078 | 104.3 | 50 | 15.3 | 0.887 | 3523 | 82.8
PTMC64VR | Amerlux | Amerlux LLC | GRUV4-HE-Z-PL-4-LED-3500-HW-120/277-6-BOR-HILUME-ECO | Indoor Luminaires | Linear Ambient | Direct Linear Ambient Luminaires | Standard | FALSE | [9 empty] | 2/5/2016 | Dimmable | Continuous (Can dim down to ≤ 10% (W)) | No |  |  | 2719 | 115.3 | 24 | 15.3 | 0.887 | 3523 | 82.8
PUM7F53J | Amerlux | Amerlux LLC | GRUV4-HE-Z-PL-5-LED-3500-HW-120/277-6-BOR-HILUME-ECO | Indoor Luminaires | Linear Ambient | Direct Linear Ambient Luminaires | Standard | FALSE | [9 empty] | 2/5/2016 | Dimmable | Continuous (Can dim down to ≤ 10% (W)) | No |  |  | 3322 | 113.4 | 30 | 15.3 | 0.887 | 3523 | 82.8
P6VU8RRF | Amerlux | Amerlux LLC | GRUV4-HE-Z-PL-10-LED-3500-HW-120/277-6-BOR-HILUME-ECO | Indoor Luminaires | Linear Ambient | Direct Linear Ambient Luminaires | Standard | FALSE | [9 empty] | 2/5/2016 | Dimmable | Continuous (Can dim down to ≤ 10% (W)) | No |  |  | 6094 | 104.3 | 60 | 15.3 | 0.887 | 3523 | 82.8
PRC3ZJRD | Amerlux | Amerlux LLC | GRUV4-HE-Z-PL-4-LED-3500-HW-120/277-7-BOR-HILUME-ECO | Indoor Luminaires | Linear Ambient | Direct Linear Ambient Luminaires | Standard | FALSE | [9 empty] | 2/5/2016 | Dimmable | Continuous (Can dim down to ≤ 10% (W)) | No |  |  | 3172 | 114.8 | 28 | 15.3 | 0.887 | 3523 | 82.8
PX11R6ZU | Amerlux | Amerlux LLC | GRUV4-HE-Z-PL-5-LED-3500-HW-120/277-7-BOR-HILUME-ECO | Indoor Luminaires | Linear Ambient | Direct Linear Ambient Luminaires | Standard | FALSE | [9 empty] | 2/5/2016 | Dimmable | Continuous (Can dim down to ≤ 10% (W)) | No |  |  | 3876 | 115.3 | 35 | 15.3 | 0.887 | 3523 | 82.8
PXRQC9TP | Amerlux | Amerlux LLC | GRUV4-HE-Z-PL-10-LED-3500-HW-120/277-7-BOR-HILUME-ECO | Indoor Luminaires | Linear Ambient | Direct Linear Ambient Luminaires | Standard | FALSE | [9 empty] | 2/5/2016 | Dimmable | Continuous (Can dim down to ≤ 10% (W)) | No |  |  | 7109 | 104.3 | 70 | 15.3 | 0.887 | 3523 | 82.8
PY4KAQ1H | Amerlux | Amerlux LLC | GRUV4-HE-Z-PL-4-LED-3500-HW-120/277-8-BOR-HILUME-ECO | Indoor Luminaires | Linear Ambient | Direct Linear Ambient Luminaires | Standard | FALSE | [9 empty] | 2/5/2016 | Dimmable | Continuous (Can dim down to ≤ 10% (W)) | No |  |  | 3626 | 115.3 | 32 | 15.3 | 0.887 | 3523 | 82.8
P7MX7E6C | Amerlux | Amerlux LLC | GRUV4-HE-Z-PL-5-LED-3500-HW-120/277-8-BOR-HILUME-ECO | Indoor Luminaires | Linear Ambient | Direct Linear Ambient Luminaires | Standard | FALSE | [9 empty] | 2/5/2016 | Dimmable | Continuous (Can dim down to ≤ 10% (W)) | No |  |  | 4430 | 113.4 | 40 | 15.3 | 0.887 | 3523 | 82.8
PHJGVDM7 | Amerlux | Amerlux LLC | GRUV4-HE-Z-PL-10-LED-3500-HW-120/277-8-BOR-HILUME-ECO | Indoor Luminaires | Linear Ambient | Direct Linear Ambient Luminaires | Standard | FALSE | [9 empty] | 2/5/2016 | Dimmable | Continuous (Can dim down to ≤ 10% (W)) | No |  |  | 8125 | 104.3 | 80 | 15.3 | 0.887 | 3523 | 82.8
PVFZ8DZJ | Amerlux | Amerlux LLC | GRUV4-HE-Z-PL-4-LED-4000-HW-120/277-4-BOR-HILUME-ECO | Indoor Luminaires | Linear Ambient | Direct Linear Ambient Luminaires | Standard | FALSE | [9 empty] | 2/5/2016 | Dimmable | Continuous (Can dim down to ≤ 10% (W)) | No |  |  | 1926 | 122 | 16 | 15.3 | 0.887 | 3992 | 83.4
PEE5S732 | Amerlux | Amerlux LLC | GRUV4-HE-Z-PL-5-LED-4000-HW-120/277-4-BOR-HILUME-ECO | Indoor Luminaires | Linear Ambient | Direct Linear Ambient Luminaires | Standard | FALSE | [9 empty] | 2/5/2016 | Dimmable | Continuous (Can dim down to ≤ 10% (W)) | No |  |  | 2311 | 120 | 20 | 15.3 | 0.887 | 3992 | 83.4
PJTY415Z | Amerlux | Amerlux LLC | GRUV4-HE-Z-PL-10-LED-4000-HW-120/277-4-BOR-HILUME-ECO | Indoor Luminaires | Linear Ambient | Direct Linear Ambient Luminaires | Standard | FALSE | [9 empty] | 2/5/2016 | Dimmable | Continuous (Can dim down to ≤ 10% (W)) | No |  |  | 4239 | 110.4 | 40 | 15.3 | 0.887 | 3992 | 83.4
PPCU23SQ | Amerlux | Amerlux LLC | GRUV4-HE-Z-PL-4-LED-4000-HW-120/277-5-BOR-HILUME-ECO | Indoor Luminaires | Linear Ambient | Direct Linear Ambient Luminaires | Standard | FALSE | [9 empty] | 2/5/2016 | Dimmable | Continuous (Can dim down to ≤ 10% (W)) | No |  |  | 2365 | 122 | 20 | 15.3 | 0.887 | 3992 | 83.4
PFGT5FSD | Amerlux | Amerlux LLC | GRUV4-HE-Z-PL-5-LED-4000-HW-120/277-5-BOR-HILUME-ECO | Indoor Luminaires | Linear Ambient | Direct Linear Ambient Luminaires | Standard | FALSE | [9 empty] | 2/5/2016 | Dimmable | Continuous (Can dim down to ≤ 10% (W)) | No |  |  | 2889 | 120 | 25 | 15.3 | 0.887 | 3992 | 83.4
PXVCMA93 | Amerlux | Amerlux LLC | GRUV4-HE-Z-PL-10-LED-4000-HW-120/277-5-BOR-HILUME-ECO | Indoor Luminaires | Linear Ambient | Direct Linear Ambient Luminaires | Standard | FALSE | [9 empty] | 2/5/2016 | Dimmable | Continuous (Can dim down to ≤ 10% (W)) | No |  |  | 5299 | 110.4 | 50 | 15.3 | 0.887 | 3992 | 83.4
PF3QGDK9 | Amerlux | Amerlux LLC | GRUV4-HE-Z-PL-4-LED-4000-HW-120/277-6-BOR-HILUME-ECO | Indoor Luminaires | Linear Ambient | Direct Linear Ambient Luminaires | Standard | FALSE | [9 empty] | 2/5/2016 | Dimmable | Continuous (Can dim down to ≤ 10% (W)) | No |  |  | 2838 | 122 | 24 | 15.3 | 0.887 | 3992 | 83.4
P2T1PRGF | Amerlux | Amerlux LLC | GRUV4-HE-Z-PL-5-LED-4000-HW-120/277-6-BOR-HILUME-ECO | Indoor Luminaires | Linear Ambient | Direct Linear Ambient Luminaires | Standard | FALSE | [9 empty] | 2/5/2016 | Dimmable | Continuous (Can dim down to ≤ 10% (W)) | No |  |  | 3467 | 120 | 30 | 15.3 | 0.887 | 3992 | 83.4
PCFFKH48 | Amerlux | Amerlux LLC | GRUV4-HE-Z-PL-10-LED-4000-HW-120/277-6-BOR-HILUME-ECO | Indoor Luminaires | Linear Ambient | Direct Linear Ambient Luminaires | Standard | FALSE | [9 empty] | 2/5/2016 | Dimmable | Continuous (Can dim down to ≤ 10% (W)) | No |  |  | 6359 | 110.4 | 60 | 15.3 | 0.887 | 3992 | 83.4
P7NX2KYW | Amerlux | Amerlux LLC | GRUV4-HE-Z-PL-4-LED-4000-HW-120/277-7-BOR-HILUME-ECO | Indoor Luminaires | Linear Ambient | Direct Linear Ambient Luminaires | Standard | FALSE | [9 empty] | 2/5/2016 | Dimmable | Continuous (Can dim down to ≤ 10% (W)) | No |  |  | 3311 | 121.5 | 28 | 15.3 | 0.887 | 3992 | 83.4
P7WTZ67G | Amerlux | Amerlux LLC | GRUV4-HE-Z-PL-5-LED-4000-HW-120/277-7-BOR-HILUME-ECO | Indoor Luminaires | Linear Ambient | Direct Linear Ambient Luminaires | Standard | FALSE | [9 empty] | 2/5/2016 | Dimmable | Continuous (Can dim down to ≤ 10% (W)) | No |  |  | 4045 | 122 | 35 | 15.3 | 0.887 | 3992 | 83.4
PKDUZFRQ | Amerlux | Amerlux LLC | GRUV4-HE-Z-PL-10-LED-4000-HW-120/277-7-BOR-HILUME-ECO | Indoor Luminaires | Linear Ambient | Direct Linear Ambient Luminaires | Standard | FALSE | [9 empty] | 2/5/2016 | Dimmable | Continuous (Can dim down to ≤ 10% (W)) | No |  |  | 7419 | 110.4 | 70 | 15.3 | 0.887 | 3992 | 83.4
PZ3SZK7V | Amerlux | Amerlux LLC | GRUV4-HE-Z-PL-4-LED-4000-HW-120/277-8-BOR-HILUME-ECO | Indoor Luminaires | Linear Ambient | Direct Linear Ambient Luminaires | Standard | FALSE | [9 empty] | 2/5/2016 | Dimmable | Continuous (Can dim down to ≤ 10% (W)) | No |  |  | 3784 | 122 | 32 | 15.3 | 0.887 | 3992 | 83.4
PP6A2E4J | Amerlux | Amerlux LLC | GRUV4-HE-Z-PL-5-LED-4000-HW-120/277-8-BOR-HILUME-ECO | Indoor Luminaires | Linear Ambient | Direct Linear Ambient Luminaires | Standard | FALSE | [9 empty] | 2/5/2016 | Dimmable | Continuous (Can dim down to ≤ 10% (W)) | No |  |  | 4623 | 120 | 40 | 15.3 | 0.887 | 3992 | 83.4
PR3R3XN4 | Amerlux | Amerlux LLC | GRUV4-HE-Z-PL-10-LED-4000-HW-120/277-8-BOR-HILUME-ECO | Indoor Luminaires | Linear Ambient | Direct Linear Ambient Luminaires | Standard | FALSE | [9 empty] | 2/5/2016 | Dimmable | Continuous (Can dim down to ≤ 10% (W)) | No |  |  | 8479 | 110.4 | 80 | 15.3 | 0.887 | 3992 | 83.4
P6GYVJ82 | Amerlux | Amerlux LLC | GRUV4-HE-Z-PL-4-LED-3000-HW-120/277-4-MOR-HILUME-ECO | Indoor Luminaires | Linear Ambient | Direct Linear Ambient Luminaires | Standard | FALSE | [9 empty] | 2/5/2016 | Dimmable | Continuous (Can dim down to ≤ 10% (W)) | No |  |  | 1765 | 108.6 | 16 | 15.3 | 0.887 | 3053 | 82.3
PCWWCPTH | Amerlux | Amerlux LLC | GRUV4-HE-Z-PL-5-LED-3000-HW-120/277-4-MOR-HILUME-ECO | Indoor Luminaires | Linear Ambient | Direct Linear Ambient Luminaires | Standard | FALSE | [9 empty] | 2/5/2016 | Dimmable | Continuous (Can dim down to ≤ 10% (W)) | No |  |  | 2118 | 106.9 | 20 | 15.3 | 0.887 | 3053 | 82.3
PUEBA1BU | Amerlux | Amerlux LLC | GRUV4-HE-Z-PL-10-LED-3000-HW-120/277-4-MOR-HILUME-ECO | Indoor Luminaires | Linear Ambient | Direct Linear Ambient Luminaires | Standard | FALSE | [9 empty] | 2/5/2016 | Dimmable | Continuous (Can dim down to ≤ 10% (W)) | No |  |  | 3885 | 98.3 | 40 | 15.3 | 0.887 | 3053 | 82.3
P1T72D85 | Amerlux | Amerlux LLC | GRUV4-HE-Z-PL-4-LED-3000-HW-120/277-5-MOR-HILUME-ECO | Indoor Luminaires | Linear Ambient | Direct Linear Ambient Luminaires | Standard | FALSE | [9 empty] | 2/5/2016 | Dimmable | Continuous (Can dim down to ≤ 10% (W)) | No |  |  | 2167 | 108.6 | 20 | 15.3 | 0.887 | 3053 | 82.3
PKD7TCW4 | Amerlux | Amerlux LLC | GRUV4-HE-Z-PL-5-LED-3000-HW-120/277-5-MOR-HILUME-ECO | Indoor Luminaires | Linear Ambient | Direct Linear Ambient Luminaires | Standard | FALSE | [9 empty] | 2/5/2016 | Dimmable | Continuous (Can dim down to ≤ 10% (W)) | No |  |  | 2648 | 106.9 | 25 | 15.3 | 0.887 | 3053 | 82.3
PV4EA93M | Amerlux | Amerlux LLC | GRUV4-HE-Z-PL-10-LED-3000-HW-120/277-5-MOR-HILUME-ECO | Indoor Luminaires | Linear Ambient | Direct Linear Ambient Luminaires | Standard | FALSE | [9 empty] | 2/5/2016 | Dimmable | Continuous (Can dim down to ≤ 10% (W)) | No |  |  | 4856 | 98.3 | 50 | 15.3 | 0.887 | 3053 | 82.3
PJQZ1KA6 | Amerlux | Amerlux LLC | GRUV4-HE-Z-PL-4-LED-3000-HW-120/277-6-MOR-HILUME-ECO | Indoor Luminaires | Linear Ambient | Direct Linear Ambient Luminaires | Standard | FALSE | [9 empty] | 2/5/2016 | Dimmable | Continuous (Can dim down to ≤ 10% (W)) | No |  |  | 2601 | 108.6 | 24 | 15.3 | 0.887 | 3053 | 82.3
PXP27KJF | Amerlux | Amerlux LLC | GRUV4-HE-Z-PL-5-LED-3000-HW-120/277-6-MOR-HILUME-ECO | Indoor Luminaires | Linear Ambient | Direct Linear Ambient Luminaires | Standard | FALSE | [9 empty] | 2/5/2016 | Dimmable | Continuous (Can dim down to ≤ 10% (W)) | No |  |  | 3177 | 106.9 | 30 | 15.3 | 0.887 | 3053 | 82.3
PY13F972 | Amerlux | Amerlux LLC | GRUV4-HE-Z-PL-10-LED-3000-HW-120/277-6-MOR-HILUME-ECO | Indoor Luminaires | Linear Ambient | Direct Linear Ambient Luminaires | Standard | FALSE | [9 empty] | 2/5/2016 | Dimmable | Continuous (Can dim down to ≤ 10% (W)) | No |  |  | 5828 | 98.3 | 60 | 15.3 | 0.887 | 3053 | 82.3
PTYUM7Q9 | Amerlux | Amerlux LLC | GRUV4-HE-Z-PL-4-LED-3000-HW-120/277-7-MOR-HILUME-ECO | Indoor Luminaires | Linear Ambient | Direct Linear Ambient Luminaires | Standard | FALSE | [9 empty] | 2/5/2016 | Dimmable | Continuous (Can dim down to ≤ 10% (W)) | No |  |  | 3034 | 108.2 | 28 | 15.3 | 0.887 | 3053 | 82.3
PM791JGR | Amerlux | Amerlux LLC | GRUV4-HE-Z-PL-5-LED-3000-HW-120/277-7-MOR-HILUME-ECO | Indoor Luminaires | Linear Ambient | Direct Linear Ambient Luminaires | Standard | FALSE | [9 empty] | 2/5/2016 | Dimmable | Continuous (Can dim down to ≤ 10% (W)) | No |  |  | 3707 | 108.6 | 35 | 15.3 | 0.887 | 3053 | 82.3
PDHB389X | Amerlux | Amerlux LLC | GRUV4-HE-Z-PL-10-LED-3000-HW-120/277-7-MOR-HILUME-ECO | Indoor Luminaires | Linear Ambient | Direct Linear Ambient Luminaires | Standard | FALSE | [9 empty] | 2/5/2016 | Dimmable | Continuous (Can dim down to ≤ 10% (W)) | No |  |  | 6799 | 98.3 | 70 | 15.3 | 0.887 | 3053 | 82.3
PZEW3MX6 | Amerlux | Amerlux LLC | GRUV4-HE-Z-PL-4-LED-3000-HW-120/277-8-MOR-HILUME-ECO | Indoor Luminaires | Linear Ambient | Direct Linear Ambient Luminaires | Standard | FALSE | [9 empty] | 2/5/2016 | Dimmable | Continuous (Can dim down to ≤ 10% (W)) | No |  |  | 3468 | 108.6 | 32 | 15.3 | 0.887 | 3053 | 82.3
PCN596V2 | Amerlux | Amerlux LLC | GRUV4-HE-Z-PL-5-LED-3000-HW-120/277-8-MOR-HILUME-ECO | Indoor Luminaires | Linear Ambient | Direct Linear Ambient Luminaires | Standard | FALSE | [9 empty] | 2/5/2016 | Dimmable | Continuous (Can dim down to ≤ 10% (W)) | No |  |  | 4236 | 106.9 | 40 | 15.3 | 0.887 | 3053 | 82.3
P1EPPW7M | Amerlux | Amerlux LLC | GRUV4-HE-Z-PL-10-LED-3000-HW-120/277-8-MOR-HILUME-ECO | Indoor Luminaires | Linear Ambient | Direct Linear Ambient Luminaires | Standard | FALSE | [9 empty] | 2/5/2016 | Dimmable | Continuous (Can dim down to ≤ 10% (W)) | No |  |  | 7771 | 98.3 | 80 | 15.3 | 0.887 | 3053 | 82.3
PS2FBCZV | Amerlux | Amerlux LLC | GRUV4-HE-Z-PL-4-LED-3500-HW-120/277-4-MOR-HILUME-ECO | Indoor Luminaires | Linear Ambient | Direct Linear Ambient Luminaires | Standard | FALSE | [9 empty] | 2/5/2016 | Dimmable | Continuous (Can dim down to ≤ 10% (W)) | No |  |  | 1845 | 115.3 | 16 | 15.3 | 0.887 | 3523 | 82.8
PT1PB7D3 | Amerlux | Amerlux LLC | GRUV4-HE-Z-PL-5-LED-3500-HW-120/277-4-MOR-HILUME-ECO | Indoor Luminaires | Linear Ambient | Direct Linear Ambient Luminaires | Standard | FALSE | [9 empty] | 2/5/2016 | Dimmable | Continuous (Can dim down to ≤ 10% (W)) | No |  |  | 2215 | 113.4 | 20 | 15.3 | 0.887 | 3523 | 82.8
PT8UV2CJ | Amerlux | Amerlux LLC | GRUV4-HE-Z-PL-10-LED-3500-HW-120/277-4-MOR-HILUME-ECO | Indoor Luminaires | Linear Ambient | Direct Linear Ambient Luminaires | Standard | FALSE | [9 empty] | 2/5/2016 | Dimmable | Continuous (Can dim down to ≤ 10% (W)) | No |  |  | 4062 | 104.3 | 40 | 15.3 | 0.887 | 3523 | 82.8
PUE1PXZN | Amerlux | Amerlux LLC | GRUV4-HE-Z-PL-4-LED-3500-HW-120/277-5-MOR-HILUME-ECO | Indoor Luminaires | Linear Ambient | Direct Linear Ambient Luminaires | Standard | FALSE | [9 empty] | 2/5/2016 | Dimmable | Continuous (Can dim down to ≤ 10% (W)) | No |  |  | 2266 | 115.3 | 20 | 15.3 | 0.887 | 3523 | 82.8
PCXQNCMH | Amerlux | Amerlux LLC | GRUV4-HE-Z-PL-5-LED-3500-HW-120/277-5-MOR-HILUME-ECO | Indoor Luminaires | Linear Ambient | Direct Linear Ambient Luminaires | Standard | FALSE | [9 empty] | 2/5/2016 | Dimmable | Continuous (Can dim down to ≤ 10% (W)) | No |  |  | 2768 | 113.4 | 25 | 15.3 | 0.887 | 3523 | 82.8
PPQ2H8KV | Amerlux | Amerlux LLC | GRUV4-HE-Z-PL-10-LED-3500-HW-120/277-5-MOR-HILUME-ECO | Indoor Luminaires | Linear Ambient | Direct Linear Ambient Luminaires | Standard | FALSE | [9 empty] | 2/5/2016 | Dimmable | Continuous (Can dim down to ≤ 10% (W)) | No |  |  | 5078 | 104.3 | 50 | 15.3 | 0.887 | 3523 | 82.8
PWS88R8H | Amerlux | Amerlux LLC | GRUV4-HE-Z-PL-4-LED-3500-HW-120/277-6-MOR-HILUME-ECO | Indoor Luminaires | Linear Ambient | Direct Linear Ambient Luminaires | Standard | FALSE | [9 empty] | 2/5/2016 | Dimmable | Continuous (Can dim down to ≤ 10% (W)) | No |  |  | 2719 | 115.3 | 24 | 15.3 | 0.887 | 3523 | 82.8
PG5344C7 | Amerlux | Amerlux LLC | GRUV4-HE-Z-PL-5-LED-3500-HW-120/277-6-MOR-HILUME-ECO | Indoor Luminaires | Linear Ambient | Direct Linear Ambient Luminaires | Standard | FALSE | [9 empty] | 2/5/2016 | Dimmable | Continuous (Can dim down to ≤ 10% (W)) | No |  |  | 3322 | 113.4 | 30 | 15.3 | 0.887 | 3523 | 82.8
PXQXRAHQ | Amerlux | Amerlux LLC | GRUV4-HE-Z-PL-10-LED-3500-HW-120/277-6-MOR-HILUME-ECO | Indoor Luminaires | Linear Ambient | Direct Linear Ambient Luminaires | Standard | FALSE | [9 empty] | 2/5/2016 | Dimmable | Continuous (Can dim down to ≤ 10% (W)) | No |  |  | 6094 | 104.3 | 60 | 15.3 | 0.887 | 3523 | 82.8
PC9Z52VE | Amerlux | Amerlux LLC | GRUV4-HE-Z-PL-4-LED-3500-HW-120/277-7-MOR-HILUME-ECO | Indoor Luminaires | Linear Ambient | Direct Linear Ambient Luminaires | Standard | FALSE | [9 empty] | 2/5/2016 | Dimmable | Continuous (Can dim down to ≤ 10% (W)) | No |  |  | 3172 | 114.8 | 28 | 15.3 | 0.887 | 3523 | 82.8
PU2M42Z8 | Amerlux | Amerlux LLC | GRUV4-HE-Z-PL-5-LED-3500-HW-120/277-7-MOR-HILUME-ECO | Indoor Luminaires | Linear Ambient | Direct Linear Ambient Luminaires | Standard | FALSE | [9 empty] | 2/5/2016 | Dimmable | Continuous (Can dim down to ≤ 10% (W)) | No |  |  | 3876 | 115.3 | 35 | 15.3 | 0.887 | 3523 | 82.8
PY3QF1D6 | Amerlux | Amerlux LLC | GRUV4-HE-Z-PL-10-LED-3500-HW-120/277-7-MOR-HILUME-ECO | Indoor Luminaires | Linear Ambient | Direct Linear Ambient Luminaires | Standard | FALSE | [9 empty] | 2/5/2016 | Dimmable | Continuous (Can dim down to ≤ 10% (W)) | No |  |  | 7109 | 104.3 | 70 | 15.3 | 0.887 | 3523 | 82.8
P2WTHJK1 | Amerlux | Amerlux LLC | GRUV4-HE-Z-PL-4-LED-3500-HW-120/277-8-MOR-HILUME-ECO | Indoor Luminaires | Linear Ambient | Direct Linear Ambient Luminaires | Standard | FALSE | [9 empty] | 2/5/2016 | Dimmable | Continuous (Can dim down to ≤ 10% (W)) | No |  |  | 3626 | 115.3 | 32 | 15.3 | 0.887 | 3523 | 82.8
P9D37CEU | Amerlux | Amerlux LLC | GRUV4-HE-Z-PL-5-LED-3500-HW-120/277-8-MOR-HILUME-ECO | Indoor Luminaires | Linear Ambient | Direct Linear Ambient Luminaires | Standard | FALSE | [9 empty] | 2/5/2016 | Dimmable | Continuous (Can dim down to ≤ 10% (W)) | No |  |  | 4430 | 113.4 | 40 | 15.3 | 0.887 | 3523 | 82.8
PTJDZPDY | Amerlux | Amerlux LLC | GRUV4-HE-Z-PL-10-LED-3500-HW-120/277-8-MOR-HILUME-ECO | Indoor Luminaires | Linear Ambient | Direct Linear Ambient Luminaires | Standard | FALSE | [9 empty] | 2/5/2016 | Dimmable | Continuous (Can dim down to ≤ 10% (W)) | No |  |  | 8125 | 104.3 | 80 | 15.3 | 0.887 | 3523 | 82.8
PDRACP99 | Amerlux | Amerlux LLC | GRUV4-HE-Z-PL-4-LED-4000-HW-120/277-4-MOR-HILUME-ECO | Indoor Luminaires | Linear Ambient | Direct Linear Ambient Luminaires | Standard | FALSE | [9 empty] | 2/5/2016 | Dimmable | Continuous (Can dim down to ≤ 10% (W)) | No |  |  | 1926 | 122 | 16 | 15.3 | 0.887 | 3992 | 83.4
PXHKJEUK | Amerlux | Amerlux LLC | GRUV4-HE-Z-PL-5-LED-4000-HW-120/277-4-MOR-HILUME-ECO | Indoor Luminaires | Linear Ambient | Direct Linear Ambient Luminaires | Standard | FALSE | [9 empty] | 2/5/2016 | Dimmable | Continuous (Can dim down to ≤ 10% (W)) | No |  |  | 2311 | 120 | 20 | 15.3 | 0.887 | 3992 | 83.4
PNFWTJPU | Amerlux | Amerlux LLC | GRUV4-HE-Z-PL-10-LED-4000-HW-120/277-4-MOR-HILUME-ECO | Indoor Luminaires | Linear Ambient | Direct Linear Ambient Luminaires | Standard | FALSE | [9 empty] | 2/5/2016 | Dimmable | Continuous (Can dim down to ≤ 10% (W)) | No |  |  | 4239 | 110.4 | 40 | 15.3 | 0.887 | 3992 | 83.4
PYU6ZUQE | Amerlux | Amerlux LLC | GRUV4-HE-Z-PL-4-LED-4000-HW-120/277-5-MOR-HILUME-ECO | Indoor Luminaires | Linear Ambient | Direct Linear Ambient Luminaires | Standard | FALSE | [9 empty] | 2/5/2016 | Dimmable | Continuous (Can dim down to ≤ 10% (W)) | No |  |  | 2365 | 122 | 20 | 15.3 | 0.887 | 3992 | 83.4
PUMRMAGY | Amerlux | Amerlux LLC | GRUV4-HE-Z-PL-5-LED-4000-HW-120/277-5-MOR-HILUME-ECO | Indoor Luminaires | Linear Ambient | Direct Linear Ambient Luminaires | Standard | FALSE | [9 empty] | 2/5/2016 | Dimmable | Continuous (Can dim down to ≤ 10% (W)) | No |  |  | 2889 | 120 | 25 | 15.3 | 0.887 | 3992 | 83.4
PETE6M2N | Amerlux | Amerlux LLC | GRUV4-HE-Z-PL-10-LED-4000-HW-120/277-5-MOR-HILUME-ECO | Indoor Luminaires | Linear Ambient | Direct Linear Ambient Luminaires | Standard | FALSE | [9 empty] | 2/5/2016 | Dimmable | Continuous (Can dim down to ≤ 10% (W)) | No |  |  | 5299 | 110.4 | 50 | 15.3 | 0.887 | 3992 | 83.4
P6SY8VHE | Amerlux | Amerlux LLC | GRUV4-HE-Z-PL-4-LED-4000-HW-120/277-6-MOR-HILUME-ECO | Indoor Luminaires | Linear Ambient | Direct Linear Ambient Luminaires | Standard | FALSE | [9 empty] | 2/5/2016 | Dimmable | Continuous (Can dim down to ≤ 10% (W)) | No |  |  | 2838 | 122 | 24 | 15.3 | 0.887 | 3992 | 83.4
PCSFEZEQ | Amerlux | Amerlux LLC | GRUV4-HE-Z-PL-5-LED-4000-HW-120/277-6-MOR-HILUME-ECO | Indoor Luminaires | Linear Ambient | Direct Linear Ambient Luminaires | Standard | FALSE | [9 empty] | 2/5/2016 | Dimmable | Continuous (Can dim down to ≤ 10% (W)) | No |  |  | 3467 | 120 | 30 | 15.3 | 0.887 | 3992 | 83.4
P7DP4V4C | Amerlux | Amerlux LLC | GRUV4-HE-Z-PL-10-LED-4000-HW-120/277-6-MOR-HILUME-ECO | Indoor Luminaires | Linear Ambient | Direct Linear Ambient Luminaires | Standard | FALSE | [9 empty] | 2/5/2016 | Dimmable | Continuous (Can dim down to ≤ 10% (W)) | No |  |  | 6359 | 110.4 | 60 | 15.3 | 0.887 | 3992 | 83.4
P647DNXH | Amerlux | Amerlux LLC | GRUV4-HE-Z-PL-4-LED-4000-HW-120/277-7-MOR-HILUME-ECO | Indoor Luminaires | Linear Ambient | Direct Linear Ambient Luminaires | Standard | FALSE | [9 empty] | 2/5/2016 | Dimmable | Continuous (Can dim down to ≤ 10% (W)) | No |  |  | 3311 | 121.5 | 28 | 15.3 | 0.887 | 3992 | 83.4
PYSX7WF3 | Amerlux | Amerlux LLC | GRUV4-HE-Z-PL-5-LED-4000-HW-120/277-7-MOR-HILUME-ECO | Indoor Luminaires | Linear Ambient | Direct Linear Ambient Luminaires | Standard | FALSE | [9 empty] | 2/5/2016 | Dimmable | Continuous (Can dim down to ≤ 10% (W)) | No |  |  | 4045 | 122 | 35 | 15.3 | 0.887 | 3992 | 83.4
PBH29GAS | Amerlux | Amerlux LLC | GRUV4-HE-Z-PL-10-LED-4000-HW-120/277-7-MOR-HILUME-ECO | Indoor Luminaires | Linear Ambient | Direct Linear Ambient Luminaires | Standard | FALSE | [9 empty] | 2/5/2016 | Dimmable | Continuous (Can dim down to ≤ 10% (W)) | No |  |  | 7419 | 110.4 | 70 | 15.3 | 0.887 | 3992 | 83.4
P5KGKCJH | Amerlux | Amerlux LLC | GRUV4-HE-Z-PL-4-LED-4000-HW-120/277-8-MOR-HILUME-ECO | Indoor Luminaires | Linear Ambient | Direct Linear Ambient Luminaires | Standard | FALSE | [9 empty] | 2/5/2016 | Dimmable | Continuous (Can dim down to ≤ 10% (W)) | No |  |  | 3784 | 122 | 32 | 15.3 | 0.887 | 3992 | 83.4
PP2B27J9 | Amerlux | Amerlux LLC | GRUV4-HE-Z-PL-5-LED-4000-HW-120/277-8-MOR-HILUME-ECO | Indoor Luminaires | Linear Ambient | Direct Linear Ambient Luminaires | Standard | FALSE | [9 empty] | 2/5/2016 | Dimmable | Continuous (Can dim down to ≤ 10% (W)) | No |  |  | 4623 | 120 | 40 | 15.3 | 0.887 | 3992 | 83.4
PY14HV7P | Amerlux | Amerlux LLC | GRUV4-HE-Z-PL-10-LED-4000-HW-120/277-8-MOR-HILUME-ECO | Indoor Luminaires | Linear Ambient | Direct Linear Ambient Luminaires | Standard | FALSE | [9 empty] | 2/5/2016 | Dimmable | Continuous (Can dim down to ≤ 10% (W)) | No |  |  | 8479 | 110.4 | 80 | 15.3 | 0.887 | 3992 | 83.4
PAUGC8X5 | Amerlux | Amerlux LLC | GRUV4-HE-Z-PL-4-LED-3000-HW-120/277-4-EOR-HILUME-ECO | Indoor Luminaires | Linear Ambient | Direct Linear Ambient Luminaires | Standard | FALSE | [9 empty] | 2/5/2016 | Dimmable | Continuous (Can dim down to ≤ 10% (W)) | No |  |  | 1765 | 108.6 | 16 | 15.3 | 0.887 | 3053 | 82.3
P6X4P4WB | Amerlux | Amerlux LLC | GRUV4-HE-Z-PL-5-LED-3000-HW-120/277-4-EOR-HILUME-ECO | Indoor Luminaires | Linear Ambient | Direct Linear Ambient Luminaires | Standard | FALSE | [9 empty] | 2/5/2016 | Dimmable | Continuous (Can dim down to ≤ 10% (W)) | No |  |  | 2118 | 106.9 | 20 | 15.3 | 0.887 | 3053 | 82.3
PU13JNAJ | Amerlux | Amerlux LLC | GRUV4-HE-Z-PL-10-LED-3000-HW-120/277-4-EOR-HILUME-ECO | Indoor Luminaires | Linear Ambient | Direct Linear Ambient Luminaires | Standard | FALSE | [9 empty] | 2/5/2016 | Dimmable | Continuous (Can dim down to ≤ 10% (W)) | No |  |  | 3885 | 98.3 | 40 | 15.3 | 0.887 | 3053 | 82.3
PZVFZ73P | Amerlux | Amerlux LLC | GRUV4-HE-Z-PL-4-LED-3000-HW-120/277-5-EOR-HILUME-ECO | Indoor Luminaires | Linear Ambient | Direct Linear Ambient Luminaires | Standard | FALSE | [9 empty] | 2/5/2016 | Dimmable | Continuous (Can dim down to ≤ 10% (W)) | No |  |  | 2167 | 108.6 | 20 | 15.3 | 0.887 | 3053 | 82.3
PT72WCC4 | Amerlux | Amerlux LLC | GRUV4-HE-Z-PL-5-LED-3000-HW-120/277-5-EOR-HILUME-ECO | Indoor Luminaires | Linear Ambient | Direct Linear Ambient Luminaires | Standard | FALSE | [9 empty] | 2/5/2016 | Dimmable | Continuous (Can dim down to ≤ 10% (W)) | No |  |  | 2648 | 106.9 | 25 | 15.3 | 0.887 | 3053 | 82.3
P2AHEWNT | Amerlux | Amerlux LLC | GRUV4-HE-Z-PL-10-LED-3000-HW-120/277-5-EOR-HILUME-ECO | Indoor Luminaires | Linear Ambient | Direct Linear Ambient Luminaires | Standard | FALSE | [9 empty] | 2/5/2016 | Dimmable | Continuous (Can dim down to ≤ 10% (W)) | No |  |  | 4856 | 98.3 | 50 | 15.3 | 0.887 | 3053 | 82.3
PEGPDY8D | Amerlux | Amerlux LLC | GRUV4-HE-Z-PL-4-LED-3000-HW-120/277-6-EOR-HILUME-ECO | Indoor Luminaires | Linear Ambient | Direct Linear Ambient Luminaires | Standard | FALSE | [9 empty] | 2/5/2016 | Dimmable | Continuous (Can dim down to ≤ 10% (W)) | No |  |  | 2601 | 108.6 | 24 | 15.3 | 0.887 | 3053 | 82.3
PAB8H7DK | Amerlux | Amerlux LLC | GRUV4-HE-Z-PL-5-LED-3000-HW-120/277-6-EOR-HILUME-ECO | Indoor Luminaires | Linear Ambient | Direct Linear Ambient Luminaires | Standard | FALSE | [9 empty] | 2/5/2016 | Dimmable | Continuous (Can dim down to ≤ 10% (W)) | No |  |  | 3177 | 106.9 | 30 | 15.3 | 0.887 | 3053 | 82.3
P8BPA4SN | Amerlux | Amerlux LLC | GRUV4-HE-Z-PL-10-LED-3000-HW-120/277-6-EOR-HILUME-ECO | Indoor Luminaires | Linear Ambient | Direct Linear Ambient Luminaires | Standard | FALSE | [9 empty] | 2/5/2016 | Dimmable | Continuous (Can dim down to ≤ 10% (W)) | No |  |  | 5828 | 98.3 | 60 | 15.3 | 0.887 | 3053 | 82.3
PZC22TG2 | Amerlux | Amerlux LLC | GRUV4-HE-Z-PL-4-LED-3000-HW-120/277-7-EOR-HILUME-ECO | Indoor Luminaires | Linear Ambient | Direct Linear Ambient Luminaires | Standard | FALSE | [9 empty] | 2/5/2016 | Dimmable | Continuous (Can dim down to ≤ 10% (W)) | No |  |  | 3034 | 108.2 | 28 | 15.3 | 0.887 | 3053 | 82.3
P1VE2Y2V | Amerlux | Amerlux LLC | GRUV4-HE-Z-PL-5-LED-3000-HW-120/277-7-EOR-HILUME-ECO | Indoor Luminaires | Linear Ambient | Direct Linear Ambient Luminaires | Standard | FALSE | [9 empty] | 2/5/2016 | Dimmable | Continuous (Can dim down to ≤ 10% (W)) | No |  |  | 3707 | 108.6 | 35 | 15.3 | 0.887 | 3053 | 82.3
PN2VJ5JT | Amerlux | Amerlux LLC | GRUV4-HE-Z-PL-10-LED-3000-HW-120/277-7-EOR-HILUME-ECO | Indoor Luminaires | Linear Ambient | Direct Linear Ambient Luminaires | Standard | FALSE | [9 empty] | 2/5/2016 | Dimmable | Continuous (Can dim down to ≤ 10% (W)) | No |  |  | 6799 | 98.3 | 70 | 15.3 | 0.887 | 3053 | 82.3
P63PF9U3 | Amerlux | Amerlux LLC | GRUV4-HE-Z-PL-4-LED-3000-HW-120/277-8-EOR-HILUME-ECO | Indoor Luminaires | Linear Ambient | Direct Linear Ambient Luminaires | Standard | FALSE | [9 empty] | 2/5/2016 | Dimmable | Continuous (Can dim down to ≤ 10% (W)) | No |  |  | 3468 | 108.6 | 32 | 15.3 | 0.887 | 3053 | 82.3
P84D25ER | Amerlux | Amerlux LLC | GRUV4-HE-Z-PL-5-LED-3000-HW-120/277-8-EOR-HILUME-ECO | Indoor Luminaires | Linear Ambient | Direct Linear Ambient Luminaires | Standard | FALSE | [9 empty] | 2/5/2016 | Dimmable | Continuous (Can dim down to ≤ 10% (W)) | No |  |  | 4236 | 106.9 | 40 | 15.3 | 0.887 | 3053 | 82.3
PEWNE1NJ | Amerlux | Amerlux LLC | GRUV4-HE-Z-PL-10-LED-3000-HW-120/277-8-EOR-HILUME-ECO | Indoor Luminaires | Linear Ambient | Direct Linear Ambient Luminaires | Standard | FALSE | [9 empty] | 2/5/2016 | Dimmable | Continuous (Can dim down to ≤ 10% (W)) | No |  |  | 7771 | 98.3 | 80 | 15.3 | 0.887 | 3053 | 82.3
PR4RJN1V | Amerlux | Amerlux LLC | GRUV4-HE-Z-PL-4-LED-3500-HW-120/277-4-EOR-HILUME-ECO | Indoor Luminaires | Linear Ambient | Direct Linear Ambient Luminaires | Standard | FALSE | [9 empty] | 2/5/2016 | Dimmable | Continuous (Can dim down to ≤ 10% (W)) | No |  |  | 1845 | 115.3 | 16 | 15.3 | 0.887 | 3523 | 82.8
PJ329H54 | Amerlux | Amerlux LLC | GRUV4-HE-Z-PL-5-LED-3500-HW-120/277-4-EOR-HILUME-ECO | Indoor Luminaires | Linear Ambient | Direct Linear Ambient Luminaires | Standard | FALSE | [9 empty] | 2/5/2016 | Dimmable | Continuous (Can dim down to ≤ 10% (W)) | No |  |  | 2215 | 113.4 | 20 | 15.3 | 0.887 | 3523 | 82.8
PKPVUY92 | Amerlux | Amerlux LLC | GRUV4-HE-Z-PL-10-LED-3500-HW-120/277-4-EOR-HILUME-ECO | Indoor Luminaires | Linear Ambient | Direct Linear Ambient Luminaires | Standard | FALSE | [9 empty] | 2/5/2016 | Dimmable | Continuous (Can dim down to ≤ 10% (W)) | No |  |  | 4062 | 104.3 | 40 | 15.3 | 0.887 | 3523 | 82.8
P1A93WEH | Amerlux | Amerlux LLC | GRUV4-HE-Z-PL-4-LED-3500-HW-120/277-5-EOR-HILUME-ECO | Indoor Luminaires | Linear Ambient | Direct Linear Ambient Luminaires | Standard | FALSE | [9 empty] | 2/5/2016 | Dimmable | Continuous (Can dim down to ≤ 10% (W)) | No |  |  | 2266 | 115.3 | 20 | 15.3 | 0.887 | 3523 | 82.8
PFHDD7HQ | Amerlux | Amerlux LLC | GRUV4-HE-Z-PL-5-LED-3500-HW-120/277-5-EOR-HILUME-ECO | Indoor Luminaires | Linear Ambient | Direct Linear Ambient Luminaires | Standard | FALSE | [9 empty] | 2/5/2016 | Dimmable | Continuous (Can dim down to ≤ 10% (W)) | No |  |  | 2768 | 113.4 | 25 | 15.3 | 0.887 | 3523 | 82.8
P876W3GZ | Amerlux | Amerlux LLC | GRUV4-HE-Z-PL-10-LED-3500-HW-120/277-5-EOR-HILUME-ECO | Indoor Luminaires | Linear Ambient | Direct Linear Ambient Luminaires | Standard | FALSE | [9 empty] | 2/5/2016 | Dimmable | Continuous (Can dim down to ≤ 10% (W)) | No |  |  | 5078 | 104.3 | 50 | 15.3 | 0.887 | 3523 | 82.8
PAN3XJX4 | Amerlux | Amerlux LLC | GRUV4-HE-Z-PL-4-LED-3500-HW-120/277-6-EOR-HILUME-ECO | Indoor Luminaires | Linear Ambient | Direct Linear Ambient Luminaires | Standard | FALSE | [9 empty] | 2/5/2016 | Dimmable | Continuous (Can dim down to ≤ 10% (W)) | No |  |  | 2719 | 115.3 | 24 | 15.3 | 0.887 | 3523 | 82.8
PG2VCNT1 | Amerlux | Amerlux LLC | GRUV4-HE-Z-PL-5-LED-3500-HW-120/277-6-EOR-HILUME-ECO | Indoor Luminaires | Linear Ambient | Direct Linear Ambient Luminaires | Standard | FALSE | [9 empty] | 2/5/2016 | Dimmable | Continuous (Can dim down to ≤ 10% (W)) | No |  |  | 3322 | 113.4 | 30 | 15.3 | 0.887 | 3523 | 82.8
P4SR1WND | Amerlux | Amerlux LLC | GRUV4-HE-Z-PL-10-LED-3500-HW-120/277-6-EOR-HILUME-ECO | Indoor Luminaires | Linear Ambient | Direct Linear Ambient Luminaires | Standard | FALSE | [9 empty] | 2/5/2016 | Dimmable | Continuous (Can dim down to ≤ 10% (W)) | No |  |  | 6094 | 104.3 | 60 | 15.3 | 0.887 | 3523 | 82.8
PVX5KXPN | Amerlux | Amerlux LLC | GRUV4-HE-Z-PL-4-LED-3500-HW-120/277-7-EOR-HILUME-ECO | Indoor Luminaires | Linear Ambient | Direct Linear Ambient Luminaires | Standard | FALSE | [9 empty] | 2/5/2016 | Dimmable | Continuous (Can dim down to ≤ 10% (W)) | No |  |  | 3172 | 114.8 | 28 | 15.3 | 0.887 | 3523 | 82.8
PSZ752B1 | Amerlux | Amerlux LLC | GRUV4-HE-Z-PL-5-LED-3500-HW-120/277-7-EOR-HILUME-ECO | Indoor Luminaires | Linear Ambient | Direct Linear Ambient Luminaires | Standard | FALSE | [9 empty] | 2/5/2016 | Dimmable | Continuous (Can dim down to ≤ 10% (W)) | No |  |  | 3876 | 115.3 | 35 | 15.3 | 0.887 | 3523 | 82.8
PYGFMSQ8 | Amerlux | Amerlux LLC | GRUV4-HE-Z-PL-10-LED-3500-HW-120/277-7-EOR-HILUME-ECO | Indoor Luminaires | Linear Ambient | Direct Linear Ambient Luminaires | Standard | FALSE | [9 empty] | 2/5/2016 | Dimmable | Continuous (Can dim down to ≤ 10% (W)) | No |  |  | 7109 | 104.3 | 70 | 15.3 | 0.887 | 3523 | 82.8
PSUBUZZE | Amerlux | Amerlux LLC | GRUV4-HE-Z-PL-4-LED-3500-HW-120/277-8-EOR-HILUME-ECO | Indoor Luminaires | Linear Ambient | Direct Linear Ambient Luminaires | Standard | FALSE | [9 empty] | 2/5/2016 | Dimmable | Continuous (Can dim down to ≤ 10% (W)) | No |  |  | 3626 | 115.3 | 32 | 15.3 | 0.887 | 3523 | 82.8
PQQ6G5WR | Amerlux | Amerlux LLC | GRUV4-HE-Z-PL-5-LED-3500-HW-120/277-8-EOR-HILUME-ECO | Indoor Luminaires | Linear Ambient | Direct Linear Ambient Luminaires | Standard | FALSE | [9 empty] | 2/5/2016 | Dimmable | Continuous (Can dim down to ≤ 10% (W)) | No |  |  | 4430 | 113.4 | 40 | 15.3 | 0.887 | 3523 | 82.8
PZ7MXHS1 | Amerlux | Amerlux LLC | GRUV4-HE-Z-PL-10-LED-3500-HW-120/277-8-EOR-HILUME-ECO | Indoor Luminaires | Linear Ambient | Direct Linear Ambient Luminaires | Standard | FALSE | [9 empty] | 2/5/2016 | Dimmable | Continuous (Can dim down to ≤ 10% (W)) | No |  |  | 8125 | 104.3 | 80 | 15.3 | 0.887 | 3523 | 82.8
PCYGWRAF | Amerlux | Amerlux LLC | GRUV4-HE-Z-PL-4-LED-4000-HW-120/277-4-EOR-HILUME-ECO | Indoor Luminaires | Linear Ambient | Direct Linear Ambient Luminaires | Standard | FALSE | [9 empty] | 2/5/2016 | Dimmable | Continuous (Can dim down to ≤ 10% (W)) | No |  |  | 1926 | 122 | 16 | 15.3 | 0.887 | 3992 | 83.4
PKKQD8ED | Amerlux | Amerlux LLC | GRUV4-HE-Z-PL-5-LED-4000-HW-120/277-4-EOR-HILUME-ECO | Indoor Luminaires | Linear Ambient | Direct Linear Ambient Luminaires | Standard | FALSE | [9 empty] | 2/5/2016 | Dimmable | Continuous (Can dim down to ≤ 10% (W)) | No |  |  | 2311 | 120 | 20 | 15.3 | 0.887 | 3992 | 83.4
PD328ZHC | Amerlux | Amerlux LLC | GRUV4-HE-Z-PL-10-LED-4000-HW-120/277-4-EOR-HILUME-ECO | Indoor Luminaires | Linear Ambient | Direct Linear Ambient Luminaires | Standard | FALSE | [9 empty] | 2/5/2016 | Dimmable | Continuous (Can dim down to ≤ 10% (W)) | No |  |  | 4239 | 110.4 | 40 | 15.3 | 0.887 | 3992 | 83.4
PJBY6RJ8 | Amerlux | Amerlux LLC | GRUV4-HE-Z-PL-4-LED-4000-HW-120/277-5-EOR-HILUME-ECO | Indoor Luminaires | Linear Ambient | Direct Linear Ambient Luminaires | Standard | FALSE | [9 empty] | 2/5/2016 | Dimmable | Continuous (Can dim down to ≤ 10% (W)) | No |  |  | 2365 | 122 | 20 | 15.3 | 0.887 | 3992 | 83.4
PJ4ZJ7HQ | Amerlux | Amerlux LLC | GRUV4-HE-Z-PL-5-LED-4000-HW-120/277-5-EOR-HILUME-ECO | Indoor Luminaires | Linear Ambient | Direct Linear Ambient Luminaires | Standard | FALSE | [9 empty] | 2/5/2016 | Dimmable | Continuous (Can dim down to ≤ 10% (W)) | No |  |  | 2889 | 120 | 25 | 15.3 | 0.887 | 3992 | 83.4
P557HY8D | Amerlux | Amerlux LLC | GRUV4-HE-Z-PL-10-LED-4000-HW-120/277-5-EOR-HILUME-ECO | Indoor Luminaires | Linear Ambient | Direct Linear Ambient Luminaires | Standard | FALSE | [9 empty] | 2/5/2016 | Dimmable | Continuous (Can dim down to ≤ 10% (W)) | No |  |  | 5299 | 110.4 | 50 | 15.3 | 0.887 | 3992 | 83.4
PESC7RMW | Amerlux | Amerlux LLC | GRUV4-HE-Z-PL-4-LED-4000-HW-120/277-6-EOR-HILUME-ECO | Indoor Luminaires | Linear Ambient | Direct Linear Ambient Luminaires | Standard | FALSE | [9 empty] | 2/5/2016 | Dimmable | Continuous (Can dim down to ≤ 10% (W)) | No |  |  | 2838 | 122 | 24 | 15.3 | 0.887 | 3992 | 83.4
PDUZUJX3 | Amerlux | Amerlux LLC | GRUV4-HE-Z-PL-5-LED-4000-HW-120/277-6-EOR-HILUME-ECO | Indoor Luminaires | Linear Ambient | Direct Linear Ambient Luminaires | Standard | FALSE | [9 empty] | 2/5/2016 | Dimmable | Continuous (Can dim down to ≤ 10% (W)) | No |  |  | 3467 | 120 | 30 | 15.3 | 0.887 | 3992 | 83.4
PWTZA1GB | Amerlux | Amerlux LLC | GRUV4-HE-Z-PL-10-LED-4000-HW-120/277-6-EOR-HILUME-ECO | Indoor Luminaires | Linear Ambient | Direct Linear Ambient Luminaires | Standard | FALSE | [9 empty] | 2/5/2016 | Dimmable | Continuous (Can dim down to ≤ 10% (W)) | No |  |  | 6359 | 110.4 | 60 | 15.3 | 0.887 | 3992 | 83.4
PRZ5A6ZH | Amerlux | Amerlux LLC | GRUV4-HE-Z-PL-4-LED-4000-HW-120/277-7-EOR-HILUME-ECO | Indoor Luminaires | Linear Ambient | Direct Linear Ambient Luminaires | Standard | FALSE | [9 empty] | 2/5/2016 | Dimmable | Continuous (Can dim down to ≤ 10% (W)) | No |  |  | 3311 | 121.5 | 28 | 15.3 | 0.887 | 3992 | 83.4
P84ZAJ8E | Amerlux | Amerlux LLC | GRUV4-HE-Z-PL-5-LED-4000-HW-120/277-7-EOR-HILUME-ECO | Indoor Luminaires | Linear Ambient | Direct Linear Ambient Luminaires | Standard | FALSE | [9 empty] | 2/5/2016 | Dimmable | Continuous (Can dim down to ≤ 10% (W)) | No |  |  | 4045 | 122 | 35 | 15.3 | 0.887 | 3992 | 83.4
PVV997NF | Amerlux | Amerlux LLC | GRUV4-HE-Z-PL-10-LED-4000-HW-120/277-7-EOR-HILUME-ECO | Indoor Luminaires | Linear Ambient | Direct Linear Ambient Luminaires | Standard | FALSE | [9 empty] | 2/5/2016 | Dimmable | Continuous (Can dim down to ≤ 10% (W)) | No |  |  | 7419 | 110.4 | 70 | 15.3 | 0.887 | 3992 | 83.4
PJ91YVWJ | Amerlux | Amerlux LLC | GRUV4-HE-Z-PL-4-LED-4000-HW-120/277-8-EOR-HILUME-ECO | Indoor Luminaires | Linear Ambient | Direct Linear Ambient Luminaires | Standard | FALSE | [9 empty] | 2/5/2016 | Dimmable | Continuous (Can dim down to ≤ 10% (W)) | No |  |  | 3784 | 122 | 32 | 15.3 | 0.887 | 3992 | 83.4
PMGH82CY | Amerlux | Amerlux LLC | GRUV4-HE-Z-PL-5-LED-4000-HW-120/277-8-EOR-HILUME-ECO | Indoor Luminaires | Linear Ambient | Direct Linear Ambient Luminaires | Standard | FALSE | [9 empty] | 2/5/2016 | Dimmable | Continuous (Can dim down to ≤ 10% (W)) | No |  |  | 4623 | 120 | 40 | 15.3 | 0.887 | 3992 | 83.4
P2H6UXNF | Amerlux | Amerlux LLC | GRUV4-HE-Z-PL-10-LED-4000-HW-120/277-8-EOR-HILUME-ECO | Indoor Luminaires | Linear Ambient | Direct Linear Ambient Luminaires | Standard | FALSE | [9 empty] | 2/5/2016 | Dimmable | Continuous (Can dim down to ≤ 10% (W)) | No |  |  | 8479 | 110.4 | 80 | 15.3 | 0.887 | 3992 | 83.4
PJZU2AQ3 | Amerlux | Amerlux LLC | GRUV4-HE-Z-PL-10-LED-3000-HW-120/277-4-BOR | Indoor Luminaires | Linear Ambient | Direct Linear Ambient Luminaires | Standard | FALSE | [9 empty] | 12/30/2015 | Dimmable | Continuous (Can dim down to ≤ 10% (W)) | No |  |  | 4145.5 | 103.64 | 40 | 20 | 0.9 | 3063 | 82.2
PG2CVTC1 | Amerlux | Amerlux LLC | GRUV4-HE-Z-PL-10-LED-3000-HW-120/277-4-EOR | Indoor Luminaires | Linear Ambient | Direct Linear Ambient Luminaires | Standard | FALSE | [9 empty] | 12/30/2015 | Dimmable | Continuous (Can dim down to ≤ 10% (W)) | No |  |  | 4145.5 | 103.64 | 40 | 20 | 0.9 | 3063 | 82.2
P8SYAQXE | Amerlux | Amerlux LLC | GRUV4-HE-Z-PL-10-LED-3000-HW-120/277-4-IND | Indoor Luminaires | Linear Ambient | Direct Linear Ambient Luminaires | Standard | FALSE | [9 empty] | 12/30/2015 | Dimmable | Continuous (Can dim down to ≤ 10% (W)) | No |  |  | 4145.5 | 103.64 | 40 | 20 | 0.9 | 3063 | 82.2
PW7QWH1T | Amerlux | Amerlux LLC | GRUV4-HE-Z-PL-10-LED-3000-HW-120/277-4-MOR | Indoor Luminaires | Linear Ambient | Direct Linear Ambient Luminaires | Standard | FALSE | [9 empty] | 12/30/2015 | Dimmable | Continuous (Can dim down to ≤ 10% (W)) | No |  |  | 4145.5 | 103.64 | 40 | 20 | 0.9 | 3063 | 82.2
PM3UBP39 | Amerlux | Amerlux LLC | GRUV4-HE-Z-PL-10-LED-3000-HW-120/277-5-BOR | Indoor Luminaires | Linear Ambient | Direct Linear Ambient Luminaires | Standard | FALSE | [9 empty] | 12/30/2015 | Dimmable | Continuous (Can dim down to ≤ 10% (W)) | No |  |  | 5181.9 | 103.64 | 50 | 20 | 0.9 | 3063 | 82.2
PJ371VSN | Amerlux | Amerlux LLC | GRUV4-HE-Z-PL-10-LED-3000-HW-120/277-5-EOR | Indoor Luminaires | Linear Ambient | Direct Linear Ambient Luminaires | Standard | FALSE | [9 empty] | 12/30/2015 | Dimmable | Continuous (Can dim down to ≤ 10% (W)) | No |  |  | 5181.9 | 103.64 | 50 | 20 | 0.9 | 3063 | 82.2
PB233DWK | Amerlux | Amerlux LLC | GRUV4-HE-Z-PL-10-LED-3000-HW-120/277-5-IND | Indoor Luminaires | Linear Ambient | Direct Linear Ambient Luminaires | Standard | FALSE | [9 empty] | 12/30/2015 | Dimmable | Continuous (Can dim down to ≤ 10% (W)) | No |  |  | 5181.9 | 103.64 | 50 | 20 | 0.9 | 3063 | 82.2
PV365URY | Amerlux | Amerlux LLC | GRUV4-HE-Z-PL-10-LED-3000-HW-120/277-5-MOR | Indoor Luminaires | Linear Ambient | Direct Linear Ambient Luminaires | Standard | FALSE | [9 empty] | 12/30/2015 | Dimmable | Continuous (Can dim down to ≤ 10% (W)) | No |  |  | 5181.9 | 103.64 | 50 | 20 | 0.9 | 3063 | 82.2
P3DE2ZJ5 | Amerlux | Amerlux LLC | GRUV4-HE-Z-PL-10-LED-3000-HW-120/277-6-BOR | Indoor Luminaires | Linear Ambient | Direct Linear Ambient Luminaires | Standard | FALSE | [9 empty] | 12/30/2015 | Dimmable | Continuous (Can dim down to ≤ 10% (W)) | No |  |  | 6218.3 | 103.64 | 60 | 20 | 0.9 | 3063 | 82.2
P9TUDJ1Y | Amerlux | Amerlux LLC | GRUV4-HE-Z-PL-10-LED-3000-HW-120/277-6-EOR | Indoor Luminaires | Linear Ambient | Direct Linear Ambient Luminaires | Standard | FALSE | [9 empty] | 12/30/2015 | Dimmable | Continuous (Can dim down to ≤ 10% (W)) | No |  |  | 6218.3 | 103.64 | 60 | 20 | 0.9 | 3063 | 82.2
PZ1J5E3U | Amerlux | Amerlux LLC | GRUV4-HE-Z-PL-10-LED-3000-HW-120/277-6-IND | Indoor Luminaires | Linear Ambient | Direct Linear Ambient Luminaires | Standard | FALSE | [9 empty] | 12/30/2015 | Dimmable | Continuous (Can dim down to ≤ 10% (W)) | No |  |  | 6218.3 | 103.64 | 60 | 20 | 0.9 | 3063 | 82.2
PFX4DDH2 | Amerlux | Amerlux LLC | GRUV4-HE-Z-PL-10-LED-3000-HW-120/277-6-MOR | Indoor Luminaires | Linear Ambient | Direct Linear Ambient Luminaires | Standard | FALSE | [9 empty] | 12/30/2015 | Dimmable | Continuous (Can dim down to ≤ 10% (W)) | No |  |  | 6218.3 | 103.64 | 60 | 20 | 0.9 | 3063 | 82.2
PAXF5MMS | Amerlux | Amerlux LLC | GRUV4-HE-Z-PL-10-LED-3000-HW-120/277-7-BOR | Indoor Luminaires | Linear Ambient | Direct Linear Ambient Luminaires | Standard | FALSE | [9 empty] | 12/30/2015 | Dimmable | Continuous (Can dim down to ≤ 10% (W)) | No |  |  | 7254.6 | 103.64 | 70 | 20 | 0.9 | 3063 | 82.2
PY395GSC | Amerlux | Amerlux LLC | GRUV4-HE-Z-PL-10-LED-3000-HW-120/277-7-EOR | Indoor Luminaires | Linear Ambient | Direct Linear Ambient Luminaires | Standard | FALSE | [9 empty] | 12/30/2015 | Dimmable | Continuous (Can dim down to ≤ 10% (W)) | No |  |  | 7254.6 | 103.64 | 70 | 20 | 0.9 | 3063 | 82.2
PHJZ45W5 | Amerlux | Amerlux LLC | GRUV4-HE-Z-PL-10-LED-3000-HW-120/277-7-IND | Indoor Luminaires | Linear Ambient | Direct Linear Ambient Luminaires | Standard | FALSE | [9 empty] | 12/30/2015 | Dimmable | Continuous (Can dim down to ≤ 10% (W)) | No |  |  | 7254.6 | 103.64 | 70 | 20 | 0.9 | 3063 | 82.2
PBX9PYDW | Amerlux | Amerlux LLC | GRUV4-HE-Z-PL-10-LED-3000-HW-120/277-7-MOR | Indoor Luminaires | Linear Ambient | Direct Linear Ambient Luminaires | Standard | FALSE | [9 empty] | 12/30/2015 | Dimmable | Continuous (Can dim down to ≤ 10% (W)) | No |  |  | 7254.6 | 103.64 | 70 | 20 | 0.9 | 3063 | 82.2
PRMXVBD8 | Amerlux | Amerlux LLC | GRUV4-HE-Z-PL-10-LED-3000-HW-120/277-8-BOR | Indoor Luminaires | Linear Ambient | Direct Linear Ambient Luminaires | Standard | FALSE | [9 empty] | 12/30/2015 | Dimmable | Continuous (Can dim down to ≤ 10% (W)) | No |  |  | 8291 | 103.64 | 80 | 20 | 0.9 | 3063 | 82.2
P5NH7QFA | Amerlux | Amerlux LLC | GRUV4-HE-Z-PL-10-LED-3000-HW-120/277-8-EOR | Indoor Luminaires | Linear Ambient | Direct Linear Ambient Luminaires | Standard | FALSE | [9 empty] | 12/30/2015 | Dimmable | Continuous (Can dim down to ≤ 10% (W)) | No |  |  | 8291 | 103.64 | 80 | 20 | 0.9 | 3063 | 82.2
PR2P1HY4 | Amerlux | Amerlux LLC | GRUVM-EX-Z-PL-5-LED-3500-HW-120/277-4-IND-HILUME-ECO | Indoor Luminaires | Linear Ambient | Direct Linear Ambient Luminaires | Standard | FALSE | [9 empty] | 3/23/2016 | Dimmable | Continuous (Can dim down to ≤ 10% (W)) | No |  |  | 1962 | 98.1 | 20 | 10 | 0.94 | 3533 | 82.8
P3JNQ52E | Amerlux | Amerlux LLC | GRUVM-EX-Z-PL-8-LED-3500-HW-120/277-4-IND-HILUME-ECO | Indoor Luminaires | Linear Ambient | Direct Linear Ambient Luminaires | Standard | FALSE | [9 empty] | 3/23/2016 | Dimmable | Continuous (Can dim down to ≤ 10% (W)) | No |  |  | 3076 | 96.1 | 32 | 10 | 0.94 | 3533 | 82.8
PSWPVTZF | Amerlux | Amerlux LLC | GRUVM-EX-Z-PL-5-LED-3500-HW-120/277-5-IND-HILUME-ECO | Indoor Luminaires | Linear Ambient | Direct Linear Ambient Luminaires | Standard | FALSE | [9 empty] | 3/23/2016 | Dimmable | Continuous (Can dim down to ≤ 10% (W)) | No |  |  | 2453 | 98.1 | 25 | 10 | 0.94 | 3533 | 82.8
P7G6T4Y7 | Amerlux | Amerlux LLC | GRUVM-EX-Z-PL-8-LED-3500-HW-120/277-5-IND-HILUME-ECO | Indoor Luminaires | Linear Ambient | Direct Linear Ambient Luminaires | Standard | FALSE | [9 empty] | 3/23/2016 | Dimmable | Continuous (Can dim down to ≤ 10% (W)) | No |  |  | 3845 | 96.1 | 40 | 10 | 0.94 | 3533 | 82.8
P3AF764W | Amerlux | Amerlux LLC | GRUVM-EX-Z-PL-5-LED-3500-HW-120/277-6-IND-HILUME-ECO | Indoor Luminaires | Linear Ambient | Direct Linear Ambient Luminaires | Standard | FALSE | [9 empty] | 3/23/2016 | Dimmable | Continuous (Can dim down to ≤ 10% (W)) | No |  |  | 2944 | 98.1 | 30 | 10 | 0.94 | 3533 | 82.8
P58UJUP5 | Amerlux | Amerlux LLC | GRUVM-EX-Z-PL-8-LED-3500-HW-120/277-6-IND-HILUME-ECO | Indoor Luminaires | Linear Ambient | Direct Linear Ambient Luminaires | Standard | FALSE | [9 empty] | 3/23/2016 | Dimmable | Continuous (Can dim down to ≤ 10% (W)) | No |  |  | 4614 | 96.1 | 48 | 10 | 0.94 | 3533 | 82.8
PM1798WM | Amerlux | Amerlux LLC | GRUVM-EX-Z-PL-5-LED-3500-HW-120/277-7-IND-HILUME-ECO | Indoor Luminaires | Linear Ambient | Direct Linear Ambient Luminaires | Standard | FALSE | [9 empty] | 3/23/2016 | Dimmable | Continuous (Can dim down to ≤ 10% (W)) | No |  |  | 3433 | 98.1 | 35 | 10 | 0.94 | 3533 | 82.8
P7ZGEHHU | Amerlux | Amerlux LLC | GRUVM-EX-Z-PL-8-LED-3500-HW-120/277-7-IND-HILUME-ECO | Indoor Luminaires | Linear Ambient | Direct Linear Ambient Luminaires | Standard | FALSE | [9 empty] | 3/23/2016 | Dimmable | Continuous (Can dim down to ≤ 10% (W)) | No |  |  | 5382 | 96.1 | 56 | 10 | 0.94 | 3533 | 82.8
PUSHQA79 | Amerlux | Amerlux LLC | GRUVM-EX-Z-PL-5-LED-3500-HW-120/277-8-IND-HILUME-ECO | Indoor Luminaires | Linear Ambient | Direct Linear Ambient Luminaires | Standard | FALSE | [9 empty] | 3/23/2016 | Dimmable | Continuous (Can dim down to ≤ 10% (W)) | No |  |  | 3924 | 98.1 | 40 | 10 | 0.94 | 3533 | 82.8
PHGS98TX | Amerlux | Amerlux LLC | GRUVM-EX-Z-PL-8-LED-3500-HW-120/277-8-IND-HILUME-ECO | Indoor Luminaires | Linear Ambient | Direct Linear Ambient Luminaires | Standard | FALSE | [9 empty] | 3/23/2016 | Dimmable | Continuous (Can dim down to ≤ 10% (W)) | No |  |  | 6152 | 96.1 | 64 | 10 | 0.94 | 3533 | 82.8
PY4K9KMV | Amerlux | Amerlux LLC | GRUVM-EX-Z-PL-5-LED-4000-HW-120/277-4-IND-HILUME-ECO | Indoor Luminaires | Linear Ambient | Direct Linear Ambient Luminaires | Standard | FALSE | [9 empty] | 3/23/2016 | Dimmable | Continuous (Can dim down to ≤ 10% (W)) | No |  |  | 2093 | 104.7 | 20 | 10 | 0.94 | 4005 | 83.3
PR9T6BV6 | Amerlux | Amerlux LLC | GRUVM-EX-Z-PL-8-LED-4000-HW-120/277-4-IND-HILUME-ECO | Indoor Luminaires | Linear Ambient | Direct Linear Ambient Luminaires | Standard | FALSE | [9 empty] | 3/23/2016 | Dimmable | Continuous (Can dim down to ≤ 10% (W)) | No |  |  | 3282 | 102.6 | 32 | 10 | 0.94 | 4005 | 83.3
PM92XWCK | Amerlux | Amerlux LLC | GRUVM-EX-Z-PL-5-LED-4000-HW-120/277-5-IND-HILUME-ECO | Indoor Luminaires | Linear Ambient | Direct Linear Ambient Luminaires | Standard | FALSE | [9 empty] | 3/23/2016 | Dimmable | Continuous (Can dim down to ≤ 10% (W)) | No |  |  | 2617 | 104.7 | 25 | 10 | 0.94 | 4005 | 83.3
PRM5TS5C | Amerlux | Amerlux LLC | GRUVM-EX-Z-PL-8-LED-4000-HW-120/277-5-IND-HILUME-ECO | Indoor Luminaires | Linear Ambient | Direct Linear Ambient Luminaires | Standard | FALSE | [9 empty] | 3/23/2016 | Dimmable | Continuous (Can dim down to ≤ 10% (W)) | No |  |  | 4101 | 102.5 | 40 | 10 | 0.94 | 4005 | 83.3
PURA9DZH | Amerlux | Amerlux LLC | GRUVM-EX-Z-PL-5-LED-4000-HW-120/277-6-IND-HILUME-ECO | Indoor Luminaires | Linear Ambient | Direct Linear Ambient Luminaires | Standard | FALSE | [9 empty] | 3/23/2016 | Dimmable | Continuous (Can dim down to ≤ 10% (W)) | No |  |  | 3140 | 104.7 | 30 | 10 | 0.94 | 4005 | 83.3
P56F778C | Amerlux | Amerlux LLC | GRUVM-EX-Z-PL-8-LED-4000-HW-120/277-6-IND-HILUME-ECO | Indoor Luminaires | Linear Ambient | Direct Linear Ambient Luminaires | Standard | FALSE | [9 empty] | 3/23/2016 | Dimmable | Continuous (Can dim down to ≤ 10% (W)) | No |  |  | 4922 | 102.5 | 48 | 10 | 0.94 | 4005 | 83.3
PT1T9MC7 | Amerlux | Amerlux LLC | GRUVM-EX-Z-PL-5-LED-4000-HW-120/277-7-IND-HILUME-ECO | Indoor Luminaires | Linear Ambient | Direct Linear Ambient Luminaires | Standard | FALSE | [9 empty] | 3/23/2016 | Dimmable | Continuous (Can dim down to ≤ 10% (W)) | No |  |  | 3662 | 104.6 | 35 | 10 | 0.94 | 4005 | 83.3
PGZMNRMG | Amerlux | Amerlux LLC | GRUVM-EX-Z-PL-8-LED-4000-HW-120/277-7-IND-HILUME-ECO | Indoor Luminaires | Linear Ambient | Direct Linear Ambient Luminaires | Standard | FALSE | [9 empty] | 3/23/2016 | Dimmable | Continuous (Can dim down to ≤ 10% (W)) | No |  |  | 5742 | 102.5 | 56 | 10 | 0.94 | 4005 | 83.3
PTRR4RT7 | Amerlux | Amerlux LLC | GRUVM-EX-Z-PL-5-LED-4000-HW-120/277-8-IND-HILUME-ECO | Indoor Luminaires | Linear Ambient | Direct Linear Ambient Luminaires | Standard | FALSE | [9 empty] | 3/23/2016 | Dimmable | Continuous (Can dim down to ≤ 10% (W)) | No |  |  | 4186 | 104.7 | 40 | 10 | 0.94 | 4005 | 83.3
PUS676YS | Amerlux | Amerlux LLC | GRUVM-EX-Z-PL-8-LED-4000-HW-120/277-8-IND-HILUME-ECO | Indoor Luminaires | Linear Ambient | Direct Linear Ambient Luminaires | Standard | FALSE | [9 empty] | 3/23/2016 | Dimmable | Continuous (Can dim down to ≤ 10% (W)) | No |  |  | 6562 | 102.5 | 64 | 10 | 0.94 | 4005 | 83.3
PCWZZDG8 | Amerlux | Amerlux LLC | GRUVM-EX-Z-PL-5-LED-3000-HW-120/277-4-BOR-HILUME-ECO | Indoor Luminaires | Linear Ambient | Direct Linear Ambient Luminaires | Standard | FALSE | [9 empty] | 3/23/2016 | Dimmable | Continuous (Can dim down to ≤ 10% (W)) | No |  |  | 1831 | 91.4 | 20 | 10 | 0.94 | 3060 | 82.3
PWMUE3EM | Amerlux | Amerlux LLC | GRUVM-EX-Z-PL-8-LED-3000-HW-120/277-4-BOR-HILUME-ECO | Indoor Luminaires | Linear Ambient | Direct Linear Ambient Luminaires | Standard | FALSE | [9 empty] | 3/23/2016 | Dimmable | Continuous (Can dim down to ≤ 10% (W)) | No |  |  | 2871 | 90.5 | 32 | 10 | 0.94 | 3060 | 82.3
P1YXYNBM | Amerlux | Amerlux LLC | GRUVM-EX-Z-PL-5-LED-3000-HW-120/277-5-BOR-HILUME-ECO | Indoor Luminaires | Linear Ambient | Direct Linear Ambient Luminaires | Standard | FALSE | [9 empty] | 3/23/2016 | Dimmable | Continuous (Can dim down to ≤ 10% (W)) | No |  |  | 2289 | 91.4 | 25 | 10 | 0.94 | 3060 | 82.3
PRZDRRF9 | Amerlux | Amerlux LLC | GRUVM-EX-Z-PL-8-LED-3000-HW-120/277-5-BOR-HILUME-ECO | Indoor Luminaires | Linear Ambient | Direct Linear Ambient Luminaires | Standard | FALSE | [9 empty] | 3/23/2016 | Dimmable | Continuous (Can dim down to ≤ 10% (W)) | No |  |  | 3588 | 90.5 | 40 | 10 | 0.94 | 3060 | 82.3
PHXBRQRE | Amerlux | Amerlux LLC | GRUVM-EX-Z-PL-5-LED-3000-HW-120/277-6-BOR-HILUME-ECO | Indoor Luminaires | Linear Ambient | Direct Linear Ambient Luminaires | Standard | FALSE | [9 empty] | 3/23/2016 | Dimmable | Continuous (Can dim down to ≤ 10% (W)) | No |  |  | 2747 | 91.4 | 30 | 10 | 0.94 | 3060 | 82.3
PCXXMEJ7 | Amerlux | Amerlux LLC | GRUVM-EX-Z-PL-8-LED-3000-HW-120/277-6-BOR-HILUME-ECO | Indoor Luminaires | Linear Ambient | Direct Linear Ambient Luminaires | Standard | FALSE | [9 empty] | 3/23/2016 | Dimmable | Continuous (Can dim down to ≤ 10% (W)) | No |  |  | 4306 | 90.5 | 48 | 10 | 0.94 | 3060 | 82.3
PD7YYNV3 | Amerlux | Amerlux LLC | GRUVM-EX-Z-PL-5-LED-3000-HW-120/277-7-BOR-HILUME-ECO | Indoor Luminaires | Linear Ambient | Direct Linear Ambient Luminaires | Standard | FALSE | [9 empty] | 3/23/2016 | Dimmable | Continuous (Can dim down to ≤ 10% (W)) | No |  |  | 3204 | 91.4 | 35 | 10 | 0.94 | 3060 | 82.3
P3HJUWEW | Amerlux | Amerlux LLC | GRUVM-EX-Z-PL-8-LED-3000-HW-120/277-7-BOR-HILUME-ECO | Indoor Luminaires | Linear Ambient | Direct Linear Ambient Luminaires | Standard | FALSE | [9 empty] | 3/23/2016 | Dimmable | Continuous (Can dim down to ≤ 10% (W)) | No |  |  | 5023 | 90.5 | 56 | 10 | 0.94 | 3060 | 82.3
P7WHYB8N | Amerlux | Amerlux LLC | GRUVM-EX-Z-PL-5-LED-3000-HW-120/277-8-BOR-HILUME-ECO | Indoor Luminaires | Linear Ambient | Direct Linear Ambient Luminaires | Standard | FALSE | [9 empty] | 3/23/2016 | Dimmable | Continuous (Can dim down to ≤ 10% (W)) | No |  |  | 3662 | 91.4 | 40 | 10 | 0.94 | 3060 | 82.3
PZTZNZGX | Amerlux | Amerlux LLC | GRUVM-EX-Z-PL-8-LED-3000-HW-120/277-8-BOR-HILUME-ECO | Indoor Luminaires | Linear Ambient | Direct Linear Ambient Luminaires | Standard | FALSE | [9 empty] | 3/23/2016 | Dimmable | Continuous (Can dim down to ≤ 10% (W)) | No |  |  | 5741 | 90.5 | 64 | 10 | 0.94 | 3060 | 82.3
PBAMH3QN | Amerlux | Amerlux LLC | GRUVM-EX-Z-PL-5-LED-3500-HW-120/277-4-BOR-HILUME-ECO | Indoor Luminaires | Linear Ambient | Direct Linear Ambient Luminaires | Standard | FALSE | [9 empty] | 3/23/2016 | Dimmable | Continuous (Can dim down to ≤ 10% (W)) | No |  |  | 1962 | 98.1 | 20 | 10 | 0.94 | 3533 | 82.8
P3R3CVFQ | Amerlux | Amerlux LLC | GRUVM-EX-Z-PL-8-LED-3500-HW-120/277-4-BOR-HILUME-ECO | Indoor Luminaires | Linear Ambient | Direct Linear Ambient Luminaires | Standard | FALSE | [9 empty] | 3/23/2016 | Dimmable | Continuous (Can dim down to ≤ 10% (W)) | No |  |  | 3076 | 96.1 | 32 | 10 | 0.94 | 3533 | 82.8
PP373KTF | Amerlux | Amerlux LLC | GRUVM-EX-Z-PL-5-LED-3500-HW-120/277-5-BOR-HILUME-ECO | Indoor Luminaires | Linear Ambient | Direct Linear Ambient Luminaires | Standard | FALSE | [9 empty] | 3/23/2016 | Dimmable | Continuous (Can dim down to ≤ 10% (W)) | No |  |  | 2453 | 98.1 | 25 | 10 | 0.94 | 3533 | 82.8
PAQYCKUQ | Amerlux | Amerlux LLC | GRUVM-EX-Z-PL-8-LED-3500-HW-120/277-5-BOR-HILUME-ECO | Indoor Luminaires | Linear Ambient | Direct Linear Ambient Luminaires | Standard | FALSE | [9 empty] | 3/23/2016 | Dimmable | Continuous (Can dim down to ≤ 10% (W)) | No |  |  | 3845 | 96.1 | 40 | 10 | 0.94 | 3533 | 82.8
PQ8KXPF2 | Amerlux | Amerlux LLC | GRUVM-EX-Z-PL-5-LED-3500-HW-120/277-6-BOR-HILUME-ECO | Indoor Luminaires | Linear Ambient | Direct Linear Ambient Luminaires | Standard | FALSE | [9 empty] | 3/23/2016 | Dimmable | Continuous (Can dim down to ≤ 10% (W)) | No |  |  | 2944 | 98.1 | 30 | 10 | 0.94 | 3533 | 82.8
PH7M41JE | Amerlux | Amerlux LLC | GRUVM-EX-Z-PL-8-LED-3500-HW-120/277-6-BOR-HILUME-ECO | Indoor Luminaires | Linear Ambient | Direct Linear Ambient Luminaires | Standard | FALSE | [9 empty] | 3/23/2016 | Dimmable | Continuous (Can dim down to ≤ 10% (W)) | No |  |  | 4614 | 96.1 | 48 | 10 | 0.94 | 3533 | 82.8
PFRVR28K | Amerlux | Amerlux LLC | GRUVM-EX-Z-PL-5-LED-3500-HW-120/277-7-BOR-HILUME-ECO | Indoor Luminaires | Linear Ambient | Direct Linear Ambient Luminaires | Standard | FALSE | [9 empty] | 3/23/2016 | Dimmable | Continuous (Can dim down to ≤ 10% (W)) | No |  |  | 3433 | 98.1 | 35 | 10 | 0.94 | 3533 | 82.8
PZ3VPYSB | Amerlux | Amerlux LLC | GRUVM-EX-Z-PL-8-LED-3500-HW-120/277-7-BOR-HILUME-ECO | Indoor Luminaires | Linear Ambient | Direct Linear Ambient Luminaires | Standard | FALSE | [9 empty] | 3/23/2016 | Dimmable | Continuous (Can dim down to ≤ 10% (W)) | No |  |  | 5382 | 96.1 | 56 | 10 | 0.94 | 3533 | 82.8
PVYES57P | Amerlux | Amerlux LLC | GRUVM-EX-Z-PL-5-LED-3500-HW-120/277-8-BOR-HILUME-ECO | Indoor Luminaires | Linear Ambient | Direct Linear Ambient Luminaires | Standard | FALSE | [9 empty] | 3/23/2016 | Dimmable | Continuous (Can dim down to ≤ 10% (W)) | No |  |  | 3924 | 98.1 | 40 | 10 | 0.94 | 3533 | 82.8
PSTRGAYE | Amerlux | Amerlux LLC | GRUVM-EX-Z-PL-8-LED-3500-HW-120/277-8-BOR-HILUME-ECO | Indoor Luminaires | Linear Ambient | Direct Linear Ambient Luminaires | Standard | FALSE | [9 empty] | 3/23/2016 | Dimmable | Continuous (Can dim down to ≤ 10% (W)) | No |  |  | 6152 | 96.1 | 64 | 10 | 0.94 | 3533 | 82.8
P5V8VJA5 | Amerlux | Amerlux LLC | GRUVM-EX-Z-PL-5-LED-4000-HW-120/277-4-BOR-HILUME-ECO | Indoor Luminaires | Linear Ambient | Direct Linear Ambient Luminaires | Standard | FALSE | [9 empty] | 3/23/2016 | Dimmable | Continuous (Can dim down to ≤ 10% (W)) | No |  |  | 2093 | 104.7 | 20 | 10 | 0.94 | 4005 | 83.3
P8DXTWDZ | Amerlux | Amerlux LLC | GRUVM-EX-Z-PL-8-LED-4000-HW-120/277-4-BOR-HILUME-ECO | Indoor Luminaires | Linear Ambient | Direct Linear Ambient Luminaires | Standard | FALSE | [9 empty] | 3/23/2016 | Dimmable | Continuous (Can dim down to ≤ 10% (W)) | No |  |  | 3282 | 102.6 | 32 | 10 | 0.94 | 4005 | 83.3
PFZHZY1X | Amerlux | Amerlux LLC | GRUVM-EX-Z-PL-5-LED-4000-HW-120/277-5-BOR-HILUME-ECO | Indoor Luminaires | Linear Ambient | Direct Linear Ambient Luminaires | Standard | FALSE | [9 empty] | 3/23/2016 | Dimmable | Continuous (Can dim down to ≤ 10% (W)) | No |  |  | 2617 | 104.7 | 25 | 10 | 0.94 | 4005 | 83.3
PJFN6M2Z | Amerlux | Amerlux LLC | GRUVM-EX-Z-PL-8-LED-4000-HW-120/277-5-BOR-HILUME-ECO | Indoor Luminaires | Linear Ambient | Direct Linear Ambient Luminaires | Standard | FALSE | [9 empty] | 3/23/2016 | Dimmable | Continuous (Can dim down to ≤ 10% (W)) | No |  |  | 4101 | 102.5 | 40 | 10 | 0.94 | 4005 | 83.3
P8EH2KE4 | Amerlux | Amerlux LLC | GRUVM-EX-Z-PL-5-LED-4000-HW-120/277-6-BOR-HILUME-ECO | Indoor Luminaires | Linear Ambient | Direct Linear Ambient Luminaires | Standard | FALSE | [9 empty] | 3/23/2016 | Dimmable | Continuous (Can dim down to ≤ 10% (W)) | No |  |  | 3140 | 104.7 | 30 | 10 | 0.94 | 4005 | 83.3
PGW4QRFX | Amerlux | Amerlux LLC | GRUVM-EX-Z-PL-8-LED-4000-HW-120/277-6-BOR-HILUME-ECO | Indoor Luminaires | Linear Ambient | Direct Linear Ambient Luminaires | Standard | FALSE | [9 empty] | 3/23/2016 | Dimmable | Continuous (Can dim down to ≤ 10% (W)) | No |  |  | 4922 | 102.5 | 48 | 10 | 0.94 | 4005 | 83.3
PUT8H4YK | Amerlux | Amerlux LLC | GRUVM-EX-Z-PL-5-LED-4000-HW-120/277-7-BOR-HILUME-ECO | Indoor Luminaires | Linear Ambient | Direct Linear Ambient Luminaires | Standard | FALSE | [9 empty] | 3/23/2016 | Dimmable | Continuous (Can dim down to ≤ 10% (W)) | No |  |  | 3662 | 104.6 | 35 | 10 | 0.94 | 4005 | 83.3
P3GTM8SW | Amerlux | Amerlux LLC | GRUVM-EX-Z-PL-8-LED-4000-HW-120/277-7-BOR-HILUME-ECO | Indoor Luminaires | Linear Ambient | Direct Linear Ambient Luminaires | Standard | FALSE | [9 empty] | 3/23/2016 | Dimmable | Continuous (Can dim down to ≤ 10% (W)) | No |  |  | 5742 | 102.5 | 56 | 10 | 0.94 | 4005 | 83.3
PQWZ7JFA | Amerlux | Amerlux LLC | GRUVM-EX-Z-PL-5-LED-4000-HW-120/277-8-BOR-HILUME-ECO | Indoor Luminaires | Linear Ambient | Direct Linear Ambient Luminaires | Standard | FALSE | [9 empty] | 3/23/2016 | Dimmable | Continuous (Can dim down to ≤ 10% (W)) | No |  |  | 4186 | 104.7 | 40 | 10 | 0.94 | 4005 | 83.3
P9P2M858 | Amerlux | Amerlux LLC | GRUVM-EX-Z-PL-8-LED-4000-HW-120/277-8-BOR-HILUME-ECO | Indoor Luminaires | Linear Ambient | Direct Linear Ambient Luminaires | Standard | FALSE | [9 empty] | 3/23/2016 | Dimmable | Continuous (Can dim down to ≤ 10% (W)) | No |  |  | 6562 | 102.5 | 64 | 10 | 0.94 | 4005 | 83.3
PDQKHUA1 | Amerlux | Amerlux LLC | GRUVM-EX-Z-PL-5-LED-3000-HW-120/277-4-MOR-HILUME-ECO | Indoor Luminaires | Linear Ambient | Direct Linear Ambient Luminaires | Standard | FALSE | [9 empty] | 3/23/2016 | Dimmable | Continuous (Can dim down to ≤ 10% (W)) | No |  |  | 1831 | 91.4 | 20 | 10 | 0.94 | 3060 | 82.3
PYPXTCPF | Amerlux | Amerlux LLC | GRUVM-EX-Z-PL-8-LED-3000-HW-120/277-4-MOR-HILUME-ECO | Indoor Luminaires | Linear Ambient | Direct Linear Ambient Luminaires | Standard | FALSE | [9 empty] | 3/23/2016 | Dimmable | Continuous (Can dim down to ≤ 10% (W)) | No |  |  | 2871 | 90.5 | 32 | 10 | 0.94 | 3060 | 82.3
P71QMXH3 | Amerlux | Amerlux LLC | GRUVM-EX-Z-PL-5-LED-3000-HW-120/277-5-MOR-HILUME-ECO | Indoor Luminaires | Linear Ambient | Direct Linear Ambient Luminaires | Standard | FALSE | [9 empty] | 3/23/2016 | Dimmable | Continuous (Can dim down to ≤ 10% (W)) | No |  |  | 2289 | 91.4 | 25 | 10 | 0.94 | 3060 | 82.3
PAESG9WU | Amerlux | Amerlux LLC | GRUVM-EX-Z-PL-8-LED-3000-HW-120/277-5-MOR-HILUME-ECO | Indoor Luminaires | Linear Ambient | Direct Linear Ambient Luminaires | Standard | FALSE | [9 empty] | 3/23/2016 | Dimmable | Continuous (Can dim down to ≤ 10% (W)) | No |  |  | 3588 | 90.5 | 40 | 10 | 0.94 | 3060 | 82.3
PDF753MY | Amerlux | Amerlux LLC | GRUVM-EX-Z-PL-5-LED-3000-HW-120/277-6-MOR-HILUME-ECO | Indoor Luminaires | Linear Ambient | Direct Linear Ambient Luminaires | Standard | FALSE | [9 empty] | 3/23/2016 | Dimmable | Continuous (Can dim down to ≤ 10% (W)) | No |  |  | 2747 | 91.4 | 30 | 10 | 0.94 | 3060 | 82.3
P3GDPS61 | Amerlux | Amerlux LLC | GRUVM-EX-Z-PL-8-LED-3000-HW-120/277-5-MOR-HILUME-ECO | Indoor Luminaires | Linear Ambient | Direct Linear Ambient Luminaires | Standard | FALSE | [9 empty] | 3/23/2016 | Dimmable | Continuous (Can dim down to ≤ 10% (W)) | No |  |  | 4306 | 90.5 | 48 | 10 | 0.94 | 3060 | 82.3
PGBQF35B | Amerlux | Amerlux LLC | GRUVM-EX-Z-PL-5-LED-3000-HW-120/277-6-MOR-HILUME-ECO | Indoor Luminaires | Linear Ambient | Direct Linear Ambient Luminaires | Standard | FALSE | [9 empty] | 3/23/2016 | Dimmable | Continuous (Can dim down to ≤ 10% (W)) | No |  |  | 3204 | 91.4 | 35 | 10 | 0.94 | 3060 | 82.3
PYN9KXFD | Amerlux | Amerlux LLC | GRUVM-EX-Z-PL-8-LED-3000-HW-120/277-7-MOR-HILUME-ECO | Indoor Luminaires | Linear Ambient | Direct Linear Ambient Luminaires | Standard | FALSE | [9 empty] | 3/23/2016 | Dimmable | Continuous (Can dim down to ≤ 10% (W)) | No |  |  | 5023 | 90.5 | 56 | 10 | 0.94 | 3060 | 82.3
PJ3AUPFV | Amerlux | Amerlux LLC | GRUVM-EX-Z-PL-5-LED-3000-HW-120/277-7-MOR-HILUME-ECO | Indoor Luminaires | Linear Ambient | Direct Linear Ambient Luminaires | Standard | FALSE | [9 empty] | 3/23/2016 | Dimmable | Continuous (Can dim down to ≤ 10% (W)) | No |  |  | 3662 | 91.4 | 40 | 10 | 0.94 | 3060 | 82.3
PGZYJBSE | Amerlux | Amerlux LLC | GRUVM-EX-Z-PL-8-LED-3000-HW-120/277-8-MOR-HILUME-ECO | Indoor Luminaires | Linear Ambient | Direct Linear Ambient Luminaires | Standard | FALSE | [9 empty] | 3/23/2016 | Dimmable | Continuous (Can dim down to ≤ 10% (W)) | No |  |  | 5741 | 90.5 | 64 | 10 | 0.94 | 3060 | 82.3
PTK8FMB3 | Amerlux | Amerlux LLC | GRUVM-EX-Z-PL-5-LED-3500-HW-120/277-4-MOR-HILUME-ECO | Indoor Luminaires | Linear Ambient | Direct Linear Ambient Luminaires | Standard | FALSE | [9 empty] | 3/23/2016 | Dimmable | Continuous (Can dim down to ≤ 10% (W)) | No |  |  | 1962 | 98.1 | 20 | 10 | 0.94 | 3533 | 82.8
PCCAG2TQ | Amerlux | Amerlux LLC | GRUVM-EX-Z-PL-8-LED-3500-HW-120/277-4-MOR-HILUME-ECO | Indoor Luminaires | Linear Ambient | Direct Linear Ambient Luminaires | Standard | FALSE | [9 empty] | 3/23/2016 | Dimmable | Continuous (Can dim down to ≤ 10% (W)) | No |  |  | 3076 | 96.1 | 32 | 10 | 0.94 | 3533 | 82.8
P47UFFVT | Amerlux | Amerlux LLC | GRUVM-EX-Z-PL-5-LED-3500-HW-120/277-5-MOR-HILUME-ECO | Indoor Luminaires | Linear Ambient | Direct Linear Ambient Luminaires | Standard | FALSE | [9 empty] | 3/23/2016 | Dimmable | Continuous (Can dim down to ≤ 10% (W)) | No |  |  | 2453 | 98.1 | 25 | 10 | 0.94 | 3533 | 82.8
PQD4C1F9 | Amerlux | Amerlux LLC | GRUVM-EX-Z-PL-8-LED-3500-HW-120/277-5-MOR-HILUME-ECO | Indoor Luminaires | Linear Ambient | Direct Linear Ambient Luminaires | Standard | FALSE | [9 empty] | 3/23/2016 | Dimmable | Continuous (Can dim down to ≤ 10% (W)) | No |  |  | 3845 | 96.1 | 40 | 10 | 0.94 | 3533 | 82.8
PN171P6E | Amerlux | Amerlux LLC | GRUVM-EX-Z-PL-5-LED-3500-HW-120/277-6-MOR-HILUME-ECO | Indoor Luminaires | Linear Ambient | Direct Linear Ambient Luminaires | Standard | FALSE | [9 empty] | 3/23/2016 | Dimmable | Continuous (Can dim down to ≤ 10% (W)) | No |  |  | 2944 | 98.1 | 30 | 10 | 0.94 | 3533 | 82.8
PCBEMEKG | Amerlux | Amerlux LLC | GRUVM-EX-Z-PL-8-LED-3500-HW-120/277-6-MOR-HILUME-ECO | Indoor Luminaires | Linear Ambient | Direct Linear Ambient Luminaires | Standard | FALSE | [9 empty] | 3/23/2016 | Dimmable | Continuous (Can dim down to ≤ 10% (W)) | No |  |  | 4614 | 96.1 | 48 | 10 | 0.94 | 3533 | 82.8
PZANXXEP | Amerlux | Amerlux LLC | GRUVM-EX-Z-PL-5-LED-3500-HW-120/277-7-MOR-HILUME-ECO | Indoor Luminaires | Linear Ambient | Direct Linear Ambient Luminaires | Standard | FALSE | [9 empty] | 3/23/2016 | Dimmable | Continuous (Can dim down to ≤ 10% (W)) | No |  |  | 3433 | 98.1 | 35 | 10 | 0.94 | 3533 | 82.8
P3DD66XD | Amerlux | Amerlux LLC | GRUVM-EX-Z-PL-8-LED-3500-HW-120/277-7-MOR-HILUME-ECO | Indoor Luminaires | Linear Ambient | Direct Linear Ambient Luminaires | Standard | FALSE | [9 empty] | 3/23/2016 | Dimmable | Continuous (Can dim down to ≤ 10% (W)) | No |  |  | 5382 | 96.1 | 56 | 10 | 0.94 | 3533 | 82.8
PGDDW531 | Amerlux | Amerlux LLC | GRUVM-EX-Z-PL-5-LED-3500-HW-120/277-8-MOR-HILUME-ECO | Indoor Luminaires | Linear Ambient | Direct Linear Ambient Luminaires | Standard | FALSE | [9 empty] | 3/23/2016 | Dimmable | Continuous (Can dim down to ≤ 10% (W)) | No |  |  | 3924 | 98.1 | 40 | 10 | 0.94 | 3533 | 82.8
PMDRPWK2 | Amerlux | Amerlux LLC | GRUVM-EX-Z-PL-8-LED-3500-HW-120/277-8-MOR-HILUME-ECO | Indoor Luminaires | Linear Ambient | Direct Linear Ambient Luminaires | Standard | FALSE | [9 empty] | 3/23/2016 | Dimmable | Continuous (Can dim down to ≤ 10% (W)) | No |  |  | 6152 | 96.1 | 64 | 10 | 0.94 | 3533 | 82.8
P6Q4BKMZ | Amerlux | Amerlux LLC | GRUVM-EX-Z-PL-5-LED-4000-HW-120/277-4-MOR-HILUME-ECO | Indoor Luminaires | Linear Ambient | Direct Linear Ambient Luminaires | Standard | FALSE | [9 empty] | 3/23/2016 | Dimmable | Continuous (Can dim down to ≤ 10% (W)) | No |  |  | 2093 | 104.7 | 20 | 10 | 0.94 | 4005 | 83.3
PCSRCBWU | Amerlux | Amerlux LLC | GRUVM-EX-Z-PL-8-LED-4000-HW-120/277-4-MOR-HILUME-ECO | Indoor Luminaires | Linear Ambient | Direct Linear Ambient Luminaires | Standard | FALSE | [9 empty] | 3/23/2016 | Dimmable | Continuous (Can dim down to ≤ 10% (W)) | No |  |  | 3282 | 102.6 | 32 | 10 | 0.94 | 4005 | 83.3
PW35SJB5 | Amerlux | Amerlux LLC | GRUVM-EX-Z-PL-5-LED-4000-HW-120/277-5-MOR-HILUME-ECO | Indoor Luminaires | Linear Ambient | Direct Linear Ambient Luminaires | Standard | FALSE | [9 empty] | 3/23/2016 | Dimmable | Continuous (Can dim down to ≤ 10% (W)) | No |  |  | 2617 | 104.7 | 25 | 10 | 0.94 | 4005 | 83.3
P7B1JSRN | Amerlux | Amerlux LLC | GRUVM-EX-Z-PL-8-LED-4000-HW-120/277-5-MOR-HILUME-ECO | Indoor Luminaires | Linear Ambient | Direct Linear Ambient Luminaires | Standard | FALSE | [9 empty] | 3/23/2016 | Dimmable | Continuous (Can dim down to ≤ 10% (W)) | No |  |  | 4101 | 102.5 | 40 | 10 | 0.94 | 4005 | 83.3
P76HB5W6 | Amerlux | Amerlux LLC | GRUVM-EX-Z-PL-5-LED-4000-HW-120/277-6-MOR-HILUME-ECO | Indoor Luminaires | Linear Ambient | Direct Linear Ambient Luminaires | Standard | FALSE | [9 empty] | 3/23/2016 | Dimmable | Continuous (Can dim down to ≤ 10% (W)) | No |  |  | 3140 | 104.7 | 30 | 10 | 0.94 | 4005 | 83.3
PZJ4VMPD | Amerlux | Amerlux LLC | GRUVM-EX-Z-PL-8-LED-4000-HW-120/277-6-MOR-HILUME-ECO | Indoor Luminaires | Linear Ambient | Direct Linear Ambient Luminaires | Standard | FALSE | [9 empty] | 3/23/2016 | Dimmable | Continuous (Can dim down to ≤ 10% (W)) | No |  |  | 4922 | 102.5 | 48 | 10 | 0.94 | 4005 | 83.3
PXYT4FF1 | Amerlux | Amerlux LLC | GRUVM-EX-Z-PL-5-LED-4000-HW-120/277-7-MOR-HILUME-ECO | Indoor Luminaires | Linear Ambient | Direct Linear Ambient Luminaires | Standard | FALSE | [9 empty] | 3/23/2016 | Dimmable | Continuous (Can dim down to ≤ 10% (W)) | No |  |  | 3662 | 104.6 | 35 | 10 | 0.94 | 4005 | 83.3
PKW6NH68 | Amerlux | Amerlux LLC | GRUVM-EX-Z-PL-8-LED-4000-HW-120/277-7-MOR-HILUME-ECO | Indoor Luminaires | Linear Ambient | Direct Linear Ambient Luminaires | Standard | FALSE | [9 empty] | 3/23/2016 | Dimmable | Continuous (Can dim down to ≤ 10% (W)) | No |  |  | 5742 | 102.5 | 56 | 10 | 0.94 | 4005 | 83.3
PND235MF | Amerlux | Amerlux LLC | GRUVM-EX-Z-PL-5-LED-4000-HW-120/277-8-MOR-HILUME-ECO | Indoor Luminaires | Linear Ambient | Direct Linear Ambient Luminaires | Standard | FALSE | [9 empty] | 3/23/2016 | Dimmable | Continuous (Can dim down to ≤ 10% (W)) | No |  |  | 4186 | 104.7 | 40 | 10 | 0.94 | 4005 | 83.3
PWGBGAX6 | Amerlux | Amerlux LLC | GRUVM-EX-Z-PL-8-LED-4000-HW-120/277-8-MOR-HILUME-ECO | Indoor Luminaires | Linear Ambient | Direct Linear Ambient Luminaires | Standard | FALSE | [9 empty] | 3/23/2016 | Dimmable | Continuous (Can dim down to ≤ 10% (W)) | No |  |  | 6562 | 102.5 | 64 | 10 | 0.94 | 4005 | 83.3
PUA67Y2K | Amerlux | Amerlux LLC | GRUVM-EX-Z-PL-5-LED-3000-HW-120/277-4-EOR-HILUME-ECO | Indoor Luminaires | Linear Ambient | Direct Linear Ambient Luminaires | Standard | FALSE | [9 empty] | 3/23/2016 | Dimmable | Continuous (Can dim down to ≤ 10% (W)) | No |  |  | 1831 | 91.4 | 20 | 10 | 0.94 | 3060 | 82.3
PPGQKKXW | Amerlux | Amerlux LLC | GRUVM-EX-Z-PL-8-LED-3000-HW-120/277-4-EOR-HILUME-ECO | Indoor Luminaires | Linear Ambient | Direct Linear Ambient Luminaires | Standard | FALSE | [9 empty] | 3/23/2016 | Dimmable | Continuous (Can dim down to ≤ 10% (W)) | No |  |  | 2871 | 90.5 | 32 | 10 | 0.94 | 3060 | 82.3
PKNYWZ8N | Amerlux | Amerlux LLC | GRUVM-EX-Z-PL-5-LED-3000-HW-120/277-5-EOR-HILUME-ECO | Indoor Luminaires | Linear Ambient | Direct Linear Ambient Luminaires | Standard | FALSE | [9 empty] | 3/23/2016 | Dimmable | Continuous (Can dim down to ≤ 10% (W)) | No |  |  | 2289 | 91.4 | 25 | 10 | 0.94 | 3060 | 82.3
PEC3RB7B | Amerlux | Amerlux LLC | GRUVM-EX-Z-PL-8-LED-3000-HW-120/277-5-EOR-HILUME-ECO | Indoor Luminaires | Linear Ambient | Direct Linear Ambient Luminaires | Standard | FALSE | [9 empty] | 3/23/2016 | Dimmable | Continuous (Can dim down to ≤ 10% (W)) | No |  |  | 3588 | 90.5 | 40 | 10 | 0.94 | 3060 | 82.3
PRSXFT42 | Amerlux | Amerlux LLC | GRUVM-EX-Z-PL-5-LED-3000-HW-120/277-6-EOR-HILUME-ECO | Indoor Luminaires | Linear Ambient | Direct Linear Ambient Luminaires | Standard | FALSE | [9 empty] | 3/23/2016 | Dimmable | Continuous (Can dim down to ≤ 10% (W)) | No |  |  | 2747 | 91.4 | 30 | 10 | 0.94 | 3060 | 82.3
PV9QVEY9 | Amerlux | Amerlux LLC | GRUVM-EX-Z-PL-8-LED-3000-HW-120/277-6-EOR-HILUME-ECO | Indoor Luminaires | Linear Ambient | Direct Linear Ambient Luminaires | Standard | FALSE | [9 empty] | 3/23/2016 | Dimmable | Continuous (Can dim down to ≤ 10% (W)) | No |  |  | 4306 | 90.5 | 48 | 10 | 0.94 | 3060 | 82.3
P7NSVYUM | Amerlux | Amerlux LLC | GRUVM-EX-Z-PL-5-LED-3000-HW-120/277-7-EOR-HILUME-ECO | Indoor Luminaires | Linear Ambient | Direct Linear Ambient Luminaires | Standard | FALSE | [9 empty] | 3/23/2016 | Dimmable | Continuous (Can dim down to ≤ 10% (W)) | No |  |  | 3204 | 91.4 | 35 | 10 | 0.94 | 3060 | 82.3
P5NVKZUP | Amerlux | Amerlux LLC | GRUVM-EX-Z-PL-8-LED-3000-HW-120/277-7-EOR-HILUME-ECO | Indoor Luminaires | Linear Ambient | Direct Linear Ambient Luminaires | Standard | FALSE | [9 empty] | 3/23/2016 | Dimmable | Continuous (Can dim down to ≤ 10% (W)) | No |  |  | 5023 | 90.5 | 56 | 10 | 0.94 | 3060 | 82.3
P8DRW4J7 | Amerlux | Amerlux LLC | GRUVM-EX-Z-PL-5-LED-3000-HW-120/277-8-EOR-HILUME-ECO | Indoor Luminaires | Linear Ambient | Direct Linear Ambient Luminaires | Standard | FALSE | [9 empty] | 3/23/2016 | Dimmable | Continuous (Can dim down to ≤ 10% (W)) | No |  |  | 3662 | 91.4 | 40 | 10 | 0.94 | 3060 | 82.3
P13E245Z | Amerlux | Amerlux LLC | GRUVM-EX-Z-PL-8-LED-3000-HW-120/277-8-EOR-HILUME-ECO | Indoor Luminaires | Linear Ambient | Direct Linear Ambient Luminaires | Standard | FALSE | [9 empty] | 3/23/2016 | Dimmable | Continuous (Can dim down to ≤ 10% (W)) | No |  |  | 5741 | 90.5 | 64 | 10 | 0.94 | 3060 | 82.3
PNJBVKNH | Amerlux | Amerlux LLC | GRUVM-EX-Z-PL-5-LED-3500-HW-120/277-4-EOR-HILUME-ECO | Indoor Luminaires | Linear Ambient | Direct Linear Ambient Luminaires | Standard | FALSE | [9 empty] | 3/23/2016 | Dimmable | Continuous (Can dim down to ≤ 10% (W)) | No |  |  | 1962 | 98.1 | 20 | 10 | 0.94 | 3533 | 82.8
PZK6PN1W | Amerlux | Amerlux LLC | GRUVM-EX-Z-PL-8-LED-3500-HW-120/277-4-EOR-HILUME-ECO | Indoor Luminaires | Linear Ambient | Direct Linear Ambient Luminaires | Standard | FALSE | [9 empty] | 3/23/2016 | Dimmable | Continuous (Can dim down to ≤ 10% (W)) | No |  |  | 3076 | 96.1 | 32 | 10 | 0.94 | 3533 | 82.8
PDC64JNW | Amerlux | Amerlux LLC | GRUVM-EX-Z-PL-5-LED-3500-HW-120/277-5-EOR-HILUME-ECO | Indoor Luminaires | Linear Ambient | Direct Linear Ambient Luminaires | Standard | FALSE | [9 empty] | 3/23/2016 | Dimmable | Continuous (Can dim down to ≤ 10% (W)) | No |  |  | 2453 | 98.1 | 25 | 10 | 0.94 | 3533 | 82.8
P688KPCF | Amerlux | Amerlux LLC | GRUVM-EX-Z-PL-8-LED-3500-HW-120/277-5-EOR-HILUME-ECO | Indoor Luminaires | Linear Ambient | Direct Linear Ambient Luminaires | Standard | FALSE | [9 empty] | 3/23/2016 | Dimmable | Continuous (Can dim down to ≤ 10% (W)) | No |  |  | 3845 | 96.1 | 40 | 10 | 0.94 | 3533 | 82.8
PVN35ZWS | Amerlux | Amerlux LLC | GRUVM-EX-Z-PL-5-LED-3500-HW-120/277-6-EOR-HILUME-ECO | Indoor Luminaires | Linear Ambient | Direct Linear Ambient Luminaires | Standard | FALSE | [9 empty] | 3/23/2016 | Dimmable | Continuous (Can dim down to ≤ 10% (W)) | No |  |  | 2944 | 98.1 | 30 | 10 | 0.94 | 3533 | 82.8
PDTZQGFH | Amerlux | Amerlux LLC | GRUVM-EX-Z-PL-8-LED-3500-HW-120/277-6-EOR-HILUME-ECO | Indoor Luminaires | Linear Ambient | Direct Linear Ambient Luminaires | Standard | FALSE | [9 empty] | 3/23/2016 | Dimmable | Continuous (Can dim down to ≤ 10% (W)) | No |  |  | 4614 | 96.1 | 48 | 10 | 0.94 | 3533 | 82.8
P4UHRUKX | Amerlux | Amerlux LLC | GRUVM-EX-Z-PL-5-LED-3500-HW-120/277-7-EOR-HILUME-ECO | Indoor Luminaires | Linear Ambient | Direct Linear Ambient Luminaires | Standard | FALSE | [9 empty] | 3/23/2016 | Dimmable | Continuous (Can dim down to ≤ 10% (W)) | No |  |  | 3433 | 98.1 | 35 | 10 | 0.94 | 3533 | 82.8
PZH8VTCS | Amerlux | Amerlux LLC | GRUVM-EX-Z-PL-8-LED-3500-HW-120/277-7-EOR-HILUME-ECO | Indoor Luminaires | Linear Ambient | Direct Linear Ambient Luminaires | Standard | FALSE | [9 empty] | 3/23/2016 | Dimmable | Continuous (Can dim down to ≤ 10% (W)) | No |  |  | 5382 | 96.1 | 56 | 10 | 0.94 | 3533 | 82.8
PKDK6KBE | Amerlux | Amerlux LLC | GRUVM-EX-Z-PL-5-LED-3500-HW-120/277-8-EOR-HILUME-ECO | Indoor Luminaires | Linear Ambient | Direct Linear Ambient Luminaires | Standard | FALSE | [9 empty] | 3/23/2016 | Dimmable | Continuous (Can dim down to ≤ 10% (W)) | No |  |  | 3924 | 98.1 | 40 | 10 | 0.94 | 3533 | 82.8
P7DUYDDA | Amerlux | Amerlux LLC | GRUVM-EX-Z-PL-8-LED-3500-HW-120/277-8-EOR-HILUME-ECO | Indoor Luminaires | Linear Ambient | Direct Linear Ambient Luminaires | Standard | FALSE | [9 empty] | 3/23/2016 | Dimmable | Continuous (Can dim down to ≤ 10% (W)) | No |  |  | 6152 | 96.1 | 64 | 10 | 0.94 | 3533 | 82.8
PUGPCGPB | Amerlux | Amerlux LLC | GRUVM-EX-Z-PL-5-LED-4000-HW-120/277-4-EOR-HILUME-ECO | Indoor Luminaires | Linear Ambient | Direct Linear Ambient Luminaires | Standard | FALSE | [9 empty] | 3/23/2016 | Dimmable | Continuous (Can dim down to ≤ 10% (W)) | No |  |  | 2093 | 104.7 | 20 | 10 | 0.94 | 4005 | 83.3
PP1452U5 | Amerlux | Amerlux LLC | GRUVM-EX-Z-PL-8-LED-4000-HW-120/277-4-EOR-HILUME-ECO | Indoor Luminaires | Linear Ambient | Direct Linear Ambient Luminaires | Standard | FALSE | [9 empty] | 3/23/2016 | Dimmable | Continuous (Can dim down to ≤ 10% (W)) | No |  |  | 3282 | 102.6 | 32 | 10 | 0.94 | 4005 | 83.3
PE5JFUA3 | Amerlux | Amerlux LLC | GRUVM-EX-Z-PL-5-LED-4000-HW-120/277-5-EOR-HILUME-ECO | Indoor Luminaires | Linear Ambient | Direct Linear Ambient Luminaires | Standard | FALSE | [9 empty] | 3/23/2016 | Dimmable | Continuous (Can dim down to ≤ 10% (W)) | No |  |  | 2617 | 104.7 | 25 | 10 | 0.94 | 4005 | 83.3
PQQU6DD7 | Amerlux | Amerlux LLC | GRUVM-EX-Z-PL-8-LED-4000-HW-120/277-5-EOR-HILUME-ECO | Indoor Luminaires | Linear Ambient | Direct Linear Ambient Luminaires | Standard | FALSE | [9 empty] | 3/23/2016 | Dimmable | Continuous (Can dim down to ≤ 10% (W)) | No |  |  | 4101 | 102.5 | 40 | 10 | 0.94 | 4005 | 83.3
PRZ3QFWE | Amerlux | Amerlux LLC | GRUVM-EX-Z-PL-5-LED-4000-HW-120/277-6-EOR-HILUME-ECO | Indoor Luminaires | Linear Ambient | Direct Linear Ambient Luminaires | Standard | FALSE | [9 empty] | 3/23/2016 | Dimmable | Continuous (Can dim down to ≤ 10% (W)) | No |  |  | 3140 | 104.7 | 30 | 10 | 0.94 | 4005 | 83.3
PBUTKZQ6 | Amerlux | Amerlux LLC | GRUVM-EX-Z-PL-8-LED-4000-HW-120/277-6-EOR-HILUME-ECO | Indoor Luminaires | Linear Ambient | Direct Linear Ambient Luminaires | Standard | FALSE | [9 empty] | 3/23/2016 | Dimmable | Continuous (Can dim down to ≤ 10% (W)) | No |  |  | 4922 | 102.5 | 48 | 10 | 0.94 | 4005 | 83.3
PNRATTK2 | Amerlux | Amerlux LLC | GRUVM-EX-Z-PL-5-LED-4000-HW-120/277-7-EOR-HILUME-ECO | Indoor Luminaires | Linear Ambient | Direct Linear Ambient Luminaires | Standard | FALSE | [9 empty] | 3/23/2016 | Dimmable | Continuous (Can dim down to ≤ 10% (W)) | No |  |  | 3662 | 104.6 | 35 | 10 | 0.94 | 4005 | 83.3
PJJSVDGE | Amerlux | Amerlux LLC | GRUVM-EX-Z-PL-8-LED-4000-HW-120/277-7-EOR-HILUME-ECO | Indoor Luminaires | Linear Ambient | Direct Linear Ambient Luminaires | Standard | FALSE | [9 empty] | 3/23/2016 | Dimmable | Continuous (Can dim down to ≤ 10% (W)) | No |  |  | 5742 | 102.5 | 56 | 10 | 0.94 | 4005 | 83.3
P25FCJD8 | Amerlux | Amerlux LLC | GRUVM-EX-Z-PL-5-LED-4000-HW-120/277-8-EOR-HILUME-ECO | Indoor Luminaires | Linear Ambient | Direct Linear Ambient Luminaires | Standard | FALSE | [9 empty] | 3/23/2016 | Dimmable | Continuous (Can dim down to ≤ 10% (W)) | No |  |  | 4186 | 104.7 | 40 | 10 | 0.94 | 4005 | 83.3
PBBRW7ZD | Amerlux | Amerlux LLC | GRUVM-EX-Z-PL-8-LED-4000-HW-120/277-8-EOR-HILUME-ECO | Indoor Luminaires | Linear Ambient | Direct Linear Ambient Luminaires | Standard | FALSE | [9 empty] | 3/23/2016 | Dimmable | Continuous (Can dim down to ≤ 10% (W)) | No |  |  | 6562 | 102.5 | 64 | 10 | 0.94 | 4005 | 83.3
P4YBYAP7 | Amerlux | Amerlux LLC | GRUV4-HE-Z-PL-4-LED-4000-HW-120/277-4-MOR | Indoor Luminaires | Linear Ambient | Direct Linear Ambient Luminaires | Standard | FALSE | [9 empty] | 12/30/2015 | Dimmable | Continuous (Can dim down to ≤ 10% (W)) | No |  |  | 1917.8 | 119.86 | 16 | 20 | 0.9 | 4000 | 83.4
P98RGKF1 | Amerlux | Amerlux LLC | GRUV4-HE-Z-PL-4-LED-4000-HW-120/277-5-BOR | Indoor Luminaires | Linear Ambient | Direct Linear Ambient Luminaires | Standard | FALSE | [9 empty] | 12/30/2015 | Dimmable | Continuous (Can dim down to ≤ 10% (W)) | No |  |  | 2397.3 | 119.87 | 20 | 20 | 0.9 | 4000 | 83.4
PM3T4X79 | Amerlux | Amerlux LLC | GRUV4-HE-Z-PL-4-LED-4000-HW-120/277-5-EOR | Indoor Luminaires | Linear Ambient | Direct Linear Ambient Luminaires | Standard | FALSE | [9 empty] | 12/30/2015 | Dimmable | Continuous (Can dim down to ≤ 10% (W)) | No |  |  | 2397.3 | 119.87 | 20 | 20 | 0.9 | 4000 | 83.4
PZ92E4X7 | Amerlux | Amerlux LLC | GRUV4-HE-Z-PL-4-LED-4000-HW-120/277-5-IND | Indoor Luminaires | Linear Ambient | Direct Linear Ambient Luminaires | Standard | FALSE | [9 empty] | 12/30/2015 | Dimmable | Continuous (Can dim down to ≤ 10% (W)) | No |  |  | 2397.3 | 119.87 | 20 | 20 | 0.9 | 4000 | 83.4
P59RB8CW | Amerlux | Amerlux LLC | GRUV4-HE-Z-PL-4-LED-4000-HW-120/277-5-MOR | Indoor Luminaires | Linear Ambient | Direct Linear Ambient Luminaires | Standard | FALSE | [9 empty] | 12/30/2015 | Dimmable | Continuous (Can dim down to ≤ 10% (W)) | No |  |  | 2397.3 | 119.87 | 20 | 20 | 0.9 | 4000 | 83.4
PPT3JZXD | Amerlux | Amerlux LLC | GRUV4-HE-Z-PL-4-LED-4000-HW-120/277-6-BOR | Indoor Luminaires | Linear Ambient | Direct Linear Ambient Luminaires | Standard | FALSE | [9 empty] | 12/30/2015 | Dimmable | Continuous (Can dim down to ≤ 10% (W)) | No |  |  | 2876.7 | 119.86 | 24 | 20 | 0.9 | 4000 | 83.4
PFK29T76 | Amerlux | Amerlux LLC | GRUV4-HE-Z-PL-4-LED-4000-HW-120/277-6-EOR | Indoor Luminaires | Linear Ambient | Direct Linear Ambient Luminaires | Standard | FALSE | [9 empty] | 12/30/2015 | Dimmable | Continuous (Can dim down to ≤ 10% (W)) | No |  |  | 2876.7 | 119.86 | 24 | 20 | 0.9 | 4000 | 83.4
PQSASBZE | Amerlux | Amerlux LLC | GRUV4-HE-Z-PL-4-LED-4000-HW-120/277-6-IND | Indoor Luminaires | Linear Ambient | Direct Linear Ambient Luminaires | Standard | FALSE | [9 empty] | 12/30/2015 | Dimmable | Continuous (Can dim down to ≤ 10% (W)) | No |  |  | 2876.7 | 119.86 | 24 | 20 | 0.9 | 4000 | 83.4
PZKUF29D | Amerlux | Amerlux LLC | GRUV4-HE-Z-PL-4-LED-4000-HW-120/277-6-MOR | Indoor Luminaires | Linear Ambient | Direct Linear Ambient Luminaires | Standard | FALSE | [9 empty] | 12/30/2015 | Dimmable | Continuous (Can dim down to ≤ 10% (W)) | No |  |  | 2876.7 | 119.86 | 24 | 20 | 0.9 | 4000 | 83.4
P99FMDE7 | Amerlux | Amerlux LLC | GRUV4-HE-Z-PL-4-LED-4000-HW-120/277-7-BOR | Indoor Luminaires | Linear Ambient | Direct Linear Ambient Luminaires | Standard | FALSE | [9 empty] | 12/30/2015 | Dimmable | Continuous (Can dim down to ≤ 10% (W)) | No |  |  | 3356.2 | 119.86 | 28 | 20 | 0.9 | 4000 | 83.4
PJZV7K5U | Amerlux | Amerlux LLC | GRUV4-HE-Z-PL-4-LED-4000-HW-120/277-7-EOR | Indoor Luminaires | Linear Ambient | Direct Linear Ambient Luminaires | Standard | FALSE | [9 empty] | 12/30/2015 | Dimmable | Continuous (Can dim down to ≤ 10% (W)) | No |  |  | 3356.2 | 119.86 | 28 | 20 | 0.9 | 4000 | 83.4
PZAEKZBQ | Amerlux | Amerlux LLC | GRUV4-HE-Z-PL-4-LED-4000-HW-120/277-7-IND | Indoor Luminaires | Linear Ambient | Direct Linear Ambient Luminaires | Standard | FALSE | [9 empty] | 12/30/2015 | Dimmable | Continuous (Can dim down to ≤ 10% (W)) | No |  |  | 3356.2 | 119.86 | 28 | 20 | 0.9 | 4000 | 83.4
PSRU6NRZ | Amerlux | Amerlux LLC | GRUV4-HE-Z-PL-4-LED-4000-HW-120/277-7-MOR | Indoor Luminaires | Linear Ambient | Direct Linear Ambient Luminaires | Standard | FALSE | [9 empty] | 12/30/2015 | Dimmable | Continuous (Can dim down to ≤ 10% (W)) | No |  |  | 3356.2 | 119.86 | 28 | 20 | 0.9 | 4000 | 83.4
PHHC7XAF | Amerlux | Amerlux LLC | GRUV4-HE-Z-PL-4-LED-4000-HW-120/277-8-BOR | Indoor Luminaires | Linear Ambient | Direct Linear Ambient Luminaires | Standard | FALSE | [9 empty] | 12/30/2015 | Dimmable | Continuous (Can dim down to ≤ 10% (W)) | No |  |  | 3835.6 | 119.86 | 32 | 20 | 0.9 | 4000 | 83.4
PKVYQ28E | Amerlux | Amerlux LLC | GRUV4-HE-Z-PL-4-LED-4000-HW-120/277-8-EOR | Indoor Luminaires | Linear Ambient | Direct Linear Ambient Luminaires | Standard | FALSE | [9 empty] | 12/30/2015 | Dimmable | Continuous (Can dim down to ≤ 10% (W)) | No |  |  | 3835.6 | 119.86 | 32 | 20 | 0.9 | 4000 | 83.4
P2RV25WA | Amerlux | Amerlux LLC | GRUV4-HE-Z-PL-4-LED-4000-HW-120/277-8-IND | Indoor Luminaires | Linear Ambient | Direct Linear Ambient Luminaires | Standard | FALSE | [9 empty] | 12/30/2015 | Dimmable | Continuous (Can dim down to ≤ 10% (W)) | No |  |  | 3835.6 | 119.86 | 32 | 20 | 0.9 | 4000 | 83.4
PJQ6B8YS | Amerlux | Amerlux LLC | GRUV4-HE-Z-PL-4-LED-4000-HW-120/277-8-MOR | Indoor Luminaires | Linear Ambient | Direct Linear Ambient Luminaires | Standard | FALSE | [9 empty] | 12/30/2015 | Dimmable | Continuous (Can dim down to ≤ 10% (W)) | No |  |  | 3835.6 | 119.86 | 32 | 20 | 0.9 | 4000 | 83.4
PUWR1YHA | Amerlux | Amerlux LLC | GRUV4-HE-Z-PL-5-LED-3000-HW-120/277-4-BOR | Indoor Luminaires | Linear Ambient | Direct Linear Ambient Luminaires | Standard | FALSE | [9 empty] | 12/30/2015 | Dimmable | Continuous (Can dim down to ≤ 10% (W)) | No |  |  | 2135.9 | 106.8 | 20 | 20 | 0.9 | 3063 | 82.2
PRS9X5NP | Amerlux | Amerlux LLC | GRUV4-HE-Z-PL-5-LED-3000-HW-120/277-4-EOR | Indoor Luminaires | Linear Ambient | Direct Linear Ambient Luminaires | Standard | FALSE | [9 empty] | 12/30/2015 | Dimmable | Continuous (Can dim down to ≤ 10% (W)) | No |  |  | 2135.9 | 106.8 | 20 | 20 | 0.9 | 3063 | 82.2
PQS57DKZ | Amerlux | Amerlux LLC | GRUV4-HE-Z-PL-5-LED-3000-HW-120/277-4-IND | Indoor Luminaires | Linear Ambient | Direct Linear Ambient Luminaires | Standard | FALSE | [9 empty] | 12/30/2015 | Dimmable | Continuous (Can dim down to ≤ 10% (W)) | No |  |  | 2135.9 | 106.8 | 20 | 20 | 0.9 | 3063 | 82.2
PA9DT4Z8 | Amerlux | Amerlux LLC | GRUV4-HE-Z-PL-5-LED-3000-HW-120/277-4-MOR | Indoor Luminaires | Linear Ambient | Direct Linear Ambient Luminaires | Standard | FALSE | [9 empty] | 12/30/2015 | Dimmable | Continuous (Can dim down to ≤ 10% (W)) | No |  |  | 2135.9 | 106.8 | 20 | 20 | 0.9 | 3063 | 82.2
P4G6ZMY2 | Amerlux | Amerlux LLC | GRUV4-HE-Z-PL-5-LED-3000-HW-120/277-5-BOR | Indoor Luminaires | Linear Ambient | Direct Linear Ambient Luminaires | Standard | FALSE | [9 empty] | 12/30/2015 | Dimmable | Continuous (Can dim down to ≤ 10% (W)) | No |  |  | 2669.9 | 106.8 | 25 | 20 | 0.9 | 3063 | 82.2
P8HZC1DM | Amerlux | Amerlux LLC | GRUV4-HE-Z-PL-5-LED-3000-HW-120/277-5-EOR | Indoor Luminaires | Linear Ambient | Direct Linear Ambient Luminaires | Standard | FALSE | [9 empty] | 12/30/2015 | Dimmable | Continuous (Can dim down to ≤ 10% (W)) | No |  |  | 2669.9 | 106.8 | 25 | 20 | 0.9 | 3063 | 82.2
P8VE9JW4 | Amerlux | Amerlux LLC | GRUV4-HE-Z-PL-5-LED-3000-HW-120/277-5-IND | Indoor Luminaires | Linear Ambient | Direct Linear Ambient Luminaires | Standard | FALSE | [9 empty] | 12/30/2015 | Dimmable | Continuous (Can dim down to ≤ 10% (W)) | No |  |  | 2669.9 | 106.8 | 25 | 20 | 0.9 | 3063 | 82.2
P7AD5P3T | Amerlux | Amerlux LLC | GRUV4-HE-Z-PL-5-LED-3000-HW-120/277-5-MOR | Indoor Luminaires | Linear Ambient | Direct Linear Ambient Luminaires | Standard | FALSE | [9 empty] | 12/30/2015 | Dimmable | Continuous (Can dim down to ≤ 10% (W)) | No |  |  | 2669.9 | 106.8 | 25 | 20 | 0.9 | 3063 | 82.2
PXMG5UCX | Amerlux | Amerlux LLC | GRUV4-HE-Z-PL-5-LED-3000-HW-120/277-6-BOR | Indoor Luminaires | Linear Ambient | Direct Linear Ambient Luminaires | Standard | FALSE | [9 empty] | 12/30/2015 | Dimmable | Continuous (Can dim down to ≤ 10% (W)) | No |  |  | 3203.9 | 106.8 | 30 | 20 | 0.9 | 3063 | 82.2
PJD7UYWR | Amerlux | Amerlux LLC | GRUV4-HE-Z-PL-5-LED-3000-HW-120/277-6-EOR | Indoor Luminaires | Linear Ambient | Direct Linear Ambient Luminaires | Standard | FALSE | [9 empty] | 12/30/2015 | Dimmable | Continuous (Can dim down to ≤ 10% (W)) | No |  |  | 3203.9 | 106.8 | 30 | 20 | 0.9 | 3063 | 82.2
PJF4NFPB | Amerlux | Amerlux LLC | GRUV4-HE-Z-PL-5-LED-3000-HW-120/277-6-IND | Indoor Luminaires | Linear Ambient | Direct Linear Ambient Luminaires | Standard | FALSE | [9 empty] | 12/30/2015 | Dimmable | Continuous (Can dim down to ≤ 10% (W)) | No |  |  | 3203.9 | 106.8 | 30 | 20 | 0.9 | 3063 | 82.2
PQ9TVCD6 | Amerlux | Amerlux LLC | GRUV4-HE-Z-PL-5-LED-3000-HW-120/277-6-MOR | Indoor Luminaires | Linear Ambient | Direct Linear Ambient Luminaires | Standard | FALSE | [9 empty] | 12/30/2015 | Dimmable | Continuous (Can dim down to ≤ 10% (W)) | No |  |  | 3203.9 | 106.8 | 30 | 20 | 0.9 | 3063 | 82.2
PF3576HM | Amerlux | Amerlux LLC | GRUV4-HE-Z-PL-5-LED-3000-HW-120/277-7-BOR | Indoor Luminaires | Linear Ambient | Direct Linear Ambient Luminaires | Standard | FALSE | [9 empty] | 12/30/2015 | Dimmable | Continuous (Can dim down to ≤ 10% (W)) | No |  |  | 3737.9 | 106.8 | 35 | 20 | 0.9 | 3063 | 82.2
P6SHFBYY | Amerlux | Amerlux LLC | GRUV4-HE-Z-PL-5-LED-3000-HW-120/277-7-EOR | Indoor Luminaires | Linear Ambient | Direct Linear Ambient Luminaires | Standard | FALSE | [9 empty] | 12/30/2015 | Dimmable | Continuous (Can dim down to ≤ 10% (W)) | No |  |  | 3737.9 | 106.8 | 35 | 20 | 0.9 | 3063 | 82.2
PRHRV9PY | Amerlux | Amerlux LLC | GRUV4-HE-Z-PL-5-LED-3000-HW-120/277-7-IND | Indoor Luminaires | Linear Ambient | Direct Linear Ambient Luminaires | Standard | FALSE | [9 empty] | 12/30/2015 | Dimmable | Continuous (Can dim down to ≤ 10% (W)) | No |  |  | 3737.9 | 106.8 | 35 | 20 | 0.9 | 3063 | 82.2
P5JSHPSG | Amerlux | Amerlux LLC | GRUV4-HE-Z-PL-5-LED-3000-HW-120/277-7-MOR | Indoor Luminaires | Linear Ambient | Direct Linear Ambient Luminaires | Standard | FALSE | [9 empty] | 12/30/2015 | Dimmable | Continuous (Can dim down to ≤ 10% (W)) | No |  |  | 3737.9 | 106.8 | 35 | 20 | 0.9 | 3063 | 82.2
PMYJS81D | Amerlux | Amerlux LLC | GRUV4-HE-Z-PL-5-LED-3000-HW-120/277-8-BOR | Indoor Luminaires | Linear Ambient | Direct Linear Ambient Luminaires | Standard | FALSE | [9 empty] | 12/30/2015 | Dimmable | Continuous (Can dim down to ≤ 10% (W)) | No |  |  | 4271.8 | 106.8 | 40 | 20 | 0.9 | 3063 | 82.2
PMBW2PEN | Amerlux | Amerlux LLC | GRUV4-HE-Z-PL-5-LED-3000-HW-120/277-8-EOR | Indoor Luminaires | Linear Ambient | Direct Linear Ambient Luminaires | Standard | FALSE | [9 empty] | 12/30/2015 | Dimmable | Continuous (Can dim down to ≤ 10% (W)) | No |  |  | 4271.8 | 106.8 | 40 | 20 | 0.9 | 3063 | 82.2
PZWFDZN8 | Amerlux | Amerlux LLC | GRUV4-HE-Z-PL-5-LED-3000-HW-120/277-8-IND | Indoor Luminaires | Linear Ambient | Direct Linear Ambient Luminaires | Standard | FALSE | [9 empty] | 12/30/2015 | Dimmable | Continuous (Can dim down to ≤ 10% (W)) | No |  |  | 4271.8 | 106.8 | 40 | 20 | 0.9 | 3063 | 82.2
P2C9C1HM | Amerlux | Amerlux LLC | GRUV4-HE-Z-PL-5-LED-3000-HW-120/277-8-MOR | Indoor Luminaires | Linear Ambient | Direct Linear Ambient Luminaires | Standard | FALSE | [9 empty] | 12/30/2015 | Dimmable | Continuous (Can dim down to ≤ 10% (W)) | No |  |  | 4271.8 | 106.8 | 40 | 20 | 0.9 | 3063 | 82.2
PTPYS1EU | Amerlux | Amerlux LLC | GRUV4-HE-Z-PL-5-LED-3500-HW-120/277-4-BOR | Indoor Luminaires | Linear Ambient | Direct Linear Ambient Luminaires | Standard | FALSE | [9 empty] | 12/30/2015 | Dimmable | Continuous (Can dim down to ≤ 10% (W)) | No |  |  | 2249.1 | 112.46 | 20 | 20 | 0.9 | 3531.5 | 82.8
P39ZD8VE | Amerlux | Amerlux LLC | GRUV4-HE-Z-PL-5-LED-3500-HW-120/277-4-EOR | Indoor Luminaires | Linear Ambient | Direct Linear Ambient Luminaires | Standard | FALSE | [9 empty] | 12/30/2015 | Dimmable | Continuous (Can dim down to ≤ 10% (W)) | No |  |  | 2249.1 | 112.46 | 20 | 20 | 0.9 | 3531.5 | 82.8
PF53WJMF | Amerlux | Amerlux LLC | GRUV4-HE-Z-PL-5-LED-3500-HW-120/277-4-IND | Indoor Luminaires | Linear Ambient | Direct Linear Ambient Luminaires | Standard | FALSE | [9 empty] | 12/30/2015 | Dimmable | Continuous (Can dim down to ≤ 10% (W)) | No |  |  | 2249.1 | 112.46 | 20 | 20 | 0.9 | 3531.5 | 82.8
PYKEYEJV | Amerlux | Amerlux LLC | GRUV4-HE-Z-PL-5-LED-3500-HW-120/277-4-MOR | Indoor Luminaires | Linear Ambient | Direct Linear Ambient Luminaires | Standard | FALSE | [9 empty] | 12/30/2015 | Dimmable | Continuous (Can dim down to ≤ 10% (W)) | No |  |  | 2249.1 | 112.46 | 20 | 20 | 0.9 | 3531.5 | 82.8
PWJPGT23 | Amerlux | Amerlux LLC | GRUV4-HE-Z-PL-5-LED-3500-HW-120/277-5-BOR | Indoor Luminaires | Linear Ambient | Direct Linear Ambient Luminaires | Standard | FALSE | [9 empty] | 12/30/2015 | Dimmable | Continuous (Can dim down to ≤ 10% (W)) | No |  |  | 2811.4 | 112.46 | 25 | 20 | 0.9 | 3531.5 | 82.8
PY7JX936 | Amerlux | Amerlux LLC | GRUV4-HE-Z-PL-5-LED-3500-HW-120/277-5-EOR | Indoor Luminaires | Linear Ambient | Direct Linear Ambient Luminaires | Standard | FALSE | [9 empty] | 12/30/2015 | Dimmable | Continuous (Can dim down to ≤ 10% (W)) | No |  |  | 2811.4 | 112.46 | 25 | 20 | 0.9 | 3531.5 | 82.8
PWR9224V | Amerlux | Amerlux LLC | GRUV4-HE-Z-PL-5-LED-3500-HW-120/277-5-IND | Indoor Luminaires | Linear Ambient | Direct Linear Ambient Luminaires | Standard | FALSE | [9 empty] | 12/30/2015 | Dimmable | Continuous (Can dim down to ≤ 10% (W)) | No |  |  | 2811.4 | 112.46 | 25 | 20 | 0.9 | 3531.5 | 82.8
PGGRS6F5 | Amerlux | Amerlux LLC | GRUV4-HE-Z-PL-5-LED-3500-HW-120/277-5-MOR | Indoor Luminaires | Linear Ambient | Direct Linear Ambient Luminaires | Standard | FALSE | [9 empty] | 12/30/2015 | Dimmable | Continuous (Can dim down to ≤ 10% (W)) | No |  |  | 2811.4 | 112.46 | 25 | 20 | 0.9 | 3531.5 | 82.8
PCU4W68G | Amerlux | Amerlux LLC | GRUV4-HE-Z-PL-5-LED-3500-HW-120/277-6-BOR | Indoor Luminaires | Linear Ambient | Direct Linear Ambient Luminaires | Standard | FALSE | [9 empty] | 12/30/2015 | Dimmable | Continuous (Can dim down to ≤ 10% (W)) | No |  |  | 3373.7 | 112.46 | 30 | 20 | 0.9 | 3531.5 | 82.8
P1K7R3MS | Amerlux | Amerlux LLC | GRUV4-HE-Z-PL-5-LED-3500-HW-120/277-6-EOR | Indoor Luminaires | Linear Ambient | Direct Linear Ambient Luminaires | Standard | FALSE | [9 empty] | 12/30/2015 | Dimmable | Continuous (Can dim down to ≤ 10% (W)) | No |  |  | 3373.7 | 112.46 | 30 | 20 | 0.9 | 3531.5 | 82.8
P7T8JTJB | Amerlux | Amerlux LLC | GRUV4-HE-Z-PL-5-LED-3500-HW-120/277-6-IND | Indoor Luminaires | Linear Ambient | Direct Linear Ambient Luminaires | Standard | FALSE | [9 empty] | 12/30/2015 | Dimmable | Continuous (Can dim down to ≤ 10% (W)) | No |  |  | 3373.7 | 112.46 | 30 | 20 | 0.9 | 3531.5 | 82.8
P4E7NQAP | Amerlux | Amerlux LLC | GRUV4-HE-Z-PL-5-LED-3500-HW-120/277-6-MOR | Indoor Luminaires | Linear Ambient | Direct Linear Ambient Luminaires | Standard | FALSE | [9 empty] | 12/30/2015 | Dimmable | Continuous (Can dim down to ≤ 10% (W)) | No |  |  | 3373.7 | 112.46 | 30 | 20 | 0.9 | 3531.5 | 82.8
PC8ZWW8W | Amerlux | Amerlux LLC | GRUV4-HE-Z-PL-5-LED-3500-HW-120/277-7-BOR | Indoor Luminaires | Linear Ambient | Direct Linear Ambient Luminaires | Standard | FALSE | [9 empty] | 12/30/2015 | Dimmable | Continuous (Can dim down to ≤ 10% (W)) | No |  |  | 3936 | 112.46 | 35 | 20 | 0.9 | 3531.5 | 82.8
PPRBD4Y6 | Amerlux | Amerlux LLC | GRUV4-HE-Z-PL-5-LED-3500-HW-120/277-7-EOR | Indoor Luminaires | Linear Ambient | Direct Linear Ambient Luminaires | Standard | FALSE | [9 empty] | 12/30/2015 | Dimmable | Continuous (Can dim down to ≤ 10% (W)) | No |  |  | 3936 | 112.46 | 35 | 20 | 0.9 | 3531.5 | 82.8
PFCK8SDK | Amerlux | Amerlux LLC | GRUV4-HE-Z-PL-5-LED-3500-HW-120/277-7-IND | Indoor Luminaires | Linear Ambient | Direct Linear Ambient Luminaires | Standard | FALSE | [9 empty] | 12/30/2015 | Dimmable | Continuous (Can dim down to ≤ 10% (W)) | No |  |  | 3936 | 112.46 | 35 | 20 | 0.9 | 3531.5 | 82.8
PYTHN63J | Amerlux | Amerlux LLC | GRUV4-HE-Z-PL-5-LED-3500-HW-120/277-7-MOR | Indoor Luminaires | Linear Ambient | Direct Linear Ambient Luminaires | Standard | FALSE | [9 empty] | 12/30/2015 | Dimmable | Continuous (Can dim down to ≤ 10% (W)) | No |  |  | 3936 | 112.46 | 35 | 20 | 0.9 | 3531.5 | 82.8
PQ6HR83X | Amerlux | Amerlux LLC | GRUV4-HE-Z-PL-5-LED-3500-HW-120/277-8-BOR | Indoor Luminaires | Linear Ambient | Direct Linear Ambient Luminaires | Standard | FALSE | [9 empty] | 12/30/2015 | Dimmable | Continuous (Can dim down to ≤ 10% (W)) | No |  |  | 4498.2 | 112.46 | 40 | 20 | 0.9 | 3531.5 | 82.8
PNG5GP6U | Amerlux | Amerlux LLC | GRUV4-HE-Z-PL-5-LED-3500-HW-120/277-8-EOR | Indoor Luminaires | Linear Ambient | Direct Linear Ambient Luminaires | Standard | FALSE | [9 empty] | 12/30/2015 | Dimmable | Continuous (Can dim down to ≤ 10% (W)) | No |  |  | 4498.2 | 112.46 | 40 | 20 | 0.9 | 3531.5 | 82.8
PB7EZVFY | Amerlux | Amerlux LLC | GRUV4-HE-Z-PL-5-LED-3500-HW-120/277-8-IND | Indoor Luminaires | Linear Ambient | Direct Linear Ambient Luminaires | Standard | FALSE | [9 empty] | 12/30/2015 | Dimmable | Continuous (Can dim down to ≤ 10% (W)) | No |  |  | 4498.2 | 112.46 | 40 | 20 | 0.9 | 3531.5 | 82.8
PBWP86CQ | Amerlux | Amerlux LLC | GRUV4-HE-Z-PL-5-LED-3500-HW-120/277-8-MOR | Indoor Luminaires | Linear Ambient | Direct Linear Ambient Luminaires | Standard | FALSE | [9 empty] | 12/30/2015 | Dimmable | Continuous (Can dim down to ≤ 10% (W)) | No |  |  | 4498.2 | 112.46 | 40 | 20 | 0.9 | 3531.5 | 82.8
PRSH1FN8 | Amerlux | Amerlux LLC | GRUV4-HE-Z-PL-5-LED-4000-HW-120/277-4-BOR | Indoor Luminaires | Linear Ambient | Direct Linear Ambient Luminaires | Standard | FALSE | [9 empty] | 12/30/2015 | Dimmable | Continuous (Can dim down to ≤ 10% (W)) | No |  |  | 2362.3 | 118.12 | 20 | 20 | 0.9 | 4000 | 83.4
PV3Y56H3 | Amerlux | Amerlux LLC | GRUV4-HE-Z-PL-5-LED-4000-HW-120/277-4-EOR | Indoor Luminaires | Linear Ambient | Direct Linear Ambient Luminaires | Standard | FALSE | [9 empty] | 12/30/2015 | Dimmable | Continuous (Can dim down to ≤ 10% (W)) | No |  |  | 2362.3 | 118.12 | 20 | 20 | 0.9 | 4000 | 83.4
P5R2DG2W | Amerlux | Amerlux LLC | GRUV4-HE-Z-PL-5-LED-4000-HW-120/277-4-IND | Indoor Luminaires | Linear Ambient | Direct Linear Ambient Luminaires | Standard | FALSE | [9 empty] | 12/30/2015 | Dimmable | Continuous (Can dim down to ≤ 10% (W)) | No |  |  | 2362.3 | 118.12 | 20 | 20 | 0.9 | 4000 | 83.4
PVCYKWVN | Amerlux | Amerlux LLC | GRUV4-HE-Z-PL-5-LED-4000-HW-120/277-4-MOR | Indoor Luminaires | Linear Ambient | Direct Linear Ambient Luminaires | Standard | FALSE | [9 empty] | 12/30/2015 | Dimmable | Continuous (Can dim down to ≤ 10% (W)) | No |  |  | 2362.3 | 118.12 | 20 | 20 | 0.9 | 4000 | 83.4
PJ5SCZH7 | Amerlux | Amerlux LLC | GRUV4-HE-Z-PL-5-LED-4000-HW-120/277-5-BOR | Indoor Luminaires | Linear Ambient | Direct Linear Ambient Luminaires | Standard | FALSE | [9 empty] | 12/30/2015 | Dimmable | Continuous (Can dim down to ≤ 10% (W)) | No |  |  | 2952.9 | 118.12 | 25 | 20 | 0.9 | 4000 | 83.4
P1WRGUVS | Amerlux | Amerlux LLC | GRUV4-HE-Z-PL-5-LED-4000-HW-120/277-5-EOR | Indoor Luminaires | Linear Ambient | Direct Linear Ambient Luminaires | Standard | FALSE | [9 empty] | 12/30/2015 | Dimmable | Continuous (Can dim down to ≤ 10% (W)) | No |  |  | 2952.9 | 118.12 | 25 | 20 | 0.9 | 4000 | 83.4
PER5Z75G | Amerlux | Amerlux LLC | GRUV4-HE-Z-PL-5-LED-4000-HW-120/277-5-IND | Indoor Luminaires | Linear Ambient | Direct Linear Ambient Luminaires | Standard | FALSE | [9 empty] | 12/30/2015 | Dimmable | Continuous (Can dim down to ≤ 10% (W)) | No |  |  | 2952.9 | 118.12 | 25 | 20 | 0.9 | 4000 | 83.4
PFX5YM35 | Amerlux | Amerlux LLC | GRUV4-HE-Z-PL-5-LED-4000-HW-120/277-5-MOR | Indoor Luminaires | Linear Ambient | Direct Linear Ambient Luminaires | Standard | FALSE | [9 empty] | 12/30/2015 | Dimmable | Continuous (Can dim down to ≤ 10% (W)) | No |  |  | 2952.9 | 118.12 | 25 | 20 | 0.9 | 4000 | 83.4
PPVQU2WM | Amerlux | Amerlux LLC | GRUV4-HE-Z-PL-5-LED-4000-HW-120/277-6-BOR | Indoor Luminaires | Linear Ambient | Direct Linear Ambient Luminaires | Standard | FALSE | [9 empty] | 12/30/2015 | Dimmable | Continuous (Can dim down to ≤ 10% (W)) | No |  |  | 3543.5 | 118.12 | 30 | 20 | 0.9 | 4000 | 83.4
P8F3FA6E | Amerlux | Amerlux LLC | GRUV4-HE-Z-PL-5-LED-4000-HW-120/277-6-EOR | Indoor Luminaires | Linear Ambient | Direct Linear Ambient Luminaires | Standard | FALSE | [9 empty] | 12/30/2015 | Dimmable | Continuous (Can dim down to ≤ 10% (W)) | No |  |  | 3543.5 | 118.12 | 30 | 20 | 0.9 | 4000 | 83.4
P5K6YGER | Amerlux | Amerlux LLC | GRUV4-HE-Z-PL-5-LED-4000-HW-120/277-6-IND | Indoor Luminaires | Linear Ambient | Direct Linear Ambient Luminaires | Standard | FALSE | [9 empty] | 12/30/2015 | Dimmable | Continuous (Can dim down to ≤ 10% (W)) | No |  |  | 3543.5 | 118.12 | 30 | 20 | 0.9 | 4000 | 83.4
PW4WYZFD | Amerlux | Amerlux LLC | GRUV4-HE-Z-PL-5-LED-4000-HW-120/277-6-MOR | Indoor Luminaires | Linear Ambient | Direct Linear Ambient Luminaires | Standard | FALSE | [9 empty] | 12/30/2015 | Dimmable | Continuous (Can dim down to ≤ 10% (W)) | No |  |  | 3543.5 | 118.12 | 30 | 20 | 0.9 | 4000 | 83.4
PGXPPQBN | Amerlux | Amerlux LLC | GRUV4-HE-Z-PL-5-LED-4000-HW-120/277-7-BOR | Indoor Luminaires | Linear Ambient | Direct Linear Ambient Luminaires | Standard | FALSE | [9 empty] | 12/30/2015 | Dimmable | Continuous (Can dim down to ≤ 10% (W)) | No |  |  | 4134.1 | 118.12 | 35 | 20 | 0.9 | 4000 | 83.4
PABY28EF | Amerlux | Amerlux LLC | GRUV4-HE-Z-PL-5-LED-4000-HW-120/277-7-EOR | Indoor Luminaires | Linear Ambient | Direct Linear Ambient Luminaires | Standard | FALSE | [9 empty] | 12/30/2015 | Dimmable | Continuous (Can dim down to ≤ 10% (W)) | No |  |  | 4134.1 | 118.12 | 35 | 20 | 0.9 | 4000 | 83.4
PKBT79BK | Amerlux | Amerlux LLC | GRUV4-HE-Z-PL-5-LED-4000-HW-120/277-7-IND | Indoor Luminaires | Linear Ambient | Direct Linear Ambient Luminaires | Standard | FALSE | [9 empty] | 12/30/2015 | Dimmable | Continuous (Can dim down to ≤ 10% (W)) | No |  |  | 4134.1 | 118.12 | 35 | 20 | 0.9 | 4000 | 83.4
PM8ADYP2 | Amerlux | Amerlux LLC | GRUV4-HE-Z-PL-5-LED-4000-HW-120/277-7-MOR | Indoor Luminaires | Linear Ambient | Direct Linear Ambient Luminaires | Standard | FALSE | [9 empty] | 12/30/2015 | Dimmable | Continuous (Can dim down to ≤ 10% (W)) | No |  |  | 4134.1 | 118.12 | 35 | 20 | 0.9 | 4000 | 83.4
P245BRH1 | Amerlux | Amerlux LLC | GRUV4-HE-Z-PL-5-LED-4000-HW-120/277-8-BOR | Indoor Luminaires | Linear Ambient | Direct Linear Ambient Luminaires | Standard | FALSE | [9 empty] | 12/30/2015 | Dimmable | Continuous (Can dim down to ≤ 10% (W)) | No |  |  | 4724.6 | 118.12 | 40 | 20 | 0.9 | 4000 | 83.4
PTP3V434 | Amerlux | Amerlux LLC | GRUV4-HE-Z-PL-5-LED-4000-HW-120/277-8-EOR | Indoor Luminaires | Linear Ambient | Direct Linear Ambient Luminaires | Standard | FALSE | [9 empty] | 12/30/2015 | Dimmable | Continuous (Can dim down to ≤ 10% (W)) | No |  |  | 4724.6 | 118.12 | 40 | 20 | 0.9 | 4000 | 83.4
PJH6J9JM | Amerlux | Amerlux LLC | GRUV4-HE-Z-PL-5-LED-4000-HW-120/277-8-IND | Indoor Luminaires | Linear Ambient | Direct Linear Ambient Luminaires | Standard | FALSE | [9 empty] | 12/30/2015 | Dimmable | Continuous (Can dim down to ≤ 10% (W)) | No |  |  | 4724.6 | 118.12 | 40 | 20 | 0.9 | 4000 | 83.4
P2C2ZD36 | Amerlux | Amerlux LLC | GRUV4-HE-Z-PL-5-LED-4000-HW-120/277-8-MOR | Indoor Luminaires | Linear Ambient | Direct Linear Ambient Luminaires | Standard | FALSE | [9 empty] | 12/30/2015 | Dimmable | Continuous (Can dim down to ≤ 10% (W)) | No |  |  | 4724.6 | 118.12 | 40 | 20 | 0.9 | 4000 | 83.4
P1BKDJQT | Amerlux | Amerlux LLC | GRUV4-HE-Z-PL-4-LED-3000-HW-120/277-4-MOR | Indoor Luminaires | Linear Ambient | Direct Linear Ambient Luminaires | Standard | FALSE | [9 empty] | 12/30/2015 | Dimmable | Continuous (Can dim down to ≤ 10% (W)) | No |  |  | 1734 | 108.38 | 16 | 20 | 0.9 | 3063 | 82.2
PYGZBBM8 | Amerlux | Amerlux LLC | GRUV4-HE-Z-PL-4-LED-3000-HW-120/277-5-BOR | Indoor Luminaires | Linear Ambient | Direct Linear Ambient Luminaires | Standard | FALSE | [9 empty] | 12/30/2015 | Dimmable | Continuous (Can dim down to ≤ 10% (W)) | No |  |  | 2167.5 | 108.38 | 20 | 20 | 0.9 | 3063 | 82.2
PMAN4953 | Amerlux | Amerlux LLC | GRUV4-HE-Z-PL-4-LED-3000-HW-120/277-5-EOR | Indoor Luminaires | Linear Ambient | Direct Linear Ambient Luminaires | Standard | FALSE | [9 empty] | 12/30/2015 | Dimmable | Continuous (Can dim down to ≤ 10% (W)) | No |  |  | 2167.5 | 108.38 | 20 | 20 | 0.9 | 3063 | 82.2
P28355G5 | Amerlux | Amerlux LLC | GRUV4-HE-Z-PL-4-LED-3000-HW-120/277-5-IND | Indoor Luminaires | Linear Ambient | Direct Linear Ambient Luminaires | Standard | FALSE | [9 empty] | 12/30/2015 | Dimmable | Continuous (Can dim down to ≤ 10% (W)) | No |  |  | 2167.5 | 108.38 | 20 | 20 | 0.9 | 3063 | 82.2
PZR69XQ5 | Amerlux | Amerlux LLC | GRUV4-HE-Z-PL-4-LED-3000-HW-120/277-5-MOR | Indoor Luminaires | Linear Ambient | Direct Linear Ambient Luminaires | Standard | FALSE | [9 empty] | 12/30/2015 | Dimmable | Continuous (Can dim down to ≤ 10% (W)) | No |  |  | 2167.5 | 108.38 | 20 | 20 | 0.9 | 3063 | 82.2
PW8S1F56 | Amerlux | Amerlux LLC | GRUV4-HE-Z-PL-4-LED-3000-HW-120/277-6-BOR | Indoor Luminaires | Linear Ambient | Direct Linear Ambient Luminaires | Standard | FALSE | [9 empty] | 12/30/2015 | Dimmable | Continuous (Can dim down to ≤ 10% (W)) | No |  |  | 2601 | 108.38 | 24 | 20 | 0.9 | 3063 | 82.2
PJGS4NJR | Amerlux | Amerlux LLC | GRUV4-HE-Z-PL-4-LED-3000-HW-120/277-6-EOR | Indoor Luminaires | Linear Ambient | Direct Linear Ambient Luminaires | Standard | FALSE | [9 empty] | 12/30/2015 | Dimmable | Continuous (Can dim down to ≤ 10% (W)) | No |  |  | 2601 | 108.38 | 24 | 20 | 0.9 | 3063 | 82.2
PSY64JG9 | Amerlux | Amerlux LLC | GRUV4-HE-Z-PL-4-LED-3000-HW-120/277-6-IND | Indoor Luminaires | Linear Ambient | Direct Linear Ambient Luminaires | Standard | FALSE | [9 empty] | 12/30/2015 | Dimmable | Continuous (Can dim down to ≤ 10% (W)) | No |  |  | 2601 | 108.38 | 24 | 20 | 0.9 | 3063 | 82.2
PCSHQHX8 | Amerlux | Amerlux LLC | GRUV4-HE-Z-PL-4-LED-3000-HW-120/277-6-MOR | Indoor Luminaires | Linear Ambient | Direct Linear Ambient Luminaires | Standard | FALSE | [9 empty] | 12/30/2015 | Dimmable | Continuous (Can dim down to ≤ 10% (W)) | No |  |  | 2601 | 108.38 | 24 | 20 | 0.9 | 3063 | 82.2
P24CP6D1 | Amerlux | Amerlux LLC | GRUV4-HE-Z-PL-4-LED-3000-HW-120/277-7-BOR | Indoor Luminaires | Linear Ambient | Direct Linear Ambient Luminaires | Standard | FALSE | [9 empty] | 12/30/2015 | Dimmable | Continuous (Can dim down to ≤ 10% (W)) | No |  |  | 3034.5 | 108.38 | 28 | 20 | 0.9 | 3063 | 82.2
PC6D4A7T | Amerlux | Amerlux LLC | GRUV4-HE-Z-PL-4-LED-3000-HW-120/277-7-EOR | Indoor Luminaires | Linear Ambient | Direct Linear Ambient Luminaires | Standard | FALSE | [9 empty] | 12/30/2015 | Dimmable | Continuous (Can dim down to ≤ 10% (W)) | No |  |  | 3034.5 | 108.38 | 28 | 20 | 0.9 | 3063 | 82.2
P2MBS7QH | Amerlux | Amerlux LLC | GRUV4-HE-Z-PL-4-LED-3000-HW-120/277-7-IND | Indoor Luminaires | Linear Ambient | Direct Linear Ambient Luminaires | Standard | FALSE | [9 empty] | 12/30/2015 | Dimmable | Continuous (Can dim down to ≤ 10% (W)) | No |  |  | 3034.5 | 108.38 | 28 | 20 | 0.9 | 3063 | 82.2
P39FPH5T | Amerlux | Amerlux LLC | GRUV4-HE-Z-PL-4-LED-3000-HW-120/277-7-MOR | Indoor Luminaires | Linear Ambient | Direct Linear Ambient Luminaires | Standard | FALSE | [9 empty] | 12/30/2015 | Dimmable | Continuous (Can dim down to ≤ 10% (W)) | No |  |  | 3034.5 | 108.38 | 28 | 20 | 0.9 | 3063 | 82.2
PRHM7G8S | Amerlux | Amerlux LLC | GRUV4-HE-Z-PL-4-LED-3000-HW-120/277-8-BOR | Indoor Luminaires | Linear Ambient | Direct Linear Ambient Luminaires | Standard | FALSE | [9 empty] | 12/30/2015 | Dimmable | Continuous (Can dim down to ≤ 10% (W)) | No |  |  | 3468 | 108.38 | 32 | 20 | 0.9 | 3063 | 82.2
PNPRSE1P | Amerlux | Amerlux LLC | GRUV4-HE-Z-PL-4-LED-3000-HW-120/277-8-EOR | Indoor Luminaires | Linear Ambient | Direct Linear Ambient Luminaires | Standard | FALSE | [9 empty] | 12/30/2015 | Dimmable | Continuous (Can dim down to ≤ 10% (W)) | No |  |  | 3468 | 108.38 | 32 | 20 | 0.9 | 3063 | 82.2
P239HJSM | Amerlux | Amerlux LLC | GRUV4-HE-Z-PL-4-LED-3000-HW-120/277-8-IND | Indoor Luminaires | Linear Ambient | Direct Linear Ambient Luminaires | Standard | FALSE | [9 empty] | 12/30/2015 | Dimmable | Continuous (Can dim down to ≤ 10% (W)) | No |  |  | 3468 | 108.38 | 32 | 20 | 0.9 | 3063 | 82.2
PFG7KHZ9 | Amerlux | Amerlux LLC | GRUV4-HE-Z-PL-4-LED-3000-HW-120/277-8-MOR | Indoor Luminaires | Linear Ambient | Direct Linear Ambient Luminaires | Standard | FALSE | [9 empty] | 12/30/2015 | Dimmable | Continuous (Can dim down to ≤ 10% (W)) | No |  |  | 3468 | 108.38 | 32 | 20 | 0.9 | 3063 | 82.2
P579XHGX | Amerlux | Amerlux LLC | GRUV4-HE-Z-PL-4-LED-3500-HW-120/277-4-BOR | Indoor Luminaires | Linear Ambient | Direct Linear Ambient Luminaires | Standard | FALSE | [9 empty] | 12/30/2015 | Dimmable | Continuous (Can dim down to ≤ 10% (W)) | No |  |  | 1825.9 | 114.12 | 16 | 20 | 0.9 | 3531.5 | 82.8
PX3638AQ | Amerlux | Amerlux LLC | GRUV4-HE-Z-PL-4-LED-3500-HW-120/277-4-EOR | Indoor Luminaires | Linear Ambient | Direct Linear Ambient Luminaires | Standard | FALSE | [9 empty] | 12/30/2015 | Dimmable | Continuous (Can dim down to ≤ 10% (W)) | No |  |  | 1825.9 | 114.12 | 16 | 20 | 0.9 | 3531.5 | 82.8
P7WA2Y4A | Amerlux | Amerlux LLC | GRUV4-HE-Z-PL-4-LED-3500-HW-120/277-4-IND | Indoor Luminaires | Linear Ambient | Direct Linear Ambient Luminaires | Standard | FALSE | [9 empty] | 12/30/2015 | Dimmable | Continuous (Can dim down to ≤ 10% (W)) | No |  |  | 1825.9 | 114.12 | 16 | 20 | 0.9 | 3531.5 | 82.8
PFFF8PFJ | Amerlux | Amerlux LLC | GRUV4-HE-Z-PL-4-LED-3500-HW-120/277-4-MOR | Indoor Luminaires | Linear Ambient | Direct Linear Ambient Luminaires | Standard | FALSE | [9 empty] | 12/30/2015 | Dimmable | Continuous (Can dim down to ≤ 10% (W)) | No |  |  | 1825.9 | 114.12 | 16 | 20 | 0.9 | 3531.5 | 82.8
PAPX9HTS | Amerlux | Amerlux LLC | GRUV4-HE-Z-PL-4-LED-3500-HW-120/277-5-BOR | Indoor Luminaires | Linear Ambient | Direct Linear Ambient Luminaires | Standard | FALSE | [9 empty] | 12/30/2015 | Dimmable | Continuous (Can dim down to ≤ 10% (W)) | No |  |  | 2282.4 | 114.12 | 20 | 20 | 0.9 | 3531.5 | 82.8
PSR46T1D | Amerlux | Amerlux LLC | GRUV4-HE-Z-PL-4-LED-3500-HW-120/277-5-EOR | Indoor Luminaires | Linear Ambient | Direct Linear Ambient Luminaires | Standard | FALSE | [9 empty] | 12/30/2015 | Dimmable | Continuous (Can dim down to ≤ 10% (W)) | No |  |  | 2282.4 | 114.12 | 20 | 20 | 0.9 | 3531.5 | 82.8
PACQMR6J | Amerlux | Amerlux LLC | GRUV4-HE-Z-PL-4-LED-3500-HW-120/277-5-IND | Indoor Luminaires | Linear Ambient | Direct Linear Ambient Luminaires | Standard | FALSE | [9 empty] | 12/30/2015 | Dimmable | Continuous (Can dim down to ≤ 10% (W)) | No |  |  | 2282.4 | 114.12 | 20 | 20 | 0.9 | 3531.5 | 82.8
PW7TU69Y | Amerlux | Amerlux LLC | GRUV4-HE-Z-PL-4-LED-3500-HW-120/277-5-MOR | Indoor Luminaires | Linear Ambient | Direct Linear Ambient Luminaires | Standard | FALSE | [9 empty] | 12/30/2015 | Dimmable | Continuous (Can dim down to ≤ 10% (W)) | No |  |  | 2282.4 | 114.12 | 20 | 20 | 0.9 | 3531.5 | 82.8
P14Z5BPX | Amerlux | Amerlux LLC | GRUV4-HE-Z-PL-4-LED-3500-HW-120/277-6-BOR | Indoor Luminaires | Linear Ambient | Direct Linear Ambient Luminaires | Standard | FALSE | [9 empty] | 12/30/2015 | Dimmable | Continuous (Can dim down to ≤ 10% (W)) | No |  |  | 2738.9 | 114.12 | 24 | 20 | 0.9 | 3531.5 | 82.8
PPJ41T7Q | Amerlux | Amerlux LLC | GRUV4-HE-Z-PL-4-LED-3500-HW-120/277-6-EOR | Indoor Luminaires | Linear Ambient | Direct Linear Ambient Luminaires | Standard | FALSE | [9 empty] | 12/30/2015 | Dimmable | Continuous (Can dim down to ≤ 10% (W)) | No |  |  | 2738.9 | 114.12 | 24 | 20 | 0.9 | 3531.5 | 82.8
PEG5FC6F | Amerlux | Amerlux LLC | GRUV4-HE-Z-PL-4-LED-3500-HW-120/277-6-IND | Indoor Luminaires | Linear Ambient | Direct Linear Ambient Luminaires | Standard | FALSE | [9 empty] | 12/30/2015 | Dimmable | Continuous (Can dim down to ≤ 10% (W)) | No |  |  | 2738.9 | 114.12 | 24 | 20 | 0.9 | 3531.5 | 82.8
PC1X7K9Q | Amerlux | Amerlux LLC | GRUV4-HE-Z-PL-4-LED-3500-HW-120/277-6-MOR | Indoor Luminaires | Linear Ambient | Direct Linear Ambient Luminaires | Standard | FALSE | [9 empty] | 12/30/2015 | Dimmable | Continuous (Can dim down to ≤ 10% (W)) | No |  |  | 2738.9 | 114.12 | 24 | 20 | 0.9 | 3531.5 | 82.8
PSDQNU31 | Amerlux | Amerlux LLC | GRUV4-HE-Z-PL-4-LED-3500-HW-120/277-7-BOR | Indoor Luminaires | Linear Ambient | Direct Linear Ambient Luminaires | Standard | FALSE | [9 empty] | 12/30/2015 | Dimmable | Continuous (Can dim down to ≤ 10% (W)) | No |  |  | 3195.3 | 114.12 | 28 | 20 | 0.9 | 3531.5 | 82.8
PXEBSNSX | Amerlux | Amerlux LLC | GRUV4-HE-Z-PL-4-LED-3500-HW-120/277-7-EOR | Indoor Luminaires | Linear Ambient | Direct Linear Ambient Luminaires | Standard | FALSE | [9 empty] | 12/30/2015 | Dimmable | Continuous (Can dim down to ≤ 10% (W)) | No |  |  | 3195.3 | 114.12 | 28 | 20 | 0.9 | 3531.5 | 82.8
P4WV894S | Amerlux | Amerlux LLC | GRUV4-HE-Z-PL-4-LED-3500-HW-120/277-7-IND | Indoor Luminaires | Linear Ambient | Direct Linear Ambient Luminaires | Standard | FALSE | [9 empty] | 12/30/2015 | Dimmable | Continuous (Can dim down to ≤ 10% (W)) | No |  |  | 3195.3 | 114.12 | 28 | 20 | 0.9 | 3531.5 | 82.8
P1YN3CTY | Amerlux | Amerlux LLC | GRUV4-HE-Z-PL-4-LED-3500-HW-120/277-7-MOR | Indoor Luminaires | Linear Ambient | Direct Linear Ambient Luminaires | Standard | FALSE | [9 empty] | 12/30/2015 | Dimmable | Continuous (Can dim down to ≤ 10% (W)) | No |  |  | 3195.3 | 114.12 | 28 | 20 | 0.9 | 3531.5 | 82.8
PCB72PG7 | Amerlux | Amerlux LLC | GRUV4-HE-Z-PL-4-LED-3500-HW-120/277-8-BOR | Indoor Luminaires | Linear Ambient | Direct Linear Ambient Luminaires | Standard | FALSE | [9 empty] | 12/30/2015 | Dimmable | Continuous (Can dim down to ≤ 10% (W)) | No |  |  | 3651.8 | 114.12 | 32 | 20 | 0.9 | 3531.5 | 82.8
PFPN8DZS | Amerlux | Amerlux LLC | GRUV4-HE-Z-PL-4-LED-3500-HW-120/277-8-EOR | Indoor Luminaires | Linear Ambient | Direct Linear Ambient Luminaires | Standard | FALSE | [9 empty] | 12/30/2015 | Dimmable | Continuous (Can dim down to ≤ 10% (W)) | No |  |  | 3651.8 | 114.12 | 32 | 20 | 0.9 | 3531.5 | 82.8
PB4Z1PTJ | Amerlux | Amerlux LLC | GRUV4-HE-Z-PL-4-LED-3500-HW-120/277-8-IND | Indoor Luminaires | Linear Ambient | Direct Linear Ambient Luminaires | Standard | FALSE | [9 empty] | 12/30/2015 | Dimmable | Continuous (Can dim down to ≤ 10% (W)) | No |  |  | 3651.8 | 114.12 | 32 | 20 | 0.9 | 3531.5 | 82.8
PEC8KF71 | Amerlux | Amerlux LLC | GRUV4-HE-Z-PL-4-LED-3500-HW-120/277-8-MOR | Indoor Luminaires | Linear Ambient | Direct Linear Ambient Luminaires | Standard | FALSE | [9 empty] | 12/30/2015 | Dimmable | Continuous (Can dim down to ≤ 10% (W)) | No |  |  | 3651.8 | 114.12 | 32 | 20 | 0.9 | 3531.5 | 82.8
PRCVRJCV | Amerlux | Amerlux LLC | GRUV4-HE-Z-PL-4-LED-4000-HW-120/277-4-BOR | Indoor Luminaires | Linear Ambient | Direct Linear Ambient Luminaires | Standard | FALSE | [9 empty] | 12/30/2015 | Dimmable | Continuous (Can dim down to ≤ 10% (W)) | No |  |  | 1917.8 | 119.86 | 16 | 20 | 0.9 | 4000 | 83.4
PCD18JZX | Amerlux | Amerlux LLC | GRUV4-HE-Z-PL-4-LED-4000-HW-120/277-4-EOR | Indoor Luminaires | Linear Ambient | Direct Linear Ambient Luminaires | Standard | FALSE | [9 empty] | 12/30/2015 | Dimmable | Continuous (Can dim down to ≤ 10% (W)) | No |  |  | 1917.8 | 119.86 | 16 | 20 | 0.9 | 4000 | 83.4
PPJEUNZJ | Amerlux | Amerlux LLC | GRUV1.5-Z-LD-4-LED-3000-HW-120/277-4-[IND,BOR,MOR,EOR] | Indoor Luminaires | Linear Ambient | Direct Linear Ambient Luminaires | Standard | TRUE | 1670 | 85.9 | 19.44 | 13 | 0.901 | 3091 | 82.2 | 5 | 50000 | 8/2/2016 | Dimmable | Continuous (Can dim down to ≤ 10% (W)) | No |  | 3.1 | 1670 | 85.9 | 19.44 | 13 | 0.9 | 3091 | 82.2
PQDED9K8 | Amerlux | Amerlux LLC | GRUV1.5-Z-LD-4-LED-3000-HW-120/277-5-[IND,BOR,MOR,EOR] | Indoor Luminaires | Linear Ambient | Direct Linear Ambient Luminaires | Standard | FALSE | [9 empty] | 8/2/2016 | Dimmable | Continuous (Can dim down to ≤ 10% (W)) | No |  |  | 2134.2 | 87.3 | 24.45 | 13 | 0.9 | 3091 | 82.2
PQ39ZS4Q | Amerlux | Amerlux LLC | GRUV1.5-Z-LD-4-LED-3000-HW-120/277-6-[IND,BOR,MOR,EOR] | Indoor Luminaires | Linear Ambient | Direct Linear Ambient Luminaires | Standard | FALSE | [9 empty] | 8/2/2016 | Dimmable | Continuous (Can dim down to ≤ 10% (W)) | No |  |  | 2617.1 | 88.7 | 29.51 | 13 | 0.9 | 3091 | 82.2
PG7DWGVE | Amerlux | Amerlux LLC | GRUV1.5-Z-LD-4-LED-3000-HW-120/277-7-[IND,BOR,MOR,EOR] | Indoor Luminaires | Linear Ambient | Direct Linear Ambient Luminaires | Standard | FALSE | [9 empty] | 8/2/2016 | Dimmable | Continuous (Can dim down to ≤ 10% (W)) | No |  |  | 3118.7 | 90 | 34.65 | 13 | 0.9 | 3091 | 82.2
P3RMFEPD | Amerlux | Amerlux LLC | GRUV1.5-Z-LD-4-LED-3000-HW-120/277-8-[IND,BOR,MOR,EOR] | Indoor Luminaires | Linear Ambient | Direct Linear Ambient Luminaires | Standard | FALSE | [9 empty] | 8/2/2016 | Dimmable | Continuous (Can dim down to ≤ 10% (W)) | No |  |  | 3639 | 91.4 | 39.81 | 13 | 0.9 | 3091 | 82.2
PF7HSJGW | Amerlux | Amerlux LLC | SCS35D-SM-4-CUSTOM-LED-3000-HW-120/277-4'6-IND-MOD-SR(LTP-11450B) | Indoor Luminaires | Linear Ambient | Direct Linear Ambient Luminaires | Standard | TRUE | 1544 | 95.2 | 16.04 | 15.9 | 0.934 | 3058 | 82.9 | 5 | 50000 | 5/31/2016 | Dimmable | Continuous (Can dim down to ≤ 10% (W)) | No |  | 3.1 | 1544 | 95.2 | 16.04 | 11.3 | 0.977 | 3058 | 82.9
PURG3QPJ | Amled Technologies Inc | AMLED | CL-1500-25T5C-C-DL(3000K) | Indoor Luminaires | Linear Ambient | Direct Linear Ambient Luminaires | Standard | TRUE | 2292.8 | 119.68 | 19.16 | 16.24 | 0.9096 | 3060 | 82.4 | 5 | 50000 | 6/15/2016 | Not Dimmable | Not Dimmable | No |  | 3.1 | 2299 | 121.27 | 18.96 | 16.24 | 0.9096 | 3000 | 82.4
PESVRGU6 | Amled Technologies Inc | AMLED | CL-1500-25T5C-C-DL(5000K) | Indoor Luminaires | Linear Ambient | Direct Linear Ambient Luminaires | Standard | FALSE | [9 empty] | 6/15/2016 | Not Dimmable | Not Dimmable | No |  |  | 2369 | 123.51 | 19.18 | 16.02 | 0.9087 | 5000 | 83
PMUSC454 | Amled Technologies Inc | AMLED | CL-1800-28T5C-C-DL(3000K) | Indoor Luminaires | Linear Ambient | Direct Linear Ambient Luminaires | Standard | TRUE | 2454.2 | 115.64 | 21.22 | 15.23 | 0.9476 | 3068 | 82.6 | 5 | 50000 | 6/15/2016 | Not Dimmable | Not Dimmable | No |  | 3.1 | 2469.4 | 117.32 | 21.05 | 15.23 | 0.9476 | 3000 | 82.6
PXAJ8E1S | Amled Technologies Inc | AMLED | CL-1800-28T5C-C-DL(5000K) | Indoor Luminaires | Linear Ambient | Direct Linear Ambient Luminaires | Standard | FALSE | [9 empty] | 6/15/2016 | Not Dimmable | Not Dimmable | No |  |  | 2518 | 118.83 | 21.19 | 14.76 | 0.9451 | 5000 | 82.8
PR24ZD7E | Amled Technologies Inc | AMLED | CL-1200-22-T5C-C-SL(3000K) | Indoor Luminaires | Linear Ambient | Direct Linear Ambient Luminaires | Standard | TRUE | 3261.9 | 112.87 | 28.9 | 10.89 | 0.9588 | 3107 | 83.7 | 5 | 50000 | 6/15/2016 | Not Dimmable | Not Dimmable | No |  | 3.1 | 3261.9 | 112.87 | 28.9 | 10.89 | 0.9588 | 3000 | 83.7
P3AVXPXR | Amled Technologies Inc | AMLED | CL-1200-22-T5C-C-SL(5000K) | Indoor Luminaires | Linear Ambient | Direct Linear Ambient Luminaires | Standard | FALSE | [9 empty] | 6/15/2016 | Not Dimmable | Not Dimmable | No |  |  | 3327 | 114.57 | 29.04 | 11.64 | 0.9573 | 5000 | 82.4
PSU6ACZW | Amled Technologies Inc | AMLED | CL-1500-25-T5C-C-SL(3000K) | Indoor Luminaires | Linear Ambient | Direct Linear Ambient Luminaires | Standard | TRUE | 4100.6 | 102.44 | 40.03 | 9.82 | 0.9129 | 3106 | 84.1 | 5 | 50000 | 6/15/2016 | Not Dimmable | Not Dimmable | No |  | 3.1 | 4105.2 | 103.77 | 39.56 | 9.82 | 0.9129 | 3000 | 84.1
P66P5HS6 | Amled Technologies Inc | AMLED | CL-1500-25-T5C-C-SL(5000K) | Indoor Luminaires | Linear Ambient | Direct Linear Ambient Luminaires | Standard | FALSE | [9 empty] | 6/15/2016 | Not Dimmable | Not Dimmable | No |  |  | 4193 | 104.96 | 39.95 | 9.71 | 0.9133 | 5000 | 83.3
PR74KY3Y | Amled Technologies Inc | AMLED | CL-1800-28-T5C-C-SL(3000K) | Indoor Luminaires | Linear Ambient | Direct Linear Ambient Luminaires | Standard | TRUE | 3592.1 | 92.2 | 38.8 | 10.57 | 0.9382 | 3097 | 84 | 5 | 50000 | 6/15/2016 | Not Dimmable | Not Dimmable | No |  | 3.1 | 3568.1 | 93.41 | 38.2 | 10.57 | 0.9382 | 3000 | 84
P122DW1T | Amled Technologies Inc | AMLED | CL-1800-28-T5C-C-SL(5000K) | Indoor Luminaires | Linear Ambient | Direct Linear Ambient Luminaires | Standard | FALSE | [9 empty] | 6/15/2016 | Not Dimmable | Not Dimmable | No |  |  | 3675 | 95.33 | 38.55 | 10.13 | 0.9374 | 5000 | 83.4
PU7QRHPF | Amled Technologies Inc | AMLED | CL-1200-22-T8C-C-SL(3000K) | Indoor Luminaires | Linear Ambient | Direct Linear Ambient Luminaires | Standard | TRUE | 1992.9 | 82.66 | 24.11 | 12.35 | 0.9397 | 3101 | 83.3 | 5 | 50000 | 6/15/2016 | Not Dimmable | Not Dimmable | No |  | 3.1 | 2006.1 | 83.31 | 24.08 | 12.35 | 0.9397 | 3000 | 83.3
PRP8BB5V | Amled Technologies Inc | AMLED | CL-1200-22-T8C-C-SL(5000K) | Indoor Luminaires | Linear Ambient | Direct Linear Ambient Luminaires | Standard | FALSE | [9 empty] | 6/15/2016 | Not Dimmable | Not Dimmable | No |  |  | 2057 | 85.28 | 24.12 | 12.21 | 0.9386 | 5000 | 83.6
P6R46RHM | Amled Technologies Inc | AMLED | CL-1500-25-T8C-C-SL(3000K) | Indoor Luminaires | Linear Ambient | Direct Linear Ambient Luminaires | Standard | TRUE | 2069.1 | 86.86 | 23.82 | 9.67 | 0.9373 | 3138 | 83.9 | 5 | 50000 | 6/15/2016 | Not Dimmable | Not Dimmable | No |  | 3.1 | 2105.5 | 87.04 | 24.19 | 9.67 | 0.9373 | 3000 | 83.9
PD1N1421 | Amled Technologies Inc | AMLED | CL-1500-25-T8C-C-SL(5000K) | Indoor Luminaires | Linear Ambient | Direct Linear Ambient Luminaires | Standard | FALSE | [9 empty] | 6/15/2016 | Not Dimmable | Not Dimmable | No |  |  | 2153 | 88.53 | 24.32 | 9.41 | 0.9365 | 5000 | 83.3
P3E7R8CN | Amled Technologies Inc | AMLED | CL-1800-28-T8C-C-SL(3000K) | Indoor Luminaires | Linear Ambient | Direct Linear Ambient Luminaires | Standard | TRUE | 2660.6 | 90.74 | 29.32 | 12.56 | 0.9476 | 3112 | 83.8 | 5 | 50000 | 6/15/2016 | Not Dimmable | Not Dimmable | No |  | 3.1 | 2668.2 | 92.42 | 28.87 | 12.56 | 0.9476 | 3000 | 83.8
P88P9D19 | Amled Technologies Inc | AMLED | CL-1800-28-T8C-C-SL(5000K) | Indoor Luminaires | Linear Ambient | Direct Linear Ambient Luminaires | Standard | FALSE | [9 empty] | 6/15/2016 | Not Dimmable | Not Dimmable | No |  |  | 2854 | 95.74 | 29.81 | 12.59 | 0.9457 | 5000 | 83.7
P2Q799BA | Ampco Lighting Ltd | Ampco | STC-48-L-3Q(4000K) | Indoor Luminaires | Linear Ambient | Direct Linear Ambient Luminaires | Standard | TRUE | 4344.31 | 108.61 | 40 | 15.27 | 0.94 | 4069 | 84.1 | 5 | 50000 | 10/4/2016 | Dimmable | Continuous (Can dim down to ≤ 10% (W)) | No |  | 4 | 4300 | 107.5 | 40 | 15 | 0.9 | 4000 | 80
PCDX3MP6 | Ampco Lighting Ltd | Ampco | STC-48-L-3Q(5000K) | Indoor Luminaires | Linear Ambient | Direct Linear Ambient Luminaires | Standard | FALSE | [9 empty] | 10/4/2016 | Dimmable | Continuous (Can dim down to ≤ 10% (W)) | No |  |  | 4300 | 107.5 | 40 | 15 | 0.9 | 5000 | 80
PCAG8D52 | Ampco Lighting Ltd | Ampco | STC-48-L-UV(4000K) | Indoor Luminaires | Linear Ambient | Direct Linear Ambient Luminaires | Standard | TRUE | 4245.04 | 104.28 | 40.71 | 10.3 | 0.993 | 4092 | 84.2 | 5 | 50000 | 10/4/2016 | Dimmable | Continuous (Can dim down to ≤ 10% (W)) | No |  | 4 | 4300 | 107.5 | 40 | 15 | 0.9 | 4000 | 80
PWX2SWU6 | Ampco Lighting Ltd | Ampco | STC-48-L-UV(5000K) | Indoor Luminaires | Linear Ambient | Direct Linear Ambient Luminaires | Standard | FALSE | [9 empty] | 10/4/2016 | Dimmable | Continuous (Can dim down to ≤ 10% (W)) | No |  |  | 4300 | 107.5 | 40 | 15 | 0.9 | 5000 | 80
P7M4ZZ44 | Ampco Lighting Ltd | Ampco | STC-48-M-3Q(4000K) | Indoor Luminaires | Linear Ambient | Direct Linear Ambient Luminaires | Standard | TRUE | 5494.98 | 108.55 | 50.62 | 18.21 | 0.953 | 4069 | 84.1 | 5 | 50000 | 10/4/2016 | Dimmable | Continuous (Can dim down to ≤ 10% (W)) | No |  | 4 | 5600 | 112 | 50 | 15 | 0.9 | 4000 | 80
PYER8H5P | Ampco Lighting Ltd | Ampco | STC-48-M-3Q(5000K) | Indoor Luminaires | Linear Ambient | Direct Linear Ambient Luminaires | Standard | FALSE | [9 empty] | 10/4/2016 | Dimmable | Continuous (Can dim down to ≤ 10% (W)) | No |  |  | 5600 | 112 | 50 | 15 | 0.9 | 5000 | 80
PPMJ8EPF | Ampco Lighting Ltd | Ampco | STC-48-M-UV(4000K) | Indoor Luminaires | Linear Ambient | Direct Linear Ambient Luminaires | Standard | TRUE | 5693.63 | 103.03 | 55.26 | 7.71 | 0.996 | 4095 | 83.5 | 5 | 50000 | 10/6/2016 | Dimmable | Continuous (Can dim down to ≤ 10% (W)) | No |  | 4 | 5600 | 112 | 50 | 15 | 0.9 | 4000 | 80
P3FTNTEZ | Ampco Lighting Ltd | Ampco | STC-48-M-UV(5000K) | Indoor Luminaires | Linear Ambient | Direct Linear Ambient Luminaires | Standard | FALSE | [9 empty] | 10/6/2016 | Dimmable | Continuous (Can dim down to ≤ 10% (W)) | No |  |  | 5600 | 112 | 50 | 15 | 0.9 | 5000 | 80
P3N2NWG71 | Architectural Lighting Works | Architectural Lighting Works | NV3.5S-2-MED-3500K-0/10v/10-LENS-XX-120 | Indoor Luminaires | Linear Ambient | Direct Linear Ambient Luminaires | Standard | TRUE | 1608 | 86 | 18.72 | 5.56 | 0.982 | 3445 | 84.5 | 5 |  | 3/2/2016 | Dimmable | Continuous (Can dim down to ≤ 10% (W)) | No |  | 3.1 | 1615 | 86.1 | 18.75 | 5.56 | 0.982 | 3445 | 84.5
PWXEBV1N | Architectural Lighting Works | Architectural Lighting Works | LP3.5RT-2-DRY-MED-3500K-0/10/10%-WD-UNV [Qualified at 120V Only] | Indoor Luminaires | Linear Ambient | Direct Linear Ambient Luminaires | Standard | TRUE | 1607 | 86.4 | 18.6 | 5.95 | 0.98 | 3433 | 85.9 | 5 | 50000 | 5/2/2016 | Dimmable | Continuous (Can dim down to ≤ 10% (W)) | No |  | 3.1 | 1607 | 86.4 | 18.96 | 19 | 0.98 | 3433 | 85.9
P7N25B3C | ARON Lighting | ARON Lighting | TBAR-2FT-3000K-UNV-2500-B2-80-DM | Indoor Luminaires | Linear Ambient | Direct Linear Ambient Luminaires | Standard | TRUE | 2547 | 103.16 | 24.69 | 9.59 | 0.919 | 3105 | 82.5 | 5 | 50000 | 9/28/2015 | Dimmable | Continuous (Can dim down to ≤ 10% (W)) | Not Yet Verified |  | 2.1 | 2547 | 103.2 | 24.69 | 9.59 | 0.919 | 3105 | 82.5
PH8PDRER | ARON Lighting | ARON Lighting | TBAR-2FT-4000K-UNV-2500-B2-80-DM | Indoor Luminaires | Linear Ambient | Direct Linear Ambient Luminaires | Standard | TRUE | 2602 | 112 | 23.32 | 8.74 | 0.992 | 4036 | 85.8 | 5 | 50000 | 9/28/2015 | Dimmable | Continuous (Can dim down to ≤ 10% (W)) | Not Yet Verified |  | 2.1 | 2602 | 105.4 | 24.69 | 9.59 | 0.919 | 4036 | 85.8
PD5MK88K | ARON Lighting | ARON Lighting | TBAR-8FT-3000K-UNV-12000-B2-80-DM | Indoor Luminaires | Linear Ambient | Direct Linear Ambient Luminaires | Standard | TRUE | 11010 | 87.9 | 125.3 | 12.1 | 0.996 | 3150 | 82.4 | 5 | 50000 | 2/2/2016 | Dimmable | Continuous (Can dim down to ≤ 10% (W)) | No |  | 3.1 | 11010 | 87.9 | 125.3 | 12 | 0.991 | 3150 | 82.4
PTFVVJV6 | ARON Lighting | ARON Lighting | TBAR-8FT-3500K-UNV-12000-B2-80-DM | Indoor Luminaires | Linear Ambient | Direct Linear Ambient Luminaires | Standard | FALSE | [9 empty] | 2/2/2016 | Dimmable | Continuous (Can dim down to ≤ 10% (W)) | No |  |  | 11335 | 91.81 | 123.45 | 12 | 0.9935 | 3635 | 83.65
PNK81YQF | ARON Lighting | ARON Lighting | TBAR-8FT-4000K-UNV-12000-B2-80-DM | Indoor Luminaires | Linear Ambient | Direct Linear Ambient Luminaires | Standard | FALSE | [9 empty] | 2/2/2016 | Dimmable | Continuous (Can dim down to ≤ 10% (W)) | No |  |  | 11660 | 95.9 | 121.6 | 12.1 | 0.996 | 4120 | 84.9
P9F6TW85 | ARON Lighting | ARON Lighting | TBAR-2FT-3000K-UNV-3000-B2-80-DM | Indoor Luminaires | Linear Ambient | Direct Linear Ambient Luminaires | Standard | FALSE | [9 empty] | 9/28/2015 | Dimmable | Continuous (Can dim down to ≤ 10% (W)) | Not Yet Verified |  |  | 3206 | 106.3 | 30.16 | 9.49 | 0.94 | 3106 | 82.4
PYK9295G | ARON Lighting | ARON Lighting | TBAR-2FT-3500K-UNV-3000-B2-80-DM | Indoor Luminaires | Linear Ambient | Direct Linear Ambient Luminaires | Standard | FALSE | [9 empty] | 9/28/2015 | Dimmable | Continuous (Can dim down to ≤ 10% (W)) | Not Yet Verified |  |  | 3195 | 105.9 | 30.16 | 9.49 | 0.94 | 3571 | 84.05
PJVFRKY6 | ARON Lighting | ARON Lighting | TBAR-2FT-4000K-UNV-3000-B2-80-DM | Indoor Luminaires | Linear Ambient | Direct Linear Ambient Luminaires | Standard | FALSE | [9 empty] | 9/28/2015 | Dimmable | Continuous (Can dim down to ≤ 10% (W)) | Not Yet Verified |  |  | 3184 | 105.6 | 30.16 | 9.49 | 0.94 | 4036 | 85.7
PEEGMPCE | ARON Lighting | ARON Lighting | TBAR-4FT-3000K-UNV-5000-B2-80-DM | Indoor Luminaires | Linear Ambient | Direct Linear Ambient Luminaires | Standard | FALSE | [9 empty] | 9/28/2015 | Dimmable | Continuous (Can dim down to ≤ 10% (W)) | Not Yet Verified |  |  | 4664 | 106.3 | 43.88 | 14.1 | 0.961 | 3105.5 | 82.45
PSJ61TK7 | ARON Lighting | ARON Lighting | TBAR-4FT-3500K-UNV-5000-B2-80-DM | Indoor Luminaires | Linear Ambient | Direct Linear Ambient Luminaires | Standard | FALSE | [9 empty] | 9/28/2015 | Dimmable | Continuous (Can dim down to ≤ 10% (W)) | Not Yet Verified |  |  | 4647.4 | 105.9 | 43.88 | 14.1 | 0.961 | 3570.5 | 84.1
PF6MR5GQ | ARON Lighting | ARON Lighting | TBAR-4FT-4000K-UNV-5000-B2-80-DM | Indoor Luminaires | Linear Ambient | Direct Linear Ambient Luminaires | Standard | FALSE | [9 empty] | 9/28/2015 | Dimmable | Continuous (Can dim down to ≤ 10% (W)) | Not Yet Verified |  |  | 4630.8 | 105.5 | 43.88 | 14.1 | 0.961 | 4036 | 85.75
PDFGYRSW | ARON Lighting | ARON Lighting | TBAR-2FT-3500K-UNV-2500-B2-80-DM | Indoor Luminaires | Linear Ambient | Direct Linear Ambient Luminaires | Standard | FALSE | [9 empty] | 9/28/2015 | Dimmable | Continuous (Can dim down to ≤ 10% (W)) | Not Yet Verified |  |  | 2574.5 | 104.3 | 24.69 | 9.59 | 0.919 | 3570.5 | 84.15
PHW8DZR9 | ASD LIGHTING CORP | ASD | ASD-LVP-4N3135MHE（-MS） | Indoor Luminaires | Linear Ambient | Direct Linear Ambient Luminaires | Standard | TRUE | 3950 | 129.8 | 30.4 | 17.7 | 0.914 | 3447 | 83 | 5 | 50000 | 3/30/2016 | Not Dimmable | Not Dimmable | No |  | 3.1 | 3410 | 110 | 31 | 20 | 0.914 | 3500 | 80
P1AYJHUF | ASD LIGHTING CORP | ASD | ASD-LVP-4N3140MHE(-MS) | Indoor Luminaires | Linear Ambient | Direct Linear Ambient Luminaires | Standard | FALSE | [9 empty] | 3/30/2016 | Not Dimmable | Not Dimmable | No |  |  | 3410 | 110 | 31 | 20 | 0.914 | 4000 | 80
PA4C4XJP | ASD LIGHTING CORP | ASD | ASD-LVP-4N3150MHE(-MS) | Indoor Luminaires | Linear Ambient | Direct Linear Ambient Luminaires | Standard | FALSE | [9 empty] | 3/30/2016 | Not Dimmable | Not Dimmable | No |  |  | 3410 | 110 | 31 | 20 | 0.914 | 5000 | 80
PB3QVTWT | ASD LIGHTING CORP | ASD | ASD-LVP2SM-4N3150HE(-MS) | Indoor Luminaires | Linear Ambient | Direct Linear Ambient Luminaires | Standard | TRUE | 3774.7 | 121 | 31.2 | 18.15 | 0.908 | 5182 | 84.8 | 5 | 50000 | 2/26/2016 | Not Dimmable | Not Dimmable | No |  | 3.1 | 3700 | 120 | 31 | 20 | 0.9 | 5000 | 80
P2YV9GUA | ASD LIGHTING CORP | ASD | ASD-LVP2SM-4N3135HE(-MS) | Indoor Luminaires | Linear Ambient | Direct Linear Ambient Luminaires | Standard | TRUE | 3452.2 | 115.6 | 29.86 | 18.15 | 0.908 | 3439 | 83 | 5 | 50000 | 2/26/2016 | Not Dimmable | Not Dimmable | No |  | 3.1 | 3500 | 115 | 31 | 20 | 0.9 | 3500 | 80
P6JY71CP | ASD LIGHTING CORP | ASD | ASD-LVP2SM-4N3140HE(-MS) | Indoor Luminaires | Linear Ambient | Direct Linear Ambient Luminaires | Standard | FALSE | [9 empty] | 2/26/2016 | Not Dimmable | Not Dimmable | No |  |  | 3600 | 117 | 31 | 20 | 0.9 | 4000 | 80
PJ98M22E | ASD LIGHTING CORP | ASD | ASD-LVP2SM-8N6035HE(-MS) | Indoor Luminaires | Linear Ambient | Direct Linear Ambient Luminaires | Standard | FALSE | [9 empty] | 2/26/2016 | Not Dimmable | Not Dimmable | No |  |  | 7000 | 115 | 60 | 20 | 0.9 | 3500 | 80
P6JPSKU5 | ASD LIGHTING CORP | ASD | ASD-LVP2SM-8N6040HE(-MS) | Indoor Luminaires | Linear Ambient | Direct Linear Ambient Luminaires | Standard | FALSE | [9 empty] | 2/26/2016 | Not Dimmable | Not Dimmable | No |  |  | 7200 | 117 | 60 | 20 | 0.9 | 4000 | 80
P5SCH27R | ASD LIGHTING CORP | ASD | ASD-LVP2SM-8N6050HE(-MS) | Indoor Luminaires | Linear Ambient | Direct Linear Ambient Luminaires | Standard | FALSE | [9 empty] | 2/26/2016 | Not Dimmable | Not Dimmable | No |  |  | 7400 | 120 | 60 | 20 | 0.9 | 5000 | 80
P9HZGFVV | ASD LIGHTING CORP | ASD | ASD-LVP44040M | Indoor Luminaires | Linear Ambient | Direct Linear Ambient Luminaires | Standard | TRUE | 3643.6 | 90.94 | 40.07 | 18.14 | 0.874 | 3979 | 83.6 | 5 | 50000 | 4/6/2016 | Not Dimmable | Not Dimmable | Not Yet Verified |  | 2.1 | 3643 | 90.94 | 40 | 18.14 | 0.874 | 3979 | 83.6
PFUDTGFZ | ASD LIGHTING CORP | ASD LIGHTING CORP | ASD-LVP44040 | Indoor Luminaires | Linear Ambient | Direct Linear Ambient Luminaires | Standard | FALSE | [9 empty] | 3/5/2015 | Not Dimmable | Not Dimmable | Not Yet Verified |  |  | 3643 | 90.94 | 40 | 18.14 | 0.874 | 3979 | 83.6
PJ52BZJU | ASD LIGHTING CORP | ASD LIGHTING CORP | ASD-LVP44050 | Indoor Luminaires | Linear Ambient | Direct Linear Ambient Luminaires | Standard | FALSE | [9 empty] | 3/5/2015 | Not Dimmable | Not Dimmable | Not Yet Verified |  |  | 3778 | 94.3 | 40 | 18.14 | 0.874 | 5048 | 84.1
PGVYMW9B | ASD LIGHTING CORP | ASD | ASD-LVP66040M | Indoor Luminaires | Linear Ambient | Direct Linear Ambient Luminaires | Standard | TRUE | 5405.9 | 89.87 | 60.15 | 15.72 | 0.887 | 4001 | 83.9 | 5 | 50000 | 4/6/2016 | Not Dimmable | Not Dimmable | Not Yet Verified |  | 2.1 | 5406 | 89.87 | 60 | 15.72 | 0.887 | 4001 | 83.9
PY4BV2K3 | ASD LIGHTING CORP | ASD LIGHTING CORP | ASD-LVP66040 | Indoor Luminaires | Linear Ambient | Direct Linear Ambient Luminaires | Standard | FALSE | [9 empty] | 3/5/2015 | Not Dimmable | Not Dimmable | Not Yet Verified |  |  | 5406 | 89.87 | 60 | 15.72 | 0.887 | 4001 | 83.9
PFBJSH78 | ASD LIGHTING CORP | ASD LIGHTING CORP | ASD-LVP66050 | Indoor Luminaires | Linear Ambient | Direct Linear Ambient Luminaires | Standard | FALSE | [9 empty] | 3/5/2015 | Not Dimmable | Not Dimmable | Not Yet Verified |  |  | 5606 | 98.01 | 60 | 15.72 | 0.887 | 5084 | 84.4
PNESRY5F | ASD LIGHTING CORP | ASD | ASD-LVP44040M | Indoor Luminaires | Linear Ambient | Direct Linear Ambient Luminaires | Standard | TRUE | 3643.6 | 90.94 | 40.07 | 18.14 | 0.874 | 3979 | 83.6 | 5 | 50000 | 4/13/2016 | Not Dimmable | Not Dimmable | Not Yet Verified |  | 2.1 | 3643 | 90.94 | 40 | 18.14 | 0.874 | 3979 | 83.6
PSBRT25B | ASD LIGHTING CORP | ASD | ASD-LVP44040 | Indoor Luminaires | Linear Ambient | Direct Linear Ambient Luminaires | Standard | FALSE | [9 empty] | 4/13/2016 | Not Dimmable | Not Dimmable | Not Yet Verified |  |  | 3643 | 90.94 | 40 | 18.14 | 0.874 | 3979 | 83.6
PYFNGE7W | ASD LIGHTING CORP | ASD | ASD-LVP44050 | Indoor Luminaires | Linear Ambient | Direct Linear Ambient Luminaires | Standard | FALSE | [9 empty] | 4/13/2016 | Not Dimmable | Not Dimmable | Not Yet Verified |  |  | 3778 | 94.3 | 40 | 18.14 | 0.874 | 5048 | 84.1
P7XF2X38 | ASD LIGHTING CORP | ASD | ASD-LVP66040M | Indoor Luminaires | Linear Ambient | Direct Linear Ambient Luminaires | Standard | TRUE | 5405.9 | 89.87 | 60.15 | 15.72 | 0.887 | 4001 | 83.9 | 5 | 50000 | 4/13/2016 | Not Dimmable | Not Dimmable | Not Yet Verified |  | 2.1 | 5406 | 89.87 | 60 | 15.72 | 0.887 | 4001 | 83.9
PWVPKXSZ | ASD LIGHTING CORP | ASD | ASD-LVP66040 | Indoor Luminaires | Linear Ambient | Direct Linear Ambient Luminaires | Standard | FALSE | [9 empty] | 4/13/2016 | Not Dimmable | Not Dimmable | Not Yet Verified |  |  | 5406 | 89.87 | 60 | 15.72 | 0.887 | 4001 | 83.9
PKUP6SKV | ASD LIGHTING CORP | ASD | ASD-LVP66050 | Indoor Luminaires | Linear Ambient | Direct Linear Ambient Luminaires | Standard | FALSE | [9 empty] | 4/13/2016 | Not Dimmable | Not Dimmable | Not Yet Verified |  |  | 5606 | 98.01 | 60 | 15.72 | 0.887 | 5084 | 84.4
P4R7WNN8 | AspirAsia Group Inc. | ASPIRASIA | LEDS-A65C2-30-40K | Indoor Luminaires | Linear Ambient | Direct Linear Ambient Luminaires | Standard | TRUE | 2940.35 | 100.77 | 29.18 | 17.38 | 0.898 | 4204 | 85.5 | 5 | 50000 | 8/12/2015 | Not Yet Verified | Not Yet Verified | Not Yet Verified |  | 2.1 | 2900 | 100 | 30 | 20 | 0.9 | 4000 | 80
PYRWJY4A | AspirAsia Group Inc. | ASPIRASIA | LEDS-A65C2-30-50K | Indoor Luminaires | Linear Ambient | Direct Linear Ambient Luminaires | Standard | FALSE | [9 empty] | 8/12/2015 | Not Yet Verified | Not Yet Verified | Not Yet Verified |  |  | 2900 | 100 | 30 | 20 | 0.9 | 5000 | 80
PA28N39Z | AspirAsia Group Inc. | ASPIRASIA | LEDS-A65C4-40-40K | Indoor Luminaires | Linear Ambient | Direct Linear Ambient Luminaires | Standard | TRUE | 4131.7 | 104.36 | 39.59 | 19.51 | 0.926 | 4193 | 85.3 | 5 | 50000 | 8/12/2015 | Not Yet Verified | Not Yet Verified | Not Yet Verified |  | 2.1 | 4100 | 100 | 40 | 20 | 0.9 | 4000 | 80
PZM9BGCK | AspirAsia Group Inc. | ASPIRASIA | LEDS-A65C4-40-50K | Indoor Luminaires | Linear Ambient | Direct Linear Ambient Luminaires | Standard | FALSE | [9 empty] | 8/12/2015 | Not Yet Verified | Not Yet Verified | Not Yet Verified |  |  | 4100 | 100 | 40 | 20 | 0.9 | 5000 | 80
PAHSUMMF | AspirAsia Group Inc. | ASPIRASIA | LEDS-A65C4-50-40K | Indoor Luminaires | Linear Ambient | Direct Linear Ambient Luminaires | Standard | TRUE | 5175.87 | 99.77 | 52.06 | 21.62 | 0.902 | 4245 | 85.7 | 5 | 50000 | 8/12/2015 | Not Yet Verified | Not Yet Verified | Not Yet Verified |  | 2.1 | 5100 | 100 | 50 | 20 | 0.9 | 4000 | 80
PXQ8VZKT | AspirAsia Group Inc. | ASPIRASIA | LEDS-A65C4-50-50K(FROSTED LENS) | Indoor Luminaires | Linear Ambient | Direct Linear Ambient Luminaires | Standard | FALSE | [9 empty] | 8/12/2015 | Not Yet Verified | Not Yet Verified | Not Yet Verified |  |  | 5100 | 100 | 50 | 20 | 0.9 | 5000 | 80
P4VGCWFZ | ATG Electronics Corp. | ATG Electronics Corp. | LIFI-35F-2FT-HL | Indoor Luminaires | Linear Ambient | Direct Linear Ambient Luminaires | Standard | TRUE | 2131.3 | 105 | 20.3 | 17.01 | 0.9373 | 3347 | 83.8 | 5 | 50000 | 8/23/2016 | Dimmable | Continuous (Can dim down to ≤ 10% (W)) | Yes |  | 4 | 2100 | 103.45 | 20.3 | 17 | 0.94 | 3500 | 85
PXFNEJQU | ATG Electronics Corp. | ATG Electronics | AESLF-40K-4FT-00 | Indoor Luminaires | Linear Ambient | Direct Linear Ambient Luminaires | Standard | TRUE | 4008.6 | 98.16 | 40.84 | 14.85 | 0.8932 | 4039 | 84.1 | 5 | 63000 | 2/11/2016 | Dimmable | Continuous (Can dim down to ≤ 10% (W)) | Yes |  | 3.1 | 4018 | 98 | 41 | 15 | 0.9 | 4000 | 84
P7GZ4DMS | ATG Electronics Corp. | ATG Electronics | AESLF-50K-4FT-00 | Indoor Luminaires | Linear Ambient | Direct Linear Ambient Luminaires | Standard | FALSE | [9 empty] | 2/11/2016 | Dimmable | Continuous (Can dim down to ≤ 10% (W)) | Yes |  |  | 4182 | 102 | 41 | 15 | 0.9 | 5000 | 84
PBWM265U | ATG Electronics Corp. | ATG Electronics | VP4FT4K-F0 | Indoor Luminaires | Linear Ambient | Direct Linear Ambient Luminaires | Standard | TRUE | 4031.307 | 107.847 | 37.38 | 6.36 | 0.9199 | 4068 | 82.9 | 5 | 50000 | 9/1/2015 | Dimmable | Continuous (Can dim down to ≤ 10% (W)) | Not Yet Verified |  | 2.1 | 4031 | 107 | 40 | 10 | 0.9 | 4000 | 80
PM71DTAK | ATG Electronics Corp. | ATG Electronics | VP4FT5K-F0 | Indoor Luminaires | Linear Ambient | Direct Linear Ambient Luminaires | Standard | FALSE | [9 empty] | 9/1/2015 | Dimmable | Continuous (Can dim down to ≤ 10% (W)) | Not Yet Verified |  |  | 4031 | 107 | 40 | 10 | 0.9 | 5000 | 80
PNE3A3VJ | ATG Electronics Corp. | ATG Electronics Corp. | LIFI-35F | Indoor Luminaires | Linear Ambient | Direct Linear Ambient Luminaires | Standard | TRUE | 3459.636 | 82.549 | 41.91 | 13.96 | 0.8905 | 3520 | 96.3 | 5 | 156000 | 10/14/2015 | Dimmable | Continuous (Can dim down to ≤ 10% (W)) | No |  | 3 | 3570 | 85 | 42 | 15 | 0.9 | 3500 | 95
PPFAE7PZD | ATG Electronics Corp. | ATG Electronics Corp. | LIFI-40F | Indoor Luminaires | Linear Ambient | Direct Linear Ambient Luminaires | Standard | TRUE | 3602 | 87.27 | 41.27 | 14.13 | 0.8975 | 4044 | 83.1 | 5 | 63000 | 12/7/2015 | Dimmable | Continuous (Can dim down to ≤ 10% (W)) | Not Yet Verified |  | 3 | 3600 | 87 | 42 | 15 | 0.9 | 4000 | 83
PKNVSV59 | ATG Electronics Corp. | ATG Electronics | LIFI-40F-8FT | Indoor Luminaires | Linear Ambient | Direct Linear Ambient Luminaires | Standard | FALSE | [9 empty] | 4/5/2016 | Dimmable | Continuous (Can dim down to ≤ 10% (W)) | Yes |  |  | 8000 | 97 | 82 | 15 | 0.9 | 4000 | 83
PH5UTPTC | ATG Electronics Corp. | ATG Electronics Corp. | LIFI-35F-8FT | Indoor Luminaires | Linear Ambient | Direct Linear Ambient Luminaires | Standard | FALSE | [9 empty] | 6/17/2016 | Dimmable | Continuous (Can dim down to ≤ 10% (W)) | No |  |  | 6600 | 83 | 81 | 16.5 | 0.91 | 3500 | 96
PY2ZQ8MK | ATG Electronics Corp. | ATG Electronics Corp. | LIFI-50F | Indoor Luminaires | Linear Ambient | Direct Linear Ambient Luminaires | Standard | FALSE | [9 empty] | 12/7/2015 | Dimmable | Continuous (Can dim down to ≤ 10% (W)) | Yes |  |  | 3700 | 90 | 42 | 15 | 0.9 | 5000 | 83
PZ458CU6 | ATG Electronics Corp. | ATG Electronics Corp. | LIFI-50F-2FT | Indoor Luminaires | Linear Ambient | Direct Linear Ambient Luminaires | Standard | FALSE | [9 empty] | 8/2/2016 | Dimmable | Continuous (Can dim down to ≤ 10% (W)) | Yes |  | 4 | 2200 | 109.45 | 20.1 | 17 | 0.94 | 5000 | 85
PB1YV2AQX | Atlas Lighting Products | Atlas Lighting Products | ILW25LED2D | Indoor Luminaires | Linear Ambient | Direct Linear Ambient Luminaires | Standard | TRUE | 2803 | 111.54 | 25.13 | 11.12 | 0.951 | 4013 | 82.7 | 5 | 100000 | 12/11/2014 | Dimmable | Continuous (Can dim down to ≤ 10% (W)) | Not Yet Verified |  | 2.1 | 2803 | 111 | 25.13 |  |  | 4013 | 82
PD3ZJRJ8 | Aura Light US Inc. | AURA | 9802085 | Indoor Luminaires | Linear Ambient | Direct Linear Ambient Luminaires | Standard | TRUE | 4591.5 | 89.99 | 51.02 | 13.2 | 0.9129 | 2973 | 83.4 | 5 | 50000 | 6/22/2016 | Dimmable | Continuous (Can dim down to ≤ 10% (W)) | No |  | 3.1 | 4591.5 | 89.99 | 51.02 | 13.2 | 0.9129 | 3000 | 83.4
PGRXJAPY | Aura Light US Inc. | AURA | 9802090 | Indoor Luminaires | Linear Ambient | Direct Linear Ambient Luminaires | Standard | FALSE | [9 empty] | 6/22/2016 | Dimmable | Continuous (Can dim down to ≤ 10% (W)) | No |  |  | 4728 | 91.5 | 51.67 | 13.2 | 0.9129 | 4000 | 83.4
PGVCDDJ7 | Aura Light US Inc. | AURA | 9802095 | Indoor Luminaires | Linear Ambient | Direct Linear Ambient Luminaires | Standard | FALSE | [9 empty] | 6/22/2016 | Dimmable | Continuous (Can dim down to ≤ 10% (W)) | No |  |  | 4865 | 93.01 | 52.31 | 13.75 | 0.912 | 5000 | 82.3
P6TKRT1E | Aura Light US Inc. | AURA | 9802083 | Indoor Luminaires | Linear Ambient | Direct Linear Ambient Luminaires | Standard | FALSE | [9 empty] | 6/22/2016 | Not Dimmable | Not Dimmable | No |  |  | 4591.5 | 89.99 | 51.02 | 13.2 | 0.9129 | 3000 | 83.4
PP8Q2KUV | Aura Light US Inc. | AURA | 9802088 | Indoor Luminaires | Linear Ambient | Direct Linear Ambient Luminaires | Standard | FALSE | [9 empty] | 6/22/2016 | Not Dimmable | Not Dimmable | No |  |  | 4728 | 91.5 | 51.67 | 13.2 | 0.9129 | 4000 | 83.4
PHUMHE9R | Aura Light US Inc. | AURA | 9802093 | Indoor Luminaires | Linear Ambient | Direct Linear Ambient Luminaires | Standard | FALSE | [9 empty] | 6/22/2016 | Not Dimmable | Not Dimmable | No |  |  | 4865 | 93.01 | 52.31 | 13.75 | 0.912 | 5000 | 82.3
PT2SKE7B | Aura Light US Inc. | AURA | 9802086 | Indoor Luminaires | Linear Ambient | Direct Linear Ambient Luminaires | Standard | TRUE | 3789.6 | 94.83 | 39.96 | 13.07 | 0.913 | 3026 | 83.3 | 5 | 50000 | 6/22/2016 | Dimmable | Continuous (Can dim down to ≤ 10% (W)) | No |  | 3.1 | 3789.6 | 94.84 | 39.96 | 13.07 | 0.913 | 3000 | 83.3
P9JDB1TJ | Aura Light US Inc. | AURA | 9802091 | Indoor Luminaires | Linear Ambient | Direct Linear Ambient Luminaires | Standard | FALSE | [9 empty] | 6/22/2016 | Dimmable | Continuous (Can dim down to ≤ 10% (W)) | No |  |  | 3884 | 96.71 | 40.16 | 13.07 | 0.913 | 4000 | 83.3
P111XXFK | Aura Light US Inc. | AURA | 9802096 | Indoor Luminaires | Linear Ambient | Direct Linear Ambient Luminaires | Standard | FALSE | [9 empty] | 6/22/2016 | Dimmable | Continuous (Can dim down to ≤ 10% (W)) | No |  |  | 3978 | 98.58 | 40.35 | 13.88 | 0.9127 | 5000 | 83.4
P5C9U4W2 | Aura Light US Inc. | AURA | 9802084 | Indoor Luminaires | Linear Ambient | Direct Linear Ambient Luminaires | Standard | FALSE | [9 empty] | 6/22/2016 | Not Dimmable | Not Dimmable | No |  |  | 3789.6 | 94.84 | 39.96 | 13.07 | 0.913 | 3000 | 83.3
P67PAGP2 | Aura Light US Inc. | AURA | 9802089 | Indoor Luminaires | Linear Ambient | Direct Linear Ambient Luminaires | Standard | FALSE | [9 empty] | 6/22/2016 | Not Dimmable | Not Dimmable | No |  |  | 3884 | 96.71 | 40.16 | 13.07 | 0.913 | 4000 | 83.3
PZWFBSGF | Aura Light US Inc. | AURA | 9802094 | Indoor Luminaires | Linear Ambient | Direct Linear Ambient Luminaires | Standard | FALSE | [9 empty] | 6/22/2016 | Not Dimmable | Not Dimmable | No |  |  | 3978 | 98.58 | 40.35 | 13.88 | 0.9127 | 5000 | 83.4
P4G72E25 | Aura Light US Inc. | Aura | Cordia US 4FT 3000K clear | Indoor Luminaires | Linear Ambient | Direct Linear Ambient Luminaires | Standard | TRUE | 4242.76 | 109.94 | 36.67 | 8.3 | 0.88 | 2939 | 83 | 5 | 50000 | 6/22/2015 | Not Yet Verified | Not Yet Verified | Not Yet Verified |  | 2.1 | 4200 | 105 | 40 | 20 | 0.93 | 3000 | 80
PR71B7AH | Aura Light US Inc. | Aura | Cordia US 4FT 4000K clear | Indoor Luminaires | Linear Ambient | Direct Linear Ambient Luminaires | Standard | FALSE | [9 empty] | 6/22/2015 | Not Yet Verified | Not Yet Verified | Not Yet Verified |  |  | 4200 | 105 | 40 | 20 | 0.93 | 4000 | 80
PU93Q9S7 | Aura Light US Inc. | Aura | Cordia US 4FT 5000K clear | Indoor Luminaires | Linear Ambient | Direct Linear Ambient Luminaires | Standard | FALSE | [9 empty] | 6/22/2015 | Not Yet Verified | Not Yet Verified | Not Yet Verified |  |  | 4200 | 105 | 40 | 20 | 0.93 | 5000 | 80
PBM8SF3G | Aura Light US Inc. | Aura | Cordia US 4FT 3000K frosted | Indoor Luminaires | Linear Ambient | Direct Linear Ambient Luminaires | Standard | TRUE | 3684.2 | 96.77 | 37.74 | 11.3 | 0.88 | 2958 | 83.8 | 5 | 50000 | 6/22/2015 | Not Yet Verified | Not Yet Verified | Not Yet Verified |  | 2.1 | 3800 | 95 | 40 | 20 | 0.93 | 3000 | 80
PGKARVPE | Aura Light US Inc. | Aura | Cordia US 4FT 4000K frosted | Indoor Luminaires | Linear Ambient | Direct Linear Ambient Luminaires | Standard | FALSE | [9 empty] | 6/22/2015 | Not Yet Verified | Not Yet Verified | Not Yet Verified |  |  | 3800 | 95 | 40 | 20 | 0.93 | 4000 | 80
PGDGB1BF | Aura Light US Inc. | Aura | Cordia US 4FT 5000K frosted | Indoor Luminaires | Linear Ambient | Direct Linear Ambient Luminaires | Standard | FALSE | [9 empty] | 6/22/2015 | Not Yet Verified | Not Yet Verified | Not Yet Verified |  |  | 3800 | 95 | 40 | 20 | 0.93 | 5000 | 80
PDQFP71V | Aura Light US Inc. | Aura | Cordia US 5FT 3000K clear | Indoor Luminaires | Linear Ambient | Direct Linear Ambient Luminaires | Standard | TRUE | 5146.05 | 109.65 | 46.97 | 12.9 | 0.92 | 2956 | 83 | 5 | 50000 | 6/22/2015 | Not Yet Verified | Not Yet Verified | Not Yet Verified |  | 2.1 | 5250 | 105 | 50 | 20 | 0.93 | 3000 | 80
PVT89962 | Aura Light US Inc. | Aura | Cordia US 5FT 4000K clear | Indoor Luminaires | Linear Ambient | Direct Linear Ambient Luminaires | Standard | FALSE | [9 empty] | 6/22/2015 | Not Yet Verified | Not Yet Verified | Not Yet Verified |  |  | 5250 | 105 | 50 | 20 | 0.93 | 4000 | 80
P58K99YJ | Aura Light US Inc. | Aura | Cordia US 5FT 5000K clear | Indoor Luminaires | Linear Ambient | Direct Linear Ambient Luminaires | Standard | FALSE | [9 empty] | 6/22/2015 | Not Yet Verified | Not Yet Verified | Not Yet Verified |  |  | 5250 | 105 | 50 | 20 | 0.93 | 5000 | 80
PW1VNWCM | Aura Light US Inc. | Aura | Cordia US 5FT 3000K frosted | Indoor Luminaires | Linear Ambient | Direct Linear Ambient Luminaires | Standard | TRUE | 4591.59 | 97.38 | 46.73 | 15.5 | 0.91 | 2969 | 84 | 5 | 50000 | 6/22/2015 | Not Yet Verified | Not Yet Verified | Not Yet Verified |  | 2.1 | 4750 | 95 | 50 | 20 | 0.93 | 3000 | 80
P6WPHQ28 | Aura Light US Inc. | Aura | Cordia US 5FT 4000K frosted | Indoor Luminaires | Linear Ambient | Direct Linear Ambient Luminaires | Standard | FALSE | [9 empty] | 6/22/2015 | Not Yet Verified | Not Yet Verified | Not Yet Verified |  |  | 4750 | 95 | 50 | 20 | 0.93 | 4000 | 80
P73CJBXX | Aura Light US Inc. | Aura | Cordia US 5FT 5000K frosted | Indoor Luminaires | Linear Ambient | Direct Linear Ambient Luminaires | Standard | FALSE | [9 empty] | 6/22/2015 | Not Yet Verified | Not Yet Verified | Not Yet Verified |  |  | 4750 | 95 | 50 | 20 | 0.93 | 5000 | 80
P2CSWTNN | Aura Light US Inc. | Aura | Cordia US 5FT-A 3000K clear | Indoor Luminaires | Linear Ambient | Direct Linear Ambient Luminaires | Standard | TRUE | 6529.66 | 109.63 | 59.8 | 16.2 | 0.93 | 2926 | 82.9 | 5 | 50000 | 6/22/2015 | Not Yet Verified | Not Yet Verified | Not Yet Verified |  | 2.1 | 6825 | 105 | 65 | 20 | 0.93 | 3000 | 80
PE6C2P7S | Aura Light US Inc. | Aura | Cordia US 5FT-A 4000K clear | Indoor Luminaires | Linear Ambient | Direct Linear Ambient Luminaires | Standard | FALSE | [9 empty] | 6/22/2015 | Not Yet Verified | Not Yet Verified | Not Yet Verified |  |  | 6825 | 105 | 65 | 20 | 0.93 | 4000 | 80
PZVBKYHZ | Aura Light US Inc. | Aura | Cordia US 5FT-A 5000K clear | Indoor Luminaires | Linear Ambient | Direct Linear Ambient Luminaires | Standard | FALSE | [9 empty] | 6/22/2015 | Not Yet Verified | Not Yet Verified | Not Yet Verified |  |  | 6825 | 105 | 65 | 20 | 0.93 | 5000 | 80
P7U1UD48 | Aura Light US Inc. | Aura | Cordia US 5FT-A 3000K frosted | Indoor Luminaires | Linear Ambient | Direct Linear Ambient Luminaires | Standard | TRUE | 5852.28 | 97.8 | 59.7 | 15.4 | 0.94 | 2958 | 83.8 | 5 | 50000 | 6/22/2015 | Not Yet Verified | Not Yet Verified | Not Yet Verified |  | 2.1 | 6175 | 95 | 65 | 20 | 0.93 | 3000 | 80
PFG17BX4 | Aura Light US Inc. | Aura | Cordia US 5FT-A 4000K frosted | Indoor Luminaires | Linear Ambient | Direct Linear Ambient Luminaires | Standard | FALSE | [9 empty] | 6/22/2015 | Not Yet Verified | Not Yet Verified | Not Yet Verified |  |  | 6175 | 95 | 65 | 20 | 0.93 | 4000 | 80
PXD1DZ91 | Aura Light US Inc. | Aura | Cordia US 5FT-A 5000K frosted | Indoor Luminaires | Linear Ambient | Direct Linear Ambient Luminaires | Standard | FALSE | [9 empty] | 6/22/2015 | Not Yet Verified | Not Yet Verified | Not Yet Verified |  |  | 6175 | 95 | 65 | 20 | 0.93 | 5000 | 80
PZKSB5RG | Aura Light US Inc. | Aura | Cordia US 2FT 3000K clear | Indoor Luminaires | Linear Ambient | Direct Linear Ambient Luminaires | Standard | TRUE | 2034.52 | 108.51 | 18.75 | 14.5 | 0.907 | 2932 | 83 | 5 | 50000 | 6/22/2015 | Not Yet Verified | Not Yet Verified | Not Yet Verified |  | 2.1 | 2034.52 | 108.51 | 18.75 | 14.5 | 0.982 | 2932 | 83
PGB8PP75 | Aura Light US Inc. | Aura | Cordia US 2FT 4000K clear | Indoor Luminaires | Linear Ambient | Direct Linear Ambient Luminaires | Standard | FALSE | [9 empty] | 6/22/2015 | Not Yet Verified | Not Yet Verified | Not Yet Verified |  |  | 2100 | 105 | 20 | 14.5 | 0.982 | 4000 | 80
PT1BPUP8 | Aura Light US Inc. | Aura | Cordia US 2FT 5000K clear | Indoor Luminaires | Linear Ambient | Direct Linear Ambient Luminaires | Standard | FALSE | [9 empty] | 6/22/2015 | Not Yet Verified | Not Yet Verified | Not Yet Verified |  |  | 2100 | 105 | 20 | 14.5 | 0.982 | 5000 | 80
PZN5MJYC | Aura Light US Inc. | Aura | Cordia US 2FT 3000K frosted | Indoor Luminaires | Linear Ambient | Direct Linear Ambient Luminaires | Standard | TRUE | 1766.55 | 94.82 | 18.63 | 13.3 | 0.912 | 2952 | 83.8 | 5 | 50000 | 6/22/2015 | Not Yet Verified | Not Yet Verified | Not Yet Verified |  | 2.1 | 1766.55 | 94.82 | 18.63 | 13.3 | 0.987 | 2952 | 84
PSKG8H8G | Aura Light US Inc. | Aura | Cordia US 2FT 4000K frosted | Indoor Luminaires | Linear Ambient | Direct Linear Ambient Luminaires | Standard | FALSE | [9 empty] | 6/22/2015 | Not Yet Verified | Not Yet Verified | Not Yet Verified |  |  | 1900 | 95 | 20 | 13.3 | 0.987 | 4000 | 80
PJJTJP29 | Aura Light US Inc. | Aura | Cordia US 2FT 5000K frosted | Indoor Luminaires | Linear Ambient | Direct Linear Ambient Luminaires | Standard | FALSE | [9 empty] | 6/22/2015 | Not Yet Verified | Not Yet Verified | Not Yet Verified |  |  | 1900 | 95 | 20 | 13.3 | 0.987 | 5000 | 80
PE2TXZ8E | Aura Light US Inc. | Aura | Cordia US 3FT 3000K clear | Indoor Luminaires | Linear Ambient | Direct Linear Ambient Luminaires | Standard | TRUE | 3040.79 | 107.75 | 28.22 | 9.6 | 0.935 | 2937 | 83 | 5 | 50000 | 6/22/2015 | Not Yet Verified | Not Yet Verified | Not Yet Verified |  | 2.1 | 3070.79 | 107.75 | 28.22 | 9.6 | 0.993 | 2937 | 83
PNY1FV39 | Aura Light US Inc. | Aura | Cordia US 3FT 4000K clear | Indoor Luminaires | Linear Ambient | Direct Linear Ambient Luminaires | Standard | FALSE | [9 empty] | 6/22/2015 | Not Yet Verified | Not Yet Verified | Not Yet Verified |  |  | 3150 | 105 | 30 | 9.6 | 0.993 | 4000 | 80
P8WZV2EZ | Aura Light US Inc. | Aura | Cordia US 3FT 5000K clear | Indoor Luminaires | Linear Ambient | Direct Linear Ambient Luminaires | Standard | FALSE | [9 empty] | 6/22/2015 | Not Yet Verified | Not Yet Verified | Not Yet Verified |  |  | 3150 | 105 | 30 | 9.6 | 0.993 | 5000 | 80
P12QE8XJ | Aura Light US Inc. | Aura | Cordia US 3FT 3000K frosted | Indoor Luminaires | Linear Ambient | Direct Linear Ambient Luminaires | Standard | TRUE | 2733.18 | 95.97 | 28.5 | 10.7 | 0.937 | 2950 | 83.8 | 5 | 50000 | 6/22/2015 | Not Yet Verified | Not Yet Verified | Not Yet Verified |  | 2.1 | 2733.18 | 95.97 | 28.48 | 10.7 | 0.992 | 2950 | 84
PSUDEX8V | Aura Light US Inc. | Aura | Cordia US 3FT 4000K frosted | Indoor Luminaires | Linear Ambient | Direct Linear Ambient Luminaires | Standard | FALSE | [9 empty] | 6/22/2015 | Not Yet Verified | Not Yet Verified | Not Yet Verified |  |  | 2850 | 95 | 30 | 10.7 | 0.992 | 4000 | 80
PVMZVZ7E | Aura Light US Inc. | Aura | Cordia US 3FT 5000K frosted | Indoor Luminaires | Linear Ambient | Direct Linear Ambient Luminaires | Standard | FALSE | [9 empty] | 6/22/2015 | Not Yet Verified | Not Yet Verified | Not Yet Verified |  |  | 2850 | 95 | 30 | 10.7 | 0.992 | 5000 | 80
PKMUFANC | Axis Lighting | Axis Lighting | BMRLED-B2-500-30-SO-FL-4-[NONE]-W-120-D-1-TB15-X-X-X | Indoor Luminaires | Linear Ambient | Direct Linear Ambient Luminaires | Standard | TRUE | 1951 | 84.1 | 23.22 | 19.19 | 0.9751 | 3056 | 82.67 | 5 | 50000 | 11/19/2014 | Dimmable | Continuous (Can dim down to ≤ 10% (W)) | Not Yet Verified |  | 2.1 | 1951 | 84.1 | 23.22 | 19.19 | 0.9751 | 3056 | 82.67
P52B21M6 | Axis Lighting | Axis Lighting | BMRLED-B2-700-30-SO-FL-4-[NONE]-W-UNV-D-1-TB15-X-X-X | Indoor Luminaires | Linear Ambient | Direct Linear Ambient Luminaires | Standard | TRUE | 2616 | 82.6 | 31.67 | 21.18 | 0.8923 | 3057 | 82.57 | 5 | 50000 | 11/19/2014 | Dimmable | Continuous (Can dim down to ≤ 10% (W)) | Not Yet Verified |  | 2.1 | 2616 | 82.6 | 31.67 | 21.18 | 0.8923 | 3057 | 82.57
PUMMZMKD | Axis Lighting | Axis Lighting | BMRLED-B2-500-40-SO-FL-4-[NONE]-W-120-D-1-TB15-X-X-X | Indoor Luminaires | Linear Ambient | Direct Linear Ambient Luminaires | Standard | TRUE | 2042 | 88.5 | 23.07 | 18.17 | 0.977 | 3986 | 84.65 | 5 | 50000 | 11/19/2014 | Dimmable | Continuous (Can dim down to ≤ 10% (W)) | Not Yet Verified |  | 2.1 | 2042 | 88.5 | 23.07 | 18.17 | 0.977 | 3986 | 84.65
P3BWYXEJ | Axis Lighting | Axis Lighting | BMRLED-B2-500-35-SO-FL-4-[NONE]-W-120-D-1-TB15-X-X-X | Indoor Luminaires | Linear Ambient | Direct Linear Ambient Luminaires | Standard | FALSE | [9 empty] | 11/19/2014 | Dimmable | Continuous (Can dim down to ≤ 10% (W)) | Not Yet Verified |  |  | 1997 | 86 | 23.22 | 19.19 | 0.9751 | 3474 | 83.72
PK53R817 | Axis Lighting | Axis Lighting | BMRLED-B2-700-35-SO-FL-4-[NONE]-W-UNV-D-1-TB15-X-X-X | Indoor Luminaires | Linear Ambient | Direct Linear Ambient Luminaires | Standard | FALSE | [9 empty] | 11/19/2014 | Dimmable | Continuous (Can dim down to ≤ 10% (W)) | Not Yet Verified |  |  | 2674 | 84.4 | 31.67 | 21.18 | 0.8923 | 3474 | 83.72
P3S5FGTA | Axis Lighting | Axis Lighting | BMRLED-B2-1000-35-SO-FL-4-[NONE]-W-UNV-D-1-TB15-X-X-X | Indoor Luminaires | Linear Ambient | Direct Linear Ambient Luminaires | Standard | FALSE | [9 empty] | 11/19/2014 | Dimmable | Continuous (Can dim down to ≤ 10% (W)) | Not Yet Verified |  |  | 3862 | 82.8 | 46.62 | 13.71 | 0.9886 | 3474 | 83.72
PVN8YCJF | Axis Lighting | Axis Lighting | BMRLED-B2-700-40-SO-FL-4-[NONE]-W-UNV-D-1-TB15-X-X-X | Indoor Luminaires | Linear Ambient | Direct Linear Ambient Luminaires | Standard | FALSE | [9 empty] | 11/19/2014 | Dimmable | Continuous (Can dim down to ≤ 10% (W)) | Not Yet Verified |  |  | 2735 | 86.4 | 31.67 | 21.18 | 0.8923 | 3986 | 84.65
PM2EGHNT | Axis Lighting | Axis Lighting | BMRLED-B2-1000-40-SO-FL-4-[NONE]-W-UNV-D-1-TB15-X-X-X | Indoor Luminaires | Linear Ambient | Direct Linear Ambient Luminaires | Standard | FALSE | [9 empty] | 11/19/2014 | Dimmable | Continuous (Can dim down to ≤ 10% (W)) | Not Yet Verified |  |  | 3950 | 84.7 | 46.62 | 13.71 | 0.9886 | 3986 | 84.65
PJ7SPG4V | Axis Lighting | Axis Lighting | BMRLED-B2-500-30-SO-FL-5-[NONE]-W-120-D-1-TB15-X-X-X | Indoor Luminaires | Linear Ambient | Direct Linear Ambient Luminaires | Standard | FALSE | [9 empty] | 11/19/2014 | Dimmable | Continuous (Can dim down to ≤ 10% (W)) | Not Yet Verified |  |  | 2441 | 84.1 | 29.03 | 19.19 | 0.9751 | 3056 | 82.67
P6HK2V82 | Axis Lighting | Axis Lighting | BMRLED-B2-700-30-SO-FL-5-[NONE]-W-UNV-D-1-TB15-X-X-X | Indoor Luminaires | Linear Ambient | Direct Linear Ambient Luminaires | Standard | FALSE | [9 empty] | 11/19/2014 | Dimmable | Continuous (Can dim down to ≤ 10% (W)) | Not Yet Verified |  |  | 3270 | 82.6 | 39.59 | 21.18 | 0.8923 | 3057 | 82.57
P4STD2DG | Axis Lighting | Axis Lighting | BMRLED-B2-500-35-SO-FL-5-[NONE]-W-120-D-1-TB15-X-X-X | Indoor Luminaires | Linear Ambient | Direct Linear Ambient Luminaires | Standard | FALSE | [9 empty] | 11/19/2014 | Dimmable | Continuous (Can dim down to ≤ 10% (W)) | Not Yet Verified |  |  | 2496 | 86 | 29.03 | 19.19 | 0.9751 | 3474 | 83.72
PZYAU6C8 | Axis Lighting | Axis Lighting | BMRLED-B2-700-35-SO-FL-5-[NONE]-W-UNV-D-1-TB15-X-X-X | Indoor Luminaires | Linear Ambient | Direct Linear Ambient Luminaires | Standard | FALSE | [9 empty] | 11/19/2014 | Dimmable | Continuous (Can dim down to ≤ 10% (W)) | Not Yet Verified |  |  | 3343 | 84.4 | 39.59 | 21.18 | 0.8923 | 3474 | 83.72
PDYJ1PQT | Axis Lighting | Axis Lighting | BMRLED-B2-1000-35-SO-FL-5-[NONE]-W-UNV-D-1-TB15-X-X-X | Indoor Luminaires | Linear Ambient | Direct Linear Ambient Luminaires | Standard | FALSE | [9 empty] | 11/19/2014 | Dimmable | Continuous (Can dim down to ≤ 10% (W)) | Not Yet Verified |  |  | 4825 | 82.8 | 58.28 | 13.71 | 0.9886 | 3474 | 83.72
PUN39ZRY | Axis Lighting | Axis Lighting | BMRLED-B2-500-40-SO-FL-5-[NONE]-W-120-D-1-TB15-X-X-X | Indoor Luminaires | Linear Ambient | Direct Linear Ambient Luminaires | Standard | FALSE | [9 empty] | 11/19/2014 | Dimmable | Continuous (Can dim down to ≤ 10% (W)) | Not Yet Verified |  |  | 2552 | 88.5 | 28.84 | 18.17 | 0.977 | 3986 | 84.65
PDX7TKQT | Axis Lighting | Axis Lighting | BMRLED-B2-700-40-SO-FL-5-[NONE]-W-UNV-D-1-TB15-X-X-X | Indoor Luminaires | Linear Ambient | Direct Linear Ambient Luminaires | Standard | FALSE | [9 empty] | 11/19/2014 | Dimmable | Continuous (Can dim down to ≤ 10% (W)) | Not Yet Verified |  |  | 3419 | 86.4 | 39.59 | 21.18 | 0.8923 | 3986 | 84.65
PJWCRJKU | Axis Lighting | Axis Lighting | BMRLED-B2-1000-40-SO-FL-5-[NONE]-W-UNV-D-1-TB15-X-X-X | Indoor Luminaires | Linear Ambient | Direct Linear Ambient Luminaires | Standard | FALSE | [9 empty] | 11/19/2014 | Dimmable | Continuous (Can dim down to ≤ 10% (W)) | Not Yet Verified |  |  | 4938 | 84.7 | 58.28 | 13.71 | 0.9886 | 3986 | 84.65
PJS4M1X3 | Axis Lighting | Axis Lighting | BMRLED-B2-500-30-SO-FL-8-[NONE]-W-120-D-1-TB15-X-X-X | Indoor Luminaires | Linear Ambient | Direct Linear Ambient Luminaires | Standard | FALSE | [9 empty] | 11/19/2014 | Dimmable | Continuous (Can dim down to ≤ 10% (W)) | Not Yet Verified |  |  | 3906 | 84.1 | 46.44 | 19.19 | 0.9751 | 3056 | 82.67
PVBAFTHJ | Axis Lighting | Axis Lighting | BMRLED-B2-700-30-SO-FL-8-[NONE]-W-UNV-D-1-TB15-X-X-X | Indoor Luminaires | Linear Ambient | Direct Linear Ambient Luminaires | Standard | FALSE | [9 empty] | 11/19/2014 | Dimmable | Continuous (Can dim down to ≤ 10% (W)) | Not Yet Verified |  |  | 5232 | 82.6 | 63.34 | 21.18 | 0.8923 | 3057 | 82.57
PD1DCXTW | Axis Lighting | Axis Lighting | BMRLED-B2-500-35-SO-FL-8-[NONE]-W-120-D-1-TB15-X-X-X | Indoor Luminaires | Linear Ambient | Direct Linear Ambient Luminaires | Standard | FALSE | [9 empty] | 11/19/2014 | Dimmable | Continuous (Can dim down to ≤ 10% (W)) | Not Yet Verified |  |  | 3993 | 86 | 46.44 | 19.19 | 0.9751 | 3474 | 83.72
PADBVYQ4 | Axis Lighting | Axis Lighting | BMRLED-B2-700-35-SO-FL-8-[NONE]-W-UNV-D-1-TB15-X-X-X | Indoor Luminaires | Linear Ambient | Direct Linear Ambient Luminaires | Standard | FALSE | [9 empty] | 11/19/2014 | Dimmable | Continuous (Can dim down to ≤ 10% (W)) | Not Yet Verified |  |  | 5349 | 84.4 | 63.34 | 21.18 | 0.8923 | 3474 | 83.72
PCFKED9K | Axis Lighting | Axis Lighting | BMRLED-B2-1000-35-SO-FL-8-[NONE]-W-UNV-D-1-TB15-X-X-X | Indoor Luminaires | Linear Ambient | Direct Linear Ambient Luminaires | Standard | FALSE | [9 empty] | 11/19/2014 | Dimmable | Continuous (Can dim down to ≤ 10% (W)) | Not Yet Verified |  |  | 7720 | 82.8 | 93.24 | 13.71 | 0.9886 | 3474 | 83.72
P69Y946T | Axis Lighting | Axis Lighting | BMRLED-B2-500-40-SO-FL-8-[NONE]-W-120-D-1-TB15-X-X-X | Indoor Luminaires | Linear Ambient | Direct Linear Ambient Luminaires | Standard | FALSE | [9 empty] | 11/19/2014 | Dimmable | Continuous (Can dim down to ≤ 10% (W)) | Not Yet Verified |  |  | 4083 | 88.5 | 46.14 | 18.17 | 0.977 | 3986 | 84.65
PV6M2FHF | Axis Lighting | Axis Lighting | BMRLED-B2-700-40-SO-FL-8-[NONE]-W-UNV-D-1-TB15-X-X-X | Indoor Luminaires | Linear Ambient | Direct Linear Ambient Luminaires | Standard | FALSE | [9 empty] | 11/19/2014 | Dimmable | Continuous (Can dim down to ≤ 10% (W)) | Not Yet Verified |  |  | 5471 | 86.4 | 63.34 | 21.18 | 0.8923 | 3986 | 84.65
P59NW37H | Axis Lighting | Axis Lighting | BMRLED-B2-1000-40-SO-FL-8-[NONE]-W-UNV-D-1-TB15-X-X-X | Indoor Luminaires | Linear Ambient | Direct Linear Ambient Luminaires | Standard | FALSE | [9 empty] | 11/19/2014 | Dimmable | Continuous (Can dim down to ≤ 10% (W)) | Not Yet Verified |  |  | 7900 | 84.7 | 93.24 | 13.71 | 0.9886 | 3986 | 84.65
PN32BG8T | Axis Lighting | Axis Lighting | BMRLED-B2-500-30-SO-FL-12-[NONE]-W-120-D-1-TB15-X-X-X | Indoor Luminaires | Linear Ambient | Direct Linear Ambient Luminaires | Standard | FALSE | [9 empty] | 11/19/2014 | Dimmable | Continuous (Can dim down to ≤ 10% (W)) | Not Yet Verified |  |  | 5795 | 84.1 | 68.9 | 19.19 | 0.9751 | 3056 | 82.67
P6ZBQJ9G | Axis Lighting | Axis Lighting | BMRLED-B2-700-30-SO-FL-12-[NONE]-W-UNV-D-1-TB15-X-X-X | Indoor Luminaires | Linear Ambient | Direct Linear Ambient Luminaires | Standard | FALSE | [9 empty] | 11/19/2014 | Dimmable | Continuous (Can dim down to ≤ 10% (W)) | Not Yet Verified |  |  | 7763 | 82.6 | 93.98 | 21.18 | 0.8923 | 3057 | 82.57
P2RD4XDR | Axis Lighting | Axis Lighting | BMRLED-B2-500-35-SO-FL-12-[NONE]-W-120-D-1-TB15-X-X-X | Indoor Luminaires | Linear Ambient | Direct Linear Ambient Luminaires | Standard | FALSE | [9 empty] | 11/19/2014 | Dimmable | Continuous (Can dim down to ≤ 10% (W)) | Not Yet Verified |  |  | 5924 | 86 | 68.9 | 19.19 | 0.9751 | 3474 | 83.72
PGZ3TGYG | Axis Lighting | Axis Lighting | BMRLED-B2-700-35-SO-FL-12-[NONE]-W-UNV-D-1-TB15-X-X-X | Indoor Luminaires | Linear Ambient | Direct Linear Ambient Luminaires | Standard | FALSE | [9 empty] | 11/19/2014 | Dimmable | Continuous (Can dim down to ≤ 10% (W)) | Not Yet Verified |  |  | 7936 | 84.4 | 93.98 | 21.18 | 0.8923 | 3474 | 83.72
PG7UMBBU | Axis Lighting | Axis Lighting | BMRLED-B2-1000-35-SO-FL-12-[NONE]-W-UNV-D-1-TB15-X-X-X | Indoor Luminaires | Linear Ambient | Direct Linear Ambient Luminaires | Standard | FALSE | [9 empty] | 11/19/2014 | Dimmable | Continuous (Can dim down to ≤ 10% (W)) | Not Yet Verified |  |  | 11437 | 82.7 | 138.34 | 13.1 | 0.9893 | 3474 | 83.72
PF67W79Z | Axis Lighting | Axis Lighting | BMRLED-B2-500-40-SO-FL-12-[NONE]-W-120-D-1-TB15-X-X-X | Indoor Luminaires | Linear Ambient | Direct Linear Ambient Luminaires | Standard | FALSE | [9 empty] | 11/19/2014 | Dimmable | Continuous (Can dim down to ≤ 10% (W)) | Not Yet Verified |  |  | 6059 | 88.5 | 68.46 | 18.17 | 0.977 | 3986 | 84.65
PGKN6J8D | Axis Lighting | Axis Lighting | BMRLED-B2-700-40-SO-FL-12-[NONE]-W-UNV-D-1-TB15-X-X-X | Indoor Luminaires | Linear Ambient | Direct Linear Ambient Luminaires | Standard | FALSE | [9 empty] | 11/19/2014 | Dimmable | Continuous (Can dim down to ≤ 10% (W)) | Not Yet Verified |  |  | 8117 | 86.4 | 93.98 | 21.18 | 0.8923 | 3986 | 84.65
PUJ2E43F | Axis Lighting | Axis Lighting | BMRLED-B2-1000-40-SO-FL-12-[NONE]-W-UNV-D-1-TB15-X-X-X | Indoor Luminaires | Linear Ambient | Direct Linear Ambient Luminaires | Standard | FALSE | [9 empty] | 11/19/2014 | Dimmable | Continuous (Can dim down to ≤ 10% (W)) | Not Yet Verified |  |  | 11721 | 84.7 | 138.34 | 13.71 | 0.9886 | 3986 | 84.65
PC9UAKKZ | Axis Lighting | Axis Lighting | BBRLED-B2-500-30-SO-FL-4-[NONE]-W-120-D-1-TB15-X-X-X | Indoor Luminaires | Linear Ambient | Direct Linear Ambient Luminaires | Standard | FALSE | [9 empty] | 11/19/2014 | Dimmable | Continuous (Can dim down to ≤ 10% (W)) | Not Yet Verified |  |  | 1952 | 84.2 | 23.22 | 19.19 | 0.9751 | 3056 | 82.67
P2TCH8YV | Axis Lighting | Axis Lighting | BBRLED-B2-700-30-SO-FL-4-[NONE]-W-UNV-D-1-TB15-X-X-X | Indoor Luminaires | Linear Ambient | Direct Linear Ambient Luminaires | Standard | FALSE | [9 empty] | 11/19/2014 | Dimmable | Continuous (Can dim down to ≤ 10% (W)) | Not Yet Verified |  |  | 2618 | 82.6 | 31.67 | 21.18 | 0.8923 | 3057 | 82.57
PUGGZD1A | Axis Lighting | Axis Lighting | BBRLED-B2-500-35-SO-FL-4-[NONE]-W-120-D-1-TB15-X-X-X | Indoor Luminaires | Linear Ambient | Direct Linear Ambient Luminaires | Standard | FALSE | [9 empty] | 11/19/2014 | Dimmable | Continuous (Can dim down to ≤ 10% (W)) | Not Yet Verified |  |  | 1998 | 86 | 23.22 | 19.19 | 0.9751 | 3474 | 83.72
PQQW7ZDX | Axis Lighting | Axis Lighting | BBRLED-B2-700-35-SO-FL-4-[NONE]-W-UNV-D-1-TB15-X-X-X | Indoor Luminaires | Linear Ambient | Direct Linear Ambient Luminaires | Standard | FALSE | [9 empty] | 11/19/2014 | Dimmable | Continuous (Can dim down to ≤ 10% (W)) | Not Yet Verified |  |  | 2676 | 84.5 | 31.67 | 21.18 | 0.8923 | 3474 | 83.72
PY2GHHNC | Axis Lighting | Axis Lighting | BBRLED-B2-1000-35-SO-FL-4-[NONE]-W-UNV-D-1-TB15-X-X-X | Indoor Luminaires | Linear Ambient | Direct Linear Ambient Luminaires | Standard | FALSE | [9 empty] | 11/19/2014 | Dimmable | Continuous (Can dim down to ≤ 10% (W)) | Not Yet Verified |  |  | 3864 | 82.8 | 46.62 | 13.71 | 0.9886 | 3474 | 83.72
P7NWWYAQ | Axis Lighting | Axis Lighting | BBRLED-B2-500-40-SO-FL-4-[NONE]-W-120-D-1-TB15-X-X-X | Indoor Luminaires | Linear Ambient | Direct Linear Ambient Luminaires | Standard | FALSE | [9 empty] | 11/19/2014 | Dimmable | Continuous (Can dim down to ≤ 10% (W)) | Not Yet Verified |  |  | 2043 | 88.6 | 23.07 | 18.17 | 0.977 | 3986 | 84.65
P2KYMKT9 | Axis Lighting | Axis Lighting | BBRLED-B2-700-40-SO-FL-4-[NONE]-W-UNV-D-1-TB15-X-X-X | Indoor Luminaires | Linear Ambient | Direct Linear Ambient Luminaires | Standard | FALSE | [9 empty] | 11/19/2014 | Dimmable | Continuous (Can dim down to ≤ 10% (W)) | Not Yet Verified |  |  | 2737 | 86.4 | 31.67 | 21.18 | 0.8923 | 3986 | 84.65
PCVQZCEY | Axis Lighting | Axis Lighting | BBRLED-B2-1000-40-SO-FL-4-[NONE]-W-UNV-D-1-TB15-X-X-X | Indoor Luminaires | Linear Ambient | Direct Linear Ambient Luminaires | Standard | FALSE | [9 empty] | 11/19/2014 | Dimmable | Continuous (Can dim down to ≤ 10% (W)) | Not Yet Verified |  |  | 3952 | 84.8 | 46.62 | 13.71 | 0.9886 | 3986 | 84.65
PU7CWGBC | Axis Lighting | Axis Lighting | BBRLED-B2-500-30-SO-FL-5-[NONE]-W-120-D-1-TB15-X-X-X | Indoor Luminaires | Linear Ambient | Direct Linear Ambient Luminaires | Standard | FALSE | [9 empty] | 11/19/2014 | Dimmable | Continuous (Can dim down to ≤ 10% (W)) | Not Yet Verified |  |  | 2442 | 84.2 | 29.03 | 19.19 | 0.9751 | 3056 | 82.67
P269ZKSX | Axis Lighting | Axis Lighting | BBRLED-B2-700-30-SO-FL-5-[NONE]-W-UNV-D-1-TB15-X-X-X | Indoor Luminaires | Linear Ambient | Direct Linear Ambient Luminaires | Standard | FALSE | [9 empty] | 11/19/2014 | Dimmable | Continuous (Can dim down to ≤ 10% (W)) | Not Yet Verified |  |  | 3272 | 82.6 | 39.59 | 21.18 | 0.8923 | 3057 | 82.57
P4WCQZVX | Axis Lighting | Axis Lighting | BBRLED-B2-500-35-SO-FL-5-[NONE]-W-120-D-1-TB15-X-X-X | Indoor Luminaires | Linear Ambient | Direct Linear Ambient Luminaires | Standard | FALSE | [9 empty] | 11/19/2014 | Dimmable | Continuous (Can dim down to ≤ 10% (W)) | Not Yet Verified |  |  | 2497 | 86 | 29.03 | 19.19 | 0.9751 | 3474 | 83.72
PE8WPVYW | Axis Lighting | Axis Lighting | BBRLED-B2-700-35-SO-FL-5-[NONE]-W-UNV-D-1-TB15-X-X-X | Indoor Luminaires | Linear Ambient | Direct Linear Ambient Luminaires | Standard | FALSE | [9 empty] | 11/19/2014 | Dimmable | Continuous (Can dim down to ≤ 10% (W)) | Not Yet Verified |  |  | 3345 | 84.5 | 39.59 | 21.18 | 0.8923 | 3474 | 83.72
PG2TFHQN | Axis Lighting | Axis Lighting | BBRLED-B2-1000-35-SO-FL-5-[NONE]-W-UNV-D-1-TB15-X-X-X | Indoor Luminaires | Linear Ambient | Direct Linear Ambient Luminaires | Standard | FALSE | [9 empty] | 11/19/2014 | Dimmable | Continuous (Can dim down to ≤ 10% (W)) | Not Yet Verified |  |  | 4828 | 82.8 | 58.28 | 13.71 | 0.9886 | 3474 | 83.72
PRUAS9MA | Axis Lighting | Axis Lighting | BBRLED-B2-500-40-SO-FL-5-[NONE]-W-120-D-1-TB15-X-X-X | Indoor Luminaires | Linear Ambient | Direct Linear Ambient Luminaires | Standard | FALSE | [9 empty] | 11/19/2014 | Dimmable | Continuous (Can dim down to ≤ 10% (W)) | Not Yet Verified |  |  | 2554 | 88.6 | 28.84 | 18.17 | 0.977 | 3986 | 84.65
PQYW9ANJ | Axis Lighting | Axis Lighting | BBRLED-B2-700-40-SO-FL-5-[NONE]-W-UNV-D-1-TB15-X-X-X | Indoor Luminaires | Linear Ambient | Direct Linear Ambient Luminaires | Standard | FALSE | [9 empty] | 11/19/2014 | Dimmable | Continuous (Can dim down to ≤ 10% (W)) | Not Yet Verified |  |  | 3421 | 86.4 | 39.59 | 21.18 | 0.8923 | 3986 | 84.65
P8MKNVAQ | Axis Lighting | Axis Lighting | BBRLED-B2-1000-40-SO-FL-5-[NONE]-W-UNV-D-1-TB15-X-X-X | Indoor Luminaires | Linear Ambient | Direct Linear Ambient Luminaires | Standard | FALSE | [9 empty] | 11/19/2014 | Dimmable | Continuous (Can dim down to ≤ 10% (W)) | Not Yet Verified |  |  | 4940 | 84.8 | 58.28 | 13.71 | 0.9886 | 3986 | 84.65
P9RGXNSU | Axis Lighting | Axis Lighting | BBRLED-B2-500-30-SO-FL-8-[NONE]-W-120-D-1-TB15-X-X-X | Indoor Luminaires | Linear Ambient | Direct Linear Ambient Luminaires | Standard | FALSE | [9 empty] | 11/19/2014 | Dimmable | Continuous (Can dim down to ≤ 10% (W)) | Not Yet Verified |  |  | 3908 | 84.2 | 46.44 | 19.19 | 0.9751 | 3056 | 82.67
PDSUCCJP | Axis Lighting | Axis Lighting | BBRLED-B2-700-30-SO-FL-8-[NONE]-W-UNV-D-1-TB15-X-X-X | Indoor Luminaires | Linear Ambient | Direct Linear Ambient Luminaires | Standard | FALSE | [9 empty] | 11/19/2014 | Dimmable | Continuous (Can dim down to ≤ 10% (W)) | Not Yet Verified |  |  | 5235 | 82.6 | 63.34 | 21.18 | 0.8923 | 3057 | 82.57
PBC81JX1 | Axis Lighting | Axis Lighting | BBRLED-B2-500-35-SO-FL-8-[NONE]-W-120-D-1-TB15-X-X-X | Indoor Luminaires | Linear Ambient | Direct Linear Ambient Luminaires | Standard | FALSE | [9 empty] | 11/19/2014 | Dimmable | Continuous (Can dim down to ≤ 10% (W)) | Not Yet Verified |  |  | 3995 | 86 | 46.44 | 19.19 | 0.9751 | 3474 | 83.72
PJAPUKNH | Axis Lighting | Axis Lighting | BBRLED-B2-700-35-SO-FL-8-[NONE]-W-UNV-D-1-TB15-X-X-X | Indoor Luminaires | Linear Ambient | Direct Linear Ambient Luminaires | Standard | FALSE | [9 empty] | 11/19/2014 | Dimmable | Continuous (Can dim down to ≤ 10% (W)) | Not Yet Verified |  |  | 5352 | 84.5 | 63.34 | 21.18 | 0.8923 | 3474 | 83.72
PQG3XP7R | Axis Lighting | Axis Lighting | BBRLED-B2-1000-35-SO-FL-8-[NONE]-W-UNV-D-1-TB15-X-X-X | Indoor Luminaires | Linear Ambient | Direct Linear Ambient Luminaires | Standard | FALSE | [9 empty] | 11/19/2014 | Dimmable | Continuous (Can dim down to ≤ 10% (W)) | Not Yet Verified |  |  | 7725 | 82.8 | 93.24 | 13.71 | 0.9886 | 3474 | 83.72
PC34W4RK | Axis Lighting | Axis Lighting | BBRLED-B2-500-40-SO-FL-8-[NONE]-W-120-D-1-TB15-X-X-X | Indoor Luminaires | Linear Ambient | Direct Linear Ambient Luminaires | Standard | FALSE | [9 empty] | 11/19/2014 | Dimmable | Continuous (Can dim down to ≤ 10% (W)) | Not Yet Verified |  |  | 4086 | 88.6 | 46.14 | 18.17 | 0.977 | 3986 | 84.65
PGC78D67 | Axis Lighting | Axis Lighting | BBRLED-B2-700-40-SO-FL-8-[NONE]-W-UNV-D-1-TB15-X-X-X | Indoor Luminaires | Linear Ambient | Direct Linear Ambient Luminaires | Standard | FALSE | [9 empty] | 11/19/2014 | Dimmable | Continuous (Can dim down to ≤ 10% (W)) | Not Yet Verified |  |  | 5474 | 86.4 | 63.34 | 21.18 | 0.8923 | 3986 | 84.65
PJNXKPZ1 | Axis Lighting | Axis Lighting | BBRLED-B2-1000-40-SO-FL-8-[NONE]-W-UNV-D-1-TB15-X-X-X | Indoor Luminaires | Linear Ambient | Direct Linear Ambient Luminaires | Standard | FALSE | [9 empty] | 11/19/2014 | Dimmable | Continuous (Can dim down to ≤ 10% (W)) | Not Yet Verified |  |  | 7905 | 84.8 | 93.24 | 13.71 | 0.9886 | 3986 | 84.65
PR3CCEMZ | Axis Lighting | Axis Lighting | BBRLED-B2-500-30-SO-FL-12-[NONE]-W-120-D-1-TB15-X-X-X | Indoor Luminaires | Linear Ambient | Direct Linear Ambient Luminaires | Standard | FALSE | [9 empty] | 11/19/2014 | Dimmable | Continuous (Can dim down to ≤ 10% (W)) | Not Yet Verified |  |  | 5798 | 84.2 | 68.9 | 19.19 | 0.9751 | 3056 | 82.67
PJ1QYM78 | Axis Lighting | Axis Lighting | BBRLED-B2-700-30-SO-FL-12-[NONE]-W-UNV-D-1-TB15-X-X-X | Indoor Luminaires | Linear Ambient | Direct Linear Ambient Luminaires | Standard | FALSE | [9 empty] | 11/19/2014 | Dimmable | Continuous (Can dim down to ≤ 10% (W)) | Not Yet Verified |  |  | 7767 | 82.6 | 93.98 | 21.18 | 0.8923 | 3057 | 82.57
PJDEQFQC | Axis Lighting | Axis Lighting | BBRLED-B2-500-35-SO-FL-12-[NONE]-W-120-D-1-TB15-X-X-X | Indoor Luminaires | Linear Ambient | Direct Linear Ambient Luminaires | Standard | FALSE | [9 empty] | 11/19/2014 | Dimmable | Continuous (Can dim down to ≤ 10% (W)) | Not Yet Verified |  |  | 5928 | 86 | 68.9 | 19.19 | 0.9751 | 3474 | 83.72
P7SWGRME | Axis Lighting | Axis Lighting | BBRLED-B2-700-35-SO-FL-12-[NONE]-W-UNV-D-1-TB15-X-X-X | Indoor Luminaires | Linear Ambient | Direct Linear Ambient Luminaires | Standard | FALSE | [9 empty] | 11/19/2014 | Dimmable | Continuous (Can dim down to ≤ 10% (W)) | Not Yet Verified |  |  | 7941 | 84.5 | 93.98 | 21.18 | 0.8923 | 3474 | 83.72
P5FNAGZX | Axis Lighting | Axis Lighting | BBRLED-B2-1000-35-SO-FL-12-[NONE]-W-UNV-D-1-TB15-X-X-X | Indoor Luminaires | Linear Ambient | Direct Linear Ambient Luminaires | Standard | FALSE | [9 empty] | 11/19/2014 | Dimmable | Continuous (Can dim down to ≤ 10% (W)) | Not Yet Verified |  |  | 11444 | 82.7 | 138.34 | 13.1 | 0.9893 | 3474 | 83.72
P92UZDV7 | Axis Lighting | Axis Lighting | BBRLED-B2-500-40-SO-FL-12-[NONE]-W-120-D-1-TB15-X-X-X | Indoor Luminaires | Linear Ambient | Direct Linear Ambient Luminaires | Standard | FALSE | [9 empty] | 11/19/2014 | Dimmable | Continuous (Can dim down to ≤ 10% (W)) | Not Yet Verified |  |  | 6062 | 88.6 | 68.46 | 18.17 | 0.977 | 3986 | 84.65
PMSJ2889 | Axis Lighting | Axis Lighting | BBRLED-B2-700-40-SO-FL-12-[NONE]-W-UNV-D-1-TB15-X-X-X | Indoor Luminaires | Linear Ambient | Direct Linear Ambient Luminaires | Standard | FALSE | [9 empty] | 11/19/2014 | Dimmable | Continuous (Can dim down to ≤ 10% (W)) | Not Yet Verified |  |  | 8122 | 86.4 | 93.98 | 21.18 | 0.8923 | 3986 | 84.65
PHS6HJYT | Axis Lighting | Axis Lighting | BBRLED-B2-1000-40-SO-FL-12-[NONE]-W-UNV-D-1-TB15-X-X-X | Indoor Luminaires | Linear Ambient | Direct Linear Ambient Luminaires | Standard | FALSE | [9 empty] | 11/19/2014 | Dimmable | Continuous (Can dim down to ≤ 10% (W)) | Not Yet Verified |  |  | 11728 | 84.8 | 138.34 | 13.71 | 0.9886 | 3986 | 84.65
PMS5YAUQ | Axis Lighting | Axis Lighting | B6RLED-B2-500-30-SO-FL-4-[NONE]-W-120-D-1-TB15-X-X-X | Indoor Luminaires | Linear Ambient | Direct Linear Ambient Luminaires | Standard | FALSE | [9 empty] | 11/19/2014 | Dimmable | Continuous (Can dim down to ≤ 10% (W)) | Not Yet Verified |  |  | 1956 | 84.3 | 23.22 | 19.19 | 0.9751 | 3056 | 82.67
PVCYDHMK | Axis Lighting | Axis Lighting | B6RLED-B2-700-30-SO-FL-4-[NONE]-W-UNV-D-1-TB15-X-X-X | Indoor Luminaires | Linear Ambient | Direct Linear Ambient Luminaires | Standard | FALSE | [9 empty] | 11/19/2014 | Dimmable | Continuous (Can dim down to ≤ 10% (W)) | Not Yet Verified |  |  | 2623 | 82.8 | 31.67 | 21.18 | 0.8923 | 3057 | 82.57
PNW1B5FV | Axis Lighting | Axis Lighting | B6RLED-B2-500-35-SO-FL-4-[NONE]-W-120-D-1-TB15-X-X-X | Indoor Luminaires | Linear Ambient | Direct Linear Ambient Luminaires | Standard | FALSE | [9 empty] | 11/19/2014 | Dimmable | Continuous (Can dim down to ≤ 10% (W)) | Not Yet Verified |  |  | 2001 | 86.2 | 23.22 | 19.19 | 0.9751 | 3474 | 83.72
PAMRTNFW | Axis Lighting | Axis Lighting | B6RLED-B2-700-35-SO-FL-4-[NONE]-W-UNV-D-1-TB15-X-X-X | Indoor Luminaires | Linear Ambient | Direct Linear Ambient Luminaires | Standard | FALSE | [9 empty] | 11/19/2014 | Dimmable | Continuous (Can dim down to ≤ 10% (W)) | Not Yet Verified |  |  | 2681 | 84.7 | 31.67 | 21.18 | 0.8923 | 3474 | 83.72
PYR38BDY | Axis Lighting | Axis Lighting | B6RLED-B2-1000-35-SO-FL-4-[NONE]-W-UNV-D-1-TB15-X-X-X | Indoor Luminaires | Linear Ambient | Direct Linear Ambient Luminaires | Standard | FALSE | [9 empty] | 11/19/2014 | Dimmable | Continuous (Can dim down to ≤ 10% (W)) | Not Yet Verified |  |  | 3872 | 83 | 46.62 | 13.71 | 0.9886 | 3474 | 83.72
PJYADAS2 | Axis Lighting | Axis Lighting | B6RLED-B2-500-40-SO-FL-4-[NONE]-W-120-D-1-TB15-X-X-X | Indoor Luminaires | Linear Ambient | Direct Linear Ambient Luminaires | Standard | FALSE | [9 empty] | 11/19/2014 | Dimmable | Continuous (Can dim down to ≤ 10% (W)) | Not Yet Verified |  |  | 2047 | 88.7 | 23.07 | 18.17 | 0.977 | 3986 | 84.65
PPWX1XZ6 | Axis Lighting | Axis Lighting | B6RLED-B2-700-40-SO-FL-4-[NONE]-W-UNV-D-1-TB15-X-X-X | Indoor Luminaires | Linear Ambient | Direct Linear Ambient Luminaires | Standard | FALSE | [9 empty] | 11/19/2014 | Dimmable | Continuous (Can dim down to ≤ 10% (W)) | Not Yet Verified |  |  | 2742 | 86.6 | 31.67 | 21.18 | 0.8923 | 3986 | 84.65
P6FFQS8K | Axis Lighting | Axis Lighting | B6RLED-B2-1000-40-SO-FL-4-[NONE]-W-UNV-D-1-TB15-X-X-X | Indoor Luminaires | Linear Ambient | Direct Linear Ambient Luminaires | Standard | FALSE | [9 empty] | 11/19/2014 | Dimmable | Continuous (Can dim down to ≤ 10% (W)) | Not Yet Verified |  |  | 3960 | 84.9 | 46.62 | 13.71 | 0.9886 | 3986 | 84.65
PFQFYP37 | Axis Lighting | Axis Lighting | B6RLED-B2-500-30-SO-FL-5-[NONE]-W-120-D-1-TB15-X-X-X | Indoor Luminaires | Linear Ambient | Direct Linear Ambient Luminaires | Standard | FALSE | [9 empty] | 11/19/2014 | Dimmable | Continuous (Can dim down to ≤ 10% (W)) | Not Yet Verified |  |  | 2447 | 84.3 | 29.03 | 19.19 | 0.9751 | 3056 | 82.67
PX6FFGWC | Axis Lighting | Axis Lighting | B6RLED-B2-700-30-SO-FL-5-[NONE]-W-UNV-D-1-TB15-X-X-X | Indoor Luminaires | Linear Ambient | Direct Linear Ambient Luminaires | Standard | FALSE | [9 empty] | 11/19/2014 | Dimmable | Continuous (Can dim down to ≤ 10% (W)) | Not Yet Verified |  |  | 3278 | 82.8 | 39.59 | 21.18 | 0.8923 | 3057 | 82.57
P7Z84Y4W | Axis Lighting | Axis Lighting | B6RLED-B2-500-35-SO-FL-5-[NONE]-W-120-D-1-TB15-X-X-X | Indoor Luminaires | Linear Ambient | Direct Linear Ambient Luminaires | Standard | FALSE | [9 empty] | 11/19/2014 | Dimmable | Continuous (Can dim down to ≤ 10% (W)) | Not Yet Verified |  |  | 2502 | 86.2 | 29.03 | 19.19 | 0.9751 | 3474 | 83.72
PZ331R12 | Axis Lighting | Axis Lighting | B6RLED-B2-700-35-SO-FL-5-[NONE]-W-UNV-D-1-TB15-X-X-X | Indoor Luminaires | Linear Ambient | Direct Linear Ambient Luminaires | Standard | FALSE | [9 empty] | 11/19/2014 | Dimmable | Continuous (Can dim down to ≤ 10% (W)) | Not Yet Verified |  |  | 3351 | 84.7 | 39.59 | 21.18 | 0.8923 | 3474 | 83.72
PJWTUFND | Axis Lighting | Axis Lighting | B6RLED-B2-1000-35-SO-FL-5-[NONE]-W-UNV-D-1-TB15-X-X-X | Indoor Luminaires | Linear Ambient | Direct Linear Ambient Luminaires | Standard | FALSE | [9 empty] | 11/19/2014 | Dimmable | Continuous (Can dim down to ≤ 10% (W)) | Not Yet Verified |  |  | 4837 | 83 | 58.28 | 13.71 | 0.9886 | 3474 | 83.72
PH5RXZ42 | Axis Lighting | Axis Lighting | B6RLED-B2-500-40-SO-FL-5-[NONE]-W-120-D-1-TB15-X-X-X | Indoor Luminaires | Linear Ambient | Direct Linear Ambient Luminaires | Standard | FALSE | [9 empty] | 11/19/2014 | Dimmable | Continuous (Can dim down to ≤ 10% (W)) | Not Yet Verified |  |  | 2558 | 88.7 | 28.84 | 18.17 | 0.977 | 3986 | 84.65
P1RUQC39 | Axis Lighting | Axis Lighting | B6RLED-B2-700-40-SO-FL-5-[NONE]-W-UNV-D-1-TB15-X-X-X | Indoor Luminaires | Linear Ambient | Direct Linear Ambient Luminaires | Standard | FALSE | [9 empty] | 11/19/2014 | Dimmable | Continuous (Can dim down to ≤ 10% (W)) | Not Yet Verified |  |  | 3428 | 86.6 | 39.59 | 21.18 | 0.8923 | 3986 | 84.65
PRHV4DYR | Axis Lighting | Axis Lighting | B6RLED-B2-1000-40-SO-FL-5-[NONE]-W-UNV-D-1-TB15-X-X-X | Indoor Luminaires | Linear Ambient | Direct Linear Ambient Luminaires | Standard | FALSE | [9 empty] | 11/19/2014 | Dimmable | Continuous (Can dim down to ≤ 10% (W)) | Not Yet Verified |  |  | 4950 | 84.9 | 58.28 | 13.71 | 0.9886 | 3986 | 84.65
PWN77CEN | Axis Lighting | Axis Lighting | B6RLED-B2-500-30-SO-FL-8-[NONE]-W-120-D-1-TB15-X-X-X | Indoor Luminaires | Linear Ambient | Direct Linear Ambient Luminaires | Standard | FALSE | [9 empty] | 11/19/2014 | Dimmable | Continuous (Can dim down to ≤ 10% (W)) | Not Yet Verified |  |  | 3915 | 84.3 | 46.44 | 19.19 | 0.9751 | 3056 | 82.67
PJYWBJ9Y | Axis Lighting | Axis Lighting | B6RLED-B2-700-30-SO-FL-8-[NONE]-W-UNV-D-1-TB15-X-X-X | Indoor Luminaires | Linear Ambient | Direct Linear Ambient Luminaires | Standard | FALSE | [9 empty] | 11/19/2014 | Dimmable | Continuous (Can dim down to ≤ 10% (W)) | Not Yet Verified |  |  | 5245 | 82.8 | 63.34 | 21.18 | 0.8923 | 3057 | 82.57
P5TG9959 | Axis Lighting | Axis Lighting | B6RLED-B2-500-35-SO-FL-8-[NONE]-W-120-D-1-TB15-X-X-X | Indoor Luminaires | Linear Ambient | Direct Linear Ambient Luminaires | Standard | FALSE | [9 empty] | 11/19/2014 | Dimmable | Continuous (Can dim down to ≤ 10% (W)) | Not Yet Verified |  |  | 4003 | 86.2 | 46.44 | 19.19 | 0.9751 | 3474 | 83.72
PNHKP834 | Axis Lighting | Axis Lighting | B6RLED-B2-700-35-SO-FL-8-[NONE]-W-UNV-D-1-TB15-X-X-X | Indoor Luminaires | Linear Ambient | Direct Linear Ambient Luminaires | Standard | FALSE | [9 empty] | 11/19/2014 | Dimmable | Continuous (Can dim down to ≤ 10% (W)) | Not Yet Verified |  |  | 5362 | 84.7 | 63.34 | 21.18 | 0.8923 | 3474 | 83.72
PP7ZCZXX | Axis Lighting | Axis Lighting | B6RLED-B2-1000-35-SO-FL-8-[NONE]-W-UNV-D-1-TB15-X-X-X | Indoor Luminaires | Linear Ambient | Direct Linear Ambient Luminaires | Standard | FALSE | [9 empty] | 11/19/2014 | Dimmable | Continuous (Can dim down to ≤ 10% (W)) | Not Yet Verified |  |  | 7740 | 83 | 93.24 | 13.71 | 0.9886 | 3474 | 83.72
PSTZXZQR | Axis Lighting | Axis Lighting | B6RLED-B2-500-40-SO-FL-8-[NONE]-W-120-D-1-TB15-X-X-X | Indoor Luminaires | Linear Ambient | Direct Linear Ambient Luminaires | Standard | FALSE | [9 empty] | 11/19/2014 | Dimmable | Continuous (Can dim down to ≤ 10% (W)) | Not Yet Verified |  |  | 4094 | 88.7 | 46.14 | 18.17 | 0.977 | 3986 | 84.65
P38P43KW | Axis Lighting | Axis Lighting | B6RLED-B2-700-40-SO-FL-8-[NONE]-W-UNV-D-1-TB15-X-X-X | Indoor Luminaires | Linear Ambient | Direct Linear Ambient Luminaires | Standard | FALSE | [9 empty] | 11/19/2014 | Dimmable | Continuous (Can dim down to ≤ 10% (W)) | Not Yet Verified |  |  | 5485 | 86.6 | 63.34 | 21.18 | 0.8923 | 3986 | 84.65
P1P5D3SJ | Axis Lighting | Axis Lighting | B6RLED-B2-1000-40-SO-FL-8-[NONE]-W-UNV-D-1-TB15-X-X-X | Indoor Luminaires | Linear Ambient | Direct Linear Ambient Luminaires | Standard | FALSE | [9 empty] | 11/19/2014 | Dimmable | Continuous (Can dim down to ≤ 10% (W)) | Not Yet Verified |  |  | 7920 | 84.9 | 93.24 | 13.71 | 0.9886 | 3986 | 84.65
PEXUDNU6 | Axis Lighting | Axis Lighting | B6RLED-B2-500-30-SO-FL-12-[NONE]-W-120-D-1-TB15-X-X-X | Indoor Luminaires | Linear Ambient | Direct Linear Ambient Luminaires | Standard | FALSE | [9 empty] | 11/19/2014 | Dimmable | Continuous (Can dim down to ≤ 10% (W)) | Not Yet Verified |  |  | 5809 | 84.3 | 68.9 | 19.19 | 0.9751 | 3056 | 82.67
P168UNBP | Axis Lighting | Axis Lighting | B6RLED-B2-700-30-SO-FL-12-[NONE]-W-UNV-D-1-TB15-X-X-X | Indoor Luminaires | Linear Ambient | Direct Linear Ambient Luminaires | Standard | FALSE | [9 empty] | 11/19/2014 | Dimmable | Continuous (Can dim down to ≤ 10% (W)) | Not Yet Verified |  |  | 7782 | 82.8 | 93.98 | 21.18 | 0.8923 | 3057 | 82.57
P9TMKRTU | Axis Lighting | Axis Lighting | B6RLED-B2-500-35-SO-FL-12-[NONE]-W-120-D-1-TB15-X-X-X | Indoor Luminaires | Linear Ambient | Direct Linear Ambient Luminaires | Standard | FALSE | [9 empty] | 11/19/2014 | Dimmable | Continuous (Can dim down to ≤ 10% (W)) | Not Yet Verified |  |  | 5939 | 86.2 | 68.9 | 19.19 | 0.9751 | 3474 | 83.72
PK6VETGY | Axis Lighting | Axis Lighting | B6RLED-B2-700-35-SO-FL-12-[NONE]-W-UNV-D-1-TB15-X-X-X | Indoor Luminaires | Linear Ambient | Direct Linear Ambient Luminaires | Standard | FALSE | [9 empty] | 11/19/2014 | Dimmable | Continuous (Can dim down to ≤ 10% (W)) | Not Yet Verified |  |  | 7956 | 84.7 | 93.98 | 21.18 | 0.8923 | 3474 | 83.72
PU586ENN | Axis Lighting | Axis Lighting | B6RLED-B2-1000-35-SO-FL-12-[NONE]-W-UNV-D-1-TB15-X-X-X | Indoor Luminaires | Linear Ambient | Direct Linear Ambient Luminaires | Standard | FALSE | [9 empty] | 11/19/2014 | Dimmable | Continuous (Can dim down to ≤ 10% (W)) | Not Yet Verified |  |  | 11466 | 82.9 | 138.34 | 13.1 | 0.9893 | 3474 | 83.72
P5ETM5VC | Axis Lighting | Axis Lighting | B6RLED-B2-500-40-SO-FL-12-[NONE]-W-120-D-1-TB15-X-X-X | Indoor Luminaires | Linear Ambient | Direct Linear Ambient Luminaires | Standard | FALSE | [9 empty] | 11/19/2014 | Dimmable | Continuous (Can dim down to ≤ 10% (W)) | Not Yet Verified |  |  | 6074 | 88.7 | 68.46 | 18.17 | 0.977 | 3986 | 84.65
PBQJRHH1 | Axis Lighting | Axis Lighting | B6RLED-B2-700-40-SO-FL-12-[NONE]-W-UNV-D-1-TB15-X-X-X | Indoor Luminaires | Linear Ambient | Direct Linear Ambient Luminaires | Standard | FALSE | [9 empty] | 11/19/2014 | Dimmable | Continuous (Can dim down to ≤ 10% (W)) | Not Yet Verified |  |  | 8137 | 86.6 | 93.98 | 21.18 | 0.8923 | 3986 | 84.65
P6T3N914 | Axis Lighting | Axis Lighting | B6RLED-B2-1000-40-SO-FL-12-[NONE]-W-UNV-D-1-TB15-X-X-X | Indoor Luminaires | Linear Ambient | Direct Linear Ambient Luminaires | Standard | FALSE | [9 empty] | 11/19/2014 | Dimmable | Continuous (Can dim down to ≤ 10% (W)) | Not Yet Verified |  |  | 11751 | 84.9 | 138.34 | 13.71 | 0.9886 | 3986 | 84.65
PAWYZFRU | Axis Lighting | Axis Lighting | B6WDLED-B2-500-35-SO-FL-6-[NONE]-W-120-D-1-TB15-X-X-X | Indoor Luminaires | Linear Ambient | Direct Linear Ambient Luminaires | Standard | FALSE | [9 empty] | 4/23/2015 | Dimmable | Continuous (Can dim down to ≤ 10% (W)) | Not Yet Verified |  |  | 3002.2369 | 86.1969 | 34.83 | 19.19 | 0.9751 | 3474 | 83.72
PCH5C3DK | Axis Lighting | Axis Lighting | B6WDLED-B2-700-35-SO-FL-6-[NONE]-W-UNV-D-1-TB15-X-X-X | Indoor Luminaires | Linear Ambient | Direct Linear Ambient Luminaires | Standard | FALSE | [9 empty] | 4/23/2015 | Dimmable | Continuous (Can dim down to ≤ 10% (W)) | Not Yet Verified |  |  | 4021.748 | 84.6595 | 47.505 | 21.18 | 0.8923 | 3474 | 83.72
PSSG9VQD | Axis Lighting | Axis Lighting | B6WDLED-B2-1000-35-SO-FL-6-[NONE]-W-UNV-D-1-TB15-X-X-X | Indoor Luminaires | Linear Ambient | Direct Linear Ambient Luminaires | Standard | FALSE | [9 empty] | 4/23/2015 | Dimmable | Continuous (Can dim down to ≤ 10% (W)) | Not Yet Verified |  |  | 5804.6795 | 83.007 | 69.93 | 13.71 | 0.9886 | 3474 | 83.72
PNKUZMA7 | Axis Lighting | Axis Lighting | B6WDLED-B2-500-40-SO-FL-6-[NONE]-W-120-D-1-TB15-X-X-X | Indoor Luminaires | Linear Ambient | Direct Linear Ambient Luminaires | Standard | FALSE | [9 empty] | 4/23/2015 | Dimmable | Continuous (Can dim down to ≤ 10% (W)) | Not Yet Verified |  |  | 3070.1989 | 88.7212 | 34.605 | 18.17 | 0.977 | 3986 | 84.65
P54M2REC | Axis Lighting | Axis Lighting | B6WDLED-B2-700-40-SO-FL-6-[NONE]-W-UNV-D-1-TB15-X-X-X | Indoor Luminaires | Linear Ambient | Direct Linear Ambient Luminaires | Standard | FALSE | [9 empty] | 4/23/2015 | Dimmable | Continuous (Can dim down to ≤ 10% (W)) | Not Yet Verified |  |  | 4113.4032 | 86.5888 | 47.505 | 21.18 | 0.8923 | 3986 | 84.65
P4VAHDD9 | Axis Lighting | Axis Lighting | B6WDLED-B2-1000-40-SO-FL-6-[NONE]-W-UNV-D-1-TB15-X-X-X | Indoor Luminaires | Linear Ambient | Direct Linear Ambient Luminaires | Standard | FALSE | [9 empty] | 4/23/2015 | Dimmable | Continuous (Can dim down to ≤ 10% (W)) | Not Yet Verified |  |  | 5939.8343 | 84.9397 | 69.93 | 13.71 | 0.9886 | 3986 | 84.65
P4XE11YJ | Axis Lighting | Axis Lighting | B6WDLED-B2-500-30-SO-FL-8-[NONE]-W-120-D-1-TB15-X-X-X | Indoor Luminaires | Linear Ambient | Direct Linear Ambient Luminaires | Standard | FALSE | [9 empty] | 4/23/2015 | Dimmable | Continuous (Can dim down to ≤ 10% (W)) | Not Yet Verified |  |  | 3915.368 | 84.3102 | 46.44 | 19.19 | 0.9751 | 3056 | 82.67
PK73ARVY | Axis Lighting | Axis Lighting | B6WDLED-B2-700-30-SO-FL-8-[NONE]-W-UNV-D-1-TB15-X-X-X | Indoor Luminaires | Linear Ambient | Direct Linear Ambient Luminaires | Standard | FALSE | [9 empty] | 4/23/2015 | Dimmable | Continuous (Can dim down to ≤ 10% (W)) | Not Yet Verified |  |  | 5244.9637 | 82.8065 | 63.34 | 21.18 | 0.8923 | 3057 | 82.57
PSUY44V6 | Axis Lighting | Axis Lighting | BMWDLED-B2-500-30-SO-FL-4-[NONE]-W-120-D-1-TB15-X-X-X | Indoor Luminaires | Linear Ambient | Direct Linear Ambient Luminaires | Standard | FALSE | [9 empty] | 4/23/2015 | Dimmable | Continuous (Can dim down to ≤ 10% (W)) | Not Yet Verified |  |  | 1951 | 84.1 | 23.22 | 19.19 | 0.9751 | 3056 | 82.67
PBZYGUEG | Axis Lighting | Axis Lighting | BMWDLED-B2-700-30-SO-FL-4-[NONE]-W-UNV-D-1-TB15-X-X-X | Indoor Luminaires | Linear Ambient | Direct Linear Ambient Luminaires | Standard | FALSE | [9 empty] | 4/23/2015 | Dimmable | Continuous (Can dim down to ≤ 10% (W)) | Not Yet Verified |  |  | 2616 | 82.6 | 31.67 | 21.18 | 0.8923 | 3057 | 82.57
P52XMPPU | Axis Lighting | Axis Lighting | BMWDLED-B2-500-35-SO-FL-4-[NONE]-W-120-D-1-TB15-X-X-X | Indoor Luminaires | Linear Ambient | Direct Linear Ambient Luminaires | Standard | FALSE | [9 empty] | 4/23/2015 | Dimmable | Continuous (Can dim down to ≤ 10% (W)) | Not Yet Verified |  |  | 1996.5 | 85.9819 | 23.22 | 19.19 | 0.9751 | 3474 | 83.72
PR6KJ42F | Axis Lighting | Axis Lighting | BMWDLED-B2-700-35-SO-FL-4-[NONE]-W-UNV-D-1-TB15-X-X-X | Indoor Luminaires | Linear Ambient | Direct Linear Ambient Luminaires | Standard | FALSE | [9 empty] | 4/23/2015 | Dimmable | Continuous (Can dim down to ≤ 10% (W)) | Not Yet Verified |  |  | 2674.4791 | 84.4484 | 31.67 | 21.18 | 0.8923 | 3474 | 83.72
P1NGM2ZJ | Axis Lighting | Axis Lighting | BMWDLED-B2-1000-35-SO-FL-4-[NONE]-W-UNV-D-1-TB15-X-X-X | Indoor Luminaires | Linear Ambient | Direct Linear Ambient Luminaires | Standard | FALSE | [9 empty] | 4/23/2015 | Dimmable | Continuous (Can dim down to ≤ 10% (W)) | Not Yet Verified |  |  | 3862 | 82.8 | 46.62 | 13.71 | 0.9886 | 3474 | 83.72
PUXEHY7W | Axis Lighting | Axis Lighting | BMWDLED-B2-500-40-SO-FL-4-[NONE]-W-120-D-1-TB15-X-X-X | Indoor Luminaires | Linear Ambient | Direct Linear Ambient Luminaires | Standard | FALSE | [9 empty] | 4/23/2015 | Dimmable | Continuous (Can dim down to ≤ 10% (W)) | Not Yet Verified |  |  | 2042 | 88.5 | 23.07 | 18.17 | 0.977 | 3986 | 84.65
PE12JEG5 | Axis Lighting | Axis Lighting | BMWDLED-B2-700-40-SO-FL-4-[NONE]-W-UNV-D-1-TB15-X-X-X | Indoor Luminaires | Linear Ambient | Direct Linear Ambient Luminaires | Standard | FALSE | [9 empty] | 4/23/2015 | Dimmable | Continuous (Can dim down to ≤ 10% (W)) | Not Yet Verified |  |  | 2735.4302 | 86.3729 | 31.67 | 21.18 | 0.8923 | 3986 | 84.65
PV1ET4CA | Axis Lighting | Axis Lighting | BMWDLED-B2-1000-40-SO-FL-4-[NONE]-W-UNV-D-1-TB15-X-X-X | Indoor Luminaires | Linear Ambient | Direct Linear Ambient Luminaires | Standard | FALSE | [9 empty] | 4/23/2015 | Dimmable | Continuous (Can dim down to ≤ 10% (W)) | Not Yet Verified |  |  | 3950.0145 | 84.7279 | 46.62 | 13.71 | 0.9886 | 3986 | 84.65
PYNUA41K | Axis Lighting | Axis Lighting | BMWDLED-B2-500-30-SO-FL-5-[NONE]-W-120-D-1-TB15-X-X-X | Indoor Luminaires | Linear Ambient | Direct Linear Ambient Luminaires | Standard | FALSE | [9 empty] | 4/23/2015 | Dimmable | Continuous (Can dim down to ≤ 10% (W)) | Not Yet Verified |  |  | 2441.0025 | 84.1 | 29.025 | 19.19 | 0.9751 | 3056 | 82.67
PNR63R7M | Axis Lighting | Axis Lighting | BMWDLED-B2-700-30-SO-FL-5-[NONE]-W-UNV-D-1-TB15-X-X-X | Indoor Luminaires | Linear Ambient | Direct Linear Ambient Luminaires | Standard | FALSE | [9 empty] | 4/23/2015 | Dimmable | Continuous (Can dim down to ≤ 10% (W)) | Not Yet Verified |  |  | 3269.9275 | 82.6 | 39.5875 | 21.18 | 0.8923 | 3057 | 82.57
PETC1R7M | Axis Lighting | Axis Lighting | BMWDLED-B2-500-35-SO-FL-5-[NONE]-W-120-D-1-TB15-X-X-X | Indoor Luminaires | Linear Ambient | Direct Linear Ambient Luminaires | Standard | FALSE | [9 empty] | 4/23/2015 | Dimmable | Continuous (Can dim down to ≤ 10% (W)) | Not Yet Verified |  |  | 2495.625 | 85.9819 | 29.025 | 19.19 | 0.9751 | 3474 | 83.72
PETAYUMF | Axis Lighting | Axis Lighting | BMWDLED-B2-700-35-SO-FL-5-[NONE]-W-UNV-D-1-TB15-X-X-X | Indoor Luminaires | Linear Ambient | Direct Linear Ambient Luminaires | Standard | FALSE | [9 empty] | 4/23/2015 | Dimmable | Continuous (Can dim down to ≤ 10% (W)) | Not Yet Verified |  |  | 3343.0989 | 84.4484 | 39.5875 | 21.18 | 0.8923 | 3474 | 83.72
PWC47XJ5 | Axis Lighting | Axis Lighting | BMWDLED-B2-1000-35-SO-FL-5-[NONE]-W-UNV-D-1-TB15-X-X-X | Indoor Luminaires | Linear Ambient | Direct Linear Ambient Luminaires | Standard | FALSE | [9 empty] | 4/23/2015 | Dimmable | Continuous (Can dim down to ≤ 10% (W)) | Not Yet Verified |  |  | 4825.17 | 82.8 | 58.275 | 13.71 | 0.9886 | 3474 | 83.72
PJVH5FM2 | Axis Lighting | Axis Lighting | BMWDLED-B2-500-40-SO-FL-5-[NONE]-W-120-D-1-TB15-X-X-X | Indoor Luminaires | Linear Ambient | Direct Linear Ambient Luminaires | Standard | FALSE | [9 empty] | 4/23/2015 | Dimmable | Continuous (Can dim down to ≤ 10% (W)) | Not Yet Verified |  |  | 2552.1188 | 88.5 | 28.8375 | 18.17 | 0.977 | 3986 | 84.65
PK6RZKUQ | Axis Lighting | Axis Lighting | BMWDLED-B2-700-40-SO-FL-5-[NONE]-W-UNV-D-1-TB15-X-X-X | Indoor Luminaires | Linear Ambient | Direct Linear Ambient Luminaires | Standard | FALSE | [9 empty] | 4/23/2015 | Dimmable | Continuous (Can dim down to ≤ 10% (W)) | Not Yet Verified |  |  | 3419.2877 | 86.3729 | 39.5875 | 21.18 | 0.8923 | 3986 | 84.65
PHB3NEZU | Axis Lighting | Axis Lighting | BMWDLED-B2-1000-40-SO-FL-5-[NONE]-W-UNV-D-1-TB15-X-X-X | Indoor Luminaires | Linear Ambient | Direct Linear Ambient Luminaires | Standard | FALSE | [9 empty] | 4/23/2015 | Dimmable | Continuous (Can dim down to ≤ 10% (W)) | Not Yet Verified |  |  | 4937.5182 | 84.7279 | 58.275 | 13.71 | 0.9886 | 3986 | 84.65
P4UMJQE1 | Axis Lighting | Axis Lighting | BMWDLED-B2-500-30-SO-FL-6-[NONE]-W-120-D-1-TB15-X-X-X | Indoor Luminaires | Linear Ambient | Direct Linear Ambient Luminaires | Standard | FALSE | [9 empty] | 4/23/2015 | Dimmable | Continuous (Can dim down to ≤ 10% (W)) | Not Yet Verified |  |  | 2929.203 | 84.1 | 34.83 | 19.19 | 0.9751 | 3056 | 82.67
PPC53YR5 | Axis Lighting | Axis Lighting | BMWDLED-B2-700-30-SO-FL-6-[NONE]-W-UNV-D-1-TB15-X-X-X | Indoor Luminaires | Linear Ambient | Direct Linear Ambient Luminaires | Standard | FALSE | [9 empty] | 4/23/2015 | Dimmable | Continuous (Can dim down to ≤ 10% (W)) | Not Yet Verified |  |  | 3923.913 | 82.6 | 47.505 | 21.18 | 0.8923 | 3057 | 82.57
P756JWU5 | Axis Lighting | Axis Lighting | BMWDLED-B2-500-35-SO-FL-6-[NONE]-W-120-D-1-TB15-X-X-X | Indoor Luminaires | Linear Ambient | Direct Linear Ambient Luminaires | Standard | FALSE | [9 empty] | 4/23/2015 | Dimmable | Continuous (Can dim down to ≤ 10% (W)) | Not Yet Verified |  |  | 2994.75 | 85.9819 | 34.83 | 19.19 | 0.9751 | 3474 | 83.72
PXU9J21N | Axis Lighting | Axis Lighting | BMWDLED-B2-700-35-SO-FL-6-[NONE]-W-UNV-D-1-TB15-X-X-X | Indoor Luminaires | Linear Ambient | Direct Linear Ambient Luminaires | Standard | FALSE | [9 empty] | 4/23/2015 | Dimmable | Continuous (Can dim down to ≤ 10% (W)) | Not Yet Verified |  |  | 4011.7187 | 84.4484 | 47.505 | 21.18 | 0.8923 | 3474 | 83.72
PABVSUMR | Axis Lighting | Axis Lighting | BMWDLED-B2-1000-35-SO-FL-6-[NONE]-W-UNV-D-1-TB15-X-X-X | Indoor Luminaires | Linear Ambient | Direct Linear Ambient Luminaires | Standard | FALSE | [9 empty] | 4/23/2015 | Dimmable | Continuous (Can dim down to ≤ 10% (W)) | Not Yet Verified |  |  | 5790.204 | 82.8 | 69.93 | 13.71 | 0.9886 | 3474 | 83.72
PB6V2GB6 | Axis Lighting | Axis Lighting | BMWDLED-B2-500-40-SO-FL-6-[NONE]-W-120-D-1-TB15-X-X-X | Indoor Luminaires | Linear Ambient | Direct Linear Ambient Luminaires | Standard | FALSE | [9 empty] | 4/23/2015 | Dimmable | Continuous (Can dim down to ≤ 10% (W)) | Not Yet Verified |  |  | 3062.5425 | 88.5 | 34.605 | 18.17 | 0.977 | 3986 | 84.65
P3W6WCVM | Axis Lighting | Axis Lighting | BMWDLED-B2-700-40-SO-FL-6-[NONE]-W-UNV-D-1-TB15-X-X-X | Indoor Luminaires | Linear Ambient | Direct Linear Ambient Luminaires | Standard | FALSE | [9 empty] | 4/23/2015 | Dimmable | Continuous (Can dim down to ≤ 10% (W)) | Not Yet Verified |  |  | 4103.1453 | 86.3729 | 47.505 | 21.18 | 0.8923 | 3986 | 84.65
PF6DUEZG | Axis Lighting | Axis Lighting | BMWDLED-B2-1000-40-SO-FL-6-[NONE]-W-UNV-D-1-TB15-X-X-X | Indoor Luminaires | Linear Ambient | Direct Linear Ambient Luminaires | Standard | FALSE | [9 empty] | 4/23/2015 | Dimmable | Continuous (Can dim down to ≤ 10% (W)) | Not Yet Verified |  |  | 5925.0218 | 84.7279 | 69.93 | 13.71 | 0.9886 | 3986 | 84.65
P9N9XPPN | Axis Lighting | Axis Lighting | BMWDLED-B2-500-30-SO-FL-8-[NONE]-W-120-D-1-TB15-X-X-X | Indoor Luminaires | Linear Ambient | Direct Linear Ambient Luminaires | Standard | FALSE | [9 empty] | 4/23/2015 | Dimmable | Continuous (Can dim down to ≤ 10% (W)) | Not Yet Verified |  |  | 3905.604 | 84.1 | 46.44 | 19.19 | 0.9751 | 3056 | 82.67
PBKMDDQ5 | Axis Lighting | Axis Lighting | BMWDLED-B2-700-30-SO-FL-8-[NONE]-W-UNV-D-1-TB15-X-X-X | Indoor Luminaires | Linear Ambient | Direct Linear Ambient Luminaires | Standard | FALSE | [9 empty] | 4/23/2015 | Dimmable | Continuous (Can dim down to ≤ 10% (W)) | Not Yet Verified |  |  | 5231.884 | 82.6 | 63.34 | 21.18 | 0.8923 | 3057 | 82.57
P9KTQT84 | Axis Lighting | Axis Lighting | BMWDLED-B2-500-35-SO-FL-8-[NONE]-W-120-D-1-TB15-X-X-X | Indoor Luminaires | Linear Ambient | Direct Linear Ambient Luminaires | Standard | FALSE | [9 empty] | 4/23/2015 | Dimmable | Continuous (Can dim down to ≤ 10% (W)) | Not Yet Verified |  |  | 3993 | 85.9819 | 46.44 | 19.19 | 0.9751 | 3474 | 83.72
P8CXZFA5 | Axis Lighting | Axis Lighting | BMWDLED-B2-700-35-SO-FL-8-[NONE]-W-UNV-D-1-TB15-X-X-X | Indoor Luminaires | Linear Ambient | Direct Linear Ambient Luminaires | Standard | FALSE | [9 empty] | 4/23/2015 | Dimmable | Continuous (Can dim down to ≤ 10% (W)) | Not Yet Verified |  |  | 5348.9583 | 84.4484 | 63.34 | 21.18 | 0.8923 | 3474 | 83.72
PER7QXHB | Axis Lighting | Axis Lighting | BMWDLED-B2-1000-35-SO-FL-8-[NONE]-W-UNV-D-1-TB15-X-X-X | Indoor Luminaires | Linear Ambient | Direct Linear Ambient Luminaires | Standard | FALSE | [9 empty] | 4/23/2015 | Dimmable | Continuous (Can dim down to ≤ 10% (W)) | Not Yet Verified |  |  | 7720.272 | 82.8 | 93.24 | 13.71 | 0.9886 | 3474 | 83.72
PTVD3XT2 | Axis Lighting | Axis Lighting | BMWDLED-B2-500-40-SO-FL-8-[NONE]-W-120-D-1-TB15-X-X-X | Indoor Luminaires | Linear Ambient | Direct Linear Ambient Luminaires | Standard | FALSE | [9 empty] | 4/23/2015 | Dimmable | Continuous (Can dim down to ≤ 10% (W)) | Not Yet Verified |  |  | 4083.39 | 88.5 | 46.14 | 18.17 | 0.977 | 3986 | 84.65
PMVS8ESG | Axis Lighting | Axis Lighting | BMWDLED-B2-700-40-SO-FL-8-[NONE]-W-UNV-D-1-TB15-X-X-X | Indoor Luminaires | Linear Ambient | Direct Linear Ambient Luminaires | Standard | FALSE | [9 empty] | 4/23/2015 | Dimmable | Continuous (Can dim down to ≤ 10% (W)) | Not Yet Verified |  |  | 5470.8604 | 86.3729 | 63.34 | 21.18 | 0.8923 | 3986 | 84.65
PWVEX1NB | Axis Lighting | Axis Lighting | BMWDLED-B2-1000-40-SO-FL-8-[NONE]-W-UNV-D-1-TB15-X-X-X | Indoor Luminaires | Linear Ambient | Direct Linear Ambient Luminaires | Standard | FALSE | [9 empty] | 4/23/2015 | Dimmable | Continuous (Can dim down to ≤ 10% (W)) | Not Yet Verified |  |  | 7900.0291 | 84.7279 | 93.24 | 13.71 | 0.9886 | 3986 | 84.65
PKN8HNT7 | Axis Lighting | Axis Lighting | BMWDLED-B2-500-30-SO-FL-12-[NONE]-W-120-D-1-TB15-X-X-X | Indoor Luminaires | Linear Ambient | Direct Linear Ambient Luminaires | Standard | FALSE | [9 empty] | 4/23/2015 | Dimmable | Continuous (Can dim down to ≤ 10% (W)) | Not Yet Verified |  |  | 5794.7368 | 84.1 | 68.9029 | 19.19 | 0.9751 | 3056 | 82.67
P4PZSF3S | Axis Lighting | Axis Lighting | BMWDLED-B2-700-30-SO-FL-12-[NONE]-W-UNV-D-1-TB15-X-X-X | Indoor Luminaires | Linear Ambient | Direct Linear Ambient Luminaires | Standard | FALSE | [9 empty] | 4/23/2015 | Dimmable | Continuous (Can dim down to ≤ 10% (W)) | Not Yet Verified |  |  | 7762.5357 | 82.6 | 93.9774 | 21.18 | 0.8923 | 3057 | 82.57
PZPW5QCX | Axis Lighting | Axis Lighting | BMWDLED-B2-500-35-SO-FL-12-[NONE]-W-120-D-1-TB15-X-X-X | Indoor Luminaires | Linear Ambient | Direct Linear Ambient Luminaires | Standard | FALSE | [9 empty] | 4/23/2015 | Dimmable | Continuous (Can dim down to ≤ 10% (W)) | Not Yet Verified |  |  | 5924.406 | 85.9819 | 68.9029 | 19.19 | 0.9751 | 3474 | 83.72
PSF1AUXT | Axis Lighting | Axis Lighting | BMWDLED-B2-700-35-SO-FL-12-[NONE]-W-UNV-D-1-TB15-X-X-X | Indoor Luminaires | Linear Ambient | Direct Linear Ambient Luminaires | Standard | FALSE | [9 empty] | 4/23/2015 | Dimmable | Continuous (Can dim down to ≤ 10% (W)) | Not Yet Verified |  |  | 7936.2386 | 84.4484 | 93.9774 | 21.18 | 0.8923 | 3474 | 83.72
P63266AH | Axis Lighting | Axis Lighting | BMWDLED-B2-1000-35-SO-FL-12-[NONE]-W-UNV-D-1-TB15-X-X-X | Indoor Luminaires | Linear Ambient | Direct Linear Ambient Luminaires | Standard | FALSE | [9 empty] | 4/23/2015 | Dimmable | Continuous (Can dim down to ≤ 10% (W)) | Not Yet Verified |  |  | 11437 | 82.7 | 138.34 | 13.1 | 0.9893 | 3474 | 83.72
PHFVK94S | Axis Lighting | Axis Lighting | BMWDLED-B2-500-40-SO-FL-12-[NONE]-W-120-D-1-TB15-X-X-X | Indoor Luminaires | Linear Ambient | Direct Linear Ambient Luminaires | Standard | FALSE | [9 empty] | 4/23/2015 | Dimmable | Continuous (Can dim down to ≤ 10% (W)) | Not Yet Verified |  |  | 6058.5175 | 88.5 | 68.4578 | 18.17 | 0.977 | 3986 | 84.65
PG3S9YZ7 | Axis Lighting | Axis Lighting | BMWDLED-B2-700-40-SO-FL-12-[NONE]-W-UNV-D-1-TB15-X-X-X | Indoor Luminaires | Linear Ambient | Direct Linear Ambient Luminaires | Standard | FALSE | [9 empty] | 4/23/2015 | Dimmable | Continuous (Can dim down to ≤ 10% (W)) | Not Yet Verified |  |  | 8117.1045 | 86.3729 | 93.9774 | 21.18 | 0.8923 | 3986 | 84.65
PGU3KKQ3 | Axis Lighting | Axis Lighting | BMWDLED-B2-1000-40-SO-FL-12-[NONE]-W-UNV-D-1-TB15-X-X-X | Indoor Luminaires | Linear Ambient | Direct Linear Ambient Luminaires | Standard | FALSE | [9 empty] | 4/23/2015 | Dimmable | Continuous (Can dim down to ≤ 10% (W)) | Not Yet Verified |  |  | 11721.2572 | 84.7279 | 138.34 | 13.71 | 0.9886 | 3986 | 84.65
PFHG35Q8 | Axis Lighting | Axis Lighting | BBWDLED-B2-500-30-SO-FL-4-[NONE]-W-120-D-1-TB15-X-X-X | Indoor Luminaires | Linear Ambient | Direct Linear Ambient Luminaires | Standard | FALSE | [9 empty] | 4/23/2015 | Dimmable | Continuous (Can dim down to ≤ 10% (W)) | Not Yet Verified |  |  | 1952.1706 | 84.1505 | 23.22 | 19.19 | 0.9751 | 3056 | 82.67
PW8WK3HR | Axis Lighting | Axis Lighting | BBWDLED-B2-700-30-SO-FL-4-[NONE]-W-UNV-D-1-TB15-X-X-X | Indoor Luminaires | Linear Ambient | Direct Linear Ambient Luminaires | Standard | FALSE | [9 empty] | 4/23/2015 | Dimmable | Continuous (Can dim down to ≤ 10% (W)) | Not Yet Verified |  |  | 2617.5696 | 82.6496 | 31.67 | 21.18 | 0.8923 | 3057 | 82.57
PHBUQHEK | Axis Lighting | Axis Lighting | BBWDLED-B2-500-35-SO-FL-4-[NONE]-W-120-D-1-TB15-X-X-X | Indoor Luminaires | Linear Ambient | Direct Linear Ambient Luminaires | Standard | FALSE | [9 empty] | 4/23/2015 | Dimmable | Continuous (Can dim down to ≤ 10% (W)) | Not Yet Verified |  |  | 1997.6979 | 86.0335 | 23.22 | 19.19 | 0.9751 | 3474 | 83.72
PNJB67WY | Axis Lighting | Axis Lighting | BBWDLED-B2-700-35-SO-FL-4-[NONE]-W-UNV-D-1-TB15-X-X-X | Indoor Luminaires | Linear Ambient | Direct Linear Ambient Luminaires | Standard | FALSE | [9 empty] | 4/23/2015 | Dimmable | Continuous (Can dim down to ≤ 10% (W)) | Not Yet Verified |  |  | 2676.0838 | 84.499 | 31.67 | 21.18 | 0.8923 | 3474 | 83.72
PH9VWWRB | Axis Lighting | Axis Lighting | BBWDLED-B2-1000-35-SO-FL-4-[NONE]-W-UNV-D-1-TB15-X-X-X | Indoor Luminaires | Linear Ambient | Direct Linear Ambient Luminaires | Standard | FALSE | [9 empty] | 4/23/2015 | Dimmable | Continuous (Can dim down to ≤ 10% (W)) | Not Yet Verified |  |  | 3864.3172 | 82.8497 | 46.62 | 13.71 | 0.9886 | 3474 | 83.72
P8NTDQUW | Axis Lighting | Axis Lighting | BBWDLED-B2-500-40-SO-FL-4-[NONE]-W-120-D-1-TB15-X-X-X | Indoor Luminaires | Linear Ambient | Direct Linear Ambient Luminaires | Standard | FALSE | [9 empty] | 4/23/2015 | Dimmable | Continuous (Can dim down to ≤ 10% (W)) | Not Yet Verified |  |  | 2043.2252 | 88.5531 | 23.07 | 18.17 | 0.977 | 3986 | 84.65
P55Y6SR8 | Axis Lighting | Axis Lighting | BBWDLED-B2-700-40-SO-FL-4-[NONE]-W-UNV-D-1-TB15-X-X-X | Indoor Luminaires | Linear Ambient | Direct Linear Ambient Luminaires | Standard | FALSE | [9 empty] | 4/23/2015 | Dimmable | Continuous (Can dim down to ≤ 10% (W)) | Not Yet Verified |  |  | 2737.0715 | 86.4247 | 31.67 | 21.18 | 0.8923 | 3986 | 84.65
PSH5BJS4 | Axis Lighting | Axis Lighting | BBWDLED-B2-1000-40-SO-FL-4-[NONE]-W-UNV-D-1-TB15-X-X-X | Indoor Luminaires | Linear Ambient | Direct Linear Ambient Luminaires | Standard | FALSE | [9 empty] | 4/23/2015 | Dimmable | Continuous (Can dim down to ≤ 10% (W)) | Not Yet Verified |  |  | 3952.3845 | 84.7787 | 46.62 | 13.71 | 0.9886 | 3986 | 84.65
P9E684JN | Axis Lighting | Axis Lighting | BBWDLED-B2-500-30-SO-FL-5-[NONE]-W-120-D-1-TB15-X-X-X | Indoor Luminaires | Linear Ambient | Direct Linear Ambient Luminaires | Standard | FALSE | [9 empty] | 4/23/2015 | Dimmable | Continuous (Can dim down to ≤ 10% (W)) | Not Yet Verified |  |  | 2442.4671 | 84.1505 | 29.025 | 19.19 | 0.9751 | 3056 | 82.67
P8AYF3PK | Axis Lighting | Axis Lighting | BBWDLED-B2-700-30-SO-FL-5-[NONE]-W-UNV-D-1-TB15-X-X-X | Indoor Luminaires | Linear Ambient | Direct Linear Ambient Luminaires | Standard | FALSE | [9 empty] | 4/23/2015 | Dimmable | Continuous (Can dim down to ≤ 10% (W)) | Not Yet Verified |  |  | 3271.8895 | 82.6496 | 39.5875 | 21.18 | 0.8923 | 3057 | 82.57
PYBM3WZT | Axis Lighting | Axis Lighting | BBWDLED-B2-500-35-SO-FL-5-[NONE]-W-120-D-1-TB15-X-X-X | Indoor Luminaires | Linear Ambient | Direct Linear Ambient Luminaires | Standard | FALSE | [9 empty] | 4/23/2015 | Dimmable | Continuous (Can dim down to ≤ 10% (W)) | Not Yet Verified |  |  | 2497.1224 | 86.0335 | 29.025 | 19.19 | 0.9751 | 3474 | 83.72
PPNARE12 | Axis Lighting | Axis Lighting | BBWDLED-B2-700-35-SO-FL-5-[NONE]-W-UNV-D-1-TB15-X-X-X | Indoor Luminaires | Linear Ambient | Direct Linear Ambient Luminaires | Standard | FALSE | [9 empty] | 4/23/2015 | Dimmable | Continuous (Can dim down to ≤ 10% (W)) | Not Yet Verified |  |  | 3345.1048 | 84.499 | 39.5875 | 21.18 | 0.8923 | 3474 | 83.72
P1ZUM8H9 | Axis Lighting | Axis Lighting | BBWDLED-B2-1000-35-SO-FL-5-[NONE]-W-UNV-D-1-TB15-X-X-X | Indoor Luminaires | Linear Ambient | Direct Linear Ambient Luminaires | Standard | FALSE | [9 empty] | 4/23/2015 | Dimmable | Continuous (Can dim down to ≤ 10% (W)) | Not Yet Verified |  |  | 4828.0651 | 82.8497 | 58.275 | 13.71 | 0.9886 | 3474 | 83.72
PGWFWJH6 | Axis Lighting | Axis Lighting | BBWDLED-B2-500-40-SO-FL-5-[NONE]-W-120-D-1-TB15-X-X-X | Indoor Luminaires | Linear Ambient | Direct Linear Ambient Luminaires | Standard | FALSE | [9 empty] | 4/23/2015 | Dimmable | Continuous (Can dim down to ≤ 10% (W)) | Not Yet Verified |  |  | 2553.65 | 88.5531 | 28.8375 | 18.17 | 0.977 | 3986 | 84.65
P5AZYBY4 | Axis Lighting | Axis Lighting | BBWDLED-B2-700-40-SO-FL-5-[NONE]-W-UNV-D-1-TB15-X-X-X | Indoor Luminaires | Linear Ambient | Direct Linear Ambient Luminaires | Standard | FALSE | [9 empty] | 4/23/2015 | Dimmable | Continuous (Can dim down to ≤ 10% (W)) | Not Yet Verified |  |  | 3421.3393 | 86.4247 | 39.5875 | 21.18 | 0.8923 | 3986 | 84.65
PGUHX3KV | Axis Lighting | Axis Lighting | BBWDLED-B2-1000-40-SO-FL-5-[NONE]-W-UNV-D-1-TB15-X-X-X | Indoor Luminaires | Linear Ambient | Direct Linear Ambient Luminaires | Standard | FALSE | [9 empty] | 4/23/2015 | Dimmable | Continuous (Can dim down to ≤ 10% (W)) | Not Yet Verified |  |  | 4940.4807 | 84.7787 | 58.275 | 13.71 | 0.9886 | 3986 | 84.65
P36SYUWH | Axis Lighting | Axis Lighting | BBWDLED-B2-500-30-SO-FL-6-[NONE]-W-120-D-1-TB15-X-X-X | Indoor Luminaires | Linear Ambient | Direct Linear Ambient Luminaires | Standard | FALSE | [9 empty] | 4/23/2015 | Dimmable | Continuous (Can dim down to ≤ 10% (W)) | Not Yet Verified |  |  | 2930.9605 | 84.1505 | 34.83 | 19.19 | 0.9751 | 3056 | 82.67
PKD44FMR | Axis Lighting | Axis Lighting | BBWDLED-B2-700-30-SO-FL-6-[NONE]-W-UNV-D-1-TB15-X-X-X | Indoor Luminaires | Linear Ambient | Direct Linear Ambient Luminaires | Standard | FALSE | [9 empty] | 4/23/2015 | Dimmable | Continuous (Can dim down to ≤ 10% (W)) | Not Yet Verified |  |  | 3926.2674 | 82.6496 | 47.505 | 21.18 | 0.8923 | 3057 | 82.57
PQEFNRXT | Axis Lighting | Axis Lighting | BBWDLED-B2-500-35-SO-FL-6-[NONE]-W-120-D-1-TB15-X-X-X | Indoor Luminaires | Linear Ambient | Direct Linear Ambient Luminaires | Standard | FALSE | [9 empty] | 4/23/2015 | Dimmable | Continuous (Can dim down to ≤ 10% (W)) | Not Yet Verified |  |  | 2996.5469 | 86.0335 | 34.83 | 19.19 | 0.9751 | 3474 | 83.72
PNK2CB7T | Axis Lighting | Axis Lighting | BBWDLED-B2-700-35-SO-FL-6-[NONE]-W-UNV-D-1-TB15-X-X-X | Indoor Luminaires | Linear Ambient | Direct Linear Ambient Luminaires | Standard | FALSE | [9 empty] | 4/23/2015 | Dimmable | Continuous (Can dim down to ≤ 10% (W)) | Not Yet Verified |  |  | 4014.1257 | 84.499 | 47.505 | 21.18 | 0.8923 | 3474 | 83.72
PEMYF8PQ | Axis Lighting | Axis Lighting | BBWDLED-B2-1000-35-SO-FL-6-[NONE]-W-UNV-D-1-TB15-X-X-X | Indoor Luminaires | Linear Ambient | Direct Linear Ambient Luminaires | Standard | FALSE | [9 empty] | 4/23/2015 | Dimmable | Continuous (Can dim down to ≤ 10% (W)) | Not Yet Verified |  |  | 5793.6781 | 82.8497 | 69.93 | 13.71 | 0.9886 | 3474 | 83.72
P1Z8ZXXU | Axis Lighting | Axis Lighting | BBWDLED-B2-500-40-SO-FL-6-[NONE]-W-120-D-1-TB15-X-X-X | Indoor Luminaires | Linear Ambient | Direct Linear Ambient Luminaires | Standard | FALSE | [9 empty] | 4/23/2015 | Dimmable | Continuous (Can dim down to ≤ 10% (W)) | Not Yet Verified |  |  | 3064.38 | 88.5531 | 34.605 | 18.17 | 0.977 | 3986 | 84.65
P6556MN3 | Axis Lighting | Axis Lighting | BBWDLED-B2-700-40-SO-FL-6-[NONE]-W-UNV-D-1-TB15-X-X-X | Indoor Luminaires | Linear Ambient | Direct Linear Ambient Luminaires | Standard | FALSE | [9 empty] | 4/23/2015 | Dimmable | Continuous (Can dim down to ≤ 10% (W)) | Not Yet Verified |  |  | 4105.6072 | 86.4247 | 47.505 | 21.18 | 0.8923 | 3986 | 84.65
PQBKMYCQ | Axis Lighting | Axis Lighting | BBWDLED-B2-1000-40-SO-FL-6-[NONE]-W-UNV-D-1-TB15-X-X-X | Indoor Luminaires | Linear Ambient | Direct Linear Ambient Luminaires | Standard | FALSE | [9 empty] | 4/23/2015 | Dimmable | Continuous (Can dim down to ≤ 10% (W)) | Not Yet Verified |  |  | 5928.5768 | 84.7787 | 69.93 | 13.71 | 0.9886 | 3986 | 84.65
PVZVSYZF | Axis Lighting | Axis Lighting | BBWDLED-B2-500-30-SO-FL-8-[NONE]-W-120-D-1-TB15-X-X-X | Indoor Luminaires | Linear Ambient | Direct Linear Ambient Luminaires | Standard | FALSE | [9 empty] | 4/23/2015 | Dimmable | Continuous (Can dim down to ≤ 10% (W)) | Not Yet Verified |  |  | 3907.9474 | 84.1505 | 46.44 | 19.19 | 0.9751 | 3056 | 82.67
P3EXH8BZ | Axis Lighting | Axis Lighting | BBWDLED-B2-700-30-SO-FL-8-[NONE]-W-UNV-D-1-TB15-X-X-X | Indoor Luminaires | Linear Ambient | Direct Linear Ambient Luminaires | Standard | FALSE | [9 empty] | 4/23/2015 | Dimmable | Continuous (Can dim down to ≤ 10% (W)) | Not Yet Verified |  |  | 5235.0231 | 82.6496 | 63.34 | 21.18 | 0.8923 | 3057 | 82.57
PRHX399S | Axis Lighting | Axis Lighting | BBWDLED-B2-500-35-SO-FL-8-[NONE]-W-120-D-1-TB15-X-X-X | Indoor Luminaires | Linear Ambient | Direct Linear Ambient Luminaires | Standard | FALSE | [9 empty] | 4/23/2015 | Dimmable | Continuous (Can dim down to ≤ 10% (W)) | Not Yet Verified |  |  | 3995.3958 | 86.0335 | 46.44 | 19.19 | 0.9751 | 3474 | 83.72
PQ7GZV11 | Axis Lighting | Axis Lighting | BBWDLED-B2-700-35-SO-FL-8-[NONE]-W-UNV-D-1-TB15-X-X-X | Indoor Luminaires | Linear Ambient | Direct Linear Ambient Luminaires | Standard | FALSE | [9 empty] | 4/23/2015 | Dimmable | Continuous (Can dim down to ≤ 10% (W)) | Not Yet Verified |  |  | 5352.1676 | 84.499 | 63.34 | 21.18 | 0.8923 | 3474 | 83.72
PJP5JK9E | Axis Lighting | Axis Lighting | BBWDLED-B2-1000-35-SO-FL-8-[NONE]-W-UNV-D-1-TB15-X-X-X | Indoor Luminaires | Linear Ambient | Direct Linear Ambient Luminaires | Standard | FALSE | [9 empty] | 4/23/2015 | Dimmable | Continuous (Can dim down to ≤ 10% (W)) | Not Yet Verified |  |  | 7724.9042 | 82.8497 | 93.24 | 13.71 | 0.9886 | 3474 | 83.72
P9NH98PC | Axis Lighting | Axis Lighting | BBWDLED-B2-500-40-SO-FL-8-[NONE]-W-120-D-1-TB15-X-X-X | Indoor Luminaires | Linear Ambient | Direct Linear Ambient Luminaires | Standard | FALSE | [9 empty] | 4/23/2015 | Dimmable | Continuous (Can dim down to ≤ 10% (W)) | Not Yet Verified |  |  | 4085.84 | 88.5531 | 46.14 | 18.17 | 0.977 | 3986 | 84.65
PZGYPMC9 | Axis Lighting | Axis Lighting | BBWDLED-B2-700-40-SO-FL-8-[NONE]-W-UNV-D-1-TB15-X-X-X | Indoor Luminaires | Linear Ambient | Direct Linear Ambient Luminaires | Standard | FALSE | [9 empty] | 4/23/2015 | Dimmable | Continuous (Can dim down to ≤ 10% (W)) | Not Yet Verified |  |  | 5474.1429 | 86.4247 | 63.34 | 21.18 | 0.8923 | 3986 | 84.65
P4YTYC8E | Axis Lighting | Axis Lighting | BBWDLED-B2-1000-40-SO-FL-8-[NONE]-W-UNV-D-1-TB15-X-X-X | Indoor Luminaires | Linear Ambient | Direct Linear Ambient Luminaires | Standard | FALSE | [9 empty] | 4/23/2015 | Dimmable | Continuous (Can dim down to ≤ 10% (W)) | Not Yet Verified |  |  | 7904.7691 | 84.7787 | 93.24 | 13.71 | 0.9886 | 3986 | 84.65
P3P2D9QU | Axis Lighting | Axis Lighting | BBWDLED-B2-500-30-SO-FL-12-[NONE]-W-120-D-1-TB15-X-X-X | Indoor Luminaires | Linear Ambient | Direct Linear Ambient Luminaires | Standard | FALSE | [9 empty] | 4/23/2015 | Dimmable | Continuous (Can dim down to ≤ 10% (W)) | Not Yet Verified |  |  | 5798.2136 | 84.1505 | 68.9029 | 19.19 | 0.9751 | 3056 | 82.67
P238XBUR | Axis Lighting | Axis Lighting | BBWDLED-B2-700-30-SO-FL-12-[NONE]-W-UNV-D-1-TB15-X-X-X | Indoor Luminaires | Linear Ambient | Direct Linear Ambient Luminaires | Standard | FALSE | [9 empty] | 4/23/2015 | Dimmable | Continuous (Can dim down to ≤ 10% (W)) | Not Yet Verified |  |  | 7767.1933 | 82.6496 | 93.9774 | 21.18 | 0.8923 | 3057 | 82.57
P5Q4BWP1 | Axis Lighting | Axis Lighting | BBWDLED-B2-500-35-SO-FL-12-[NONE]-W-120-D-1-TB15-X-X-X | Indoor Luminaires | Linear Ambient | Direct Linear Ambient Luminaires | Standard | FALSE | [9 empty] | 4/23/2015 | Dimmable | Continuous (Can dim down to ≤ 10% (W)) | Not Yet Verified |  |  | 5927.9607 | 86.0335 | 68.9029 | 19.19 | 0.9751 | 3474 | 83.72
P1UMJX1Q | Axis Lighting | Axis Lighting | BBWDLED-B2-700-35-SO-FL-12-[NONE]-W-UNV-D-1-TB15-X-X-X | Indoor Luminaires | Linear Ambient | Direct Linear Ambient Luminaires | Standard | FALSE | [9 empty] | 4/23/2015 | Dimmable | Continuous (Can dim down to ≤ 10% (W)) | Not Yet Verified |  |  | 7941.0003 | 84.499 | 93.9774 | 21.18 | 0.8923 | 3474 | 83.72
PZNWHA9G | Axis Lighting | Axis Lighting | BBWDLED-B2-1000-35-SO-FL-12-[NONE]-W-UNV-D-1-TB15-X-X-X | Indoor Luminaires | Linear Ambient | Direct Linear Ambient Luminaires | Standard | FALSE | [9 empty] | 4/23/2015 | Dimmable | Continuous (Can dim down to ≤ 10% (W)) | Not Yet Verified |  |  | 11443.8622 | 82.7496 | 138.34 | 13.71 | 0.9886 | 3474 | 83.72
P9R688T8 | Axis Lighting | Axis Lighting | BBWDLED-B2-500-40-SO-FL-12-[NONE]-W-120-D-1-TB15-X-X-X | Indoor Luminaires | Linear Ambient | Direct Linear Ambient Luminaires | Standard | FALSE | [9 empty] | 4/23/2015 | Dimmable | Continuous (Can dim down to ≤ 10% (W)) | Not Yet Verified |  |  | 6062.1526 | 88.5531 | 68.4578 | 18.17 | 0.977 | 3986 | 84.65
PQZ2JTT8 | Axis Lighting | Axis Lighting | BBWDLED-B2-700-40-SO-FL-12-[NONE]-W-UNV-D-1-TB15-X-X-X | Indoor Luminaires | Linear Ambient | Direct Linear Ambient Luminaires | Standard | FALSE | [9 empty] | 4/23/2015 | Dimmable | Continuous (Can dim down to ≤ 10% (W)) | Not Yet Verified |  |  | 8121.9748 | 86.4247 | 93.9774 | 21.18 | 0.8923 | 3986 | 84.65
PJYXSVQC | Axis Lighting | Axis Lighting | BBWDLED-B2-1000-40-SO-FL-12-[NONE]-W-UNV-D-1-TB15-X-X-X | Indoor Luminaires | Linear Ambient | Direct Linear Ambient Luminaires | Standard | FALSE | [9 empty] | 4/23/2015 | Dimmable | Continuous (Can dim down to ≤ 10% (W)) | Not Yet Verified |  |  | 11728.2899 | 84.7787 | 138.34 | 13.71 | 0.9886 | 3986 | 84.65
P4R4MZDC | Axis Lighting | Axis Lighting | B6WDLED-B2-500-30-SO-FL-4-[NONE]-W-120-D-1-TB15-X-X-X | Indoor Luminaires | Linear Ambient | Direct Linear Ambient Luminaires | Standard | FALSE | [9 empty] | 4/23/2015 | Dimmable | Continuous (Can dim down to ≤ 10% (W)) | Not Yet Verified |  |  | 1955.8775 | 84.3102 | 23.22 | 19.19 | 0.9751 | 3056 | 82.67
PRNQAVJ6 | Axis Lighting | Axis Lighting | B6WDLED-B2-700-30-SO-FL-4-[NONE]-W-UNV-D-1-TB15-X-X-X | Indoor Luminaires | Linear Ambient | Direct Linear Ambient Luminaires | Standard | FALSE | [9 empty] | 4/23/2015 | Dimmable | Continuous (Can dim down to ≤ 10% (W)) | Not Yet Verified |  |  | 2622.54 | 82.8065 | 31.67 | 21.18 | 0.8923 | 3057 | 82.57
P88CY53M | Axis Lighting | Axis Lighting | B6WDLED-B2-500-35-SO-FL-4-[NONE]-W-120-D-1-TB15-X-X-X | Indoor Luminaires | Linear Ambient | Direct Linear Ambient Luminaires | Standard | FALSE | [9 empty] | 4/23/2015 | Dimmable | Continuous (Can dim down to ≤ 10% (W)) | Not Yet Verified |  |  | 2001.4913 | 86.1969 | 23.22 | 19.19 | 0.9751 | 3474 | 83.72
P4V9DHSQ | Axis Lighting | Axis Lighting | B6WDLED-B2-700-35-SO-FL-4-[NONE]-W-UNV-D-1-TB15-X-X-X | Indoor Luminaires | Linear Ambient | Direct Linear Ambient Luminaires | Standard | FALSE | [9 empty] | 4/23/2015 | Dimmable | Continuous (Can dim down to ≤ 10% (W)) | Not Yet Verified |  |  | 2681.1653 | 84.6595 | 31.67 | 21.18 | 0.8923 | 3474 | 83.72
PY81RUDE | Axis Lighting | Axis Lighting | B6WDLED-B2-1000-35-SO-FL-4-[NONE]-W-UNV-D-1-TB15-X-X-X | Indoor Luminaires | Linear Ambient | Direct Linear Ambient Luminaires | Standard | FALSE | [9 empty] | 4/23/2015 | Dimmable | Continuous (Can dim down to ≤ 10% (W)) | Not Yet Verified |  |  | 3871.655 | 83.007 | 46.62 | 13.71 | 0.9886 | 3474 | 83.72
P9BXJQ58 | Axis Lighting | Axis Lighting | B6WDLED-B2-500-40-SO-FL-4-[NONE]-W-120-D-1-TB15-X-X-X | Indoor Luminaires | Linear Ambient | Direct Linear Ambient Luminaires | Standard | FALSE | [9 empty] | 4/23/2015 | Dimmable | Continuous (Can dim down to ≤ 10% (W)) | Not Yet Verified |  |  | 2047.105 | 88.7212 | 23.07 | 18.17 | 0.977 | 3986 | 84.65
PNMH8JCK | Axis Lighting | Axis Lighting | B6WDLED-B2-700-40-SO-FL-4-[NONE]-W-UNV-D-1-TB15-X-X-X | Indoor Luminaires | Linear Ambient | Direct Linear Ambient Luminaires | Standard | FALSE | [9 empty] | 4/23/2015 | Dimmable | Continuous (Can dim down to ≤ 10% (W)) | Not Yet Verified |  |  | 2742.2688 | 86.5888 | 31.67 | 21.18 | 0.8923 | 3986 | 84.65
P1U4ZX2A | Axis Lighting | Axis Lighting | B6WDLED-B2-1000-40-SO-FL-4-[NONE]-W-UNV-D-1-TB15-X-X-X | Indoor Luminaires | Linear Ambient | Direct Linear Ambient Luminaires | Standard | FALSE | [9 empty] | 4/23/2015 | Dimmable | Continuous (Can dim down to ≤ 10% (W)) | Not Yet Verified |  |  | 3959.8896 | 84.9397 | 46.62 | 13.71 | 0.9886 | 3986 | 84.65
P64GRXX3 | Axis Lighting | Axis Lighting | B6WDLED-B2-500-30-SO-FL-5-[NONE]-W-120-D-1-TB15-X-X-X | Indoor Luminaires | Linear Ambient | Direct Linear Ambient Luminaires | Standard | FALSE | [9 empty] | 4/23/2015 | Dimmable | Continuous (Can dim down to ≤ 10% (W)) | Not Yet Verified |  |  | 2447.105 | 84.3102 | 29.025 | 19.19 | 0.9751 | 3056 | 82.67
PPYUAE19 | Axis Lighting | Axis Lighting | B6WDLED-B2-700-30-SO-FL-5-[NONE]-W-UNV-D-1-TB15-X-X-X | Indoor Luminaires | Linear Ambient | Direct Linear Ambient Luminaires | Standard | FALSE | [9 empty] | 4/23/2015 | Dimmable | Continuous (Can dim down to ≤ 10% (W)) | Not Yet Verified |  |  | 3278.1023 | 82.8065 | 39.5875 | 21.18 | 0.8923 | 3057 | 82.57
P6RPR7NR | Axis Lighting | Axis Lighting | B6WDLED-B2-500-35-SO-FL-5-[NONE]-W-120-D-1-TB15-X-X-X | Indoor Luminaires | Linear Ambient | Direct Linear Ambient Luminaires | Standard | FALSE | [9 empty] | 4/23/2015 | Dimmable | Continuous (Can dim down to ≤ 10% (W)) | Not Yet Verified |  |  | 2501.8641 | 86.1969 | 29.025 | 19.19 | 0.9751 | 3474 | 83.72
PH2F8QD7 | Axis Lighting | Axis Lighting | B6WDLED-B2-700-35-SO-FL-5-[NONE]-W-UNV-D-1-TB15-X-X-X | Indoor Luminaires | Linear Ambient | Direct Linear Ambient Luminaires | Standard | FALSE | [9 empty] | 4/23/2015 | Dimmable | Continuous (Can dim down to ≤ 10% (W)) | Not Yet Verified |  |  | 3351.4567 | 84.6595 | 39.5875 | 21.18 | 0.8923 | 3474 | 83.72
PQ727NED | Axis Lighting | Axis Lighting | B6WDLED-B2-1000-35-SO-FL-5-[NONE]-W-UNV-D-1-TB15-X-X-X | Indoor Luminaires | Linear Ambient | Direct Linear Ambient Luminaires | Standard | FALSE | [9 empty] | 4/23/2015 | Dimmable | Continuous (Can dim down to ≤ 10% (W)) | Not Yet Verified |  |  | 4837.2329 | 83.007 | 58.275 | 13.71 | 0.9886 | 3474 | 83.72
PGQ32GF9 | Axis Lighting | Axis Lighting | B6WDLED-B2-500-40-SO-FL-5-[NONE]-W-120-D-1-TB15-X-X-X | Indoor Luminaires | Linear Ambient | Direct Linear Ambient Luminaires | Standard | FALSE | [9 empty] | 4/23/2015 | Dimmable | Continuous (Can dim down to ≤ 10% (W)) | Not Yet Verified |  |  | 2558.499 | 88.7212 | 28.8375 | 18.17 | 0.977 | 3986 | 84.65
PYY7DMM4 | Axis Lighting | Axis Lighting | B6WDLED-B2-700-40-SO-FL-5-[NONE]-W-UNV-D-1-TB15-X-X-X | Indoor Luminaires | Linear Ambient | Direct Linear Ambient Luminaires | Standard | FALSE | [9 empty] | 4/23/2015 | Dimmable | Continuous (Can dim down to ≤ 10% (W)) | Not Yet Verified |  |  | 3427.836 | 86.5888 | 39.5875 | 21.18 | 0.8923 | 3986 | 84.65
PDQJ1PUY | Axis Lighting | Axis Lighting | B6WDLED-B2-1000-40-SO-FL-5-[NONE]-W-UNV-D-1-TB15-X-X-X | Indoor Luminaires | Linear Ambient | Direct Linear Ambient Luminaires | Standard | FALSE | [9 empty] | 4/23/2015 | Dimmable | Continuous (Can dim down to ≤ 10% (W)) | Not Yet Verified |  |  | 4949.862 | 84.9397 | 58.275 | 13.71 | 0.9886 | 3986 | 84.65
PCBSHT58 | Axis Lighting | Axis Lighting | B6WDLED-B2-500-30-SO-FL-6-[NONE]-W-120-D-1-TB15-X-X-X | Indoor Luminaires | Linear Ambient | Direct Linear Ambient Luminaires | Standard | FALSE | [9 empty] | 4/23/2015 | Dimmable | Continuous (Can dim down to ≤ 10% (W)) | Not Yet Verified |  |  | 2936.526 | 84.3102 | 34.83 | 19.19 | 0.9751 | 3056 | 82.67
P23D2V6Z | Axis Lighting | Axis Lighting | B6WDLED-B2-700-30-SO-FL-6-[NONE]-W-UNV-D-1-TB15-X-X-X | Indoor Luminaires | Linear Ambient | Direct Linear Ambient Luminaires | Standard | FALSE | [9 empty] | 4/23/2015 | Dimmable | Continuous (Can dim down to ≤ 10% (W)) | Not Yet Verified |  |  | 3933.7228 | 82.8065 | 47.505 | 21.18 | 0.8923 | 3057 | 82.57
PKEA5QXH | Axis Lighting | Axis Lighting | B6WDLED-B2-500-35-SO-FL-8-[NONE]-W-120-D-1-TB15-X-X-X | Indoor Luminaires | Linear Ambient | Direct Linear Ambient Luminaires | Standard | FALSE | [9 empty] | 4/23/2015 | Dimmable | Continuous (Can dim down to ≤ 10% (W)) | Not Yet Verified |  |  | 4002.9825 | 86.1969 | 46.44 | 19.19 | 0.9751 | 3474 | 83.72
PQTMM9HY | Axis Lighting | Axis Lighting | B6WDLED-B2-700-35-SO-FL-8-[NONE]-W-UNV-D-1-TB15-X-X-X | Indoor Luminaires | Linear Ambient | Direct Linear Ambient Luminaires | Standard | FALSE | [9 empty] | 4/23/2015 | Dimmable | Continuous (Can dim down to ≤ 10% (W)) | Not Yet Verified |  |  | 5362.3307 | 84.6595 | 63.34 | 21.18 | 0.8923 | 3474 | 83.72
P7F2SMET | Axis Lighting | Axis Lighting | B6WDLED-B2-1000-35-SO-FL-8-[NONE]-W-UNV-D-1-TB15-X-X-X | Indoor Luminaires | Linear Ambient | Direct Linear Ambient Luminaires | Standard | FALSE | [9 empty] | 4/23/2015 | Dimmable | Continuous (Can dim down to ≤ 10% (W)) | Not Yet Verified |  |  | 7739.5727 | 83.007 | 93.24 | 13.1 | 0.9893 | 3474 | 83.72
PXP8VNXU | Axis Lighting | Axis Lighting | B6WDLED-B2-500-40-SO-FL-8-[NONE]-W-120-D-1-TB15-X-X-X | Indoor Luminaires | Linear Ambient | Direct Linear Ambient Luminaires | Standard | FALSE | [9 empty] | 4/23/2015 | Dimmable | Continuous (Can dim down to ≤ 10% (W)) | Not Yet Verified |  |  | 4093.5985 | 88.7212 | 46.14 | 18.17 | 0.977 | 3986 | 84.65
P6U1AUQT | Axis Lighting | Axis Lighting | B6WDLED-B2-700-40-SO-FL-8-[NONE]-W-UNV-D-1-TB15-X-X-X | Indoor Luminaires | Linear Ambient | Direct Linear Ambient Luminaires | Standard | FALSE | [9 empty] | 4/23/2015 | Dimmable | Continuous (Can dim down to ≤ 10% (W)) | Not Yet Verified |  |  | 5484.5376 | 86.5888 | 63.34 | 21.18 | 0.8923 | 3986 | 84.65
PQAPYR2Q | Axis Lighting | Axis Lighting | B6WDLED-B2-1000-40-SO-FL-8-[NONE]-W-UNV-D-1-TB15-X-X-X | Indoor Luminaires | Linear Ambient | Direct Linear Ambient Luminaires | Standard | FALSE | [9 empty] | 4/23/2015 | Dimmable | Continuous (Can dim down to ≤ 10% (W)) | Not Yet Verified |  |  | 7919.7791 | 84.9397 | 93.24 | 13.71 | 0.9886 | 3986 | 84.65
PE4P2QWP | Axis Lighting | Axis Lighting | B6WDLED-B2-500-30-SO-FL-12-[NONE]-W-120-D-1-TB15-X-X-X | Indoor Luminaires | Linear Ambient | Direct Linear Ambient Luminaires | Standard | FALSE | [9 empty] | 4/23/2015 | Dimmable | Continuous (Can dim down to ≤ 10% (W)) | Not Yet Verified |  |  | 5809.2236 | 84.3102 | 68.9029 | 19.19 | 0.9751 | 3056 | 82.67
P1BTEREY | Axis Lighting | Axis Lighting | B6WDLED-B2-700-30-SO-FL-12-[NONE]-W-UNV-D-1-TB15-X-X-X | Indoor Luminaires | Linear Ambient | Direct Linear Ambient Luminaires | Standard | FALSE | [9 empty] | 4/23/2015 | Dimmable | Continuous (Can dim down to ≤ 10% (W)) | Not Yet Verified |  |  | 7781.9421 | 82.8065 | 93.9774 | 21.18 | 0.8923 | 3057 | 82.57
P2CJBAYT | Axis Lighting | Axis Lighting | B6WDLED-B2-500-35-SO-FL-12-[NONE]-W-120-D-1-TB15-X-X-X | Indoor Luminaires | Linear Ambient | Direct Linear Ambient Luminaires | Standard | FALSE | [9 empty] | 4/23/2015 | Dimmable | Continuous (Can dim down to ≤ 10% (W)) | Not Yet Verified |  |  | 5939.2171 | 86.1969 | 68.9029 | 19.19 | 0.9751 | 3474 | 83.72
P8VMQ4ES | Axis Lighting | Axis Lighting | B6WDLED-B2-700-35-SO-FL-12-[NONE]-W-UNV-D-1-TB15-X-X-X | Indoor Luminaires | Linear Ambient | Direct Linear Ambient Luminaires | Standard | FALSE | [9 empty] | 4/23/2015 | Dimmable | Continuous (Can dim down to ≤ 10% (W)) | Not Yet Verified |  |  | 7956.0792 | 84.6595 | 93.9774 | 21.18 | 0.8923 | 3474 | 83.72
PFN35NDT | Axis Lighting | Axis Lighting | B6WDLED-B2-1000-35-SO-FL-12-[NONE]-W-UNV-D-1-TB15-X-X-X | Indoor Luminaires | Linear Ambient | Direct Linear Ambient Luminaires | Standard | FALSE | [9 empty] | 4/23/2015 | Dimmable | Continuous (Can dim down to ≤ 10% (W)) | Not Yet Verified |  |  | 11465.5925 | 82.9068 | 138.34 | 13.1 | 0.9893 | 3474 | 83.72
PUU48BFF | Axis Lighting | Axis Lighting | B6WDLED-B2-500-40-SO-FL-12-[NONE]-W-120-D-1-TB15-X-X-X | Indoor Luminaires | Linear Ambient | Direct Linear Ambient Luminaires | Standard | FALSE | [9 empty] | 4/23/2015 | Dimmable | Continuous (Can dim down to ≤ 10% (W)) | Not Yet Verified |  |  | 6073.6638 | 88.7212 | 68.4578 | 18.17 | 0.977 | 3986 | 84.65
PSH5DJ5Y | Axis Lighting | Axis Lighting | B6WDLED-B2-700-40-SO-FL-12-[NONE]-W-UNV-D-1-TB15-X-X-X | Indoor Luminaires | Linear Ambient | Direct Linear Ambient Luminaires | Standard | FALSE | [9 empty] | 4/23/2015 | Dimmable | Continuous (Can dim down to ≤ 10% (W)) | Not Yet Verified |  |  | 8137.3973 | 86.5888 | 93.9774 | 21.18 | 0.8923 | 3986 | 84.65
P7EWRD7F | Axis Lighting | Axis Lighting | B6WDLED-B2-1000-40-SO-FL-12-[NONE]-W-UNV-D-1-TB15-X-X-X | Indoor Luminaires | Linear Ambient | Direct Linear Ambient Luminaires | Standard | FALSE | [9 empty] | 4/23/2015 | Dimmable | Continuous (Can dim down to ≤ 10% (W)) | Not Yet Verified |  |  | 11750.5603 | 84.9397 | 138.34 | 13.71 | 0.9886 | 3986 | 84.65
PHCMWR6V | Axis Lighting | Axis Lighting | BMDLED-B2-500-30-SO-FL-4-[NONE]-W-120-D-1-TB15-X-X-X | Indoor Luminaires | Linear Ambient | Direct Linear Ambient Luminaires | Standard | FALSE | [9 empty] | 4/23/2015 | Dimmable | Continuous (Can dim down to ≤ 10% (W)) | Not Yet Verified |  |  | 1951 | 84.1 | 23.22 | 19.19 | 0.9751 | 3056 | 82.67
PYZJDAEG | Axis Lighting | Axis Lighting | BMDLED-B2-700-30-SO-FL-4-[NONE]-W-UNV-D-1-TB15-X-X-X | Indoor Luminaires | Linear Ambient | Direct Linear Ambient Luminaires | Standard | FALSE | [9 empty] | 4/23/2015 | Dimmable | Continuous (Can dim down to ≤ 10% (W)) | Not Yet Verified |  |  | 2616 | 82.6 | 31.67 | 21.18 | 0.8923 | 3057 | 82.57
PTQD9SNS | Axis Lighting | Axis Lighting | BMDLED-B2-500-35-SO-FL-4-[NONE]-W-120-D-1-TB15-X-X-X | Indoor Luminaires | Linear Ambient | Direct Linear Ambient Luminaires | Standard | FALSE | [9 empty] | 4/23/2015 | Dimmable | Continuous (Can dim down to ≤ 10% (W)) | Not Yet Verified |  |  | 1996.5 | 85.9819 | 23.22 | 19.19 | 0.9751 | 3474 | 83.72
PNRMUK4H | Axis Lighting | Axis Lighting | BMDLED-B2-700-35-SO-FL-4-[NONE]-W-UNV-D-1-TB15-X-X-X | Indoor Luminaires | Linear Ambient | Direct Linear Ambient Luminaires | Standard | FALSE | [9 empty] | 4/23/2015 | Dimmable | Continuous (Can dim down to ≤ 10% (W)) | Not Yet Verified |  |  | 2674.4791 | 84.4484 | 31.67 | 21.18 | 0.8923 | 3474 | 83.72
PHGPHGNM | Axis Lighting | Axis Lighting | BMDLED-B2-1000-35-SO-FL-4-[NONE]-W-UNV-D-1-TB15-X-X-X | Indoor Luminaires | Linear Ambient | Direct Linear Ambient Luminaires | Standard | FALSE | [9 empty] | 4/23/2015 | Dimmable | Continuous (Can dim down to ≤ 10% (W)) | Not Yet Verified |  |  | 3862 | 82.8 | 46.62 | 13.71 | 0.9886 | 3474 | 83.72
PSSMVJV4 | Axis Lighting | Axis Lighting | BMDLED-B2-500-40-SO-FL-4-[NONE]-W-120-D-1-TB15-X-X-X | Indoor Luminaires | Linear Ambient | Direct Linear Ambient Luminaires | Standard | FALSE | [9 empty] | 4/23/2015 | Dimmable | Continuous (Can dim down to ≤ 10% (W)) | Not Yet Verified |  |  | 2042 | 88.5 | 23.07 | 18.17 | 0.977 | 3986 | 84.65
PTWAHZRP | Axis Lighting | Axis Lighting | BMDLED-B2-700-40-SO-FL-4-[NONE]-W-UNV-D-1-TB15-X-X-X | Indoor Luminaires | Linear Ambient | Direct Linear Ambient Luminaires | Standard | FALSE | [9 empty] | 4/23/2015 | Dimmable | Continuous (Can dim down to ≤ 10% (W)) | Not Yet Verified |  |  | 2735.4302 | 86.3729 | 31.67 | 21.18 | 0.8923 | 3986 | 84.65
PZTSWVZ6 | Axis Lighting | Axis Lighting | BMDLED-B2-1000-40-SO-FL-4-[NONE]-W-UNV-D-1-TB15-X-X-X | Indoor Luminaires | Linear Ambient | Direct Linear Ambient Luminaires | Standard | FALSE | [9 empty] | 4/23/2015 | Dimmable | Continuous (Can dim down to ≤ 10% (W)) | Not Yet Verified |  |  | 3950.0145 | 84.7279 | 46.62 | 13.71 | 0.9886 | 3986 | 84.65
PWABECMQ | Axis Lighting | Axis Lighting | BMDLED-B2-500-30-SO-FL-5-[NONE]-W-120-D-1-TB15-X-X-X | Indoor Luminaires | Linear Ambient | Direct Linear Ambient Luminaires | Standard | FALSE | [9 empty] | 4/23/2015 | Dimmable | Continuous (Can dim down to ≤ 10% (W)) | Not Yet Verified |  |  | 2441.0025 | 84.1 | 29.025 | 19.19 | 0.9751 | 3056 | 82.67
PT55426B | Axis Lighting | Axis Lighting | BMDLED-B2-700-30-SO-FL-5-[NONE]-W-UNV-D-1-TB15-X-X-X | Indoor Luminaires | Linear Ambient | Direct Linear Ambient Luminaires | Standard | FALSE | [9 empty] | 4/23/2015 | Dimmable | Continuous (Can dim down to ≤ 10% (W)) | Not Yet Verified |  |  | 3269.9275 | 82.6 | 39.5875 | 21.18 | 0.8923 | 3057 | 82.57
P72PG2X4 | Axis Lighting | Axis Lighting | BMDLED-B2-500-35-SO-FL-5-[NONE]-W-120-D-1-TB15-X-X-X | Indoor Luminaires | Linear Ambient | Direct Linear Ambient Luminaires | Standard | FALSE | [9 empty] | 4/23/2015 | Dimmable | Continuous (Can dim down to ≤ 10% (W)) | Not Yet Verified |  |  | 2495.625 | 85.9819 | 29.025 | 19.19 | 0.9751 | 3474 | 83.72
P5MMVN4U | Axis Lighting | Axis Lighting | BMDLED-B2-700-35-SO-FL-5-[NONE]-W-UNV-D-1-TB15-X-X-X | Indoor Luminaires | Linear Ambient | Direct Linear Ambient Luminaires | Standard | FALSE | [9 empty] | 4/23/2015 | Dimmable | Continuous (Can dim down to ≤ 10% (W)) | Not Yet Verified |  |  | 3343.0989 | 84.4484 | 39.5875 | 21.18 | 0.8923 | 3474 | 83.72
PZ7WXYQ5 | Axis Lighting | Axis Lighting | BMDLED-B2-1000-35-SO-FL-5-[NONE]-W-UNV-D-1-TB15-X-X-X | Indoor Luminaires | Linear Ambient | Direct Linear Ambient Luminaires | Standard | FALSE | [9 empty] | 4/23/2015 | Dimmable | Continuous (Can dim down to ≤ 10% (W)) | Not Yet Verified |  |  | 4825.17 | 82.8 | 58.275 | 13.71 | 0.9886 | 3474 | 83.72
PSKQGJPA | Axis Lighting | Axis Lighting | BMDLED-B2-500-40-SO-FL-5-[NONE]-W-120-D-1-TB15-X-X-X | Indoor Luminaires | Linear Ambient | Direct Linear Ambient Luminaires | Standard | FALSE | [9 empty] | 4/23/2015 | Dimmable | Continuous (Can dim down to ≤ 10% (W)) | Not Yet Verified |  |  | 2552.1188 | 88.5 | 28.8375 | 18.17 | 0.977 | 3986 | 84.65
P1EP7VN2 | Axis Lighting | Axis Lighting | BMDLED-B2-700-40-SO-FL-5-[NONE]-W-UNV-D-1-TB15-X-X-X | Indoor Luminaires | Linear Ambient | Direct Linear Ambient Luminaires | Standard | FALSE | [9 empty] | 4/23/2015 | Dimmable | Continuous (Can dim down to ≤ 10% (W)) | Not Yet Verified |  |  | 3419.2877 | 86.3729 | 39.5875 | 21.18 | 0.8923 | 3986 | 84.65
P1DQ4BB1 | Axis Lighting | Axis Lighting | BMDLED-B2-1000-40-SO-FL-5-[NONE]-W-UNV-D-1-TB15-X-X-X | Indoor Luminaires | Linear Ambient | Direct Linear Ambient Luminaires | Standard | FALSE | [9 empty] | 4/23/2015 | Dimmable | Continuous (Can dim down to ≤ 10% (W)) | Not Yet Verified |  |  | 4937.5182 | 84.7279 | 58.275 | 13.71 | 0.9886 | 3986 | 84.65
PY1UZS64 | Axis Lighting | Axis Lighting | BMDLED-B2-500-30-SO-FL-6-[NONE]-W-120-D-1-TB15-X-X-X | Indoor Luminaires | Linear Ambient | Direct Linear Ambient Luminaires | Standard | FALSE | [9 empty] | 4/23/2015 | Dimmable | Continuous (Can dim down to ≤ 10% (W)) | Not Yet Verified |  |  | 2929.203 | 84.1 | 34.83 | 19.19 | 0.9751 | 3056 | 82.67
P8HGDRFQ | Axis Lighting | Axis Lighting | BMDLED-B2-700-30-SO-FL-6-[NONE]-W-UNV-D-1-TB15-X-X-X | Indoor Luminaires | Linear Ambient | Direct Linear Ambient Luminaires | Standard | FALSE | [9 empty] | 4/23/2015 | Dimmable | Continuous (Can dim down to ≤ 10% (W)) | Not Yet Verified |  |  | 3923.913 | 82.6 | 47.505 | 21.18 | 0.8923 | 3057 | 82.57
PS89SJ4E | Axis Lighting | Axis Lighting | BMDLED-B2-500-35-SO-FL-6-[NONE]-W-120-D-1-TB15-X-X-X | Indoor Luminaires | Linear Ambient | Direct Linear Ambient Luminaires | Standard | FALSE | [9 empty] | 4/23/2015 | Dimmable | Continuous (Can dim down to ≤ 10% (W)) | Not Yet Verified |  |  | 2994.75 | 85.9819 | 34.83 | 19.19 | 0.9751 | 3474 | 83.72
PF7Y2S29 | Axis Lighting | Axis Lighting | BMDLED-B2-700-35-SO-FL-6-[NONE]-W-UNV-D-1-TB15-X-X-X | Indoor Luminaires | Linear Ambient | Direct Linear Ambient Luminaires | Standard | FALSE | [9 empty] | 4/23/2015 | Dimmable | Continuous (Can dim down to ≤ 10% (W)) | Not Yet Verified |  |  | 4011.7187 | 84.4484 | 47.505 | 21.18 | 0.8923 | 3474 | 83.72
P4G4WND4 | Axis Lighting | Axis Lighting | BMDLED-B2-1000-35-SO-FL-6-[NONE]-W-UNV-D-1-TB15-X-X-X | Indoor Luminaires | Linear Ambient | Direct Linear Ambient Luminaires | Standard | FALSE | [9 empty] | 4/23/2015 | Dimmable | Continuous (Can dim down to ≤ 10% (W)) | Not Yet Verified |  |  | 5790.204 | 82.8 | 69.93 | 13.71 | 0.9886 | 3474 | 83.72
PU6T2TF2 | Axis Lighting | Axis Lighting | BMDLED-B2-500-40-SO-FL-6-[NONE]-W-120-D-1-TB15-X-X-X | Indoor Luminaires | Linear Ambient | Direct Linear Ambient Luminaires | Standard | FALSE | [9 empty] | 4/23/2015 | Dimmable | Continuous (Can dim down to ≤ 10% (W)) | Not Yet Verified |  |  | 3062.5425 | 88.5 | 34.605 | 18.17 | 0.977 | 3986 | 84.65
P6G4DFMH | Axis Lighting | Axis Lighting | BMDLED-B2-700-40-SO-FL-6-[NONE]-W-UNV-D-1-TB15-X-X-X | Indoor Luminaires | Linear Ambient | Direct Linear Ambient Luminaires | Standard | FALSE | [9 empty] | 4/23/2015 | Dimmable | Continuous (Can dim down to ≤ 10% (W)) | Not Yet Verified |  |  | 4103.1453 | 86.3729 | 47.505 | 21.18 | 0.8923 | 3986 | 84.65
PEQM3HWS | Axis Lighting | Axis Lighting | BMDLED-B2-1000-40-SO-FL-6-[NONE]-W-UNV-D-1-TB15-X-X-X | Indoor Luminaires | Linear Ambient | Direct Linear Ambient Luminaires | Standard | FALSE | [9 empty] | 4/23/2015 | Dimmable | Continuous (Can dim down to ≤ 10% (W)) | Not Yet Verified |  |  | 5925.0218 | 84.7279 | 69.93 | 13.71 | 0.9886 | 3986 | 84.65
P3679D5E | Axis Lighting | Axis Lighting | BMDLED-B2-500-30-SO-FL-8-[NONE]-W-120-D-1-TB15-X-X-X | Indoor Luminaires | Linear Ambient | Direct Linear Ambient Luminaires | Standard | FALSE | [9 empty] | 4/23/2015 | Dimmable | Continuous (Can dim down to ≤ 10% (W)) | Not Yet Verified |  |  | 3905.604 | 84.1 | 46.44 | 19.19 | 0.9751 | 3056 | 82.67
PBPSDCW8 | Axis Lighting | Axis Lighting | BMDLED-B2-700-30-SO-FL-8-[NONE]-W-UNV-D-1-TB15-X-X-X | Indoor Luminaires | Linear Ambient | Direct Linear Ambient Luminaires | Standard | FALSE | [9 empty] | 4/23/2015 | Dimmable | Continuous (Can dim down to ≤ 10% (W)) | Not Yet Verified |  |  | 5231.884 | 82.6 | 63.34 | 21.18 | 0.8923 | 3057 | 82.57
PCS11XNJ | Axis Lighting | Axis Lighting | BMDLED-B2-500-35-SO-FL-8-[NONE]-W-120-D-1-TB15-X-X-X | Indoor Luminaires | Linear Ambient | Direct Linear Ambient Luminaires | Standard | FALSE | [9 empty] | 4/23/2015 | Dimmable | Continuous (Can dim down to ≤ 10% (W)) | Not Yet Verified |  |  | 3993 | 85.9819 | 46.44 | 19.19 | 0.9751 | 3474 | 83.72
P14YMR1Y | Axis Lighting | Axis Lighting | BMDLED-B2-700-35-SO-FL-8-[NONE]-W-UNV-D-1-TB15-X-X-X | Indoor Luminaires | Linear Ambient | Direct Linear Ambient Luminaires | Standard | FALSE | [9 empty] | 4/23/2015 | Dimmable | Continuous (Can dim down to ≤ 10% (W)) | Not Yet Verified |  |  | 5348.9583 | 84.4484 | 63.34 | 21.18 | 0.8923 | 3474 | 83.72
P3S4DTM2 | Axis Lighting | Axis Lighting | BMDLED-B2-1000-35-SO-FL-8-[NONE]-W-UNV-D-1-TB15-X-X-X | Indoor Luminaires | Linear Ambient | Direct Linear Ambient Luminaires | Standard | FALSE | [9 empty] | 4/23/2015 | Dimmable | Continuous (Can dim down to ≤ 10% (W)) | Not Yet Verified |  |  | 7720.272 | 82.8 | 93.24 | 13.71 | 0.9886 | 3474 | 83.72
P9V3PMW5 | Axis Lighting | Axis Lighting | BMDLED-B2-500-40-SO-FL-8-[NONE]-W-120-D-1-TB15-X-X-X | Indoor Luminaires | Linear Ambient | Direct Linear Ambient Luminaires | Standard | FALSE | [9 empty] | 4/23/2015 | Dimmable | Continuous (Can dim down to ≤ 10% (W)) | Not Yet Verified |  |  | 4083.39 | 88.5 | 46.14 | 18.17 | 0.977 | 3986 | 84.65
P3MADZKB | Axis Lighting | Axis Lighting | BMDLED-B2-700-40-SO-FL-8-[NONE]-W-UNV-D-1-TB15-X-X-X | Indoor Luminaires | Linear Ambient | Direct Linear Ambient Luminaires | Standard | FALSE | [9 empty] | 4/23/2015 | Dimmable | Continuous (Can dim down to ≤ 10% (W)) | Not Yet Verified |  |  | 5470.8604 | 86.3729 | 63.34 | 21.18 | 0.8923 | 3986 | 84.65
P7WBVHGC | Axis Lighting | Axis Lighting | BMDLED-B2-1000-40-SO-FL-8-[NONE]-W-UNV-D-1-TB15-X-X-X | Indoor Luminaires | Linear Ambient | Direct Linear Ambient Luminaires | Standard | FALSE | [9 empty] | 4/23/2015 | Dimmable | Continuous (Can dim down to ≤ 10% (W)) | Not Yet Verified |  |  | 7900.0291 | 84.7279 | 93.24 | 13.71 | 0.9886 | 3986 | 84.65
PCJYYDSJ | Axis Lighting | Axis Lighting | BMDLED-B2-500-30-SO-FL-12-[NONE]-W-120-D-1-TB15-X-X-X | Indoor Luminaires | Linear Ambient | Direct Linear Ambient Luminaires | Standard | FALSE | [9 empty] | 4/23/2015 | Dimmable | Continuous (Can dim down to ≤ 10% (W)) | Not Yet Verified |  |  | 5794.7368 | 84.1 | 68.9029 | 19.19 | 0.9751 | 3056 | 82.67
P6X9UKGD | Axis Lighting | Axis Lighting | BMDLED-B2-700-30-SO-FL-12-[NONE]-W-UNV-D-1-TB15-X-X-X | Indoor Luminaires | Linear Ambient | Direct Linear Ambient Luminaires | Standard | FALSE | [9 empty] | 4/23/2015 | Dimmable | Continuous (Can dim down to ≤ 10% (W)) | Not Yet Verified |  |  | 7762.5357 | 82.6 | 93.9774 | 21.18 | 0.8923 | 3057 | 82.57
P67MK2Q7 | Axis Lighting | Axis Lighting | BMDLED-B2-500-35-SO-FL-12-[NONE]-W-120-D-1-TB15-X-X-X | Indoor Luminaires | Linear Ambient | Direct Linear Ambient Luminaires | Standard | FALSE | [9 empty] | 4/23/2015 | Dimmable | Continuous (Can dim down to ≤ 10% (W)) | Not Yet Verified |  |  | 5924.406 | 85.9819 | 68.9029 | 19.19 | 0.9751 | 3474 | 83.72
PSYH1RW5 | Axis Lighting | Axis Lighting | BMDLED-B2-700-35-SO-FL-12-[NONE]-W-UNV-D-1-TB15-X-X-X | Indoor Luminaires | Linear Ambient | Direct Linear Ambient Luminaires | Standard | FALSE | [9 empty] | 4/23/2015 | Dimmable | Continuous (Can dim down to ≤ 10% (W)) | Not Yet Verified |  |  | 7936.2386 | 84.4484 | 93.9774 | 21.18 | 0.8923 | 3474 | 83.72
P62UKDY7 | Axis Lighting | Axis Lighting | BMDLED-B2-1000-35-SO-FL-12-[NONE]-W-UNV-D-1-TB15-X-X-X | Indoor Luminaires | Linear Ambient | Direct Linear Ambient Luminaires | Standard | FALSE | [9 empty] | 4/23/2015 | Dimmable | Continuous (Can dim down to ≤ 10% (W)) | Not Yet Verified |  |  | 11437 | 82.7 | 138.34 | 13.1 | 0.9893 | 3474 | 83.72
PMD1HEW6 | Axis Lighting | Axis Lighting | BMDLED-B2-500-40-SO-FL-12-[NONE]-W-120-D-1-TB15-X-X-X | Indoor Luminaires | Linear Ambient | Direct Linear Ambient Luminaires | Standard | FALSE | [9 empty] | 4/23/2015 | Dimmable | Continuous (Can dim down to ≤ 10% (W)) | Not Yet Verified |  |  | 6058.5175 | 88.5 | 68.4578 | 18.17 | 0.977 | 3986 | 84.65
PYAUQD8B | Axis Lighting | Axis Lighting | BMDLED-B2-700-40-SO-FL-12-[NONE]-W-UNV-D-1-TB15-X-X-X | Indoor Luminaires | Linear Ambient | Direct Linear Ambient Luminaires | Standard | FALSE | [9 empty] | 4/23/2015 | Dimmable | Continuous (Can dim down to ≤ 10% (W)) | Not Yet Verified |  |  | 8117.1045 | 86.3729 | 93.9774 | 21.18 | 0.8923 | 3986 | 84.65
PYZJS3EV | Axis Lighting | Axis Lighting | BMDLED-B2-1000-40-SO-FL-12-[NONE]-W-UNV-D-1-TB15-X-X-X | Indoor Luminaires | Linear Ambient | Direct Linear Ambient Luminaires | Standard | FALSE | [9 empty] | 4/23/2015 | Dimmable | Continuous (Can dim down to ≤ 10% (W)) | Not Yet Verified |  |  | 11721.2572 | 84.7279 | 138.34 | 13.71 | 0.9886 | 3986 | 84.65
PWQ8X5P9 | Axis Lighting | Axis Lighting | BBDLED-B2-500-30-SO-FL-4-[NONE]-W-120-D-1-TB15-X-X-X | Indoor Luminaires | Linear Ambient | Direct Linear Ambient Luminaires | Standard | FALSE | [9 empty] | 4/23/2015 | Dimmable | Continuous (Can dim down to ≤ 10% (W)) | Not Yet Verified |  |  | 1952.1706 | 84.1505 | 23.22 | 19.19 | 0.9751 | 3056 | 82.67
P6RJFTFV | Axis Lighting | Axis Lighting | BBDLED-B2-700-30-SO-FL-4-[NONE]-W-UNV-D-1-TB15-X-X-X | Indoor Luminaires | Linear Ambient | Direct Linear Ambient Luminaires | Standard | FALSE | [9 empty] | 4/23/2015 | Dimmable | Continuous (Can dim down to ≤ 10% (W)) | Not Yet Verified |  |  | 2617.5696 | 82.6496 | 31.67 | 21.18 | 0.8923 | 3057 | 82.57
P3WCW3B3 | Axis Lighting | Axis Lighting | BBDLED-B2-500-35-SO-FL-4-[NONE]-W-120-D-1-TB15-X-X-X | Indoor Luminaires | Linear Ambient | Direct Linear Ambient Luminaires | Standard | FALSE | [9 empty] | 4/23/2015 | Dimmable | Continuous (Can dim down to ≤ 10% (W)) | Not Yet Verified |  |  | 1997.6979 | 86.0335 | 23.22 | 19.19 | 0.9751 | 3474 | 83.72
PXYKNX3H | Axis Lighting | Axis Lighting | BBDLED-B2-700-35-SO-FL-4-[NONE]-W-UNV-D-1-TB15-X-X-X | Indoor Luminaires | Linear Ambient | Direct Linear Ambient Luminaires | Standard | FALSE | [9 empty] | 4/23/2015 | Dimmable | Continuous (Can dim down to ≤ 10% (W)) | Not Yet Verified |  |  | 2676.0838 | 84.499 | 31.67 | 21.18 | 0.8923 | 3474 | 83.72
PCJ3KUN1 | Axis Lighting | Axis Lighting | BBDLED-B2-1000-35-SO-FL-4-[NONE]-W-UNV-D-1-TB15-X-X-X | Indoor Luminaires | Linear Ambient | Direct Linear Ambient Luminaires | Standard | FALSE | [9 empty] | 4/23/2015 | Dimmable | Continuous (Can dim down to ≤ 10% (W)) | Not Yet Verified |  |  | 3864.3172 | 82.8497 | 46.62 | 13.71 | 0.9886 | 3474 | 83.72
PZ3VKG63 | Axis Lighting | Axis Lighting | BBDLED-B2-500-40-SO-FL-4-[NONE]-W-120-D-1-TB15-X-X-X | Indoor Luminaires | Linear Ambient | Direct Linear Ambient Luminaires | Standard | FALSE | [9 empty] | 4/23/2015 | Dimmable | Continuous (Can dim down to ≤ 10% (W)) | Not Yet Verified |  |  | 2043.2252 | 88.5531 | 23.07 | 18.17 | 0.977 | 3986 | 84.65
PVKJV3S5 | Axis Lighting | Axis Lighting | BBDLED-B2-700-40-SO-FL-4-[NONE]-W-UNV-D-1-TB15-X-X-X | Indoor Luminaires | Linear Ambient | Direct Linear Ambient Luminaires | Standard | FALSE | [9 empty] | 4/23/2015 | Dimmable | Continuous (Can dim down to ≤ 10% (W)) | Not Yet Verified |  |  | 2737.0715 | 86.4247 | 31.67 | 21.18 | 0.8923 | 3986 | 84.65
PDG5AD28 | Axis Lighting | Axis Lighting | BBDLED-B2-1000-40-SO-FL-4-[NONE]-W-UNV-D-1-TB15-X-X-X | Indoor Luminaires | Linear Ambient | Direct Linear Ambient Luminaires | Standard | FALSE | [9 empty] | 4/23/2015 | Dimmable | Continuous (Can dim down to ≤ 10% (W)) | Not Yet Verified |  |  | 3952.3845 | 84.7787 | 46.62 | 13.71 | 0.9886 | 3986 | 84.65
P1XKGW23 | Axis Lighting | Axis Lighting | BBDLED-B2-500-30-SO-FL-5-[NONE]-W-120-D-1-TB15-X-X-X | Indoor Luminaires | Linear Ambient | Direct Linear Ambient Luminaires | Standard | FALSE | [9 empty] | 4/23/2015 | Dimmable | Continuous (Can dim down to ≤ 10% (W)) | Not Yet Verified |  |  | 2442.4671 | 84.1505 | 29.025 | 19.19 | 0.9751 | 3056 | 82.67
PGR5845D | Axis Lighting | Axis Lighting | BBDLED-B2-700-30-SO-FL-5-[NONE]-W-UNV-D-1-TB15-X-X-X | Indoor Luminaires | Linear Ambient | Direct Linear Ambient Luminaires | Standard | FALSE | [9 empty] | 4/23/2015 | Dimmable | Continuous (Can dim down to ≤ 10% (W)) | Not Yet Verified |  |  | 3271.8895 | 82.6496 | 39.5875 | 21.18 | 0.8923 | 3057 | 82.57
P3TMVE9C | Axis Lighting | Axis Lighting | BBDLED-B2-500-35-SO-FL-5-[NONE]-W-120-D-1-TB15-X-X-X | Indoor Luminaires | Linear Ambient | Direct Linear Ambient Luminaires | Standard | FALSE | [9 empty] | 4/23/2015 | Dimmable | Continuous (Can dim down to ≤ 10% (W)) | Not Yet Verified |  |  | 2497.1224 | 86.0335 | 29.025 | 19.19 | 0.9751 | 3474 | 83.72
PPB25MP8 | Axis Lighting | Axis Lighting | BBDLED-B2-700-35-SO-FL-5-[NONE]-W-UNV-D-1-TB15-X-X-X | Indoor Luminaires | Linear Ambient | Direct Linear Ambient Luminaires | Standard | FALSE | [9 empty] | 4/23/2015 | Dimmable | Continuous (Can dim down to ≤ 10% (W)) | Not Yet Verified |  |  | 3345.1048 | 84.499 | 39.5875 | 21.18 | 0.8923 | 3474 | 83.72
PB8KRV28 | Axis Lighting | Axis Lighting | BBDLED-B2-1000-35-SO-FL-5-[NONE]-W-UNV-D-1-TB15-X-X-X | Indoor Luminaires | Linear Ambient | Direct Linear Ambient Luminaires | Standard | FALSE | [9 empty] | 4/23/2015 | Dimmable | Continuous (Can dim down to ≤ 10% (W)) | Not Yet Verified |  |  | 4828.0651 | 82.8497 | 58.275 | 13.71 | 0.9886 | 3474 | 83.72
PFJCWEAN | Axis Lighting | Axis Lighting | BBDLED-B2-500-40-SO-FL-5-[NONE]-W-120-D-1-TB15-X-X-X | Indoor Luminaires | Linear Ambient | Direct Linear Ambient Luminaires | Standard | FALSE | [9 empty] | 4/23/2015 | Dimmable | Continuous (Can dim down to ≤ 10% (W)) | Not Yet Verified |  |  | 2553.65 | 88.5531 | 28.8375 | 18.17 | 0.977 | 3986 | 84.65
P5PX8W1M | Axis Lighting | Axis Lighting | BBDLED-B2-700-40-SO-FL-5-[NONE]-W-UNV-D-1-TB15-X-X-X | Indoor Luminaires | Linear Ambient | Direct Linear Ambient Luminaires | Standard | FALSE | [9 empty] | 4/23/2015 | Dimmable | Continuous (Can dim down to ≤ 10% (W)) | Not Yet Verified |  |  | 3421.3393 | 86.4247 | 39.5875 | 21.18 | 0.8923 | 3986 | 84.65
PZTQ826N | Axis Lighting | Axis Lighting | BBDLED-B2-1000-40-SO-FL-5-[NONE]-W-UNV-D-1-TB15-X-X-X | Indoor Luminaires | Linear Ambient | Direct Linear Ambient Luminaires | Standard | FALSE | [9 empty] | 4/23/2015 | Dimmable | Continuous (Can dim down to ≤ 10% (W)) | Not Yet Verified |  |  | 4940.4807 | 84.7787 | 58.275 | 13.71 | 0.9886 | 3986 | 84.65
PVTMJN5E | Axis Lighting | Axis Lighting | BBDLED-B2-500-30-SO-FL-6-[NONE]-W-120-D-1-TB15-X-X-X | Indoor Luminaires | Linear Ambient | Direct Linear Ambient Luminaires | Standard | FALSE | [9 empty] | 4/23/2015 | Dimmable | Continuous (Can dim down to ≤ 10% (W)) | Not Yet Verified |  |  | 2930.9605 | 84.1505 | 34.83 | 19.19 | 0.9751 | 3056 | 82.67
PSVTHDEX | Axis Lighting | Axis Lighting | BBDLED-B2-700-30-SO-FL-6-[NONE]-W-UNV-D-1-TB15-X-X-X | Indoor Luminaires | Linear Ambient | Direct Linear Ambient Luminaires | Standard | FALSE | [9 empty] | 4/23/2015 | Dimmable | Continuous (Can dim down to ≤ 10% (W)) | Not Yet Verified |  |  | 3926.2674 | 82.6496 | 47.505 | 21.18 | 0.8923 | 3057 | 82.57
PHJ999ZU | Axis Lighting | Axis Lighting | BBDLED-B2-500-35-SO-FL-6-[NONE]-W-120-D-1-TB15-X-X-X | Indoor Luminaires | Linear Ambient | Direct Linear Ambient Luminaires | Standard | FALSE | [9 empty] | 4/23/2015 | Dimmable | Continuous (Can dim down to ≤ 10% (W)) | Not Yet Verified |  |  | 2996.5469 | 86.0335 | 34.83 | 19.19 | 0.9751 | 3474 | 83.72
PYE61XXN | Axis Lighting | Axis Lighting | BBDLED-B2-700-35-SO-FL-6-[NONE]-W-UNV-D-1-TB15-X-X-X | Indoor Luminaires | Linear Ambient | Direct Linear Ambient Luminaires | Standard | FALSE | [9 empty] | 4/23/2015 | Dimmable | Continuous (Can dim down to ≤ 10% (W)) | Not Yet Verified |  |  | 4014.1257 | 84.499 | 47.505 | 21.18 | 0.8923 | 3474 | 83.72
PQ6S45WV | Axis Lighting | Axis Lighting | BBDLED-B2-1000-35-SO-FL-6-[NONE]-W-UNV-D-1-TB15-X-X-X | Indoor Luminaires | Linear Ambient | Direct Linear Ambient Luminaires | Standard | FALSE | [9 empty] | 4/23/2015 | Dimmable | Continuous (Can dim down to ≤ 10% (W)) | Not Yet Verified |  |  | 5793.6781 | 82.8497 | 69.93 | 13.71 | 0.9886 | 3474 | 83.72
P21N2EHN | Axis Lighting | Axis Lighting | BBDLED-B2-500-40-SO-FL-6-[NONE]-W-120-D-1-TB15-X-X-X | Indoor Luminaires | Linear Ambient | Direct Linear Ambient Luminaires | Standard | FALSE | [9 empty] | 4/23/2015 | Dimmable | Continuous (Can dim down to ≤ 10% (W)) | Not Yet Verified |  |  | 3064.38 | 88.5531 | 34.605 | 18.17 | 0.977 | 3986 | 84.65
P3EZTVYR | Axis Lighting | Axis Lighting | BBDLED-B2-700-40-SO-FL-6-[NONE]-W-UNV-D-1-TB15-X-X-X | Indoor Luminaires | Linear Ambient | Direct Linear Ambient Luminaires | Standard | FALSE | [9 empty] | 4/23/2015 | Dimmable | Continuous (Can dim down to ≤ 10% (W)) | Not Yet Verified |  |  | 4105.6072 | 86.4247 | 47.505 | 21.18 | 0.8923 | 3986 | 84.65
PJQ82G37 | Axis Lighting | Axis Lighting | BBDLED-B2-1000-40-SO-FL-6-[NONE]-W-UNV-D-1-TB15-X-X-X | Indoor Luminaires | Linear Ambient | Direct Linear Ambient Luminaires | Standard | FALSE | [9 empty] | 4/23/2015 | Dimmable | Continuous (Can dim down to ≤ 10% (W)) | Not Yet Verified |  |  | 5928.5768 | 84.7787 | 69.93 | 13.71 | 0.9886 | 3986 | 84.65
PPQU1H2B | Axis Lighting | Axis Lighting | BBDLED-B2-500-30-SO-FL-8-[NONE]-W-120-D-1-TB15-X-X-X | Indoor Luminaires | Linear Ambient | Direct Linear Ambient Luminaires | Standard | FALSE | [9 empty] | 4/23/2015 | Dimmable | Continuous (Can dim down to ≤ 10% (W)) | Not Yet Verified |  |  | 3907.9474 | 84.1505 | 46.44 | 19.19 | 0.9751 | 3056 | 82.67
PYAQHUCS | Axis Lighting | Axis Lighting | BBDLED-B2-700-30-SO-FL-8-[NONE]-W-UNV-D-1-TB15-X-X-X | Indoor Luminaires | Linear Ambient | Direct Linear Ambient Luminaires | Standard | FALSE | [9 empty] | 4/23/2015 | Dimmable | Continuous (Can dim down to ≤ 10% (W)) | Not Yet Verified |  |  | 5235.0231 | 82.6496 | 63.34 | 21.18 | 0.8923 | 3057 | 82.57
PTXH5RG5 | Axis Lighting | Axis Lighting | BBDLED-B2-500-35-SO-FL-8-[NONE]-W-120-D-1-TB15-X-X-X | Indoor Luminaires | Linear Ambient | Direct Linear Ambient Luminaires | Standard | FALSE | [9 empty] | 4/23/2015 | Dimmable | Continuous (Can dim down to ≤ 10% (W)) | Not Yet Verified |  |  | 3995.3958 | 86.0335 | 46.44 | 19.19 | 0.9751 | 3474 | 83.72
PAGGC86F | Axis Lighting | Axis Lighting | BBDLED-B2-700-35-SO-FL-8-[NONE]-W-UNV-D-1-TB15-X-X-X | Indoor Luminaires | Linear Ambient | Direct Linear Ambient Luminaires | Standard | FALSE | [9 empty] | 4/23/2015 | Dimmable | Continuous (Can dim down to ≤ 10% (W)) | Not Yet Verified |  |  | 5352.1676 | 84.499 | 63.34 | 21.18 | 0.8923 | 3474 | 83.72
PRTBX3XN | Axis Lighting | Axis Lighting | BBDLED-B2-1000-35-SO-FL-8-[NONE]-W-UNV-D-1-TB15-X-X-X | Indoor Luminaires | Linear Ambient | Direct Linear Ambient Luminaires | Standard | FALSE | [9 empty] | 4/23/2015 | Dimmable | Continuous (Can dim down to ≤ 10% (W)) | Not Yet Verified |  |  | 7724.9042 | 82.8497 | 93.24 | 13.71 | 0.9886 | 3474 | 83.72
PK4B6RKE | Axis Lighting | Axis Lighting | BBDLED-B2-500-40-SO-FL-8-[NONE]-W-120-D-1-TB15-X-X-X | Indoor Luminaires | Linear Ambient | Direct Linear Ambient Luminaires | Standard | FALSE | [9 empty] | 4/23/2015 | Dimmable | Continuous (Can dim down to ≤ 10% (W)) | Not Yet Verified |  |  | 4085.84 | 88.5531 | 46.14 | 18.17 | 0.977 | 3986 | 84.65
PDKJBW92 | Axis Lighting | Axis Lighting | BBDLED-B2-700-40-SO-FL-8-[NONE]-W-UNV-D-1-TB15-X-X-X | Indoor Luminaires | Linear Ambient | Direct Linear Ambient Luminaires | Standard | FALSE | [9 empty] | 4/23/2015 | Dimmable | Continuous (Can dim down to ≤ 10% (W)) | Not Yet Verified |  |  | 5474.1429 | 86.4247 | 63.34 | 21.18 | 0.8923 | 3986 | 84.65
P3171WCP | Axis Lighting | Axis Lighting | BBDLED-B2-1000-40-SO-FL-8-[NONE]-W-UNV-D-1-TB15-X-X-X | Indoor Luminaires | Linear Ambient | Direct Linear Ambient Luminaires | Standard | FALSE | [9 empty] | 4/23/2015 | Dimmable | Continuous (Can dim down to ≤ 10% (W)) | Not Yet Verified |  |  | 7904.7691 | 84.7787 | 93.24 | 13.71 | 0.9886 | 3986 | 84.65
PHMYJ66H | Axis Lighting | Axis Lighting | BBDLED-B2-500-30-SO-FL-12-[NONE]-W-120-D-1-TB15-X-X-X | Indoor Luminaires | Linear Ambient | Direct Linear Ambient Luminaires | Standard | FALSE | [9 empty] | 4/23/2015 | Dimmable | Continuous (Can dim down to ≤ 10% (W)) | Not Yet Verified |  |  | 5798.2136 | 84.1505 | 68.9029 | 19.19 | 0.9751 | 3056 | 82.67
PSPV1QDG | Axis Lighting | Axis Lighting | BBDLED-B2-700-30-SO-FL-12-[NONE]-W-UNV-D-1-TB15-X-X-X | Indoor Luminaires | Linear Ambient | Direct Linear Ambient Luminaires | Standard | FALSE | [9 empty] | 4/23/2015 | Dimmable | Continuous (Can dim down to ≤ 10% (W)) | Not Yet Verified |  |  | 7767.1933 | 82.6496 | 93.9774 | 21.18 | 0.8923 | 3057 | 82.57
P4F8A616 | Axis Lighting | Axis Lighting | BBDLED-B2-500-35-SO-FL-12-[NONE]-W-120-D-1-TB15-X-X-X | Indoor Luminaires | Linear Ambient | Direct Linear Ambient Luminaires | Standard | FALSE | [9 empty] | 4/23/2015 | Dimmable | Continuous (Can dim down to ≤ 10% (W)) | Not Yet Verified |  |  | 5927.9607 | 86.0335 | 68.9029 | 19.19 | 0.9751 | 3474 | 83.72
P67AM6PY | Axis Lighting | Axis Lighting | BBDLED-B2-700-35-SO-FL-12-[NONE]-W-UNV-D-1-TB15-X-X-X | Indoor Luminaires | Linear Ambient | Direct Linear Ambient Luminaires | Standard | FALSE | [9 empty] | 4/23/2015 | Dimmable | Continuous (Can dim down to ≤ 10% (W)) | Not Yet Verified |  |  | 7941.0003 | 84.499 | 93.9774 | 21.18 | 0.8923 | 3474 | 83.72
P3D7FV8B | Axis Lighting | Axis Lighting | BBDLED-B2-1000-35-SO-FL-12-[NONE]-W-UNV-D-1-TB15-X-X-X | Indoor Luminaires | Linear Ambient | Direct Linear Ambient Luminaires | Standard | FALSE | [9 empty] | 4/23/2015 | Dimmable | Continuous (Can dim down to ≤ 10% (W)) | Not Yet Verified |  |  | 11443.8622 | 82.7496 | 138.34 | 13.71 | 0.9886 | 3474 | 83.72
PSPWVP6X | Axis Lighting | Axis Lighting | BBDLED-B2-500-40-SO-FL-12-[NONE]-W-120-D-1-TB15-X-X-X | Indoor Luminaires | Linear Ambient | Direct Linear Ambient Luminaires | Standard | FALSE | [9 empty] | 4/23/2015 | Dimmable | Continuous (Can dim down to ≤ 10% (W)) | Not Yet Verified |  |  | 6062.1526 | 88.5531 | 68.4578 | 18.17 | 0.977 | 3986 | 84.65
P6ZKF5U9 | Axis Lighting | Axis Lighting | BBDLED-B2-700-40-SO-FL-12-[NONE]-W-UNV-D-1-TB15-X-X-X | Indoor Luminaires | Linear Ambient | Direct Linear Ambient Luminaires | Standard | FALSE | [9 empty] | 4/23/2015 | Dimmable | Continuous (Can dim down to ≤ 10% (W)) | Not Yet Verified |  |  | 8121.9748 | 86.4247 | 93.9774 | 21.18 | 0.8923 | 3986 | 84.65
PU91ZNSN | Axis Lighting | Axis Lighting | BBDLED-B2-1000-40-SO-FL-12-[NONE]-W-UNV-D-1-TB15-X-X-X | Indoor Luminaires | Linear Ambient | Direct Linear Ambient Luminaires | Standard | FALSE | [9 empty] | 4/23/2015 | Dimmable | Continuous (Can dim down to ≤ 10% (W)) | Not Yet Verified |  |  | 11728.2899 | 84.7787 | 138.34 | 13.71 | 0.9886 | 3986 | 84.65
PQX89TVZ | Axis Lighting | Axis Lighting | B6DLED-B2-500-30-SO-FL-4-[NONE]-W-120-D-1-TB15-X-X-X | Indoor Luminaires | Linear Ambient | Direct Linear Ambient Luminaires | Standard | FALSE | [9 empty] | 4/23/2015 | Dimmable | Continuous (Can dim down to ≤ 10% (W)) | Not Yet Verified |  |  | 1955.8775 | 84.3102 | 23.22 | 19.19 | 0.9751 | 3056 | 82.67
PJYV5FEN | Axis Lighting | Axis Lighting | B6DLED-B2-700-30-SO-FL-4-[NONE]-W-UNV-D-1-TB15-X-X-X | Indoor Luminaires | Linear Ambient | Direct Linear Ambient Luminaires | Standard | FALSE | [9 empty] | 4/23/2015 | Dimmable | Continuous (Can dim down to ≤ 10% (W)) | Not Yet Verified |  |  | 2622.54 | 82.8065 | 31.67 | 21.18 | 0.8923 | 3057 | 82.57
P3MRT4JA | Axis Lighting | Axis Lighting | B6DLED-B2-500-35-SO-FL-4-[NONE]-W-120-D-1-TB15-X-X-X | Indoor Luminaires | Linear Ambient | Direct Linear Ambient Luminaires | Standard | FALSE | [9 empty] | 4/23/2015 | Dimmable | Continuous (Can dim down to ≤ 10% (W)) | Not Yet Verified |  |  | 2001.4913 | 86.1969 | 23.22 | 19.19 | 0.9751 | 3474 | 83.72
PH1FA5YH | Axis Lighting | Axis Lighting | B6DLED-B2-700-35-SO-FL-4-[NONE]-W-UNV-D-1-TB15-X-X-X | Indoor Luminaires | Linear Ambient | Direct Linear Ambient Luminaires | Standard | FALSE | [9 empty] | 4/23/2015 | Dimmable | Continuous (Can dim down to ≤ 10% (W)) | Not Yet Verified |  |  | 2681.1653 | 84.6595 | 31.67 | 21.18 | 0.8923 | 3474 | 83.72
PEGRGRZB | Axis Lighting | Axis Lighting | B6DLED-B2-1000-35-SO-FL-4-[NONE]-W-UNV-D-1-TB15-X-X-X | Indoor Luminaires | Linear Ambient | Direct Linear Ambient Luminaires | Standard | FALSE | [9 empty] | 4/23/2015 | Dimmable | Continuous (Can dim down to ≤ 10% (W)) | Not Yet Verified |  |  | 3871.655 | 83.007 | 46.62 | 13.71 | 0.9886 | 3474 | 83.72
P2YV6M7W | Axis Lighting | Axis Lighting | B6DLED-B2-500-40-SO-FL-4-[NONE]-W-120-D-1-TB15-X-X-X | Indoor Luminaires | Linear Ambient | Direct Linear Ambient Luminaires | Standard | FALSE | [9 empty] | 4/23/2015 | Dimmable | Continuous (Can dim down to ≤ 10% (W)) | Not Yet Verified |  |  | 2047.105 | 88.7212 | 23.07 | 18.17 | 0.977 | 3986 | 84.65
PA1KZPX2 | Axis Lighting | Axis Lighting | B6DLED-B2-700-40-SO-FL-4-[NONE]-W-UNV-D-1-TB15-X-X-X | Indoor Luminaires | Linear Ambient | Direct Linear Ambient Luminaires | Standard | FALSE | [9 empty] | 4/23/2015 | Dimmable | Continuous (Can dim down to ≤ 10% (W)) | Not Yet Verified |  |  | 2742.2688 | 86.5888 | 31.67 | 21.18 | 0.8923 | 3986 | 84.65
PXJGTHMF | Axis Lighting | Axis Lighting | B6DLED-B2-1000-40-SO-FL-4-[NONE]-W-UNV-D-1-TB15-X-X-X | Indoor Luminaires | Linear Ambient | Direct Linear Ambient Luminaires | Standard | FALSE | [9 empty] | 4/23/2015 | Dimmable | Continuous (Can dim down to ≤ 10% (W)) | Not Yet Verified |  |  | 3959.8896 | 84.9397 | 46.62 | 13.71 | 0.9886 | 3986 | 84.65
P628X6RE | Axis Lighting | Axis Lighting | B6DLED-B2-500-30-SO-FL-5-[NONE]-W-120-D-1-TB15-X-X-X | Indoor Luminaires | Linear Ambient | Direct Linear Ambient Luminaires | Standard | FALSE | [9 empty] | 4/23/2015 | Dimmable | Continuous (Can dim down to ≤ 10% (W)) | Not Yet Verified |  |  | 2447.105 | 84.3102 | 29.025 | 19.19 | 0.9751 | 3056 | 82.67
PSDXZQKB | Axis Lighting | Axis Lighting | B6DLED-B2-700-30-SO-FL-5-[NONE]-W-UNV-D-1-TB15-X-X-X | Indoor Luminaires | Linear Ambient | Direct Linear Ambient Luminaires | Standard | FALSE | [9 empty] | 4/23/2015 | Dimmable | Continuous (Can dim down to ≤ 10% (W)) | Not Yet Verified |  |  | 3278.1023 | 82.8065 | 39.5875 | 21.18 | 0.8923 | 3057 | 82.57
PX5XSMPG | Axis Lighting | Axis Lighting | B6DLED-B2-500-35-SO-FL-5-[NONE]-W-120-D-1-TB15-X-X-X | Indoor Luminaires | Linear Ambient | Direct Linear Ambient Luminaires | Standard | FALSE | [9 empty] | 4/23/2015 | Dimmable | Continuous (Can dim down to ≤ 10% (W)) | Not Yet Verified |  |  | 2501.8641 | 86.1969 | 29.025 | 19.19 | 0.9751 | 3474 | 83.72
PA5MRBST | Axis Lighting | Axis Lighting | B6DLED-B2-700-35-SO-FL-5-[NONE]-W-UNV-D-1-TB15-X-X-X | Indoor Luminaires | Linear Ambient | Direct Linear Ambient Luminaires | Standard | FALSE | [9 empty] | 4/23/2015 | Dimmable | Continuous (Can dim down to ≤ 10% (W)) | Not Yet Verified |  |  | 3351.4567 | 84.6595 | 39.5875 | 21.18 | 0.8923 | 3474 | 83.72
P7JYHN55 | Axis Lighting | Axis Lighting | B6DLED-B2-1000-35-SO-FL-5-[NONE]-W-UNV-D-1-TB15-X-X-X | Indoor Luminaires | Linear Ambient | Direct Linear Ambient Luminaires | Standard | FALSE | [9 empty] | 4/23/2015 | Dimmable | Continuous (Can dim down to ≤ 10% (W)) | Not Yet Verified |  |  | 4837.2329 | 83.007 | 58.275 | 13.71 | 0.9886 | 3474 | 83.72
P7WHRSSU | Axis Lighting | Axis Lighting | B6DLED-B2-500-40-SO-FL-5-[NONE]-W-120-D-1-TB15-X-X-X | Indoor Luminaires | Linear Ambient | Direct Linear Ambient Luminaires | Standard | FALSE | [9 empty] | 4/23/2015 | Dimmable | Continuous (Can dim down to ≤ 10% (W)) | Not Yet Verified |  |  | 2558.499 | 88.7212 | 28.8375 | 18.17 | 0.977 | 3986 | 84.65
PWYA8N19 | Axis Lighting | Axis Lighting | B6DLED-B2-700-40-SO-FL-5-[NONE]-W-UNV-D-1-TB15-X-X-X | Indoor Luminaires | Linear Ambient | Direct Linear Ambient Luminaires | Standard | FALSE | [9 empty] | 4/23/2015 | Dimmable | Continuous (Can dim down to ≤ 10% (W)) | Not Yet Verified |  |  | 3427.836 | 86.5888 | 39.5875 | 21.18 | 0.8923 | 3986 | 84.65
PPVB6895 | Axis Lighting | Axis Lighting | B6DLED-B2-1000-40-SO-FL-5-[NONE]-W-UNV-D-1-TB15-X-X-X | Indoor Luminaires | Linear Ambient | Direct Linear Ambient Luminaires | Standard | FALSE | [9 empty] | 4/23/2015 | Dimmable | Continuous (Can dim down to ≤ 10% (W)) | Not Yet Verified |  |  | 4949.862 | 84.9397 | 58.275 | 13.71 | 0.9886 | 3986 | 84.65
P7XF48XU | Axis Lighting | Axis Lighting | B6DLED-B2-500-30-SO-FL-6-[NONE]-W-120-D-1-TB15-X-X-X | Indoor Luminaires | Linear Ambient | Direct Linear Ambient Luminaires | Standard | FALSE | [9 empty] | 4/23/2015 | Dimmable | Continuous (Can dim down to ≤ 10% (W)) | Not Yet Verified |  |  | 2936.526 | 84.3102 | 34.83 | 19.19 | 0.9751 | 3056 | 82.67
P58SCQF1 | Axis Lighting | Axis Lighting | B6DLED-B2-700-30-SO-FL-6-[NONE]-W-UNV-D-1-TB15-X-X-X | Indoor Luminaires | Linear Ambient | Direct Linear Ambient Luminaires | Standard | FALSE | [9 empty] | 4/23/2015 | Dimmable | Continuous (Can dim down to ≤ 10% (W)) | Not Yet Verified |  |  | 3933.7228 | 82.8065 | 47.505 | 21.18 | 0.8923 | 3057 | 82.57
PJPB57YP | Axis Lighting | Axis Lighting | B6DLED-B2-500-35-SO-FL-6-[NONE]-W-120-D-1-TB15-X-X-X | Indoor Luminaires | Linear Ambient | Direct Linear Ambient Luminaires | Standard | FALSE | [9 empty] | 4/23/2015 | Dimmable | Continuous (Can dim down to ≤ 10% (W)) | Not Yet Verified |  |  | 3002.2369 | 86.1969 | 34.83 | 19.19 | 0.9751 | 3474 | 83.72
PGMTZ2TT | Axis Lighting | Axis Lighting | B6DLED-B2-700-35-SO-FL-6-[NONE]-W-UNV-D-1-TB15-X-X-X | Indoor Luminaires | Linear Ambient | Direct Linear Ambient Luminaires | Standard | FALSE | [9 empty] | 4/23/2015 | Dimmable | Continuous (Can dim down to ≤ 10% (W)) | Not Yet Verified |  |  | 4021.748 | 84.6595 | 47.505 | 21.18 | 0.8923 | 3474 | 83.72
PYXMQ6A9 | Axis Lighting | Axis Lighting | B6DLED-B2-1000-35-SO-FL-6-[NONE]-W-UNV-D-1-TB15-X-X-X | Indoor Luminaires | Linear Ambient | Direct Linear Ambient Luminaires | Standard | FALSE | [9 empty] | 4/23/2015 | Dimmable | Continuous (Can dim down to ≤ 10% (W)) | Not Yet Verified |  |  | 5804.6795 | 83.007 | 69.93 | 13.71 | 0.9886 | 3474 | 83.72
P9BWT592 | Axis Lighting | Axis Lighting | B6DLED-B2-500-40-SO-FL-6-[NONE]-W-120-D-1-TB15-X-X-X | Indoor Luminaires | Linear Ambient | Direct Linear Ambient Luminaires | Standard | FALSE | [9 empty] | 4/23/2015 | Dimmable | Continuous (Can dim down to ≤ 10% (W)) | Not Yet Verified |  |  | 3070.1989 | 88.7212 | 34.605 | 18.17 | 0.977 | 3986 | 84.65
PZU67UJE | Axis Lighting | Axis Lighting | B6DLED-B2-700-40-SO-FL-6-[NONE]-W-UNV-D-1-TB15-X-X-X | Indoor Luminaires | Linear Ambient | Direct Linear Ambient Luminaires | Standard | FALSE | [9 empty] | 4/23/2015 | Dimmable | Continuous (Can dim down to ≤ 10% (W)) | Not Yet Verified |  |  | 4113.4032 | 86.5888 | 47.505 | 21.18 | 0.8923 | 3986 | 84.65
PG9BBKS1 | Axis Lighting | Axis Lighting | B6DLED-B2-1000-40-SO-FL-6-[NONE]-W-UNV-D-1-TB15-X-X-X | Indoor Luminaires | Linear Ambient | Direct Linear Ambient Luminaires | Standard | FALSE | [9 empty] | 4/23/2015 | Dimmable | Continuous (Can dim down to ≤ 10% (W)) | Not Yet Verified |  |  | 5939.8343 | 84.9397 | 69.93 | 13.71 | 0.9886 | 3986 | 84.65
PMYEGEBF | Axis Lighting | Axis Lighting | B6DLED-B2-500-30-SO-FL-8-[NONE]-W-120-D-1-TB15-X-X-X | Indoor Luminaires | Linear Ambient | Direct Linear Ambient Luminaires | Standard | FALSE | [9 empty] | 4/23/2015 | Dimmable | Continuous (Can dim down to ≤ 10% (W)) | Not Yet Verified |  |  | 3915.368 | 84.3102 | 46.44 | 19.19 | 0.9751 | 3056 | 82.67
PMEXTF1J | Axis Lighting | Axis Lighting | B6DLED-B2-700-30-SO-FL-8-[NONE]-W-UNV-D-1-TB15-X-X-X | Indoor Luminaires | Linear Ambient | Direct Linear Ambient Luminaires | Standard | FALSE | [9 empty] | 4/23/2015 | Dimmable | Continuous (Can dim down to ≤ 10% (W)) | Not Yet Verified |  |  | 5244.9637 | 82.8065 | 63.34 | 21.18 | 0.8923 | 3057 | 82.57
PMRMBYXT | Axis Lighting | Axis Lighting | B6DLED-B2-500-35-SO-FL-8-[NONE]-W-120-D-1-TB15-X-X-X | Indoor Luminaires | Linear Ambient | Direct Linear Ambient Luminaires | Standard | FALSE | [9 empty] | 4/23/2015 | Dimmable | Continuous (Can dim down to ≤ 10% (W)) | Not Yet Verified |  |  | 4002.9825 | 86.1969 | 46.44 | 19.19 | 0.9751 | 3474 | 83.72
P3W2GHNS | Axis Lighting | Axis Lighting | B6DLED-B2-700-35-SO-FL-8-[NONE]-W-UNV-D-1-TB15-X-X-X | Indoor Luminaires | Linear Ambient | Direct Linear Ambient Luminaires | Standard | FALSE | [9 empty] | 4/23/2015 | Dimmable | Continuous (Can dim down to ≤ 10% (W)) | Not Yet Verified |  |  | 5362.3307 | 84.6595 | 63.34 | 21.18 | 0.8923 | 3474 | 83.72
PXKPVUJY | Axis Lighting | Axis Lighting | B6DLED-B2-1000-35-SO-FL-8-[NONE]-W-UNV-D-1-TB15-X-X-X | Indoor Luminaires | Linear Ambient | Direct Linear Ambient Luminaires | Standard | FALSE | [9 empty] | 4/23/2015 | Dimmable | Continuous (Can dim down to ≤ 10% (W)) | Not Yet Verified |  |  | 7739.5727 | 83.007 | 93.24 | 13.1 | 0.9893 | 3474 | 83.72
PNRM17WN | Axis Lighting | Axis Lighting | B6DLED-B2-500-40-SO-FL-8-[NONE]-W-120-D-1-TB15-X-X-X | Indoor Luminaires | Linear Ambient | Direct Linear Ambient Luminaires | Standard | FALSE | [9 empty] | 4/23/2015 | Dimmable | Continuous (Can dim down to ≤ 10% (W)) | Not Yet Verified |  |  | 4093.5985 | 88.7212 | 46.14 | 18.17 | 0.977 | 3986 | 84.65
PQJQPU55 | Axis Lighting | Axis Lighting | B6DLED-B2-700-40-SO-FL-8-[NONE]-W-UNV-D-1-TB15-X-X-X | Indoor Luminaires | Linear Ambient | Direct Linear Ambient Luminaires | Standard | FALSE | [9 empty] | 4/23/2015 | Dimmable | Continuous (Can dim down to ≤ 10% (W)) | Not Yet Verified |  |  | 5484.5376 | 86.5888 | 63.34 | 21.18 | 0.8923 | 3986 | 84.65
PUZ9X4GU | Axis Lighting | Axis Lighting | B6DLED-B2-1000-40-SO-FL-8-[NONE]-W-UNV-D-1-TB15-X-X-X | Indoor Luminaires | Linear Ambient | Direct Linear Ambient Luminaires | Standard | FALSE | [9 empty] | 4/23/2015 | Dimmable | Continuous (Can dim down to ≤ 10% (W)) | Not Yet Verified |  |  | 7919.7791 | 84.9397 | 93.24 | 13.71 | 0.9886 | 3986 | 84.65
PCN96YYY | Axis Lighting | Axis Lighting | B6DLED-B2-500-30-SO-FL-12-[NONE]-W-120-D-1-TB15-X-X-X | Indoor Luminaires | Linear Ambient | Direct Linear Ambient Luminaires | Standard | FALSE | [9 empty] | 4/23/2015 | Dimmable | Continuous (Can dim down to ≤ 10% (W)) | Not Yet Verified |  |  | 5809.2236 | 84.3102 | 68.9029 | 19.19 | 0.9751 | 3056 | 82.67
P4J7XRW8 | Axis Lighting | Axis Lighting | B6DLED-B2-700-30-SO-FL-12-[NONE]-W-UNV-D-1-TB15-X-X-X | Indoor Luminaires | Linear Ambient | Direct Linear Ambient Luminaires | Standard | FALSE | [9 empty] | 4/23/2015 | Dimmable | Continuous (Can dim down to ≤ 10% (W)) | Not Yet Verified |  |  | 7781.9421 | 82.8065 | 93.9774 | 21.18 | 0.8923 | 3057 | 82.57
P9AM2AEP | Axis Lighting | Axis Lighting | B6DLED-B2-500-35-SO-FL-12-[NONE]-W-120-D-1-TB15-X-X-X | Indoor Luminaires | Linear Ambient | Direct Linear Ambient Luminaires | Standard | FALSE | [9 empty] | 4/23/2015 | Dimmable | Continuous (Can dim down to ≤ 10% (W)) | Not Yet Verified |  |  | 5939.2171 | 86.1969 | 68.9029 | 19.19 | 0.9751 | 3474 | 83.72
PNN4ZSXD | Axis Lighting | Axis Lighting | B6DLED-B2-700-35-SO-FL-12-[NONE]-W-UNV-D-1-TB15-X-X-X | Indoor Luminaires | Linear Ambient | Direct Linear Ambient Luminaires | Standard | FALSE | [9 empty] | 4/23/2015 | Dimmable | Continuous (Can dim down to ≤ 10% (W)) | Not Yet Verified |  |  | 7956.0792 | 84.6595 | 93.9774 | 21.18 | 0.8923 | 3474 | 83.72
PWP8ZCDK | Axis Lighting | Axis Lighting | B6DLED-B2-1000-35-SO-FL-12-[NONE]-W-UNV-D-1-TB15-X-X-X | Indoor Luminaires | Linear Ambient | Direct Linear Ambient Luminaires | Standard | FALSE | [9 empty] | 4/23/2015 | Dimmable | Continuous (Can dim down to ≤ 10% (W)) | Not Yet Verified |  |  | 11465.5925 | 82.9068 | 138.34 | 13.1 | 0.9893 | 3474 | 83.72
PCM4H8ZV | Axis Lighting | Axis Lighting | B6DLED-B2-500-40-SO-FL-12-[NONE]-W-120-D-1-TB15-X-X-X | Indoor Luminaires | Linear Ambient | Direct Linear Ambient Luminaires | Standard | FALSE | [9 empty] | 4/23/2015 | Dimmable | Continuous (Can dim down to ≤ 10% (W)) | Not Yet Verified |  |  | 6073.6638 | 88.7212 | 68.4578 | 18.17 | 0.977 | 3986 | 84.65
P9S2CH6U | Axis Lighting | Axis Lighting | B6DLED-B2-700-40-SO-FL-12-[NONE]-W-UNV-D-1-TB15-X-X-X | Indoor Luminaires | Linear Ambient | Direct Linear Ambient Luminaires | Standard | FALSE | [9 empty] | 4/23/2015 | Dimmable | Continuous (Can dim down to ≤ 10% (W)) | Not Yet Verified |  |  | 8137.3973 | 86.5888 | 93.9774 | 21.18 | 0.8923 | 3986 | 84.65
PYX64CF1 | Axis Lighting | Axis Lighting | B6DLED-B2-1000-40-SO-FL-12-[NONE]-W-UNV-D-1-TB15-X-X-X | Indoor Luminaires | Linear Ambient | Direct Linear Ambient Luminaires | Standard | FALSE | [9 empty] | 4/23/2015 | Dimmable | Continuous (Can dim down to ≤ 10% (W)) | Not Yet Verified |  |  | 11750.5603 | 84.9397 | 138.34 | 13.71 | 0.9886 | 3986 | 84.65
PAFGGBVG | Axis Lighting | Axis Lighting | BMSLED-B2-500-30-SO-FL-4-[NONE]-W-120-D-1-TB15-X-X-X | Indoor Luminaires | Linear Ambient | Direct Linear Ambient Luminaires | Standard | FALSE | [9 empty] | 4/23/2015 | Dimmable | Continuous (Can dim down to ≤ 10% (W)) | Not Yet Verified |  |  | 1951 | 84.1 | 23.22 | 19.19 | 0.9751 | 3056 | 82.67
P698PTY6 | Axis Lighting | Axis Lighting | BMSLED-B2-700-30-SO-FL-4-[NONE]-W-UNV-D-1-TB15-X-X-X | Indoor Luminaires | Linear Ambient | Direct Linear Ambient Luminaires | Standard | FALSE | [9 empty] | 4/23/2015 | Dimmable | Continuous (Can dim down to ≤ 10% (W)) | Not Yet Verified |  |  | 2616 | 82.6 | 31.67 | 21.18 | 0.8923 | 3057 | 82.57
PZTTCR3N | Axis Lighting | Axis Lighting | BMSLED-B2-500-35-SO-FL-4-[NONE]-W-120-D-1-TB15-X-X-X | Indoor Luminaires | Linear Ambient | Direct Linear Ambient Luminaires | Standard | FALSE | [9 empty] | 4/23/2015 | Dimmable | Continuous (Can dim down to ≤ 10% (W)) | Not Yet Verified |  |  | 1996.5 | 85.9819 | 23.22 | 19.19 | 0.9751 | 3474 | 83.72
P6BWH1U8 | Axis Lighting | Axis Lighting | BMSLED-B2-700-35-SO-FL-4-[NONE]-W-UNV-D-1-TB15-X-X-X | Indoor Luminaires | Linear Ambient | Direct Linear Ambient Luminaires | Standard | FALSE | [9 empty] | 4/23/2015 | Dimmable | Continuous (Can dim down to ≤ 10% (W)) | Not Yet Verified |  |  | 2674.4791 | 84.4484 | 31.67 | 21.18 | 0.8923 | 3474 | 83.72
P1C598UC | Axis Lighting | Axis Lighting | BMSLED-B2-1000-35-SO-FL-4-[NONE]-W-UNV-D-1-TB15-X-X-X | Indoor Luminaires | Linear Ambient | Direct Linear Ambient Luminaires | Standard | FALSE | [9 empty] | 4/23/2015 | Dimmable | Continuous (Can dim down to ≤ 10% (W)) | Not Yet Verified |  |  | 3862 | 82.8 | 46.62 | 13.71 | 0.9886 | 3474 | 83.72
PFXB7DPD | Axis Lighting | Axis Lighting | BMSLED-B2-500-40-SO-FL-4-[NONE]-W-120-D-1-TB15-X-X-X | Indoor Luminaires | Linear Ambient | Direct Linear Ambient Luminaires | Standard | FALSE | [9 empty] | 4/23/2015 | Dimmable | Continuous (Can dim down to ≤ 10% (W)) | Not Yet Verified |  |  | 2042 | 88.5 | 23.07 | 18.17 | 0.977 | 3986 | 84.65
PS4Z1HY9 | Axis Lighting | Axis Lighting | BMSLED-B2-700-40-SO-FL-4-[NONE]-W-UNV-D-1-TB15-X-X-X | Indoor Luminaires | Linear Ambient | Direct Linear Ambient Luminaires | Standard | FALSE | [9 empty] | 4/23/2015 | Dimmable | Continuous (Can dim down to ≤ 10% (W)) | Not Yet Verified |  |  | 2735.4302 | 86.3729 | 31.67 | 21.18 | 0.8923 | 3986 | 84.65
PEN2WNND | Axis Lighting | Axis Lighting | BMSLED-B2-1000-40-SO-FL-4-[NONE]-W-UNV-D-1-TB15-X-X-X | Indoor Luminaires | Linear Ambient | Direct Linear Ambient Luminaires | Standard | FALSE | [9 empty] | 4/23/2015 | Dimmable | Continuous (Can dim down to ≤ 10% (W)) | Not Yet Verified |  |  | 3950.0145 | 84.7279 | 46.62 | 13.71 | 0.9886 | 3986 | 84.65
PDV8KBJE | Axis Lighting | Axis Lighting | BMSLED-B2-500-30-SO-FL-5-[NONE]-W-120-D-1-TB15-X-X-X | Indoor Luminaires | Linear Ambient | Direct Linear Ambient Luminaires | Standard | FALSE | [9 empty] | 4/23/2015 | Dimmable | Continuous (Can dim down to ≤ 10% (W)) | Not Yet Verified |  |  | 2441.0025 | 84.1 | 29.025 | 19.19 | 0.9751 | 3056 | 82.67
P6CPUD4T | Axis Lighting | Axis Lighting | BMSLED-B2-700-30-SO-FL-5-[NONE]-W-UNV-D-1-TB15-X-X-X | Indoor Luminaires | Linear Ambient | Direct Linear Ambient Luminaires | Standard | FALSE | [9 empty] | 4/23/2015 | Dimmable | Continuous (Can dim down to ≤ 10% (W)) | Not Yet Verified |  |  | 3269.9275 | 82.6 | 39.5875 | 21.18 | 0.8923 | 3057 | 82.57
P5RFMQJP | Axis Lighting | Axis Lighting | BMSLED-B2-500-35-SO-FL-5-[NONE]-W-120-D-1-TB15-X-X-X | Indoor Luminaires | Linear Ambient | Direct Linear Ambient Luminaires | Standard | FALSE | [9 empty] | 4/23/2015 | Dimmable | Continuous (Can dim down to ≤ 10% (W)) | Not Yet Verified |  |  | 2495.625 | 85.9819 | 29.025 | 19.19 | 0.9751 | 3474 | 83.72
PH7TT69W | Axis Lighting | Axis Lighting | BMSLED-B2-700-35-SO-FL-5-[NONE]-W-UNV-D-1-TB15-X-X-X | Indoor Luminaires | Linear Ambient | Direct Linear Ambient Luminaires | Standard | FALSE | [9 empty] | 4/23/2015 | Dimmable | Continuous (Can dim down to ≤ 10% (W)) | Not Yet Verified |  |  | 3343.0989 | 84.4484 | 39.5875 | 21.18 | 0.8923 | 3474 | 83.72
PZDPVF9C | Axis Lighting | Axis Lighting | BMSLED-B2-1000-35-SO-FL-5-[NONE]-W-UNV-D-1-TB15-X-X-X | Indoor Luminaires | Linear Ambient | Direct Linear Ambient Luminaires | Standard | FALSE | [9 empty] | 4/23/2015 | Dimmable | Continuous (Can dim down to ≤ 10% (W)) | Not Yet Verified |  |  | 4825.17 | 82.8 | 58.275 | 13.71 | 0.9886 | 3474 | 83.72
PCDWCD9V | Axis Lighting | Axis Lighting | BMSLED-B2-500-40-SO-FL-5-[NONE]-W-120-D-1-TB15-X-X-X | Indoor Luminaires | Linear Ambient | Direct Linear Ambient Luminaires | Standard | FALSE | [9 empty] | 4/23/2015 | Dimmable | Continuous (Can dim down to ≤ 10% (W)) | Not Yet Verified |  |  | 2552.1188 | 88.5 | 28.8375 | 18.17 | 0.977 | 3986 | 84.65
P1KGD4RJ | Axis Lighting | Axis Lighting | BMSLED-B2-700-40-SO-FL-5-[NONE]-W-UNV-D-1-TB15-X-X-X | Indoor Luminaires | Linear Ambient | Direct Linear Ambient Luminaires | Standard | FALSE | [9 empty] | 4/23/2015 | Dimmable | Continuous (Can dim down to ≤ 10% (W)) | Not Yet Verified |  |  | 3419.2877 | 86.3729 | 39.5875 | 21.18 | 0.8923 | 3986 | 84.65
P7VJ8DZ5 | Axis Lighting | Axis Lighting | BMSLED-B2-1000-40-SO-FL-5-[NONE]-W-UNV-D-1-TB15-X-X-X | Indoor Luminaires | Linear Ambient | Direct Linear Ambient Luminaires | Standard | FALSE | [9 empty] | 4/23/2015 | Dimmable | Continuous (Can dim down to ≤ 10% (W)) | Not Yet Verified |  |  | 4937.5182 | 84.7279 | 58.275 | 13.71 | 0.9886 | 3986 | 84.65
PXR3EKUG | Axis Lighting | Axis Lighting | BMSLED-B2-500-30-SO-FL-6-[NONE]-W-120-D-1-TB15-X-X-X | Indoor Luminaires | Linear Ambient | Direct Linear Ambient Luminaires | Standard | FALSE | [9 empty] | 4/23/2015 | Dimmable | Continuous (Can dim down to ≤ 10% (W)) | Not Yet Verified |  |  | 2929.203 | 84.1 | 34.83 | 19.19 | 0.9751 | 3056 | 82.67
P9A875R3 | Axis Lighting | Axis Lighting | BMSLED-B2-700-30-SO-FL-6-[NONE]-W-UNV-D-1-TB15-X-X-X | Indoor Luminaires | Linear Ambient | Direct Linear Ambient Luminaires | Standard | FALSE | [9 empty] | 4/23/2015 | Dimmable | Continuous (Can dim down to ≤ 10% (W)) | Not Yet Verified |  |  | 3923.913 | 82.6 | 47.505 | 21.18 | 0.8923 | 3057 | 82.57
PMUJKJ4T | Axis Lighting | Axis Lighting | BMSLED-B2-500-35-SO-FL-6-[NONE]-W-120-D-1-TB15-X-X-X | Indoor Luminaires | Linear Ambient | Direct Linear Ambient Luminaires | Standard | FALSE | [9 empty] | 4/23/2015 | Dimmable | Continuous (Can dim down to ≤ 10% (W)) | Not Yet Verified |  |  | 2994.75 | 85.9819 | 34.83 | 19.19 | 0.9751 | 3474 | 83.72
PWKPBTM3 | Axis Lighting | Axis Lighting | BMSLED-B2-700-35-SO-FL-6-[NONE]-W-UNV-D-1-TB15-X-X-X | Indoor Luminaires | Linear Ambient | Direct Linear Ambient Luminaires | Standard | FALSE | [9 empty] | 4/23/2015 | Dimmable | Continuous (Can dim down to ≤ 10% (W)) | Not Yet Verified |  |  | 4011.7187 | 84.4484 | 47.505 | 21.18 | 0.8923 | 3474 | 83.72
PTDWBJHQ | Axis Lighting | Axis Lighting | BMSLED-B2-1000-35-SO-FL-6-[NONE]-W-UNV-D-1-TB15-X-X-X | Indoor Luminaires | Linear Ambient | Direct Linear Ambient Luminaires | Standard | FALSE | [9 empty] | 4/23/2015 | Dimmable | Continuous (Can dim down to ≤ 10% (W)) | Not Yet Verified |  |  | 5790.204 | 82.8 | 69.93 | 13.71 | 0.9886 | 3474 | 83.72
PY474RP2 | Axis Lighting | Axis Lighting | BMSLED-B2-500-40-SO-FL-6-[NONE]-W-120-D-1-TB15-X-X-X | Indoor Luminaires | Linear Ambient | Direct Linear Ambient Luminaires | Standard | FALSE | [9 empty] | 4/23/2015 | Dimmable | Continuous (Can dim down to ≤ 10% (W)) | Not Yet Verified |  |  | 3062.5425 | 88.5 | 34.605 | 18.17 | 0.977 | 3986 | 84.65
PKHF9ARV | Axis Lighting | Axis Lighting | BMSLED-B2-700-40-SO-FL-6-[NONE]-W-UNV-D-1-TB15-X-X-X | Indoor Luminaires | Linear Ambient | Direct Linear Ambient Luminaires | Standard | FALSE | [9 empty] | 4/23/2015 | Dimmable | Continuous (Can dim down to ≤ 10% (W)) | Not Yet Verified |  |  | 4103.1453 | 86.3729 | 47.505 | 21.18 | 0.8923 | 3986 | 84.65
PBAY56MA | Axis Lighting | Axis Lighting | BMSLED-B2-1000-40-SO-FL-6-[NONE]-W-UNV-D-1-TB15-X-X-X | Indoor Luminaires | Linear Ambient | Direct Linear Ambient Luminaires | Standard | FALSE | [9 empty] | 4/23/2015 | Dimmable | Continuous (Can dim down to ≤ 10% (W)) | Not Yet Verified |  |  | 5925.0218 | 84.7279 | 69.93 | 13.71 | 0.9886 | 3986 | 84.65
PEPD2GPR | Axis Lighting | Axis Lighting | BMSLED-B2-500-30-SO-FL-8-[NONE]-W-120-D-1-TB15-X-X-X | Indoor Luminaires | Linear Ambient | Direct Linear Ambient Luminaires | Standard | FALSE | [9 empty] | 4/23/2015 | Dimmable | Continuous (Can dim down to ≤ 10% (W)) | Not Yet Verified |  |  | 3905.604 | 84.1 | 46.44 | 19.19 | 0.9751 | 3056 | 82.67
P6M6VHPY | Axis Lighting | Axis Lighting | BMSLED-B2-700-30-SO-FL-8-[NONE]-W-UNV-D-1-TB15-X-X-X | Indoor Luminaires | Linear Ambient | Direct Linear Ambient Luminaires | Standard | FALSE | [9 empty] | 4/23/2015 | Dimmable | Continuous (Can dim down to ≤ 10% (W)) | Not Yet Verified |  |  | 5231.884 | 82.6 | 63.34 | 21.18 | 0.8923 | 3057 | 82.57
P1MR4Q2M | Axis Lighting | Axis Lighting | BMSLED-B2-500-35-SO-FL-8-[NONE]-W-120-D-1-TB15-X-X-X | Indoor Luminaires | Linear Ambient | Direct Linear Ambient Luminaires | Standard | FALSE | [9 empty] | 4/23/2015 | Dimmable | Continuous (Can dim down to ≤ 10% (W)) | Not Yet Verified |  |  | 3993 | 85.9819 | 46.44 | 19.19 | 0.9751 | 3474 | 83.72
PBHBS5GS | Axis Lighting | Axis Lighting | BMSLED-B2-700-35-SO-FL-8-[NONE]-W-UNV-D-1-TB15-X-X-X | Indoor Luminaires | Linear Ambient | Direct Linear Ambient Luminaires | Standard | FALSE | [9 empty] | 4/23/2015 | Dimmable | Continuous (Can dim down to ≤ 10% (W)) | Not Yet Verified |  |  | 5348.9583 | 84.4484 | 63.34 | 21.18 | 0.8923 | 3474 | 83.72
PC8GP6PT | Axis Lighting | Axis Lighting | BMSLED-B2-1000-35-SO-FL-8-[NONE]-W-UNV-D-1-TB15-X-X-X | Indoor Luminaires | Linear Ambient | Direct Linear Ambient Luminaires | Standard | FALSE | [9 empty] | 4/23/2015 | Dimmable | Continuous (Can dim down to ≤ 10% (W)) | Not Yet Verified |  |  | 7720.272 | 82.8 | 93.24 | 13.71 | 0.9886 | 3474 | 83.72
PQ4BHAKP | Axis Lighting | Axis Lighting | BMSLED-B2-500-40-SO-FL-8-[NONE]-W-120-D-1-TB15-X-X-X | Indoor Luminaires | Linear Ambient | Direct Linear Ambient Luminaires | Standard | FALSE | [9 empty] | 4/23/2015 | Dimmable | Continuous (Can dim down to ≤ 10% (W)) | Not Yet Verified |  |  | 4083.39 | 88.5 | 46.14 | 18.17 | 0.977 | 3986 | 84.65
P6KQ3C6K | Axis Lighting | Axis Lighting | BMSLED-B2-700-40-SO-FL-8-[NONE]-W-UNV-D-1-TB15-X-X-X | Indoor Luminaires | Linear Ambient | Direct Linear Ambient Luminaires | Standard | FALSE | [9 empty] | 4/23/2015 | Dimmable | Continuous (Can dim down to ≤ 10% (W)) | Not Yet Verified |  |  | 5470.8604 | 86.3729 | 63.34 | 21.18 | 0.8923 | 3986 | 84.65
PZHASVZC | Axis Lighting | Axis Lighting | BMSLED-B2-1000-40-SO-FL-8-[NONE]-W-UNV-D-1-TB15-X-X-X | Indoor Luminaires | Linear Ambient | Direct Linear Ambient Luminaires | Standard | FALSE | [9 empty] | 4/23/2015 | Dimmable | Continuous (Can dim down to ≤ 10% (W)) | Not Yet Verified |  |  | 7900.0291 | 84.7279 | 93.24 | 13.71 | 0.9886 | 3986 | 84.65
PFBKMF94 | Axis Lighting | Axis Lighting | BMSLED-B2-500-30-SO-FL-12-[NONE]-W-120-D-1-TB15-X-X-X | Indoor Luminaires | Linear Ambient | Direct Linear Ambient Luminaires | Standard | FALSE | [9 empty] | 4/23/2015 | Dimmable | Continuous (Can dim down to ≤ 10% (W)) | Not Yet Verified |  |  | 5794.7368 | 84.1 | 68.9029 | 19.19 | 0.9751 | 3056 | 82.67
PPYGN9FK | Axis Lighting | Axis Lighting | BMSLED-B2-700-30-SO-FL-12-[NONE]-W-UNV-D-1-TB15-X-X-X | Indoor Luminaires | Linear Ambient | Direct Linear Ambient Luminaires | Standard | FALSE | [9 empty] | 4/23/2015 | Dimmable | Continuous (Can dim down to ≤ 10% (W)) | Not Yet Verified |  |  | 7762.5357 | 82.6 | 93.9774 | 21.18 | 0.8923 | 3057 | 82.57
PSPWQR8F | Axis Lighting | Axis Lighting | BMSLED-B2-500-35-SO-FL-12-[NONE]-W-120-D-1-TB15-X-X-X | Indoor Luminaires | Linear Ambient | Direct Linear Ambient Luminaires | Standard | FALSE | [9 empty] | 4/23/2015 | Dimmable | Continuous (Can dim down to ≤ 10% (W)) | Not Yet Verified |  |  | 5924.406 | 85.9819 | 68.9029 | 19.19 | 0.9751 | 3474 | 83.72
P8XY2MFP | Axis Lighting | Axis Lighting | BMSLED-B2-700-35-SO-FL-12-[NONE]-W-UNV-D-1-TB15-X-X-X | Indoor Luminaires | Linear Ambient | Direct Linear Ambient Luminaires | Standard | FALSE | [9 empty] | 4/23/2015 | Dimmable | Continuous (Can dim down to ≤ 10% (W)) | Not Yet Verified |  |  | 7936.2386 | 84.4484 | 93.9774 | 21.18 | 0.8923 | 3474 | 83.72
P1G7KZQJ | Axis Lighting | Axis Lighting | BMSLED-B2-1000-35-SO-FL-12-[NONE]-W-UNV-D-1-TB15-X-X-X | Indoor Luminaires | Linear Ambient | Direct Linear Ambient Luminaires | Standard | FALSE | [9 empty] | 4/23/2015 | Dimmable | Continuous (Can dim down to ≤ 10% (W)) | Not Yet Verified |  |  | 11437 | 82.7 | 138.34 | 13.1 | 0.9893 | 3474 | 83.72
P3264KUT | Axis Lighting | Axis Lighting | BMSLED-B2-500-40-SO-FL-12-[NONE]-W-120-D-1-TB15-X-X-X | Indoor Luminaires | Linear Ambient | Direct Linear Ambient Luminaires | Standard | FALSE | [9 empty] | 4/23/2015 | Dimmable | Continuous (Can dim down to ≤ 10% (W)) | Not Yet Verified |  |  | 6058.5175 | 88.5 | 68.4578 | 18.17 | 0.977 | 3986 | 84.65
PXHRD19H | Axis Lighting | Axis Lighting | BMSLED-B2-700-40-SO-FL-12-[NONE]-W-UNV-D-1-TB15-X-X-X | Indoor Luminaires | Linear Ambient | Direct Linear Ambient Luminaires | Standard | FALSE | [9 empty] | 4/23/2015 | Dimmable | Continuous (Can dim down to ≤ 10% (W)) | Not Yet Verified |  |  | 8117.1045 | 86.3729 | 93.9774 | 21.18 | 0.8923 | 3986 | 84.65
P4QCE17G | Axis Lighting | Axis Lighting | BMSLED-B2-1000-40-SO-FL-12-[NONE]-W-UNV-D-1-TB15-X-X-X | Indoor Luminaires | Linear Ambient | Direct Linear Ambient Luminaires | Standard | FALSE | [9 empty] | 4/23/2015 | Dimmable | Continuous (Can dim down to ≤ 10% (W)) | Not Yet Verified |  |  | 11721.2572 | 84.7279 | 138.34 | 13.71 | 0.9886 | 3986 | 84.65
PPWU53RY | Axis Lighting | Axis Lighting | BBSLED-B2-500-30-SO-FL-4-[NONE]-W-120-D-1-TB15-X-X-X | Indoor Luminaires | Linear Ambient | Direct Linear Ambient Luminaires | Standard | FALSE | [9 empty] | 4/23/2015 | Dimmable | Continuous (Can dim down to ≤ 10% (W)) | Not Yet Verified |  |  | 1952.1706 | 84.1505 | 23.22 | 19.19 | 0.9751 | 3056 | 82.67
PRKBJ1BY | Axis Lighting | Axis Lighting | BBSLED-B2-700-30-SO-FL-4-[NONE]-W-UNV-D-1-TB15-X-X-X | Indoor Luminaires | Linear Ambient | Direct Linear Ambient Luminaires | Standard | FALSE | [9 empty] | 4/23/2015 | Dimmable | Continuous (Can dim down to ≤ 10% (W)) | Not Yet Verified |  |  | 2617.5696 | 82.6496 | 31.67 | 21.18 | 0.8923 | 3057 | 82.57
PXZWEPXK | Axis Lighting | Axis Lighting | BBSLED-B2-500-35-SO-FL-4-[NONE]-W-120-D-1-TB15-X-X-X | Indoor Luminaires | Linear Ambient | Direct Linear Ambient Luminaires | Standard | FALSE | [9 empty] | 4/23/2015 | Dimmable | Continuous (Can dim down to ≤ 10% (W)) | Not Yet Verified |  |  | 1997.6979 | 86.0335 | 23.22 | 19.19 | 0.9751 | 3474 | 83.72
PQHYVFE6 | Axis Lighting | Axis Lighting | BBSLED-B2-700-35-SO-FL-4-[NONE]-W-UNV-D-1-TB15-X-X-X | Indoor Luminaires | Linear Ambient | Direct Linear Ambient Luminaires | Standard | FALSE | [9 empty] | 4/23/2015 | Dimmable | Continuous (Can dim down to ≤ 10% (W)) | Not Yet Verified |  |  | 2676.0838 | 84.499 | 31.67 | 21.18 | 0.8923 | 3474 | 83.72
P34E8TBP | Axis Lighting | Axis Lighting | BBSLED-B2-1000-35-SO-FL-4-[NONE]-W-UNV-D-1-TB15-X-X-X | Indoor Luminaires | Linear Ambient | Direct Linear Ambient Luminaires | Standard | FALSE | [9 empty] | 4/23/2015 | Dimmable | Continuous (Can dim down to ≤ 10% (W)) | Not Yet Verified |  |  | 3864.3172 | 82.8497 | 46.62 | 13.71 | 0.9886 | 3474 | 83.72
PEN8TD4F | Axis Lighting | Axis Lighting | BBSLED-B2-500-40-SO-FL-4-[NONE]-W-120-D-1-TB15-X-X-X | Indoor Luminaires | Linear Ambient | Direct Linear Ambient Luminaires | Standard | FALSE | [9 empty] | 4/23/2015 | Dimmable | Continuous (Can dim down to ≤ 10% (W)) | Not Yet Verified |  |  | 2043.2252 | 88.5531 | 23.07 | 18.17 | 0.977 | 3986 | 84.65
P7P4A8UF | Axis Lighting | Axis Lighting | BBSLED-B2-700-40-SO-FL-4-[NONE]-W-UNV-D-1-TB15-X-X-X | Indoor Luminaires | Linear Ambient | Direct Linear Ambient Luminaires | Standard | FALSE | [9 empty] | 4/23/2015 | Dimmable | Continuous (Can dim down to ≤ 10% (W)) | Not Yet Verified |  |  | 2737.0715 | 86.4247 | 31.67 | 21.18 | 0.8923 | 3986 | 84.65
P1R9NJ79 | Axis Lighting | Axis Lighting | BBSLED-B2-1000-40-SO-FL-4-[NONE]-W-UNV-D-1-TB15-X-X-X | Indoor Luminaires | Linear Ambient | Direct Linear Ambient Luminaires | Standard | FALSE | [9 empty] | 4/23/2015 | Dimmable | Continuous (Can dim down to ≤ 10% (W)) | Not Yet Verified |  |  | 3952.3845 | 84.7787 | 46.62 | 13.71 | 0.9886 | 3986 | 84.65
PP6KWK2Y | Axis Lighting | Axis Lighting | BBSLED-B2-500-30-SO-FL-5-[NONE]-W-120-D-1-TB15-X-X-X | Indoor Luminaires | Linear Ambient | Direct Linear Ambient Luminaires | Standard | FALSE | [9 empty] | 4/23/2015 | Dimmable | Continuous (Can dim down to ≤ 10% (W)) | Not Yet Verified |  |  | 2442.4671 | 84.1505 | 29.025 | 19.19 | 0.9751 | 3056 | 82.67
PR7KH9KS | Axis Lighting | Axis Lighting | BBSLED-B2-700-30-SO-FL-5-[NONE]-W-UNV-D-1-TB15-X-X-X | Indoor Luminaires | Linear Ambient | Direct Linear Ambient Luminaires | Standard | FALSE | [9 empty] | 4/23/2015 | Dimmable | Continuous (Can dim down to ≤ 10% (W)) | Not Yet Verified |  |  | 3271.8895 | 82.6496 | 39.5875 | 21.18 | 0.8923 | 3057 | 82.57
PMXXJ4ES | Axis Lighting | Axis Lighting | BBSLED-B2-500-35-SO-FL-5-[NONE]-W-120-D-1-TB15-X-X-X | Indoor Luminaires | Linear Ambient | Direct Linear Ambient Luminaires | Standard | FALSE | [9 empty] | 4/23/2015 | Dimmable | Continuous (Can dim down to ≤ 10% (W)) | Not Yet Verified |  |  | 2497.1224 | 86.0335 | 29.025 | 19.19 | 0.9751 | 3474 | 83.72
P45VHW1B | Axis Lighting | Axis Lighting | BBSLED-B2-700-35-SO-FL-5-[NONE]-W-UNV-D-1-TB15-X-X-X | Indoor Luminaires | Linear Ambient | Direct Linear Ambient Luminaires | Standard | FALSE | [9 empty] | 4/23/2015 | Dimmable | Continuous (Can dim down to ≤ 10% (W)) | Not Yet Verified |  |  | 3345.1048 | 84.499 | 39.5875 | 21.18 | 0.8923 | 3474 | 83.72
PNEWHEQ2 | Axis Lighting | Axis Lighting | BBSLED-B2-1000-35-SO-FL-5-[NONE]-W-UNV-D-1-TB15-X-X-X | Indoor Luminaires | Linear Ambient | Direct Linear Ambient Luminaires | Standard | FALSE | [9 empty] | 4/23/2015 | Dimmable | Continuous (Can dim down to ≤ 10% (W)) | Not Yet Verified |  |  | 4828.0651 | 82.8497 | 58.275 | 13.71 | 0.9886 | 3474 | 83.72
PSX64CSS | Axis Lighting | Axis Lighting | BBSLED-B2-500-40-SO-FL-5-[NONE]-W-120-D-1-TB15-X-X-X | Indoor Luminaires | Linear Ambient | Direct Linear Ambient Luminaires | Standard | FALSE | [9 empty] | 4/23/2015 | Dimmable | Continuous (Can dim down to ≤ 10% (W)) | Not Yet Verified |  |  | 2553.65 | 88.5531 | 28.8375 | 18.17 | 0.977 | 3986 | 84.65
PST29JYP | Axis Lighting | Axis Lighting | BBSLED-B2-700-40-SO-FL-5-[NONE]-W-UNV-D-1-TB15-X-X-X | Indoor Luminaires | Linear Ambient | Direct Linear Ambient Luminaires | Standard | FALSE | [9 empty] | 4/23/2015 | Dimmable | Continuous (Can dim down to ≤ 10% (W)) | Not Yet Verified |  |  | 3421.3393 | 86.4247 | 39.5875 | 21.18 | 0.8923 | 3986 | 84.65
P4NCR2SU | Axis Lighting | Axis Lighting | BBSLED-B2-1000-40-SO-FL-5-[NONE]-W-UNV-D-1-TB15-X-X-X | Indoor Luminaires | Linear Ambient | Direct Linear Ambient Luminaires | Standard | FALSE | [9 empty] | 4/23/2015 | Dimmable | Continuous (Can dim down to ≤ 10% (W)) | Not Yet Verified |  |  | 4940.4807 | 84.7787 | 58.275 | 13.71 | 0.9886 | 3986 | 84.65
PA1PYBXC | Axis Lighting | Axis Lighting | BBSLED-B2-500-30-SO-FL-6-[NONE]-W-120-D-1-TB15-X-X-X | Indoor Luminaires | Linear Ambient | Direct Linear Ambient Luminaires | Standard | FALSE | [9 empty] | 4/23/2015 | Dimmable | Continuous (Can dim down to ≤ 10% (W)) | Not Yet Verified |  |  | 2930.9605 | 84.1505 | 34.83 | 19.19 | 0.9751 | 3056 | 82.67
P2ZA4515 | Axis Lighting | Axis Lighting | BBSLED-B2-700-30-SO-FL-6-[NONE]-W-UNV-D-1-TB15-X-X-X | Indoor Luminaires | Linear Ambient | Direct Linear Ambient Luminaires | Standard | FALSE | [9 empty] | 4/23/2015 | Dimmable | Continuous (Can dim down to ≤ 10% (W)) | Not Yet Verified |  |  | 3926.2674 | 82.6496 | 47.505 | 21.18 | 0.8923 | 3057 | 82.57
PA2R1Y9N | Axis Lighting | Axis Lighting | BBSLED-B2-500-35-SO-FL-6-[NONE]-W-120-D-1-TB15-X-X-X | Indoor Luminaires | Linear Ambient | Direct Linear Ambient Luminaires | Standard | FALSE | [9 empty] | 4/23/2015 | Dimmable | Continuous (Can dim down to ≤ 10% (W)) | Not Yet Verified |  |  | 2996.5469 | 86.0335 | 34.83 | 19.19 | 0.9751 | 3474 | 83.72
PN3JNBYU | Axis Lighting | Axis Lighting | BBSLED-B2-700-35-SO-FL-6-[NONE]-W-UNV-D-1-TB15-X-X-X | Indoor Luminaires | Linear Ambient | Direct Linear Ambient Luminaires | Standard | FALSE | [9 empty] | 4/23/2015 | Dimmable | Continuous (Can dim down to ≤ 10% (W)) | Not Yet Verified |  |  | 4014.1257 | 84.499 | 47.505 | 21.18 | 0.8923 | 3474 | 83.72
P3T2P7GR | Axis Lighting | Axis Lighting | BBSLED-B2-1000-35-SO-FL-6-[NONE]-W-UNV-D-1-TB15-X-X-X | Indoor Luminaires | Linear Ambient | Direct Linear Ambient Luminaires | Standard | FALSE | [9 empty] | 4/23/2015 | Dimmable | Continuous (Can dim down to ≤ 10% (W)) | Not Yet Verified |  |  | 5793.6781 | 82.8497 | 69.93 | 13.71 | 0.9886 | 3474 | 83.72
P7SEB5Q1 | Axis Lighting | Axis Lighting | BBSLED-B2-500-40-SO-FL-6-[NONE]-W-120-D-1-TB15-X-X-X | Indoor Luminaires | Linear Ambient | Direct Linear Ambient Luminaires | Standard | FALSE | [9 empty] | 4/23/2015 | Dimmable | Continuous (Can dim down to ≤ 10% (W)) | Not Yet Verified |  |  | 3064.38 | 88.5531 | 34.605 | 18.17 | 0.977 | 3986 | 84.65
P32EP8T3 | Axis Lighting | Axis Lighting | BBSLED-B2-700-40-SO-FL-6-[NONE]-W-UNV-D-1-TB15-X-X-X | Indoor Luminaires | Linear Ambient | Direct Linear Ambient Luminaires | Standard | FALSE | [9 empty] | 4/23/2015 | Dimmable | Continuous (Can dim down to ≤ 10% (W)) | Not Yet Verified |  |  | 4105.6072 | 86.4247 | 47.505 | 21.18 | 0.8923 | 3986 | 84.65
PVXZDSGY | Axis Lighting | Axis Lighting | BBSLED-B2-1000-40-SO-FL-6-[NONE]-W-UNV-D-1-TB15-X-X-X | Indoor Luminaires | Linear Ambient | Direct Linear Ambient Luminaires | Standard | FALSE | [9 empty] | 4/23/2015 | Dimmable | Continuous (Can dim down to ≤ 10% (W)) | Not Yet Verified |  |  | 5928.5768 | 84.7787 | 69.93 | 13.71 | 0.9886 | 3986 | 84.65
P7EM98T8 | Axis Lighting | Axis Lighting | BBSLED-B2-500-30-SO-FL-8-[NONE]-W-120-D-1-TB15-X-X-X | Indoor Luminaires | Linear Ambient | Direct Linear Ambient Luminaires | Standard | FALSE | [9 empty] | 4/23/2015 | Dimmable | Continuous (Can dim down to ≤ 10% (W)) | Not Yet Verified |  |  | 3907.9474 | 84.1505 | 46.44 | 19.19 | 0.9751 | 3056 | 82.67
PFHR8UQC | Axis Lighting | Axis Lighting | BBSLED-B2-700-30-SO-FL-8-[NONE]-W-UNV-D-1-TB15-X-X-X | Indoor Luminaires | Linear Ambient | Direct Linear Ambient Luminaires | Standard | FALSE | [9 empty] | 4/23/2015 | Dimmable | Continuous (Can dim down to ≤ 10% (W)) | Not Yet Verified |  |  | 5235.0231 | 82.6496 | 63.34 | 21.18 | 0.8923 | 3057 | 82.57
PJKZ3VWU | Axis Lighting | Axis Lighting | BBSLED-B2-500-35-SO-FL-8-[NONE]-W-120-D-1-TB15-X-X-X | Indoor Luminaires | Linear Ambient | Direct Linear Ambient Luminaires | Standard | FALSE | [9 empty] | 4/23/2015 | Dimmable | Continuous (Can dim down to ≤ 10% (W)) | Not Yet Verified |  |  | 3995.3958 | 86.0335 | 46.44 | 19.19 | 0.9751 | 3474 | 83.72
PBD9DE2H | Axis Lighting | Axis Lighting | BBSLED-B2-700-35-SO-FL-8-[NONE]-W-UNV-D-1-TB15-X-X-X | Indoor Luminaires | Linear Ambient | Direct Linear Ambient Luminaires | Standard | FALSE | [9 empty] | 4/23/2015 | Dimmable | Continuous (Can dim down to ≤ 10% (W)) | Not Yet Verified |  |  | 5352.1676 | 84.499 | 63.34 | 21.18 | 0.8923 | 3474 | 83.72
P6BKQ92A | Axis Lighting | Axis Lighting | BBSLED-B2-1000-35-SO-FL-8-[NONE]-W-UNV-D-1-TB15-X-X-X | Indoor Luminaires | Linear Ambient | Direct Linear Ambient Luminaires | Standard | FALSE | [9 empty] | 4/23/2015 | Dimmable | Continuous (Can dim down to ≤ 10% (W)) | Not Yet Verified |  |  | 7724.9042 | 82.8497 | 93.24 | 13.71 | 0.9886 | 3474 | 83.72
PN4B672X | Axis Lighting | Axis Lighting | BBSLED-B2-500-40-SO-FL-8-[NONE]-W-120-D-1-TB15-X-X-X | Indoor Luminaires | Linear Ambient | Direct Linear Ambient Luminaires | Standard | FALSE | [9 empty] | 4/23/2015 | Dimmable | Continuous (Can dim down to ≤ 10% (W)) | Not Yet Verified |  |  | 4085.84 | 88.5531 | 46.14 | 18.17 | 0.977 | 3986 | 84.65
PTZQPD1K | Axis Lighting | Axis Lighting | BBSLED-B2-700-40-SO-FL-8-[NONE]-W-UNV-D-1-TB15-X-X-X | Indoor Luminaires | Linear Ambient | Direct Linear Ambient Luminaires | Standard | FALSE | [9 empty] | 4/23/2015 | Dimmable | Continuous (Can dim down to ≤ 10% (W)) | Not Yet Verified |  |  | 5474.1429 | 86.4247 | 63.34 | 21.18 | 0.8923 | 3986 | 84.65
PMAK7VE5 | Axis Lighting | Axis Lighting | BBSLED-B2-1000-40-SO-FL-8-[NONE]-W-UNV-D-1-TB15-X-X-X | Indoor Luminaires | Linear Ambient | Direct Linear Ambient Luminaires | Standard | FALSE | [9 empty] | 4/23/2015 | Dimmable | Continuous (Can dim down to ≤ 10% (W)) | Not Yet Verified |  |  | 7904.7691 | 84.7787 | 93.24 | 13.71 | 0.9886 | 3986 | 84.65
PAM6421K | Axis Lighting | Axis Lighting | BBSLED-B2-500-30-SO-FL-12-[NONE]-W-120-D-1-TB15-X-X-X | Indoor Luminaires | Linear Ambient | Direct Linear Ambient Luminaires | Standard | FALSE | [9 empty] | 4/23/2015 | Dimmable | Continuous (Can dim down to ≤ 10% (W)) | Not Yet Verified |  |  | 5798.2136 | 84.1505 | 68.9029 | 19.19 | 0.9751 | 3056 | 82.67
PFFTVXC7 | Axis Lighting | Axis Lighting | BBSLED-B2-700-30-SO-FL-12-[NONE]-W-UNV-D-1-TB15-X-X-X | Indoor Luminaires | Linear Ambient | Direct Linear Ambient Luminaires | Standard | FALSE | [9 empty] | 4/23/2015 | Dimmable | Continuous (Can dim down to ≤ 10% (W)) | Not Yet Verified |  |  | 7767.1933 | 82.6496 | 93.9774 | 21.18 | 0.8923 | 3057 | 82.57
PSY7Y57T | Axis Lighting | Axis Lighting | BBSLED-B2-500-35-SO-FL-12-[NONE]-W-120-D-1-TB15-X-X-X | Indoor Luminaires | Linear Ambient | Direct Linear Ambient Luminaires | Standard | FALSE | [9 empty] | 4/23/2015 | Dimmable | Continuous (Can dim down to ≤ 10% (W)) | Not Yet Verified |  |  | 5927.9607 | 86.0335 | 68.9029 | 19.19 | 0.9751 | 3474 | 83.72
PQUZAA7U | Axis Lighting | Axis Lighting | BBSLED-B2-700-35-SO-FL-12-[NONE]-W-UNV-D-1-TB15-X-X-X | Indoor Luminaires | Linear Ambient | Direct Linear Ambient Luminaires | Standard | FALSE | [9 empty] | 4/23/2015 | Dimmable | Continuous (Can dim down to ≤ 10% (W)) | Not Yet Verified |  |  | 7941.0003 | 84.499 | 93.9774 | 21.18 | 0.8923 | 3474 | 83.72
PBATPXEM | Axis Lighting | Axis Lighting | BBSLED-B2-1000-35-SO-FL-12-[NONE]-W-UNV-D-1-TB15-X-X-X | Indoor Luminaires | Linear Ambient | Direct Linear Ambient Luminaires | Standard | FALSE | [9 empty] | 4/23/2015 | Dimmable | Continuous (Can dim down to ≤ 10% (W)) | Not Yet Verified |  |  | 11443.8622 | 82.7496 | 138.34 | 13.71 | 0.9886 | 3474 | 83.72
PSECEBMM | Axis Lighting | Axis Lighting | BBSLED-B2-500-40-SO-FL-12-[NONE]-W-120-D-1-TB15-X-X-X | Indoor Luminaires | Linear Ambient | Direct Linear Ambient Luminaires | Standard | FALSE | [9 empty] | 4/23/2015 | Dimmable | Continuous (Can dim down to ≤ 10% (W)) | Not Yet Verified |  |  | 6062.1526 | 88.5531 | 68.4578 | 18.17 | 0.977 | 3986 | 84.65
PU64SXN5 | Axis Lighting | Axis Lighting | BBSLED-B2-700-40-SO-FL-12-[NONE]-W-UNV-D-1-TB15-X-X-X | Indoor Luminaires | Linear Ambient | Direct Linear Ambient Luminaires | Standard | FALSE | [9 empty] | 4/23/2015 | Dimmable | Continuous (Can dim down to ≤ 10% (W)) | Not Yet Verified |  |  | 8121.9748 | 86.4247 | 93.9774 | 21.18 | 0.8923 | 3986 | 84.65
PNNJ1HNW | Axis Lighting | Axis Lighting | BBSLED-B2-1000-40-SO-FL-12-[NONE]-W-UNV-D-1-TB15-X-X-X | Indoor Luminaires | Linear Ambient | Direct Linear Ambient Luminaires | Standard | FALSE | [9 empty] | 4/23/2015 | Dimmable | Continuous (Can dim down to ≤ 10% (W)) | Not Yet Verified |  |  | 11728.2899 | 84.7787 | 138.34 | 13.71 | 0.9886 | 3986 | 84.65
P2G3132E | Axis Lighting | Axis Lighting | B6SLED-B2-500-30-SO-FL-4-[NONE]-W-120-D-1-TB15-X-X-X | Indoor Luminaires | Linear Ambient | Direct Linear Ambient Luminaires | Standard | FALSE | [9 empty] | 4/23/2015 | Dimmable | Continuous (Can dim down to ≤ 10% (W)) | Not Yet Verified |  |  | 1955.8775 | 84.3102 | 23.22 | 19.19 | 0.9751 | 3056 | 82.67
PEAF97WA | Axis Lighting | Axis Lighting | B6SLED-B2-700-30-SO-FL-4-[NONE]-W-UNV-D-1-TB15-X-X-X | Indoor Luminaires | Linear Ambient | Direct Linear Ambient Luminaires | Standard | FALSE | [9 empty] | 4/23/2015 | Dimmable | Continuous (Can dim down to ≤ 10% (W)) | Not Yet Verified |  |  | 2622.54 | 82.8065 | 31.67 | 21.18 | 0.8923 | 3057 | 82.57
PT4T4VF5 | Axis Lighting | Axis Lighting | B6SLED-B2-500-35-SO-FL-4-[NONE]-W-120-D-1-TB15-X-X-X | Indoor Luminaires | Linear Ambient | Direct Linear Ambient Luminaires | Standard | FALSE | [9 empty] | 4/23/2015 | Dimmable | Continuous (Can dim down to ≤ 10% (W)) | Not Yet Verified |  |  | 2001.4913 | 86.1969 | 23.22 | 19.19 | 0.9751 | 3474 | 83.72
PY5UNUZY | Axis Lighting | Axis Lighting | B6SLED-B2-700-35-SO-FL-4-[NONE]-W-UNV-D-1-TB15-X-X-X | Indoor Luminaires | Linear Ambient | Direct Linear Ambient Luminaires | Standard | FALSE | [9 empty] | 4/23/2015 | Dimmable | Continuous (Can dim down to ≤ 10% (W)) | Not Yet Verified |  |  | 2681.1653 | 84.6595 | 31.67 | 21.18 | 0.8923 | 3474 | 83.72
PXHXP3ZZ | Axis Lighting | Axis Lighting | B6SLED-B2-1000-35-SO-FL-4-[NONE]-W-UNV-D-1-TB15-X-X-X | Indoor Luminaires | Linear Ambient | Direct Linear Ambient Luminaires | Standard | FALSE | [9 empty] | 4/23/2015 | Dimmable | Continuous (Can dim down to ≤ 10% (W)) | Not Yet Verified |  |  | 3871.655 | 83.007 | 46.62 | 13.71 | 0.9886 | 3474 | 83.72
P7KQHVGP | Axis Lighting | Axis Lighting | B6SLED-B2-500-40-SO-FL-4-[NONE]-W-120-D-1-TB15-X-X-X | Indoor Luminaires | Linear Ambient | Direct Linear Ambient Luminaires | Standard | FALSE | [9 empty] | 4/23/2015 | Dimmable | Continuous (Can dim down to ≤ 10% (W)) | Not Yet Verified |  |  | 2047.105 | 88.7212 | 23.07 | 18.17 | 0.977 | 3986 | 84.65
P6XS1244 | Axis Lighting | Axis Lighting | B6SLED-B2-700-40-SO-FL-4-[NONE]-W-UNV-D-1-TB15-X-X-X | Indoor Luminaires | Linear Ambient | Direct Linear Ambient Luminaires | Standard | FALSE | [9 empty] | 4/23/2015 | Dimmable | Continuous (Can dim down to ≤ 10% (W)) | Not Yet Verified |  |  | 2742.2688 | 86.5888 | 31.67 | 21.18 | 0.8923 | 3986 | 84.65
PU17XF1D | Axis Lighting | Axis Lighting | B6SLED-B2-1000-40-SO-FL-4-[NONE]-W-UNV-D-1-TB15-X-X-X | Indoor Luminaires | Linear Ambient | Direct Linear Ambient Luminaires | Standard | FALSE | [9 empty] | 4/23/2015 | Dimmable | Continuous (Can dim down to ≤ 10% (W)) | Not Yet Verified |  |  | 3959.8896 | 84.9397 | 46.62 | 13.71 | 0.9886 | 3986 | 84.65
PMHNJBRT | Axis Lighting | Axis Lighting | B6SLED-B2-500-30-SO-FL-5-[NONE]-W-120-D-1-TB15-X-X-X | Indoor Luminaires | Linear Ambient | Direct Linear Ambient Luminaires | Standard | FALSE | [9 empty] | 4/23/2015 | Dimmable | Continuous (Can dim down to ≤ 10% (W)) | Not Yet Verified |  |  | 2447.105 | 84.3102 | 29.025 | 19.19 | 0.9751 | 3056 | 82.67
P2UVE6KV | Axis Lighting | Axis Lighting | B6SLED-B2-700-30-SO-FL-5-[NONE]-W-UNV-D-1-TB15-X-X-X | Indoor Luminaires | Linear Ambient | Direct Linear Ambient Luminaires | Standard | FALSE | [9 empty] | 4/23/2015 | Dimmable | Continuous (Can dim down to ≤ 10% (W)) | Not Yet Verified |  |  | 3278.1023 | 82.8065 | 39.5875 | 21.18 | 0.8923 | 3057 | 82.57
PTCWA9S3 | Axis Lighting | Axis Lighting | B6SLED-B2-500-35-SO-FL-5-[NONE]-W-120-D-1-TB15-X-X-X | Indoor Luminaires | Linear Ambient | Direct Linear Ambient Luminaires | Standard | FALSE | [9 empty] | 4/23/2015 | Dimmable | Continuous (Can dim down to ≤ 10% (W)) | Not Yet Verified |  |  | 2501.8641 | 86.1969 | 29.025 | 19.19 | 0.9751 | 3474 | 83.72
PHBX355D | Axis Lighting | Axis Lighting | B6SLED-B2-700-35-SO-FL-5-[NONE]-W-UNV-D-1-TB15-X-X-X | Indoor Luminaires | Linear Ambient | Direct Linear Ambient Luminaires | Standard | FALSE | [9 empty] | 4/23/2015 | Dimmable | Continuous (Can dim down to ≤ 10% (W)) | Not Yet Verified |  |  | 3351.4567 | 84.6595 | 39.5875 | 21.18 | 0.8923 | 3474 | 83.72
PS12W9VW | Axis Lighting | Axis Lighting | B6SLED-B2-1000-35-SO-FL-5-[NONE]-W-UNV-D-1-TB15-X-X-X | Indoor Luminaires | Linear Ambient | Direct Linear Ambient Luminaires | Standard | FALSE | [9 empty] | 4/23/2015 | Dimmable | Continuous (Can dim down to ≤ 10% (W)) | Not Yet Verified |  |  | 4837.2329 | 83.007 | 58.275 | 13.71 | 0.9886 | 3474 | 83.72
PBC8T16D | Axis Lighting | Axis Lighting | B6SLED-B2-500-40-SO-FL-5-[NONE]-W-120-D-1-TB15-X-X-X | Indoor Luminaires | Linear Ambient | Direct Linear Ambient Luminaires | Standard | FALSE | [9 empty] | 4/23/2015 | Dimmable | Continuous (Can dim down to ≤ 10% (W)) | Not Yet Verified |  |  | 2558.499 | 88.7212 | 28.8375 | 18.17 | 0.977 | 3986 | 84.65
PD7W5THA | Axis Lighting | Axis Lighting | B6SLED-B2-700-40-SO-FL-5-[NONE]-W-UNV-D-1-TB15-X-X-X | Indoor Luminaires | Linear Ambient | Direct Linear Ambient Luminaires | Standard | FALSE | [9 empty] | 4/23/2015 | Dimmable | Continuous (Can dim down to ≤ 10% (W)) | Not Yet Verified |  |  | 3427.836 | 86.5888 | 39.5875 | 21.18 | 0.8923 | 3986 | 84.65
PYMXGJMD | Axis Lighting | Axis Lighting | B6SLED-B2-1000-40-SO-FL-5-[NONE]-W-UNV-D-1-TB15-X-X-X | Indoor Luminaires | Linear Ambient | Direct Linear Ambient Luminaires | Standard | FALSE | [9 empty] | 4/23/2015 | Dimmable | Continuous (Can dim down to ≤ 10% (W)) | Not Yet Verified |  |  | 4949.862 | 84.9397 | 58.275 | 13.71 | 0.9886 | 3986 | 84.65
PGZSGWQJ | Axis Lighting | Axis Lighting | B6SLED-B2-500-30-SO-FL-6-[NONE]-W-120-D-1-TB15-X-X-X | Indoor Luminaires | Linear Ambient | Direct Linear Ambient Luminaires | Standard | FALSE | [9 empty] | 4/23/2015 | Dimmable | Continuous (Can dim down to ≤ 10% (W)) | Not Yet Verified |  |  | 2936.526 | 84.3102 | 34.83 | 19.19 | 0.9751 | 3056 | 82.67
P34T719S | Axis Lighting | Axis Lighting | B6SLED-B2-700-30-SO-FL-6-[NONE]-W-UNV-D-1-TB15-X-X-X | Indoor Luminaires | Linear Ambient | Direct Linear Ambient Luminaires | Standard | FALSE | [9 empty] | 4/23/2015 | Dimmable | Continuous (Can dim down to ≤ 10% (W)) | Not Yet Verified |  |  | 3933.7228 | 82.8065 | 47.505 | 21.18 | 0.8923 | 3057 | 82.57
PAXSJWYD | Axis Lighting | Axis Lighting | B6SLED-B2-500-35-SO-FL-6-[NONE]-W-120-D-1-TB15-X-X-X | Indoor Luminaires | Linear Ambient | Direct Linear Ambient Luminaires | Standard | FALSE | [9 empty] | 4/23/2015 | Dimmable | Continuous (Can dim down to ≤ 10% (W)) | Not Yet Verified |  |  | 3002.2369 | 86.1969 | 34.83 | 19.19 | 0.9751 | 3474 | 83.72
PEB7MWC4 | Axis Lighting | Axis Lighting | B6SLED-B2-700-35-SO-FL-6-[NONE]-W-UNV-D-1-TB15-X-X-X | Indoor Luminaires | Linear Ambient | Direct Linear Ambient Luminaires | Standard | FALSE | [9 empty] | 4/23/2015 | Dimmable | Continuous (Can dim down to ≤ 10% (W)) | Not Yet Verified |  |  | 4021.748 | 84.6595 | 47.505 | 21.18 | 0.8923 | 3474 | 83.72
PQDQ1HT5 | Axis Lighting | Axis Lighting | B6SLED-B2-1000-35-SO-FL-6-[NONE]-W-UNV-D-1-TB15-X-X-X | Indoor Luminaires | Linear Ambient | Direct Linear Ambient Luminaires | Standard | FALSE | [9 empty] | 4/23/2015 | Dimmable | Continuous (Can dim down to ≤ 10% (W)) | Not Yet Verified |  |  | 5804.6795 | 83.007 | 69.93 | 13.71 | 0.9886 | 3474 | 83.72
PNSMDR4M | Axis Lighting | Axis Lighting | B6SLED-B2-500-40-SO-FL-6-[NONE]-W-120-D-1-TB15-X-X-X | Indoor Luminaires | Linear Ambient | Direct Linear Ambient Luminaires | Standard | FALSE | [9 empty] | 4/23/2015 | Dimmable | Continuous (Can dim down to ≤ 10% (W)) | Not Yet Verified |  |  | 3070.1989 | 88.7212 | 34.605 | 18.17 | 0.977 | 3986 | 84.65
PCC83JUY | Axis Lighting | Axis Lighting | B6SLED-B2-700-40-SO-FL-6-[NONE]-W-UNV-D-1-TB15-X-X-X | Indoor Luminaires | Linear Ambient | Direct Linear Ambient Luminaires | Standard | FALSE | [9 empty] | 4/23/2015 | Dimmable | Continuous (Can dim down to ≤ 10% (W)) | Not Yet Verified |  |  | 4113.4032 | 86.5888 | 47.505 | 21.18 | 0.8923 | 3986 | 84.65
PZF7XX9B | Axis Lighting | Axis Lighting | B6SLED-B2-1000-40-SO-FL-6-[NONE]-W-UNV-D-1-TB15-X-X-X | Indoor Luminaires | Linear Ambient | Direct Linear Ambient Luminaires | Standard | FALSE | [9 empty] | 4/23/2015 | Dimmable | Continuous (Can dim down to ≤ 10% (W)) | Not Yet Verified |  |  | 5939.8343 | 84.9397 | 69.93 | 13.71 | 0.9886 | 3986 | 84.65
PYV59MRP | Axis Lighting | Axis Lighting | B6SLED-B2-500-30-SO-FL-8-[NONE]-W-120-D-1-TB15-X-X-X | Indoor Luminaires | Linear Ambient | Direct Linear Ambient Luminaires | Standard | FALSE | [9 empty] | 4/23/2015 | Dimmable | Continuous (Can dim down to ≤ 10% (W)) | Not Yet Verified |  |  | 3915.368 | 84.3102 | 46.44 | 19.19 | 0.9751 | 3056 | 82.67
P1DGSSWX | Axis Lighting | Axis Lighting | B6SLED-B2-700-30-SO-FL-8-[NONE]-W-UNV-D-1-TB15-X-X-X | Indoor Luminaires | Linear Ambient | Direct Linear Ambient Luminaires | Standard | FALSE | [9 empty] | 4/23/2015 | Dimmable | Continuous (Can dim down to ≤ 10% (W)) | Not Yet Verified |  |  | 5244.9637 | 82.8065 | 63.34 | 21.18 | 0.8923 | 3057 | 82.57
PEFEE53B | Axis Lighting | Axis Lighting | B6SLED-B2-500-35-SO-FL-8-[NONE]-W-120-D-1-TB15-X-X-X | Indoor Luminaires | Linear Ambient | Direct Linear Ambient Luminaires | Standard | FALSE | [9 empty] | 4/23/2015 | Dimmable | Continuous (Can dim down to ≤ 10% (W)) | Not Yet Verified |  |  | 4002.9825 | 86.1969 | 46.44 | 19.19 | 0.9751 | 3474 | 83.72
P88TNUF1 | Axis Lighting | Axis Lighting | B6SLED-B2-700-35-SO-FL-8-[NONE]-W-UNV-D-1-TB15-X-X-X | Indoor Luminaires | Linear Ambient | Direct Linear Ambient Luminaires | Standard | FALSE | [9 empty] | 4/23/2015 | Dimmable | Continuous (Can dim down to ≤ 10% (W)) | Not Yet Verified |  |  | 5362.3307 | 84.6595 | 63.34 | 21.18 | 0.8923 | 3474 | 83.72
P8SCVT3Z | Axis Lighting | Axis Lighting | B6SLED-B2-1000-35-SO-FL-8-[NONE]-W-UNV-D-1-TB15-X-X-X | Indoor Luminaires | Linear Ambient | Direct Linear Ambient Luminaires | Standard | FALSE | [9 empty] | 4/23/2015 | Dimmable | Continuous (Can dim down to ≤ 10% (W)) | Not Yet Verified |  |  | 7739.5727 | 83.007 | 93.24 | 13.1 | 0.9893 | 3474 | 83.72
P7RDEN7N | Axis Lighting | Axis Lighting | B6SLED-B2-500-40-SO-FL-8-[NONE]-W-120-D-1-TB15-X-X-X | Indoor Luminaires | Linear Ambient | Direct Linear Ambient Luminaires | Standard | FALSE | [9 empty] | 4/23/2015 | Dimmable | Continuous (Can dim down to ≤ 10% (W)) | Not Yet Verified |  |  | 4093.5985 | 88.7212 | 46.14 | 18.17 | 0.977 | 3986 | 84.65
P92K27AU | Axis Lighting | Axis Lighting | B6SLED-B2-700-40-SO-FL-8-[NONE]-W-UNV-D-1-TB15-X-X-X | Indoor Luminaires | Linear Ambient | Direct Linear Ambient Luminaires | Standard | FALSE | [9 empty] | 4/23/2015 | Dimmable | Continuous (Can dim down to ≤ 10% (W)) | Not Yet Verified |  |  | 5484.5376 | 86.5888 | 63.34 | 21.18 | 0.8923 | 3986 | 84.65
PA2T3F9Z | Axis Lighting | Axis Lighting | B6SLED-B2-1000-40-SO-FL-8-[NONE]-W-UNV-D-1-TB15-X-X-X | Indoor Luminaires | Linear Ambient | Direct Linear Ambient Luminaires | Standard | FALSE | [9 empty] | 4/23/2015 | Dimmable | Continuous (Can dim down to ≤ 10% (W)) | Not Yet Verified |  |  | 7919.7791 | 84.9397 | 93.24 | 13.71 | 0.9886 | 3986 | 84.65
PWMX3KY2 | Axis Lighting | Axis Lighting | B6SLED-B2-500-30-SO-FL-12-[NONE]-W-120-D-1-TB15-X-X-X | Indoor Luminaires | Linear Ambient | Direct Linear Ambient Luminaires | Standard | FALSE | [9 empty] | 4/23/2015 | Dimmable | Continuous (Can dim down to ≤ 10% (W)) | Not Yet Verified |  |  | 5809.2236 | 84.3102 | 68.9029 | 19.19 | 0.9751 | 3056 | 82.67
PWE6837G | Axis Lighting | Axis Lighting | B6SLED-B2-700-30-SO-FL-12-[NONE]-W-UNV-D-1-TB15-X-X-X | Indoor Luminaires | Linear Ambient | Direct Linear Ambient Luminaires | Standard | FALSE | [9 empty] | 4/23/2015 | Dimmable | Continuous (Can dim down to ≤ 10% (W)) | Not Yet Verified |  |  | 7781.9421 | 82.8065 | 93.9774 | 21.18 | 0.8923 | 3057 | 82.57
PZBAT5Z9 | Axis Lighting | Axis Lighting | B6SLED-B2-500-35-SO-FL-12-[NONE]-W-120-D-1-TB15-X-X-X | Indoor Luminaires | Linear Ambient | Direct Linear Ambient Luminaires | Standard | FALSE | [9 empty] | 4/23/2015 | Dimmable | Continuous (Can dim down to ≤ 10% (W)) | Not Yet Verified |  |  | 5939.2171 | 86.1969 | 68.9029 | 19.19 | 0.9751 | 3474 | 83.72
PGGVWEF8 | Axis Lighting | Axis Lighting | B6SLED-B2-700-35-SO-FL-12-[NONE]-W-UNV-D-1-TB15-X-X-X | Indoor Luminaires | Linear Ambient | Direct Linear Ambient Luminaires | Standard | FALSE | [9 empty] | 4/23/2015 | Dimmable | Continuous (Can dim down to ≤ 10% (W)) | Not Yet Verified |  |  | 7956.0792 | 84.6595 | 93.9774 | 21.18 | 0.8923 | 3474 | 83.72
PZU3M3AK | Axis Lighting | Axis Lighting | B6SLED-B2-1000-35-SO-FL-12-[NONE]-W-UNV-D-1-TB15-X-X-X | Indoor Luminaires | Linear Ambient | Direct Linear Ambient Luminaires | Standard | FALSE | [9 empty] | 4/23/2015 | Dimmable | Continuous (Can dim down to ≤ 10% (W)) | Not Yet Verified |  |  | 11465.5925 | 82.9068 | 138.34 | 13.1 | 0.9893 | 3474 | 83.72
PESMCJVP | Axis Lighting | Axis Lighting | B6SLED-B2-500-40-SO-FL-12-[NONE]-W-120-D-1-TB15-X-X-X | Indoor Luminaires | Linear Ambient | Direct Linear Ambient Luminaires | Standard | FALSE | [9 empty] | 4/23/2015 | Dimmable | Continuous (Can dim down to ≤ 10% (W)) | Not Yet Verified |  |  | 6073.6638 | 88.7212 | 68.4578 | 18.17 | 0.977 | 3986 | 84.65
PWQ4ECMM | Axis Lighting | Axis Lighting | B6SLED-B2-700-40-SO-FL-12-[NONE]-W-UNV-D-1-TB15-X-X-X | Indoor Luminaires | Linear Ambient | Direct Linear Ambient Luminaires | Standard | FALSE | [9 empty] | 4/23/2015 | Dimmable | Continuous (Can dim down to ≤ 10% (W)) | Not Yet Verified |  |  | 8137.3973 | 86.5888 | 93.9774 | 21.18 | 0.8923 | 3986 | 84.65
P1TKKKZQ | Axis Lighting | Axis Lighting | B6SLED-B2-1000-40-SO-FL-12-[NONE]-W-UNV-D-1-TB15-X-X-X | Indoor Luminaires | Linear Ambient | Direct Linear Ambient Luminaires | Standard | FALSE | [9 empty] | 4/23/2015 | Dimmable | Continuous (Can dim down to ≤ 10% (W)) | Not Yet Verified |  |  | 11750.5603 | 84.9397 | 138.34 | 13.71 | 0.9886 | 3986 | 84.65
PDBGES46 | Axis Lighting | Axis Lighting | BMRLED-B2-500-30-SO-FL-6-[NONE]-W-120-D-1-TB15-X-X-X | Indoor Luminaires | Linear Ambient | Direct Linear Ambient Luminaires | Standard | FALSE | [9 empty] | 4/23/2015 | Dimmable | Continuous (Can dim down to ≤ 10% (W)) | Not Yet Verified |  |  | 2929.203 | 84.1 | 34.83 | 19.19 | 0.9751 | 3056 | 82.67
PVDWA77U | Axis Lighting | Axis Lighting | BMRLED-B2-700-30-SO-FL-6-[NONE]-W-UNV-D-1-TB15-X-X-X | Indoor Luminaires | Linear Ambient | Direct Linear Ambient Luminaires | Standard | FALSE | [9 empty] | 4/23/2015 | Dimmable | Continuous (Can dim down to ≤ 10% (W)) | Not Yet Verified |  |  | 3923.913 | 82.6 | 47.505 | 21.18 | 0.8923 | 3057 | 82.57
PUYQWEWV | Axis Lighting | Axis Lighting | BMRLED-B2-500-35-SO-FL-6-[NONE]-W-120-D-1-TB15-X-X-X | Indoor Luminaires | Linear Ambient | Direct Linear Ambient Luminaires | Standard | FALSE | [9 empty] | 4/23/2015 | Dimmable | Continuous (Can dim down to ≤ 10% (W)) | Not Yet Verified |  |  | 2994.75 | 85.9819 | 34.83 | 19.19 | 0.9751 | 3474 | 83.72
P32RB4X9 | Axis Lighting | Axis Lighting | BMRLED-B2-700-35-SO-FL-6-[NONE]-W-UNV-D-1-TB15-X-X-X | Indoor Luminaires | Linear Ambient | Direct Linear Ambient Luminaires | Standard | FALSE | [9 empty] | 4/23/2015 | Dimmable | Continuous (Can dim down to ≤ 10% (W)) | Not Yet Verified |  |  | 4011.7187 | 84.4484 | 47.505 | 21.18 | 0.8923 | 3474 | 83.72
PBTATK6A | Axis Lighting | Axis Lighting | BMRLED-B2-1000-35-SO-FL-6-[NONE]-W-UNV-D-1-TB15-X-X-X | Indoor Luminaires | Linear Ambient | Direct Linear Ambient Luminaires | Standard | FALSE | [9 empty] | 4/23/2015 | Dimmable | Continuous (Can dim down to ≤ 10% (W)) | Not Yet Verified |  |  | 5790.204 | 82.8 | 69.93 | 13.71 | 0.9886 | 3474 | 83.72
PQE821SB | Axis Lighting | Axis Lighting | BMRLED-B2-500-40-SO-FL-6-[NONE]-W-120-D-1-TB15-X-X-X | Indoor Luminaires | Linear Ambient | Direct Linear Ambient Luminaires | Standard | FALSE | [9 empty] | 4/23/2015 | Dimmable | Continuous (Can dim down to ≤ 10% (W)) | Not Yet Verified |  |  | 3062.5425 | 88.5 | 34.605 | 18.17 | 0.977 | 3986 | 84.65
PKGEFQ2F | Axis Lighting | Axis Lighting | BMRLED-B2-700-40-SO-FL-6-[NONE]-W-UNV-D-1-TB15-X-X-X | Indoor Luminaires | Linear Ambient | Direct Linear Ambient Luminaires | Standard | FALSE | [9 empty] | 4/23/2015 | Dimmable | Continuous (Can dim down to ≤ 10% (W)) | Not Yet Verified |  |  | 4103.1453 | 86.3729 | 47.505 | 21.18 | 0.8923 | 3986 | 84.65
P45ZFD4K | Axis Lighting | Axis Lighting | BMRLED-B2-1000-40-SO-FL-6-[NONE]-W-UNV-D-1-TB15-X-X-X | Indoor Luminaires | Linear Ambient | Direct Linear Ambient Luminaires | Standard | FALSE | [9 empty] | 4/23/2015 | Dimmable | Continuous (Can dim down to ≤ 10% (W)) | Not Yet Verified |  |  | 5925.0218 | 84.7279 | 69.93 | 13.71 | 0.9886 | 3986 | 84.65
PK1CYG7U | Axis Lighting | Axis Lighting | BBRLED-B2-500-30-SO-FL-6-[NONE]-W-120-D-1-TB15-X-X-X | Indoor Luminaires | Linear Ambient | Direct Linear Ambient Luminaires | Standard | FALSE | [9 empty] | 4/23/2015 | Dimmable | Continuous (Can dim down to ≤ 10% (W)) | Not Yet Verified |  |  | 2930.9605 | 84.1505 | 34.83 | 19.19 | 0.9751 | 3056 | 82.67
PVVSXATE | Axis Lighting | Axis Lighting | BBRLED-B2-700-30-SO-FL-6-[NONE]-W-UNV-D-1-TB15-X-X-X | Indoor Luminaires | Linear Ambient | Direct Linear Ambient Luminaires | Standard | FALSE | [9 empty] | 4/23/2015 | Dimmable | Continuous (Can dim down to ≤ 10% (W)) | Not Yet Verified |  |  | 3926.2674 | 82.6496 | 47.505 | 21.18 | 0.8923 | 3057 | 82.57
PUS4PDUT | Axis Lighting | Axis Lighting | BBRLED-B2-500-35-SO-FL-6-[NONE]-W-120-D-1-TB15-X-X-X | Indoor Luminaires | Linear Ambient | Direct Linear Ambient Luminaires | Standard | FALSE | [9 empty] | 4/23/2015 | Dimmable | Continuous (Can dim down to ≤ 10% (W)) | Not Yet Verified |  |  | 2996.5469 | 86.0335 | 34.83 | 19.19 | 0.9751 | 3474 | 83.72
PUM6Q53G | Axis Lighting | Axis Lighting | BBRLED-B2-700-35-SO-FL-6-[NONE]-W-UNV-D-1-TB15-X-X-X | Indoor Luminaires | Linear Ambient | Direct Linear Ambient Luminaires | Standard | FALSE | [9 empty] | 4/23/2015 | Dimmable | Continuous (Can dim down to ≤ 10% (W)) | Not Yet Verified |  |  | 4014.1257 | 84.499 | 47.505 | 21.18 | 0.8923 | 3474 | 83.72
PXMNFC1E | Axis Lighting | Axis Lighting | BBRLED-B2-1000-35-SO-FL-6-[NONE]-W-UNV-D-1-TB15-X-X-X | Indoor Luminaires | Linear Ambient | Direct Linear Ambient Luminaires | Standard | FALSE | [9 empty] | 4/23/2015 | Dimmable | Continuous (Can dim down to ≤ 10% (W)) | Not Yet Verified |  |  | 5793.6781 | 82.8497 | 69.93 | 13.71 | 0.9886 | 3474 | 83.72
PP5DUVTZ | Axis Lighting | Axis Lighting | BBRLED-B2-500-40-SO-FL-6-[NONE]-W-120-D-1-TB15-X-X-X | Indoor Luminaires | Linear Ambient | Direct Linear Ambient Luminaires | Standard | FALSE | [9 empty] | 4/23/2015 | Dimmable | Continuous (Can dim down to ≤ 10% (W)) | Not Yet Verified |  |  | 3064.38 | 88.5531 | 34.605 | 18.17 | 0.977 | 3986 | 84.65
PWXUQHBK | Axis Lighting | Axis Lighting | BBRLED-B2-700-40-SO-FL-6-[NONE]-W-UNV-D-1-TB15-X-X-X | Indoor Luminaires | Linear Ambient | Direct Linear Ambient Luminaires | Standard | FALSE | [9 empty] | 4/23/2015 | Dimmable | Continuous (Can dim down to ≤ 10% (W)) | Not Yet Verified |  |  | 4105.6072 | 86.4247 | 47.505 | 21.18 | 0.8923 | 3986 | 84.65
PP52AK31 | Axis Lighting | Axis Lighting | BBRLED-B2-1000-40-SO-FL-6-[NONE]-W-UNV-D-1-TB15-X-X-X | Indoor Luminaires | Linear Ambient | Direct Linear Ambient Luminaires | Standard | FALSE | [9 empty] | 4/23/2015 | Dimmable | Continuous (Can dim down to ≤ 10% (W)) | Not Yet Verified |  |  | 5928.5768 | 84.7787 | 69.93 | 13.71 | 0.9886 | 3986 | 84.65
PPGJMEM7 | Axis Lighting | Axis Lighting | B6RLED-B2-500-30-SO-FL-6-[NONE]-W-120-D-1-TB15-X-X-X | Indoor Luminaires | Linear Ambient | Direct Linear Ambient Luminaires | Standard | FALSE | [9 empty] | 4/23/2015 | Dimmable | Continuous (Can dim down to ≤ 10% (W)) | Not Yet Verified |  |  | 2936.526 | 84.3102 | 34.83 | 19.19 | 0.9751 | 3056 | 82.67
PJER839E | Axis Lighting | Axis Lighting | B6RLED-B2-700-30-SO-FL-6-[NONE]-W-UNV-D-1-TB15-X-X-X | Indoor Luminaires | Linear Ambient | Direct Linear Ambient Luminaires | Standard | FALSE | [9 empty] | 4/23/2015 | Dimmable | Continuous (Can dim down to ≤ 10% (W)) | Not Yet Verified |  |  | 3933.7228 | 82.8065 | 47.505 | 21.18 | 0.8923 | 3057 | 82.57
PW15UB38 | Axis Lighting | Axis Lighting | B6RLED-B2-500-35-SO-FL-6-[NONE]-W-120-D-1-TB15-X-X-X | Indoor Luminaires | Linear Ambient | Direct Linear Ambient Luminaires | Standard | FALSE | [9 empty] | 4/23/2015 | Dimmable | Continuous (Can dim down to ≤ 10% (W)) | Not Yet Verified |  |  | 3002.2369 | 86.1969 | 34.83 | 19.19 | 0.9751 | 3474 | 83.72
PZM9X16J | Axis Lighting | Axis Lighting | B6RLED-B2-700-35-SO-FL-6-[NONE]-W-UNV-D-1-TB15-X-X-X | Indoor Luminaires | Linear Ambient | Direct Linear Ambient Luminaires | Standard | FALSE | [9 empty] | 4/23/2015 | Dimmable | Continuous (Can dim down to ≤ 10% (W)) | Not Yet Verified |  |  | 4021.748 | 84.6595 | 47.505 | 21.18 | 0.8923 | 3474 | 83.72
PRVF38Q9 | Axis Lighting | Axis Lighting | B6RLED-B2-1000-35-SO-FL-6-[NONE]-W-UNV-D-1-TB15-X-X-X | Indoor Luminaires | Linear Ambient | Direct Linear Ambient Luminaires | Standard | FALSE | [9 empty] | 4/23/2015 | Dimmable | Continuous (Can dim down to ≤ 10% (W)) | Not Yet Verified |  |  | 5804.6795 | 83.007 | 69.93 | 13.71 | 0.9886 | 3474 | 83.72
PY5GQF2N | Axis Lighting | Axis Lighting | B6RLED-B2-500-40-SO-FL-6-[NONE]-W-120-D-1-TB15-X-X-X | Indoor Luminaires | Linear Ambient | Direct Linear Ambient Luminaires | Standard | FALSE | [9 empty] | 4/23/2015 | Dimmable | Continuous (Can dim down to ≤ 10% (W)) | Not Yet Verified |  |  | 3070.1989 | 88.7212 | 34.605 | 18.17 | 0.977 | 3986 | 84.65
PSDSRCF3 | Axis Lighting | Axis Lighting | B6RLED-B2-700-40-SO-FL-6-[NONE]-W-UNV-D-1-TB15-X-X-X | Indoor Luminaires | Linear Ambient | Direct Linear Ambient Luminaires | Standard | FALSE | [9 empty] | 4/23/2015 | Dimmable | Continuous (Can dim down to ≤ 10% (W)) | Not Yet Verified |  |  | 4113.4032 | 86.5888 | 47.505 | 21.18 | 0.8923 | 3986 | 84.65
PE7RJ92Z | Axis Lighting | Axis Lighting | B6RLED-B2-1000-40-SO-FL-6-[NONE]-W-UNV-D-1-TB15-X-X-X | Indoor Luminaires | Linear Ambient | Direct Linear Ambient Luminaires | Standard | FALSE | [9 empty] | 4/23/2015 | Dimmable | Continuous (Can dim down to ≤ 10% (W)) | Not Yet Verified |  |  | 5939.8343 | 84.9397 | 69.93 | 13.71 | 0.9886 | 3986 | 84.65
P611JF19 | Axis Lighting | Axis Lighting | PRLED-B3-MF-1000-30-S-2-W-120-D-1-XX-(NONE)-(NONE)-(NONE)-(NONE) | Indoor Luminaires | Linear Ambient | Direct Linear Ambient Luminaires | Standard | TRUE | 1878 | 94 | 19.98 | 24.7 | 0.9479 | 3027 | 82.79 | 5 | 50000 | 1/13/2016 | Dimmable | Continuous (Can dim down to ≤ 10% (W)) | Yes |  | 3.1 | 1878 | 94 | 19.98 | 20.47 | 0.974 | 3027 | 82.79
P4M17Z97 | Axis Lighting | Axis Lighting | PRLED-B3-MF-500-30-S-12-W-120-D-1-XX-(NONE)-(NONE)-(NONE)-(NONE) | Indoor Luminaires | Linear Ambient | Direct Linear Ambient Luminaires | Standard | TRUE | 6391.92 | 101.07 | 63.24 | 24.7 | 0.9479 | 3027 | 82.79 | 5 | 50000 | 1/13/2016 | Dimmable | Continuous (Can dim down to ≤ 10% (W)) | Yes | Product could not be tested due to physical size. "Test" data is scaled. | 3.1 | 6391.92 | 101.07 | 63.24 | 18.93 | 0.9735 | 3027 | 82.79
PJTA1AQD | Axis Lighting | Axis Lighting | PRLED-B3-MF-1000-40-S-2-W-120-D-1-XX-(NONE)-(NONE)-(NONE)-(NONE) | Indoor Luminaires | Linear Ambient | Direct Linear Ambient Luminaires | Standard | TRUE | 2139 | 102.1 | 20.94 | 24.7 | 0.9479 | 4089 | 83.48 | 5 | 50000 | 1/13/2016 | Dimmable | Continuous (Can dim down to ≤ 10% (W)) | Yes |  | 3.1 | 2139 | 102.1 | 20.94 | 7.04 | 0.9722 | 4089 | 84.98
PT2M3E18 | Axis Lighting | Axis Lighting | PWLED-B3-MF-1000-40-S-2-W-120-D-1-XX-(NONE)-(NONE)-(NONE)-(NONE) | Indoor Luminaires | Linear Ambient | Direct Linear Ambient Luminaires | Standard | FALSE | [9 empty] | 1/13/2016 | Dimmable | Continuous (Can dim down to ≤ 10% (W)) | Yes |  |  | 2276.71 | 108.73 | 20.94 | 7.04 | 0.9722 | 4089 | 84.98
PT2RKR7B | Axis Lighting | Axis Lighting | MBLED-B3-MF-500-30-S-4-W-120-D-1-XX-(NONE)-(NONE)-(NONE)-(NONE) | Indoor Luminaires | Linear Ambient | Direct Linear Ambient Luminaires | Standard | FALSE | [9 empty] | 1/13/2016 | Dimmable | Continuous (Can dim down to ≤ 10% (W)) | Yes |  |  | 2170.75 | 102.98 | 21.08 | 18.93 | 0.9735 | 3007 | 83.01
PU5C371V | Axis Lighting | Axis Lighting | ARLED-B3-MF-500-30-S-4-W-120-D-1-XX-(NONE)-(NONE)-(NONE)-(NONE) | Indoor Luminaires | Linear Ambient | Direct Linear Ambient Luminaires | Standard | FALSE | [9 empty] | 1/13/2016 | Dimmable | Continuous (Can dim down to ≤ 10% (W)) | Yes |  |  | 2296.55 | 108.94 | 21.08 | 18.93 | 0.9735 | 3007 | 83.01
P8UBS5FD | Axis Lighting | Axis Lighting | PRLED-B3-MF-500-30-S-4-W-120-D-1-XX-(NONE)-(NONE)-(NONE)-(NONE) | Indoor Luminaires | Linear Ambient | Direct Linear Ambient Luminaires | Standard | FALSE | [9 empty] | 1/13/2016 | Dimmable | Continuous (Can dim down to ≤ 10% (W)) | Yes |  |  | 2151 | 102 | 21.08 | 18.93 | 0.9735 | 3007 | 83.01
P5YQ5YJ9 | Axis Lighting | Axis Lighting | PWLED-B3-MF-500-30-S-4-W-120-D-1-XX-(NONE)-(NONE)-(NONE)-(NONE) | Indoor Luminaires | Linear Ambient | Direct Linear Ambient Luminaires | Standard | FALSE | [9 empty] | 1/13/2016 | Dimmable | Continuous (Can dim down to ≤ 10% (W)) | Yes |  |  | 2289.69 | 108.62 | 21.08 | 18.93 | 0.9735 | 3007 | 83.01
PVFETTNX | Axis Lighting | Axis Lighting | MBLED-B3-MF-800-30-S-4-W-UNV-D-1-XX-(NONE)-(NONE)-(NONE)-(NONE) | Indoor Luminaires | Linear Ambient | Direct Linear Ambient Luminaires | Standard | FALSE | [9 empty] | 1/13/2016 | Dimmable | Continuous (Can dim down to ≤ 10% (W)) | Yes |  |  | 3437.18 | 102.33 | 33.59 | 20.52 | 0.8925 | 3007 | 83.01
P9C195X1 | Axis Lighting | Axis Lighting | ARLED-B3-MF-800-30-S-4-W-UNV-D-1-XX-(NONE)-(NONE)-(NONE)-(NONE) | Indoor Luminaires | Linear Ambient | Direct Linear Ambient Luminaires | Standard | FALSE | [9 empty] | 1/13/2016 | Dimmable | Continuous (Can dim down to ≤ 10% (W)) | Yes |  |  | 3636.39 | 108.26 | 33.59 | 20.52 | 0.8925 | 3007 | 83.01
PX78CZUV | Axis Lighting | Axis Lighting | PRLED-B3-MF-800-30-S-4-W-UNV-D-1-XX-(NONE)-(NONE)-(NONE)-(NONE) | Indoor Luminaires | Linear Ambient | Direct Linear Ambient Luminaires | Standard | FALSE | [9 empty] | 1/13/2016 | Dimmable | Continuous (Can dim down to ≤ 10% (W)) | Yes |  |  | 3404.59 | 101.36 | 33.59 | 20.52 | 0.8925 | 3007 | 83.01
PGKKKU4X | Axis Lighting | Axis Lighting | PWLED-B3-MF-800-30-S-4-W-UNV-D-1-XX-(NONE)-(NONE)-(NONE)-(NONE) | Indoor Luminaires | Linear Ambient | Direct Linear Ambient Luminaires | Standard | FALSE | [9 empty] | 1/13/2016 | Dimmable | Continuous (Can dim down to ≤ 10% (W)) | Yes |  |  | 3625.52 | 107.93 | 33.59 | 20.52 | 0.8925 | 3007 | 83.01
PDAQ3XC8 | Axis Lighting | Axis Lighting | MBLED-B3-MF-1000-30-S-4-W-UNV-D-1-XX-(NONE)-(NONE)-(NONE)-(NONE) | Indoor Luminaires | Linear Ambient | Direct Linear Ambient Luminaires | Standard | FALSE | [9 empty] | 1/13/2016 | Dimmable | Continuous (Can dim down to ≤ 10% (W)) | Yes |  |  | 4067.14 | 101.68 | 40 | 20.52 | 0.8925 | 3007 | 83.01
PZ7KQP78 | Axis Lighting | Axis Lighting | ARLED-B3-MF-1000-30-S-4-W-UNV-D-1-XX-(NONE)-(NONE)-(NONE)-(NONE) | Indoor Luminaires | Linear Ambient | Direct Linear Ambient Luminaires | Standard | FALSE | [9 empty] | 1/13/2016 | Dimmable | Continuous (Can dim down to ≤ 10% (W)) | Yes |  |  | 4302.86 | 107.57 | 40 | 20.52 | 0.8925 | 3007 | 83.01
PSKTATNH | Axis Lighting | Axis Lighting | PRLED-B3-MF-1000-30-S-4-W-UNV-D-1-XX-(NONE)-(NONE)-(NONE)-(NONE) | Indoor Luminaires | Linear Ambient | Direct Linear Ambient Luminaires | Standard | FALSE | [9 empty] | 1/13/2016 | Dimmable | Continuous (Can dim down to ≤ 10% (W)) | Yes |  |  | 4028.57 | 100.71 | 40 | 20.52 | 0.8925 | 3007 | 83.01
P1S391PN | Axis Lighting | Axis Lighting | PWLED-B3-MF-1000-30-S-4-W-UNV-D-1-XX-(NONE)-(NONE)-(NONE)-(NONE) | Indoor Luminaires | Linear Ambient | Direct Linear Ambient Luminaires | Standard | FALSE | [9 empty] | 1/13/2016 | Dimmable | Continuous (Can dim down to ≤ 10% (W)) | Yes |  |  | 4290 | 107.25 | 40 | 20.52 | 0.8925 | 3007 | 83.01
P64H8T96 | Axis Lighting | Axis Lighting | MBLED-B3-MF-500-35-S-4-W-120-D-1-XX-(NONE)-(NONE)-(NONE)-(NONE) | Indoor Luminaires | Linear Ambient | Direct Linear Ambient Luminaires | Standard | FALSE | [9 empty] | 1/13/2016 | Dimmable | Continuous (Can dim down to ≤ 10% (W)) | Yes |  |  | 2264.27 | 107.41 | 21.08 | 20.52 | 0.9735 | 3548 | 83.995
PBMGGU28 | Axis Lighting | Axis Lighting | ARLED-B3-MF-500-35-S-4-W-120-D-1-XX-(NONE)-(NONE)-(NONE)-(NONE) | Indoor Luminaires | Linear Ambient | Direct Linear Ambient Luminaires | Standard | FALSE | [9 empty] | 1/13/2016 | Dimmable | Continuous (Can dim down to ≤ 10% (W)) | Yes |  |  | 2395.5 | 113.64 | 21.08 | 20.52 | 0.9735 | 3548 | 83.995
P9XYMWW1 | Axis Lighting | Axis Lighting | PRLED-B3-MF-500-35-S-4-W-120-D-1-XX-(NONE)-(NONE)-(NONE)-(NONE) | Indoor Luminaires | Linear Ambient | Direct Linear Ambient Luminaires | Standard | FALSE | [9 empty] | 1/13/2016 | Dimmable | Continuous (Can dim down to ≤ 10% (W)) | Yes |  |  | 2242.8 | 106.39 | 21.08 | 20.52 | 0.9735 | 3548 | 83.995
PA3JASQN | Axis Lighting | Axis Lighting | PWLED-B3-MF-500-35-S-4-W-120-D-1-XX-(NONE)-(NONE)-(NONE)-(NONE) | Indoor Luminaires | Linear Ambient | Direct Linear Ambient Luminaires | Standard | FALSE | [9 empty] | 1/13/2016 | Dimmable | Continuous (Can dim down to ≤ 10% (W)) | Yes |  |  | 2388.34 | 113.3 | 21.08 | 20.52 | 0.9735 | 3548 | 83.995
PUX46YW4 | Axis Lighting | Axis Lighting | MBLED-B3-MF-800-35-S-4-W-UNV-D-1-XX-(NONE)-(NONE)-(NONE)-(NONE) | Indoor Luminaires | Linear Ambient | Direct Linear Ambient Luminaires | Standard | FALSE | [9 empty] | 1/13/2016 | Dimmable | Continuous (Can dim down to ≤ 10% (W)) | Yes |  |  | 3585.27 | 106.74 | 33.59 | 20.52 | 0.9735 | 3548 | 83.995
PCCR68CQ | Axis Lighting | Axis Lighting | ARLED-B3-MF-800-35-S-4-W-UNV-D-1-XX-(NONE)-(NONE)-(NONE)-(NONE) | Indoor Luminaires | Linear Ambient | Direct Linear Ambient Luminaires | Standard | FALSE | [9 empty] | 1/13/2016 | Dimmable | Continuous (Can dim down to ≤ 10% (W)) | Yes |  |  | 3793.06 | 112.92 | 33.59 | 20.52 | 0.9735 | 3548 | 83.995
P9M38VJ1 | Axis Lighting | Axis Lighting | PRLED-B3-MF-800-35-S-4-W-UNV-D-1-XX-(NONE)-(NONE)-(NONE)-(NONE) | Indoor Luminaires | Linear Ambient | Direct Linear Ambient Luminaires | Standard | FALSE | [9 empty] | 1/13/2016 | Dimmable | Continuous (Can dim down to ≤ 10% (W)) | Yes |  |  | 3551.27 | 105.72 | 33.59 | 20.52 | 0.9735 | 3548 | 83.995
P4DXE2X5 | Axis Lighting | Axis Lighting | PWLED-B3-MF-800-35-S-4-W-UNV-D-1-XX-(NONE)-(NONE)-(NONE)-(NONE) | Indoor Luminaires | Linear Ambient | Direct Linear Ambient Luminaires | Standard | FALSE | [9 empty] | 1/13/2016 | Dimmable | Continuous (Can dim down to ≤ 10% (W)) | Yes |  |  | 3781.73 | 112.58 | 33.59 | 20.52 | 0.9735 | 3548 | 83.995
PB88AUTS | Axis Lighting | Axis Lighting | MBLED-B3-MF-1000-35-S-4-W-UNV-D-1-XX-(NONE)-(NONE)-(NONE)-(NONE) | Indoor Luminaires | Linear Ambient | Direct Linear Ambient Luminaires | Standard | FALSE | [9 empty] | 1/13/2016 | Dimmable | Continuous (Can dim down to ≤ 10% (W)) | Yes |  |  | 4242.38 | 106.06 | 40 | 20.52 | 0.9735 | 3548 | 83.995
PYNM6FE7 | Axis Lighting | Axis Lighting | ARLED-B3-MF-1000-35-S-4-W-UNV-D-1-XX-(NONE)-(NONE)-(NONE)-(NONE) | Indoor Luminaires | Linear Ambient | Direct Linear Ambient Luminaires | Standard | FALSE | [9 empty] | 1/13/2016 | Dimmable | Continuous (Can dim down to ≤ 10% (W)) | Yes |  |  | 4488.25 | 112.21 | 40 | 20.52 | 0.9735 | 3548 | 83.995
PVGRXUKB | Axis Lighting | Axis Lighting | PRLED-B3-MF-1000-35-S-4-W-UNV-D-1-XX-(NONE)-(NONE)-(NONE)-(NONE) | Indoor Luminaires | Linear Ambient | Direct Linear Ambient Luminaires | Standard | FALSE | [9 empty] | 1/13/2016 | Dimmable | Continuous (Can dim down to ≤ 10% (W)) | Yes |  |  | 4202.14 | 105.05 | 40 | 20.52 | 0.9735 | 3548 | 83.995
PSSB6EX1 | Axis Lighting | Axis Lighting | PWLED-B3-MF-1000-35-S-4-W-UNV-D-1-XX-(NONE)-(NONE)-(NONE)-(NONE) | Indoor Luminaires | Linear Ambient | Direct Linear Ambient Luminaires | Standard | FALSE | [9 empty] | 1/13/2016 | Dimmable | Continuous (Can dim down to ≤ 10% (W)) | Yes |  |  | 4474.84 | 111.87 | 40 | 20.52 | 0.9735 | 3548 | 83.995
PTF2688B | Axis Lighting | Axis Lighting | MBLED-B3-MF-500-40-S-4-W-120-D-1-XX-(NONE)-(NONE)-(NONE)-(NONE) | Indoor Luminaires | Linear Ambient | Direct Linear Ambient Luminaires | Standard | FALSE | [9 empty] | 1/13/2016 | Dimmable | Continuous (Can dim down to ≤ 10% (W)) | Yes |  |  | 2357.8 | 111.85 | 21.08 | 20.52 | 0.9722 | 4089 | 84.98
PDT5PU8K | Axis Lighting | Axis Lighting | ARLED-B3-MF-500-40-S-4-W-120-D-1-XX-(NONE)-(NONE)-(NONE)-(NONE) | Indoor Luminaires | Linear Ambient | Direct Linear Ambient Luminaires | Standard | FALSE | [9 empty] | 1/13/2016 | Dimmable | Continuous (Can dim down to ≤ 10% (W)) | Yes |  |  | 2494.45 | 118.33 | 21.08 | 20.52 | 0.9722 | 4089 | 84.98
P8SCQE4H | Axis Lighting | Axis Lighting | PRLED-B3-MF-500-40-S-4-W-120-D-1-XX-(NONE)-(NONE)-(NONE)-(NONE) | Indoor Luminaires | Linear Ambient | Direct Linear Ambient Luminaires | Standard | FALSE | [9 empty] | 1/13/2016 | Dimmable | Continuous (Can dim down to ≤ 10% (W)) | Yes |  |  | 2335.44 | 110.79 | 21.08 | 20.52 | 0.9722 | 4089 | 84.98
P6GSHM4V | Axis Lighting | Axis Lighting | PWLED-B3-MF-500-40-S-4-W-120-D-1-XX-(NONE)-(NONE)-(NONE)-(NONE) | Indoor Luminaires | Linear Ambient | Direct Linear Ambient Luminaires | Standard | FALSE | [9 empty] | 1/13/2016 | Dimmable | Continuous (Can dim down to ≤ 10% (W)) | Yes |  |  | 2486.99 | 117.98 | 21.08 | 20.52 | 0.9722 | 4089 | 84.98
PS6EQ52E | Axis Lighting | Axis Lighting | MBLED-B3-MF-800-40-S-4-W-UNV-D-1-XX-(NONE)-(NONE)-(NONE)-(NONE) | Indoor Luminaires | Linear Ambient | Direct Linear Ambient Luminaires | Standard | FALSE | [9 empty] | 1/13/2016 | Dimmable | Continuous (Can dim down to ≤ 10% (W)) | Yes |  |  | 3733.37 | 111.15 | 33.59 | 20.52 | 0.9722 | 4089 | 84.98
PGU9GF5R | Axis Lighting | Axis Lighting | ARLED-B3-MF-800-40-S-4-W-UNV-D-1-XX-(NONE)-(NONE)-(NONE)-(NONE) | Indoor Luminaires | Linear Ambient | Direct Linear Ambient Luminaires | Standard | FALSE | [9 empty] | 1/13/2016 | Dimmable | Continuous (Can dim down to ≤ 10% (W)) | Yes |  |  | 3949.74 | 117.59 | 33.59 | 20.52 | 0.9722 | 4089 | 84.98
PZVHAN1T | Axis Lighting | Axis Lighting | PRLED-B3-MF-800-40-S-4-W-UNV-D-1-XX-(NONE)-(NONE)-(NONE)-(NONE) | Indoor Luminaires | Linear Ambient | Direct Linear Ambient Luminaires | Standard | FALSE | [9 empty] | 1/13/2016 | Dimmable | Continuous (Can dim down to ≤ 10% (W)) | Yes |  |  | 3697.96 | 110.09 | 33.59 | 20.52 | 0.9722 | 4089 | 84.98
P99RA3SW | Axis Lighting | Axis Lighting | PWLED-B3-MF-800-40-S-4-W-UNV-D-1-XX-(NONE)-(NONE)-(NONE)-(NONE) | Indoor Luminaires | Linear Ambient | Direct Linear Ambient Luminaires | Standard | FALSE | [9 empty] | 1/13/2016 | Dimmable | Continuous (Can dim down to ≤ 10% (W)) | Yes |  |  | 3937.93 | 117.24 | 33.59 | 20.52 | 0.9722 | 4089 | 84.98
P8JYXESX | Axis Lighting | Axis Lighting | MBLED-B3-MF-1000-40-S-4-W-UNV-D-1-XX-(NONE)-(NONE)-(NONE)-(NONE) | Indoor Luminaires | Linear Ambient | Direct Linear Ambient Luminaires | Standard | FALSE | [9 empty] | 1/13/2016 | Dimmable | Continuous (Can dim down to ≤ 10% (W)) | Yes |  |  | 4417.61 | 110.44 | 40 | 7.04 | 0.9722 | 4089 | 84.98
PXZ9YGF2 | Axis Lighting | Axis Lighting | ARLED-B3-MF-1000-40-S-4-W-UNV-D-1-XX-(NONE)-(NONE)-(NONE)-(NONE) | Indoor Luminaires | Linear Ambient | Direct Linear Ambient Luminaires | Standard | FALSE | [9 empty] | 1/13/2016 | Dimmable | Continuous (Can dim down to ≤ 10% (W)) | Yes |  |  | 4673.64 | 116.84 | 40 | 7.04 | 0.9722 | 4089 | 84.98
P7DG893G | Axis Lighting | Axis Lighting | PRLED-B3-MF-1000-40-S-4-W-UNV-D-1-XX-(NONE)-(NONE)-(NONE)-(NONE) | Indoor Luminaires | Linear Ambient | Direct Linear Ambient Luminaires | Standard | FALSE | [9 empty] | 1/13/2016 | Dimmable | Continuous (Can dim down to ≤ 10% (W)) | Yes |  |  | 4375.71 | 109.39 | 40 | 7.04 | 0.9722 | 4089 | 84.98
PWHG9CBS | Axis Lighting | Axis Lighting | PWLED-B3-MF-1000-40-S-4-W-UNV-D-1-XX-(NONE)-(NONE)-(NONE)-(NONE) | Indoor Luminaires | Linear Ambient | Direct Linear Ambient Luminaires | Standard | FALSE | [9 empty] | 1/13/2016 | Dimmable | Continuous (Can dim down to ≤ 10% (W)) | Yes |  |  | 4659.67 | 116.49 | 40 | 7.04 | 0.9722 | 4089 | 84.98
P7YQCJTH | Axis Lighting | Axis Lighting | MBLED-B3-MF-500-30-S-8-W-120-D-1-XX-(NONE)-(NONE)-(NONE)-(NONE) | Indoor Luminaires | Linear Ambient | Direct Linear Ambient Luminaires | Standard | FALSE | [9 empty] | 1/13/2016 | Dimmable | Continuous (Can dim down to ≤ 10% (W)) | Yes |  |  | 4325.89 | 102.51 | 42.2 | 18.93 | 0.9735 | 3027 | 82.79
PKKVBN3B | Axis Lighting | Axis Lighting | ARLED-B3-MF-500-30-S-8-W-120-D-1-XX-(NONE)-(NONE)-(NONE)-(NONE) | Indoor Luminaires | Linear Ambient | Direct Linear Ambient Luminaires | Standard | FALSE | [9 empty] | 1/13/2016 | Dimmable | Continuous (Can dim down to ≤ 10% (W)) | Yes |  |  | 4576.6 | 108.45 | 42.2 | 18.93 | 0.9735 | 3027 | 82.79
P6JMFV2C | Axis Lighting | Axis Lighting | PRLED-B3-MF-500-30-S-8-W-120-D-1-XX-(NONE)-(NONE)-(NONE)-(NONE) | Indoor Luminaires | Linear Ambient | Direct Linear Ambient Luminaires | Standard | FALSE | [9 empty] | 1/13/2016 | Dimmable | Continuous (Can dim down to ≤ 10% (W)) | Yes |  |  | 4284.86 | 101.54 | 42.2 | 18.93 | 0.9735 | 3027 | 82.79
P6JB4ZQN | Axis Lighting | Axis Lighting | PWLED-B3-MF-500-30-S-8-W-120-D-1-XX-(NONE)-(NONE)-(NONE)-(NONE) | Indoor Luminaires | Linear Ambient | Direct Linear Ambient Luminaires | Standard | FALSE | [9 empty] | 1/13/2016 | Dimmable | Continuous (Can dim down to ≤ 10% (W)) | Yes |  |  | 4562.92 | 108.13 | 42.2 | 18.93 | 0.9735 | 3027 | 82.79
PARXBRF1 | Axis Lighting | Axis Lighting | MBLED-B3-MF-800-30-S-8-W-UNV-D-1-XX-(NONE)-(NONE)-(NONE)-(NONE) | Indoor Luminaires | Linear Ambient | Direct Linear Ambient Luminaires | Standard | FALSE | [9 empty] | 1/13/2016 | Dimmable | Continuous (Can dim down to ≤ 10% (W)) | Yes |  |  | 6845.2 | 101.86 | 67.2 | 20.52 | 0.8925 | 3027 | 82.79
PAVW7XTX | Axis Lighting | Axis Lighting | ARLED-B3-MF-800-30-S-8-W-UNV-D-1-XX-(NONE)-(NONE)-(NONE)-(NONE) | Indoor Luminaires | Linear Ambient | Direct Linear Ambient Luminaires | Standard | FALSE | [9 empty] | 1/13/2016 | Dimmable | Continuous (Can dim down to ≤ 10% (W)) | Yes |  |  | 7241.92 | 107.77 | 67.2 | 20.52 | 0.8925 | 3027 | 82.79
P3W6W9F1 | Axis Lighting | Axis Lighting | PRLED-B3-MF-800-30-S-8-W-UNV-D-1-XX-(NONE)-(NONE)-(NONE)-(NONE) | Indoor Luminaires | Linear Ambient | Direct Linear Ambient Luminaires | Standard | FALSE | [9 empty] | 1/13/2016 | Dimmable | Continuous (Can dim down to ≤ 10% (W)) | Yes |  |  | 6780.28 | 100.9 | 67.2 | 20.52 | 0.8925 | 3027 | 82.79
P964SJQB | Axis Lighting | Axis Lighting | PWLED-B3-MF-800-30-S-8-W-UNV-D-1-XX-(NONE)-(NONE)-(NONE)-(NONE) | Indoor Luminaires | Linear Ambient | Direct Linear Ambient Luminaires | Standard | FALSE | [9 empty] | 1/13/2016 | Dimmable | Continuous (Can dim down to ≤ 10% (W)) | Yes |  |  | 7220.28 | 107.44 | 67.2 | 20.52 | 0.8925 | 3027 | 82.79
PQNHVD6J | Axis Lighting | Axis Lighting | MBLED-B3-MF-1000-30-S-8-W-UNV-D-1-XX-(NONE)-(NONE)-(NONE)-(NONE) | Indoor Luminaires | Linear Ambient | Direct Linear Ambient Luminaires | Standard | FALSE | [9 empty] | 1/13/2016 | Dimmable | Continuous (Can dim down to ≤ 10% (W)) | Yes |  |  | 8097.36 | 101.22 | 80 | 20.52 | 0.9735 | 3027 | 82.79
P48A7XM5 | Axis Lighting | Axis Lighting | ARLED-B3-MF-1000-30-S-8-W-UNV-D-1-XX-(NONE)-(NONE)-(NONE)-(NONE) | Indoor Luminaires | Linear Ambient | Direct Linear Ambient Luminaires | Standard | FALSE | [9 empty] | 1/13/2016 | Dimmable | Continuous (Can dim down to ≤ 10% (W)) | Yes |  |  | 8566.65 | 107.08 | 80 | 20.52 | 0.9735 | 3027 | 82.79
PY1H8JQC | Axis Lighting | Axis Lighting | PRLED-B3-MF-1000-30-S-8-W-UNV-D-1-XX-(NONE)-(NONE)-(NONE)-(NONE) | Indoor Luminaires | Linear Ambient | Direct Linear Ambient Luminaires | Standard | FALSE | [9 empty] | 1/13/2016 | Dimmable | Continuous (Can dim down to ≤ 10% (W)) | Yes |  |  | 8020.57 | 100.26 | 80 | 20.52 | 0.9735 | 3027 | 82.79
PXEG1HXB | Axis Lighting | Axis Lighting | PWLED-B3-MF-1000-30-S-8-W-UNV-D-1-XX-(NONE)-(NONE)-(NONE)-(NONE) | Indoor Luminaires | Linear Ambient | Direct Linear Ambient Luminaires | Standard | FALSE | [9 empty] | 1/13/2016 | Dimmable | Continuous (Can dim down to ≤ 10% (W)) | Yes |  |  | 8541.06 | 106.76 | 80 | 20.52 | 0.9735 | 3027 | 82.79
PV4UG1ZW | Axis Lighting | Axis Lighting | MBLED-B3-MF-500-35-S-8-W-120-D-1-XX-(NONE)-(NONE)-(NONE)-(NONE) | Indoor Luminaires | Linear Ambient | Direct Linear Ambient Luminaires | Standard | FALSE | [9 empty] | 1/13/2016 | Dimmable | Continuous (Can dim down to ≤ 10% (W)) | Yes |  |  | 4512.27 | 106.93 | 42.2 | 18.93 | 0.9735 | 3548 | 83.995
PGPNUXN8 | Axis Lighting | Axis Lighting | ARLED-B3-MF-500-35-S-8-W-120-D-1-XX-(NONE)-(NONE)-(NONE)-(NONE) | Indoor Luminaires | Linear Ambient | Direct Linear Ambient Luminaires | Standard | FALSE | [9 empty] | 1/13/2016 | Dimmable | Continuous (Can dim down to ≤ 10% (W)) | Yes |  |  | 4773.78 | 113.12 | 42.2 | 18.93 | 0.9735 | 3548 | 83.995
PY6ZM45K | Axis Lighting | Axis Lighting | PRLED-B3-MF-500-35-S-8-W-120-D-1-XX-(NONE)-(NONE)-(NONE)-(NONE) | Indoor Luminaires | Linear Ambient | Direct Linear Ambient Luminaires | Standard | FALSE | [9 empty] | 1/13/2016 | Dimmable | Continuous (Can dim down to ≤ 10% (W)) | Yes |  |  | 4469.48 | 105.91 | 42.2 | 18.93 | 0.9735 | 3548 | 83.995
PFVUA983 | Axis Lighting | Axis Lighting | PWLED-B3-MF-500-35-S-8-W-120-D-1-XX-(NONE)-(NONE)-(NONE)-(NONE) | Indoor Luminaires | Linear Ambient | Direct Linear Ambient Luminaires | Standard | FALSE | [9 empty] | 1/13/2016 | Dimmable | Continuous (Can dim down to ≤ 10% (W)) | Yes |  |  | 4759.52 | 112.78 | 42.2 | 18.93 | 0.9735 | 3548 | 83.995
PGA55HHJ | Axis Lighting | Axis Lighting | MBLED-B3-MF-800-35-S-8-W-UNV-D-1-XX-(NONE)-(NONE)-(NONE)-(NONE) | Indoor Luminaires | Linear Ambient | Direct Linear Ambient Luminaires | Standard | FALSE | [9 empty] | 1/13/2016 | Dimmable | Continuous (Can dim down to ≤ 10% (W)) | Yes |  |  | 7140.13 | 106.25 | 67.2 | 20.52 | 0.8925 | 3548 | 83.995
PDRZ7XJS | Axis Lighting | Axis Lighting | ARLED-B3-MF-800-35-S-8-W-UNV-D-1-XX-(NONE)-(NONE)-(NONE)-(NONE) | Indoor Luminaires | Linear Ambient | Direct Linear Ambient Luminaires | Standard | FALSE | [9 empty] | 1/13/2016 | Dimmable | Continuous (Can dim down to ≤ 10% (W)) | Yes |  |  | 7553.94 | 112.41 | 67.2 | 20.52 | 0.8925 | 3548 | 83.995
PM6QWBE8 | Axis Lighting | Axis Lighting | PRLED-B3-MF-800-35-S-8-W-UNV-D-1-XX-(NONE)-(NONE)-(NONE)-(NONE) | Indoor Luminaires | Linear Ambient | Direct Linear Ambient Luminaires | Standard | FALSE | [9 empty] | 1/13/2016 | Dimmable | Continuous (Can dim down to ≤ 10% (W)) | Yes |  |  | 7072.41 | 105.24 | 67.2 | 20.52 | 0.8925 | 3548 | 83.995
PJTPQ21Q | Axis Lighting | Axis Lighting | PWLED-B3-MF-800-35-S-8-W-UNV-D-1-XX-(NONE)-(NONE)-(NONE)-(NONE) | Indoor Luminaires | Linear Ambient | Direct Linear Ambient Luminaires | Standard | FALSE | [9 empty] | 1/13/2016 | Dimmable | Continuous (Can dim down to ≤ 10% (W)) | Yes |  |  | 7531.37 | 112.07 | 67.2 | 20.52 | 0.8925 | 3548 | 83.995
PHAF1149 | Axis Lighting | Axis Lighting | MBLED-B3-MF-1000-35-S-8-W-UNV-D-1-XX-(NONE)-(NONE)-(NONE)-(NONE) | Indoor Luminaires | Linear Ambient | Direct Linear Ambient Luminaires | Standard | FALSE | [9 empty] | 1/13/2016 | Dimmable | Continuous (Can dim down to ≤ 10% (W)) | Yes |  |  | 8446.24 | 105.58 | 80 | 20.52 | 0.8925 | 3548 | 83.995
PNTYPEZU | Axis Lighting | Axis Lighting | ARLED-B3-MF-1000-35-S-8-W-UNV-D-1-XX-(NONE)-(NONE)-(NONE)-(NONE) | Indoor Luminaires | Linear Ambient | Direct Linear Ambient Luminaires | Standard | FALSE | [9 empty] | 1/13/2016 | Dimmable | Continuous (Can dim down to ≤ 10% (W)) | Yes |  |  | 8935.75 | 111.7 | 80 | 20.52 | 0.8925 | 3548 | 83.995
PQ9QGW44 | Axis Lighting | Axis Lighting | PRLED-B3-MF-1000-35-S-8-W-UNV-D-1-XX-(NONE)-(NONE)-(NONE)-(NONE) | Indoor Luminaires | Linear Ambient | Direct Linear Ambient Luminaires | Standard | FALSE | [9 empty] | 1/13/2016 | Dimmable | Continuous (Can dim down to ≤ 10% (W)) | Yes |  |  | 8366.14 | 104.58 | 80 | 20.52 | 0.8925 | 3548 | 83.995
PZEQ8348 | Axis Lighting | Axis Lighting | PWLED-B3-MF-1000-35-S-8-W-UNV-D-1-XX-(NONE)-(NONE)-(NONE)-(NONE) | Indoor Luminaires | Linear Ambient | Direct Linear Ambient Luminaires | Standard | FALSE | [9 empty] | 1/13/2016 | Dimmable | Continuous (Can dim down to ≤ 10% (W)) | Yes |  |  | 8909.05 | 111.36 | 80 | 20.52 | 0.8925 | 3548 | 83.995
PTRRSS46 | Axis Lighting | Axis Lighting | MBLED-B3-MF-500-40-S-8-W-120-D-1-XX-(NONE)-(NONE)-(NONE)-(NONE) | Indoor Luminaires | Linear Ambient | Direct Linear Ambient Luminaires | Standard | FALSE | [9 empty] | 1/13/2016 | Dimmable | Continuous (Can dim down to ≤ 10% (W)) | Yes |  |  | 4698.65 | 111.34 | 42.2 | 18.93 | 0.9735 | 4089 | 84.98
PRUF6RS9 | Axis Lighting | Axis Lighting | ARLED-B3-MF-500-40-S-8-W-120-D-1-XX-(NONE)-(NONE)-(NONE)-(NONE) | Indoor Luminaires | Linear Ambient | Direct Linear Ambient Luminaires | Standard | FALSE | [9 empty] | 1/13/2016 | Dimmable | Continuous (Can dim down to ≤ 10% (W)) | Yes |  |  | 4970.96 | 117.8 | 42.2 | 18.93 | 0.9735 | 4089 | 84.98
PP1G6RP4 | Axis Lighting | Axis Lighting | PRLED-B3-MF-500-40-S-8-W-120-D-1-XX-(NONE)-(NONE)-(NONE)-(NONE) | Indoor Luminaires | Linear Ambient | Direct Linear Ambient Luminaires | Standard | FALSE | [9 empty] | 1/13/2016 | Dimmable | Continuous (Can dim down to ≤ 10% (W)) | Yes |  |  | 4654.09 | 110.29 | 42.2 | 18.93 | 0.9735 | 4089 | 84.98
PT9HF7WU | Axis Lighting | Axis Lighting | PWLED-B3-MF-500-40-S-8-W-120-D-1-XX-(NONE)-(NONE)-(NONE)-(NONE) | Indoor Luminaires | Linear Ambient | Direct Linear Ambient Luminaires | Standard | FALSE | [9 empty] | 1/13/2016 | Dimmable | Continuous (Can dim down to ≤ 10% (W)) | Yes |  |  | 4956.11 | 117.44 | 42.2 | 18.93 | 0.9735 | 4089 | 84.98
P52379B5 | Axis Lighting | Axis Lighting | MBLED-B3-MF-800-40-S-8-W-UNV-D-1-XX-(NONE)-(NONE)-(NONE)-(NONE) | Indoor Luminaires | Linear Ambient | Direct Linear Ambient Luminaires | Standard | FALSE | [9 empty] | 1/13/2016 | Dimmable | Continuous (Can dim down to ≤ 10% (W)) | Yes |  |  | 7435.05 | 110.64 | 67.2 | 20.52 | 0.8925 | 4089 | 84.98
PBH7Y5Y9 | Axis Lighting | Axis Lighting | ARLED-B3-MF-800-40-S-8-W-UNV-D-1-XX-(NONE)-(NONE)-(NONE)-(NONE) | Indoor Luminaires | Linear Ambient | Direct Linear Ambient Luminaires | Standard | FALSE | [9 empty] | 1/13/2016 | Dimmable | Continuous (Can dim down to ≤ 10% (W)) | Yes |  |  | 7865.96 | 117.05 | 67.2 | 20.52 | 0.8925 | 4089 | 84.98
PRHKFN4K | Axis Lighting | Axis Lighting | PRLED-B3-MF-800-40-S-8-W-UNV-D-1-XX-(NONE)-(NONE)-(NONE)-(NONE) | Indoor Luminaires | Linear Ambient | Direct Linear Ambient Luminaires | Standard | FALSE | [9 empty] | 1/13/2016 | Dimmable | Continuous (Can dim down to ≤ 10% (W)) | Yes |  |  | 7364.54 | 109.59 | 67.2 | 20.52 | 0.8925 | 4089 | 84.98
PQGBNQD9 | Axis Lighting | Axis Lighting | PWLED-B3-MF-800-40-S-8-W-UNV-D-1-XX-(NONE)-(NONE)-(NONE)-(NONE) | Indoor Luminaires | Linear Ambient | Direct Linear Ambient Luminaires | Standard | FALSE | [9 empty] | 1/13/2016 | Dimmable | Continuous (Can dim down to ≤ 10% (W)) | Yes |  |  | 7842.45 | 116.7 | 67.2 | 20.52 | 0.8925 | 4089 | 84.98
PSGMVHNV | Axis Lighting | Axis Lighting | MBLED-B3-MF-1000-40-S-8-W-UNV-D-1-XX-(NONE)-(NONE)-(NONE)-(NONE) | Indoor Luminaires | Linear Ambient | Direct Linear Ambient Luminaires | Standard | FALSE | [9 empty] | 1/13/2016 | Dimmable | Continuous (Can dim down to ≤ 10% (W)) | Yes |  |  | 8795.12 | 109.94 | 80 | 7.04 | 0.9722 | 4089 | 84.98
P2P9RQEM | Axis Lighting | Axis Lighting | ARLED-B3-MF-1000-40-S-8-W-UNV-D-1-XX-(NONE)-(NONE)-(NONE)-(NONE) | Indoor Luminaires | Linear Ambient | Direct Linear Ambient Luminaires | Standard | FALSE | [9 empty] | 1/13/2016 | Dimmable | Continuous (Can dim down to ≤ 10% (W)) | Yes |  |  | 9304.84 | 116.31 | 80 | 7.04 | 0.9722 | 4089 | 84.98
PSKHV15B | Axis Lighting | Axis Lighting | PRLED-B3-MF-1000-40-S-8-W-UNV-D-1-XX-(NONE)-(NONE)-(NONE)-(NONE) | Indoor Luminaires | Linear Ambient | Direct Linear Ambient Luminaires | Standard | FALSE | [9 empty] | 1/13/2016 | Dimmable | Continuous (Can dim down to ≤ 10% (W)) | Yes |  |  | 8711.71 | 108.9 | 80 | 7.04 | 0.9722 | 4089 | 84.98
P189U2HR | Axis Lighting | Axis Lighting | PWLED-B3-MF-1000-40-S-8-W-UNV-D-1-XX-(NONE)-(NONE)-(NONE)-(NONE) | Indoor Luminaires | Linear Ambient | Direct Linear Ambient Luminaires | Standard | FALSE | [9 empty] | 1/13/2016 | Dimmable | Continuous (Can dim down to ≤ 10% (W)) | Yes |  |  | 9277.04 | 115.96 | 80 | 7.04 | 0.9722 | 4089 | 84.98
PV1UU75U | Axis Lighting | Axis Lighting | MBLED-B3-MF-500-30-S-12-W-120-D-1-XX-(NONE)-(NONE)-(NONE)-(NONE) | Indoor Luminaires | Linear Ambient | Direct Linear Ambient Luminaires | Standard | FALSE | [9 empty] | 1/13/2016 | Dimmable | Continuous (Can dim down to ≤ 10% (W)) | Yes |  |  | 6453.12 | 102.04 | 63.24 | 18.93 | 0.9735 | 3027 | 82.79
PBVDXMPZ | Axis Lighting | Axis Lighting | ARLED-B3-MF-500-30-S-12-W-120-D-1-XX-(NONE)-(NONE)-(NONE)-(NONE) | Indoor Luminaires | Linear Ambient | Direct Linear Ambient Luminaires | Standard | FALSE | [9 empty] | 1/13/2016 | Dimmable | Continuous (Can dim down to ≤ 10% (W)) | Yes |  |  | 6827.12 | 107.96 | 63.24 | 18.93 | 0.9735 | 3027 | 82.79
P743ZH71 | Axis Lighting | Axis Lighting | PWLED-B3-MF-500-30-S-12-W-120-D-1-XX-(NONE)-(NONE)-(NONE)-(NONE) | Indoor Luminaires | Linear Ambient | Direct Linear Ambient Luminaires | Standard | FALSE | [9 empty] | 1/13/2016 | Dimmable | Continuous (Can dim down to ≤ 10% (W)) | Yes |  |  | 6806.72 | 107.63 | 63.24 | 18.93 | 0.9735 | 3027 | 82.79
PJMARDEG | Axis Lighting | Axis Lighting | MBLED-B3-MF-800-30-S-12-W-UNV-D-1-XX-(NONE)-(NONE)-(NONE)-(NONE) | Indoor Luminaires | Linear Ambient | Direct Linear Ambient Luminaires | Standard | FALSE | [9 empty] | 1/13/2016 | Dimmable | Continuous (Can dim down to ≤ 10% (W)) | Yes |  |  | 9724.96 | 101.4 | 95.91 | 20.52 | 0.8925 | 3027 | 82.79
PXQ6SJ2R | Axis Lighting | Axis Lighting | ARLED-B3-MF-800-30-S-12-W-UNV-D-1-XX-(NONE)-(NONE)-(NONE)-(NONE) | Indoor Luminaires | Linear Ambient | Direct Linear Ambient Luminaires | Standard | FALSE | [9 empty] | 1/13/2016 | Dimmable | Continuous (Can dim down to ≤ 10% (W)) | Yes |  |  | 10288.58 | 107.28 | 95.91 | 20.52 | 0.8925 | 3027 | 82.79
PZD7QRN7 | Axis Lighting | Axis Lighting | PRLED-B3-MF-800-30-S-12-W-UNV-D-1-XX-(NONE)-(NONE)-(NONE)-(NONE) | Indoor Luminaires | Linear Ambient | Direct Linear Ambient Luminaires | Standard | FALSE | [9 empty] | 1/13/2016 | Dimmable | Continuous (Can dim down to ≤ 10% (W)) | Yes |  |  | 9632.73 | 100.44 | 95.91 | 20.52 | 0.8925 | 3027 | 82.79
PWJXCJTX | Axis Lighting | Axis Lighting | PWLED-B3-MF-800-30-S-12-W-UNV-D-1-XX-(NONE)-(NONE)-(NONE)-(NONE) | Indoor Luminaires | Linear Ambient | Direct Linear Ambient Luminaires | Standard | FALSE | [9 empty] | 1/13/2016 | Dimmable | Continuous (Can dim down to ≤ 10% (W)) | Yes |  |  | 10257.83 | 106.95 | 95.91 | 20.52 | 0.8925 | 3027 | 82.79
P725Z742 | Axis Lighting | Axis Lighting | MBLED-B3-MF-1000-30-S-12-W-UNV-D-1-XX-(NONE)-(NONE)-(NONE)-(NONE) | Indoor Luminaires | Linear Ambient | Direct Linear Ambient Luminaires | Standard | FALSE | [9 empty] | 1/13/2016 | Dimmable | Continuous (Can dim down to ≤ 10% (W)) | Yes |  |  | 12345.58 | 100.76 | 122.53 | 13.65 | 0.9879 | 3027 | 82.79
PJCGGJTF | Axis Lighting | Axis Lighting | ARLED-B3-MF-1000-30-S-12-W-UNV-D-1-XX-(NONE)-(NONE)-(NONE)-(NONE) | Indoor Luminaires | Linear Ambient | Direct Linear Ambient Luminaires | Standard | FALSE | [9 empty] | 1/13/2016 | Dimmable | Continuous (Can dim down to ≤ 10% (W)) | Yes |  |  | 13061.07 | 106.59 | 122.53 | 13.65 | 0.9879 | 3027 | 82.79
P64QQGSH | Axis Lighting | Axis Lighting | PRLED-B3-MF-1000-30-S-12-W-UNV-D-1-XX-(NONE)-(NONE)-(NONE)-(NONE) | Indoor Luminaires | Linear Ambient | Direct Linear Ambient Luminaires | Standard | FALSE | [9 empty] | 1/13/2016 | Dimmable | Continuous (Can dim down to ≤ 10% (W)) | Yes |  |  | 12230 | 99.8 | 122.53 | 13.65 | 0.9879 | 3027 | 82.79
PZ5K2U4X | Axis Lighting | Axis Lighting | PWLED-B3-MF-1000-30-S-12-W-UNV-D-1-XX-(NONE)-(NONE)-(NONE)-(NONE) | Indoor Luminaires | Linear Ambient | Direct Linear Ambient Luminaires | Standard | FALSE | [9 empty] | 1/13/2016 | Dimmable | Continuous (Can dim down to ≤ 10% (W)) | Yes |  |  | 13022.05 | 106.28 | 122.53 | 13.65 | 0.9879 | 3027 | 82.79
PCNP4WU1 | Axis Lighting | Axis Lighting | MBLED-B3-MF-500-35-S-12-W-120-D-1-XX-(NONE)-(NONE)-(NONE)-(NONE) | Indoor Luminaires | Linear Ambient | Direct Linear Ambient Luminaires | Standard | FALSE | [9 empty] | 1/13/2016 | Dimmable | Continuous (Can dim down to ≤ 10% (W)) | Yes |  |  | 6731.16 | 106.44 | 63.24 | 13.65 | 0.9735 | 3548 | 83.995
PXA3M8ZQ | Axis Lighting | Axis Lighting | ARLED-B3-MF-500-35-S-12-W-120-D-1-XX-(NONE)-(NONE)-(NONE)-(NONE) | Indoor Luminaires | Linear Ambient | Direct Linear Ambient Luminaires | Standard | FALSE | [9 empty] | 1/13/2016 | Dimmable | Continuous (Can dim down to ≤ 10% (W)) | Yes |  |  | 7121.26 | 112.61 | 63.24 | 13.65 | 0.9735 | 3548 | 83.995
PA1GG511 | Axis Lighting | Axis Lighting | PRLED-B3-MF-500-35-S-12-W-120-D-1-XX-(NONE)-(NONE)-(NONE)-(NONE) | Indoor Luminaires | Linear Ambient | Direct Linear Ambient Luminaires | Standard | FALSE | [9 empty] | 1/13/2016 | Dimmable | Continuous (Can dim down to ≤ 10% (W)) | Yes |  |  | 6667.32 | 105.43 | 63.24 | 13.65 | 0.9735 | 3548 | 83.995
PQGXCBPH | Axis Lighting | Axis Lighting | PWLED-B3-MF-500-35-S-12-W-120-D-1-XX-(NONE)-(NONE)-(NONE)-(NONE) | Indoor Luminaires | Linear Ambient | Direct Linear Ambient Luminaires | Standard | FALSE | [9 empty] | 1/13/2016 | Dimmable | Continuous (Can dim down to ≤ 10% (W)) | Yes |  |  | 7099.99 | 112.27 | 63.24 | 13.65 | 0.9735 | 3548 | 83.995
P6V7PADG | Axis Lighting | Axis Lighting | MBLED-B3-MF-800-35-S-12-W-UNV-D-1-XX-(NONE)-(NONE)-(NONE)-(NONE) | Indoor Luminaires | Linear Ambient | Direct Linear Ambient Luminaires | Standard | FALSE | [9 empty] | 1/13/2016 | Dimmable | Continuous (Can dim down to ≤ 10% (W)) | Yes |  |  | 10143.96 | 105.77 | 95.91 | 13.65 | 0.8925 | 3548 | 83.995
P14NY8RH | Axis Lighting | Axis Lighting | ARLED-B3-MF-800-35-S-12-W-UNV-D-1-XX-(NONE)-(NONE)-(NONE)-(NONE) | Indoor Luminaires | Linear Ambient | Direct Linear Ambient Luminaires | Standard | FALSE | [9 empty] | 1/13/2016 | Dimmable | Continuous (Can dim down to ≤ 10% (W)) | Yes |  |  | 10731.86 | 111.9 | 95.91 | 13.65 | 0.8925 | 3548 | 83.995
P4WDH23Y | Axis Lighting | Axis Lighting | PRLED-B3-MF-800-35-S-12-W-UNV-D-1-XX-(NONE)-(NONE)-(NONE)-(NONE) | Indoor Luminaires | Linear Ambient | Direct Linear Ambient Luminaires | Standard | FALSE | [9 empty] | 1/13/2016 | Dimmable | Continuous (Can dim down to ≤ 10% (W)) | Yes |  |  | 10047.76 | 104.76 | 95.91 | 13.65 | 0.8925 | 3548 | 83.995
PEDVZC7X | Axis Lighting | Axis Lighting | PWLED-B3-MF-800-35-S-12-W-UNV-D-1-XX-(NONE)-(NONE)-(NONE)-(NONE) | Indoor Luminaires | Linear Ambient | Direct Linear Ambient Luminaires | Standard | FALSE | [9 empty] | 1/13/2016 | Dimmable | Continuous (Can dim down to ≤ 10% (W)) | Yes |  |  | 10699.79 | 111.56 | 95.91 | 13.65 | 0.8925 | 3548 | 83.995
PF12UES2 | Axis Lighting | Axis Lighting | MBLED-B3-MF-1000-35-S-12-W-UNV-D-1-XX-(NONE)-(NONE)-(NONE)-(NONE) | Indoor Luminaires | Linear Ambient | Direct Linear Ambient Luminaires | Standard | FALSE | [9 empty] | 1/13/2016 | Dimmable | Continuous (Can dim down to ≤ 10% (W)) | Yes |  |  | 12877.49 | 105.1 | 122.53 | 13.65 | 0.9879 | 3548 | 83.995
PR688VHK | Axis Lighting | Axis Lighting | ARLED-B3-MF-1000-35-S-12-W-UNV-D-1-XX-(NONE)-(NONE)-(NONE)-(NONE) | Indoor Luminaires | Linear Ambient | Direct Linear Ambient Luminaires | Standard | FALSE | [9 empty] | 1/13/2016 | Dimmable | Continuous (Can dim down to ≤ 10% (W)) | Yes |  |  | 13623.81 | 111.19 | 122.53 | 13.65 | 0.9879 | 3548 | 83.995
P64T7KSW | Axis Lighting | Axis Lighting | PRLED-B3-MF-1000-35-S-12-W-UNV-D-1-XX-(NONE)-(NONE)-(NONE)-(NONE) | Indoor Luminaires | Linear Ambient | Direct Linear Ambient Luminaires | Standard | FALSE | [9 empty] | 1/13/2016 | Dimmable | Continuous (Can dim down to ≤ 10% (W)) | Yes |  |  | 12755.36 | 104.1 | 122.53 | 13.65 | 0.9879 | 3548 | 83.995
PWT4JWV1 | Axis Lighting | Axis Lighting | PWLED-B3-MF-1000-35-S-12-W-UNV-D-1-XX-(NONE)-(NONE)-(NONE)-(NONE) | Indoor Luminaires | Linear Ambient | Direct Linear Ambient Luminaires | Standard | FALSE | [9 empty] | 1/13/2016 | Dimmable | Continuous (Can dim down to ≤ 10% (W)) | Yes |  |  | 13583.1 | 110.86 | 122.53 | 13.65 | 0.9879 | 3548 | 83.995
PSMY7GUU | Axis Lighting | Axis Lighting | MBLED-B3-MF-500-40-S-12-W-120-D-1-XX-(NONE)-(NONE)-(NONE)-(NONE) | Indoor Luminaires | Linear Ambient | Direct Linear Ambient Luminaires | Standard | FALSE | [9 empty] | 1/13/2016 | Dimmable | Continuous (Can dim down to ≤ 10% (W)) | Yes |  |  | 7009.19 | 110.83 | 63.24 | 13.65 | 0.9722 | 4089 | 84.98
PCWE39SN | Axis Lighting | Axis Lighting | ARLED-B3-MF-500-40-S-12-W-120-D-1-XX-(NONE)-(NONE)-(NONE)-(NONE) | Indoor Luminaires | Linear Ambient | Direct Linear Ambient Luminaires | Standard | FALSE | [9 empty] | 1/13/2016 | Dimmable | Continuous (Can dim down to ≤ 10% (W)) | Yes |  |  | 7415.41 | 117.26 | 63.24 | 13.65 | 0.9722 | 4089 | 84.98
PZEKGVNJ | Axis Lighting | Axis Lighting | PRLED-B3-MF-500-40-S-12-W-120-D-1-XX-(NONE)-(NONE)-(NONE)-(NONE) | Indoor Luminaires | Linear Ambient | Direct Linear Ambient Luminaires | Standard | FALSE | [9 empty] | 1/13/2016 | Dimmable | Continuous (Can dim down to ≤ 10% (W)) | Yes |  |  | 6942.72 | 109.78 | 63.24 | 13.65 | 0.9722 | 4089 | 84.98
PJB33RAU | Axis Lighting | Axis Lighting | PWLED-B3-MF-500-40-S-12-W-120-D-1-XX-(NONE)-(NONE)-(NONE)-(NONE) | Indoor Luminaires | Linear Ambient | Direct Linear Ambient Luminaires | Standard | FALSE | [9 empty] | 1/13/2016 | Dimmable | Continuous (Can dim down to ≤ 10% (W)) | Yes |  |  | 7393.25 | 116.91 | 63.24 | 13.65 | 0.9722 | 4089 | 84.98
PH7JU6A9 | Axis Lighting | Axis Lighting | MBLED-B3-MF-800-40-S-12-W-UNV-D-1-XX-(NONE)-(NONE)-(NONE)-(NONE) | Indoor Luminaires | Linear Ambient | Direct Linear Ambient Luminaires | Standard | FALSE | [9 empty] | 1/13/2016 | Dimmable | Continuous (Can dim down to ≤ 10% (W)) | Yes |  |  | 10562.96 | 110.14 | 95.91 | 13.65 | 0.9722 | 4089 | 84.98
PVJBPY14 | Axis Lighting | Axis Lighting | ARLED-B3-MF-800-40-S-12-W-UNV-D-1-XX-(NONE)-(NONE)-(NONE)-(NONE) | Indoor Luminaires | Linear Ambient | Direct Linear Ambient Luminaires | Standard | FALSE | [9 empty] | 1/13/2016 | Dimmable | Continuous (Can dim down to ≤ 10% (W)) | Yes |  |  | 11175.14 | 116.52 | 95.91 | 13.65 | 0.9722 | 4089 | 84.98
PGPDKAH6 | Axis Lighting | Axis Lighting | PRLED-B3-MF-800-40-S-12-W-UNV-D-1-XX-(NONE)-(NONE)-(NONE)-(NONE) | Indoor Luminaires | Linear Ambient | Direct Linear Ambient Luminaires | Standard | FALSE | [9 empty] | 1/13/2016 | Dimmable | Continuous (Can dim down to ≤ 10% (W)) | Yes |  |  | 10462.78 | 109.09 | 95.91 | 13.65 | 0.9722 | 4089 | 84.98
PNUCBHSG | Axis Lighting | Axis Lighting | PWLED-B3-MF-800-40-S-12-W-UNV-D-1-XX-(NONE)-(NONE)-(NONE)-(NONE) | Indoor Luminaires | Linear Ambient | Direct Linear Ambient Luminaires | Standard | FALSE | [9 empty] | 1/13/2016 | Dimmable | Continuous (Can dim down to ≤ 10% (W)) | Yes |  |  | 11141.75 | 116.17 | 95.91 | 13.65 | 0.9722 | 4089 | 84.98
PJ6D2T95 | Axis Lighting | Axis Lighting | MBLED-B3-MF-1000-40-S-12-W-UNV-D-1-XX-(NONE)-(NONE)-(NONE)-(NONE) | Indoor Luminaires | Linear Ambient | Direct Linear Ambient Luminaires | Standard | FALSE | [9 empty] | 1/13/2016 | Dimmable | Continuous (Can dim down to ≤ 10% (W)) | Yes |  |  | 13409.4 | 109.44 | 122.53 | 7.04 | 0.9722 | 4089 | 84.98
PY5HCRPE | Axis Lighting | Axis Lighting | ARLED-B3-MF-1000-40-S-12-W-UNV-D-1-XX-(NONE)-(NONE)-(NONE)-(NONE) | Indoor Luminaires | Linear Ambient | Direct Linear Ambient Luminaires | Standard | FALSE | [9 empty] | 1/13/2016 | Dimmable | Continuous (Can dim down to ≤ 10% (W)) | Yes |  |  | 14186.55 | 115.78 | 122.53 | 7.04 | 0.9722 | 4089 | 84.98
P5J46WQC | Axis Lighting | Axis Lighting | PRLED-B3-MF-1000-40-S-12-W-UNV-D-1-XX-(NONE)-(NONE)-(NONE)-(NONE) | Indoor Luminaires | Linear Ambient | Direct Linear Ambient Luminaires | Standard | FALSE | [9 empty] | 1/13/2016 | Dimmable | Continuous (Can dim down to ≤ 10% (W)) | Yes |  |  | 13282.23 | 108.4 | 122.53 | 7.04 | 0.9722 | 4089 | 84.98
PXYSR2Y5 | Axis Lighting | Axis Lighting | PWLED-B3-MF-1000-40-S-12-W-UNV-D-1-XX-(NONE)-(NONE)-(NONE)-(NONE) | Indoor Luminaires | Linear Ambient | Direct Linear Ambient Luminaires | Standard | FALSE | [9 empty] | 1/13/2016 | Dimmable | Continuous (Can dim down to ≤ 10% (W)) | Yes |  |  | 14144.16 | 115.43 | 122.53 | 7.04 | 0.9722 | 4089 | 84.98
PZHPTJW1 | Axis Lighting | Axis Lighting | PWLED-B3-MF-1000-30-S-2-W-120-D-1-XX-(NONE)-(NONE)-(NONE)-(NONE) | Indoor Luminaires | Linear Ambient | Direct Linear Ambient Luminaires | Standard | FALSE | [9 empty] | 1/13/2016 | Dimmable | Continuous (Can dim down to ≤ 10% (W)) | Yes |  |  | 1999 | 100.1 | 19.97 | 20.47 | 0.979 | 3027 | 82.79
PYMUUUUU | Axis Lighting | Axis Lighting | MBLED-B3-MF-600-35-S-2-W-120-D-1-XX-(NONE)-(NONE)-(NONE)-(NONE) | Indoor Luminaires | Linear Ambient | Direct Linear Ambient Luminaires | Standard | FALSE | [9 empty] | 1/13/2016 | Dimmable | Continuous (Can dim down to ≤ 10% (W)) | Yes |  |  | 1205.03 | 100.25 | 12.02 | 24.7 | 0.9479 | 3558 | 83.995
P2GGD9A4 | Axis Lighting | Axis Lighting | ARLED-B3-MF-600-35-S-2-W-120-D-1-XX-(NONE)-(NONE)-(NONE)-(NONE) | Indoor Luminaires | Linear Ambient | Direct Linear Ambient Luminaires | Standard | FALSE | [9 empty] | 1/13/2016 | Dimmable | Continuous (Can dim down to ≤ 10% (W)) | Yes |  |  | 1274.87 | 106.06 | 12.02 | 24.7 | 0.9479 | 3558 | 83.995
PTE5MK5C | Axis Lighting | Axis Lighting | PRLED-B3-MF-600-35-S-2-W-120-D-1-XX-(NONE)-(NONE)-(NONE)-(NONE) | Indoor Luminaires | Linear Ambient | Direct Linear Ambient Luminaires | Standard | FALSE | [9 empty] | 1/13/2016 | Dimmable | Continuous (Can dim down to ≤ 10% (W)) | Yes |  |  | 1193.61 | 99.3 | 12.02 | 24.7 | 0.9479 | 3558 | 83.995
PHXZQQUJ | Axis Lighting | Axis Lighting | PWLED-B3-MF-600-35-S-2-W-120-D-1-XX-(NONE)-(NONE)-(NONE)-(NONE) | Indoor Luminaires | Linear Ambient | Direct Linear Ambient Luminaires | Standard | FALSE | [9 empty] | 1/13/2016 | Dimmable | Continuous (Can dim down to ≤ 10% (W)) | Yes |  |  | 1271.06 | 105.75 | 12.02 | 24.7 | 0.9479 | 3558 | 83.995
PXZ7DYM7 | Axis Lighting | Axis Lighting | MBLED-B3-MF-800-35-S-2-W-120-D-1-XX-(NONE)-(NONE)-(NONE)-(NONE) | Indoor Luminaires | Linear Ambient | Direct Linear Ambient Luminaires | Standard | FALSE | [9 empty] | 1/13/2016 | Dimmable | Continuous (Can dim down to ≤ 10% (W)) | Yes |  |  | 1590.93 | 99.62 | 15.97 | 22.585 | 0.9479 | 3558 | 83.995
PTTEPDTD | Axis Lighting | Axis Lighting | ARLED-B3-MF-800-35-S-2-W-120-D-1-XX-(NONE)-(NONE)-(NONE)-(NONE) | Indoor Luminaires | Linear Ambient | Direct Linear Ambient Luminaires | Standard | FALSE | [9 empty] | 1/13/2016 | Dimmable | Continuous (Can dim down to ≤ 10% (W)) | Yes |  |  | 1683.13 | 105.39 | 15.97 | 22.585 | 0.9479 | 3558 | 83.995
PUTEFZEF | Axis Lighting | Axis Lighting | PRLED-B3-MF-800-35-S-2-W-120-D-1-XX-(NONE)-(NONE)-(NONE)-(NONE) | Indoor Luminaires | Linear Ambient | Direct Linear Ambient Luminaires | Standard | FALSE | [9 empty] | 1/13/2016 | Dimmable | Continuous (Can dim down to ≤ 10% (W)) | Yes |  |  | 1575.84 | 98.68 | 15.97 | 22.585 | 0.9479 | 3558 | 83.995
PDTG92YR | Axis Lighting | Axis Lighting | PWLED-B3-MF-800-35-S-2-W-120-D-1-XX-(NONE)-(NONE)-(NONE)-(NONE) | Indoor Luminaires | Linear Ambient | Direct Linear Ambient Luminaires | Standard | FALSE | [9 empty] | 1/13/2016 | Dimmable | Continuous (Can dim down to ≤ 10% (W)) | Yes |  |  | 1678.1 | 105.08 | 15.97 | 22.585 | 0.9479 | 3558 | 83.995
PZ5DE9JD | Axis Lighting | Axis Lighting | MBLED-B3-MF-1000-35-S-2-W-120-D-1-XX-(NONE)-(NONE)-(NONE)-(NONE) | Indoor Luminaires | Linear Ambient | Direct Linear Ambient Luminaires | Standard | FALSE | [9 empty] | 1/13/2016 | Dimmable | Continuous (Can dim down to ≤ 10% (W)) | Yes |  |  | 1980.77 | 98.99 | 20.01 | 20.47 | 0.975 | 3558 | 83.995
PSJAKY79 | Axis Lighting | Axis Lighting | ARLED-B3-MF-1000-35-S-2-W-120-D-1-XX-(NONE)-(NONE)-(NONE)-(NONE) | Indoor Luminaires | Linear Ambient | Direct Linear Ambient Luminaires | Standard | FALSE | [9 empty] | 1/13/2016 | Dimmable | Continuous (Can dim down to ≤ 10% (W)) | Yes |  |  | 2095.56 | 104.73 | 20.01 | 20.47 | 0.974 | 3558 | 83.995
PX18FM8Y | Axis Lighting | Axis Lighting | PRLED-B3-MF-1000-35-S-2-W-120-D-1-XX-(NONE)-(NONE)-(NONE)-(NONE) | Indoor Luminaires | Linear Ambient | Direct Linear Ambient Luminaires | Standard | FALSE | [9 empty] | 1/13/2016 | Dimmable | Continuous (Can dim down to ≤ 10% (W)) | Yes |  |  | 1961.98 | 98.05 | 20.01 | 20.47 | 0.974 | 3558 | 83.995
PDUHZPCU | Axis Lighting | Axis Lighting | PWLED-B3-MF-1000-35-S-2-W-120-D-1-XX-(NONE)-(NONE)-(NONE)-(NONE) | Indoor Luminaires | Linear Ambient | Direct Linear Ambient Luminaires | Standard | FALSE | [9 empty] | 1/13/2016 | Dimmable | Continuous (Can dim down to ≤ 10% (W)) | Yes |  |  | 2089.3 | 104.41 | 20.01 | 20.47 | 0.979 | 3558 | 83.995
PG1E7YR4 | Axis Lighting | Axis Lighting | MBLED-B3-MF-600-40-S-2-W-120-D-1-XX-(NONE)-(NONE)-(NONE)-(NONE) | Indoor Luminaires | Linear Ambient | Direct Linear Ambient Luminaires | Standard | FALSE | [9 empty] | 1/13/2016 | Dimmable | Continuous (Can dim down to ≤ 10% (W)) | Yes |  |  | 1254.81 | 104.39 | 12.02 | 24.7 | 0.9479 | 4089 | 84.98
PXAHDHAB | Axis Lighting | Axis Lighting | ARLED-B3-MF-600-40-S-2-W-120-D-1-XX-(NONE)-(NONE)-(NONE)-(NONE) | Indoor Luminaires | Linear Ambient | Direct Linear Ambient Luminaires | Standard | FALSE | [9 empty] | 1/13/2016 | Dimmable | Continuous (Can dim down to ≤ 10% (W)) | Yes |  |  | 1327.53 | 110.44 | 12.02 | 24.7 | 0.9479 | 4089 | 84.98
PHE6AHGR | Axis Lighting | Axis Lighting | PRLED-B3-MF-600-40-S-2-W-120-D-1-XX-(NONE)-(NONE)-(NONE)-(NONE) | Indoor Luminaires | Linear Ambient | Direct Linear Ambient Luminaires | Standard | FALSE | [9 empty] | 1/13/2016 | Dimmable | Continuous (Can dim down to ≤ 10% (W)) | Yes |  |  | 1242.91 | 103.4 | 12.02 | 24.7 | 0.9479 | 4089 | 84.98
P3H3Q13V | Axis Lighting | Axis Lighting | PWLED-B3-MF-600-40-S-2-W-120-D-1-XX-(NONE)-(NONE)-(NONE)-(NONE) | Indoor Luminaires | Linear Ambient | Direct Linear Ambient Luminaires | Standard | FALSE | [9 empty] | 1/13/2016 | Dimmable | Continuous (Can dim down to ≤ 10% (W)) | Yes |  |  | 1323.57 | 110.11 | 12.02 | 24.7 | 0.9479 | 4089 | 84.98
PM6RWGVK | Axis Lighting | Axis Lighting | MBLED-B3-MF-800-40-S-2-W-120-D-1-XX-(NONE)-(NONE)-(NONE)-(NONE) | Indoor Luminaires | Linear Ambient | Direct Linear Ambient Luminaires | Standard | FALSE | [9 empty] | 1/13/2016 | Dimmable | Continuous (Can dim down to ≤ 10% (W)) | Yes |  |  | 1656.64 | 103.74 | 15.97 | 22.585 | 0.9479 | 4089 | 84.98
PU5PASFA | Axis Lighting | Axis Lighting | ARLED-B3-MF-800-40-S-2-W-120-D-1-XX-(NONE)-(NONE)-(NONE)-(NONE) | Indoor Luminaires | Linear Ambient | Direct Linear Ambient Luminaires | Standard | FALSE | [9 empty] | 1/13/2016 | Dimmable | Continuous (Can dim down to ≤ 10% (W)) | Yes |  |  | 1752.94 | 109.75 | 15.97 | 22.59 | 0.9479 | 4089 | 84.98
PZ1BC7X5 | Axis Lighting | Axis Lighting | PRLED-B3-MF-800-40-S-2-W-120-D-1-XX-(NONE)-(NONE)-(NONE)-(NONE) | Indoor Luminaires | Linear Ambient | Direct Linear Ambient Luminaires | Standard | FALSE | [9 empty] | 1/13/2016 | Dimmable | Continuous (Can dim down to ≤ 10% (W)) | Yes |  |  | 1640.92 | 102.75 | 15.97 | 22.585 | 0.9479 | 4089 | 84.98
PPNYF6DP | Axis Lighting | Axis Lighting | PWLED-B3-MF-800-40-S-2-W-120-D-1-XX-(NONE)-(NONE)-(NONE)-(NONE) | Indoor Luminaires | Linear Ambient | Direct Linear Ambient Luminaires | Standard | FALSE | [9 empty] | 1/13/2016 | Dimmable | Continuous (Can dim down to ≤ 10% (W)) | Yes |  |  | 1747.41 | 109.42 | 15.97 | 22.585 | 0.9479 | 4089 | 84.98
PSMT8YHK | Axis Lighting | Axis Lighting | MBLED-B3-MF-1000-40-S-2-W-120-D-1-XX-(NONE)-(NONE)-(NONE)-(NONE) | Indoor Luminaires | Linear Ambient | Direct Linear Ambient Luminaires | Standard | FALSE | [9 empty] | 1/13/2016 | Dimmable | Continuous (Can dim down to ≤ 10% (W)) | Yes |  |  | 2158.44 | 103.08 | 20.94 | 7.04 | 0.9722 | 4089 | 84.98
PE2TBR2Z | Axis Lighting | Axis Lighting | ARLED-B3-MF-1000-40-S-2-W-120-D-1-XX-(NONE)-(NONE)-(NONE)-(NONE) | Indoor Luminaires | Linear Ambient | Direct Linear Ambient Luminaires | Standard | FALSE | [9 empty] | 1/13/2016 | Dimmable | Continuous (Can dim down to ≤ 10% (W)) | Yes |  |  | 2283.54 | 109.05 | 20.94 | 7.04 | 0.9722 | 4089 | 84.98
P7ANBGU3 | Axis Lighting | Axis Lighting | MBLED-B3-MF-600-30-S-2-W-120-D-1-XX-(NONE)-(NONE)-(NONE)-(NONE) | Indoor Luminaires | Linear Ambient | Direct Linear Ambient Luminaires | Standard | FALSE | [9 empty] | 1/13/2016 | Dimmable | Continuous (Can dim down to ≤ 10% (W)) | Yes |  |  | 1155.26 | 96.11 | 12.02 | 24.7 | 0.9479 | 3034 | 83.11
P2HUV4XZ | Axis Lighting | Axis Lighting | ARLED-B3-MF-600-30-S-2-W-120-D-1-XX-(NONE)-(NONE)-(NONE)-(NONE) | Indoor Luminaires | Linear Ambient | Direct Linear Ambient Luminaires | Standard | FALSE | [9 empty] | 1/13/2016 | Dimmable | Continuous (Can dim down to ≤ 10% (W)) | Yes |  |  | 1222.21 | 101.68 | 12.02 | 24.7 | 0.9479 | 3034 | 83.11
PUUBN1R5 | Axis Lighting | Axis Lighting | PRLED-B3-MF-600-30-S-2-W-120-D-1-XX-(NONE)-(NONE)-(NONE)-(NONE) | Indoor Luminaires | Linear Ambient | Direct Linear Ambient Luminaires | Standard | FALSE | [9 empty] | 1/13/2016 | Dimmable | Continuous (Can dim down to ≤ 10% (W)) | Yes |  |  | 1144 | 95.2 | 12.02 | 24.7 | 0.9479 | 3034 | 83.11
PQBR82GT | Axis Lighting | Axis Lighting | PWLED-B3-MF-600-30-S-2-W-120-D-1-XX-(NONE)-(NONE)-(NONE)-(NONE) | Indoor Luminaires | Linear Ambient | Direct Linear Ambient Luminaires | Standard | FALSE | [9 empty] | 1/13/2016 | Dimmable | Continuous (Can dim down to ≤ 10% (W)) | Yes |  |  | 1218.56 | 101.38 | 12.02 | 24.7 | 0.9479 | 3034 | 83.11
PYXYTEZB | Axis Lighting | Axis Lighting | MBLED-B3-MF-800-30-S-2-W-120-D-1-XX-(NONE)-(NONE)-(NONE)-(NONE) | Indoor Luminaires | Linear Ambient | Direct Linear Ambient Luminaires | Standard | FALSE | [9 empty] | 1/13/2016 | Dimmable | Continuous (Can dim down to ≤ 10% (W)) | Yes |  |  | 1526.63 | 95.51 | 15.98 | 22.585 | 0.9479 | 3027 | 82.79
PSXKXSJD | Axis Lighting | Axis Lighting | ARLED-B3-MF-800-30-S-2-W-120-D-1-XX-(NONE)-(NONE)-(NONE)-(NONE) | Indoor Luminaires | Linear Ambient | Direct Linear Ambient Luminaires | Standard | FALSE | [9 empty] | 1/13/2016 | Dimmable | Continuous (Can dim down to ≤ 10% (W)) | Yes |  |  | 1613.61 | 101.04 | 15.97 | 22.585 | 0.9479 | 3027 | 82.79
PQNGUJ77 | Axis Lighting | Axis Lighting | PRLED-B3-MF-800-30-S-2-W-120-D-1-XX-(NONE)-(NONE)-(NONE)-(NONE) | Indoor Luminaires | Linear Ambient | Direct Linear Ambient Luminaires | Standard | FALSE | [9 empty] | 1/13/2016 | Dimmable | Continuous (Can dim down to ≤ 10% (W)) | Yes |  |  | 1511 | 94.6 | 15.97 | 22.585 | 0.9479 | 3027 | 82.79
P88N8WET | Axis Lighting | Axis Lighting | PWLED-B3-MF-800-30-S-2-W-120-D-1-XX-(NONE)-(NONE)-(NONE)-(NONE) | Indoor Luminaires | Linear Ambient | Direct Linear Ambient Luminaires | Standard | FALSE | [9 empty] | 1/13/2016 | Dimmable | Continuous (Can dim down to ≤ 10% (W)) | Yes |  |  | 1608.78 | 100.74 | 15.97 | 22.585 | 0.9479 | 3027 | 82.79
P86DQNKC | Axis Lighting | Axis Lighting | MBLED-B3-MF-1000-30-S-2-W-120-D-1-XX-(NONE)-(NONE)-(NONE)-(NONE) | Indoor Luminaires | Linear Ambient | Direct Linear Ambient Luminaires | Standard | FALSE | [9 empty] | 1/13/2016 | Dimmable | Continuous (Can dim down to ≤ 10% (W)) | Yes |  |  | 1898 | 94.9 | 20.01 | 20.47 | 0.975 | 3027 | 82.79
PW5CZ7XB | Axis Lighting | Axis Lighting | ARLED-B3-MF-1000-30-S-2-W-120-D-1-XX-(NONE)-(NONE)-(NONE)-(NONE) | Indoor Luminaires | Linear Ambient | Direct Linear Ambient Luminaires | Standard | FALSE | [9 empty] | 1/13/2016 | Dimmable | Continuous (Can dim down to ≤ 10% (W)) | Yes |  |  | 2005 | 100.4 | 19.98 | 20.47 | 0.974 | 3027 | 82.79
P69EKZAZ | Aztech Technologies Pte Ltd. | AZ e-lite | LF426H-840 | Indoor Luminaires | Linear Ambient | Direct Linear Ambient Luminaires | Standard | TRUE | 3223.128 | 118.979 | 27.09 | 8.14 | 0.926 | 3970 | 84.5 | 5 | 50000 | 8/13/2015 | Dimmable | Stepped | Yes |  | 3 | 3000 | 115 | 26 | 8 | 0.9 | 4000 | 80
PZ3WQ61Q | Aztech Technologies Pte Ltd. | AZ e-lite | LF426H-850 | Indoor Luminaires | Linear Ambient | Direct Linear Ambient Luminaires | Standard | FALSE | [9 empty] | 8/13/2015 | Dimmable | Stepped | Yes |  |  | 3000 | 115 | 26 | 8 | 0.9 | 5000 | 80
PHYPDXXP | Aztech Technologies Pte Ltd. | AZ e-lite | LF213H-840 | Indoor Luminaires | Linear Ambient | Direct Linear Ambient Luminaires | Standard | TRUE | 1582.47 | 124.85 | 12.675 | 9.06 | 0.897 | 4033 | 84 | 5 | 50000 | 8/17/2015 | Dimmable | Stepped | Yes |  | 3 | 1500 | 115 | 13 | 9 | 0.9 | 4000 | 80
PCZ19TP4 | Aztech Technologies Pte Ltd. | AZ e-lite | LF213H-850 | Indoor Luminaires | Linear Ambient | Direct Linear Ambient Luminaires | Standard | FALSE | [9 empty] | 8/17/2015 | Dimmable | Stepped | Yes |  |  | 1500 | 115 | 13 | 9 | 0.9 | 5000 | 80
PBRBDK1X | AZZ Lighting Systems | Rig-A-Lite | MHL04LD2U[Options Exclude HA,30,35,50] | Indoor Luminaires | Linear Ambient | Direct Linear Ambient Luminaires | Standard | TRUE | 3737.35 | 93 | 40.23 | 16 | 0.94 | 4105 | 83.6 | 5 |  | 3/12/2015 | Dimmable | Continuous (Cannot dim down to ≤ 10% (W) | Not Yet Verified |  | 2.1 | 3737.35 | 92.9 | 40.23 | 4 | 0.99 | 3916 | 83.1
PVK975GD | AZZ Lighting Systems | Rig-A-Lite | MHL07LC4U[Options Exclude HA,30,35,50] | Indoor Luminaires | Linear Ambient | Direct Linear Ambient Luminaires | Standard | FALSE | [9 empty] | 3/12/2015 | Dimmable | Continuous (Cannot dim down to ≤ 10% (W) | Not Yet Verified |  |  | 7653.55 | 102 | 75.11 | 11 | 0.99 | 4105 | 84
PGQWJAM2 | AZZ Lighting Systems | Rig-A-Lite | MHL07LD4U[Options Exclude HA,30,35,50] | Indoor Luminaires | Linear Ambient | Direct Linear Ambient Luminaires | Standard | FALSE | [9 empty] | 3/12/2015 | Dimmable | Continuous (Cannot dim down to ≤ 10% (W) | Not Yet Verified |  |  | 7453.02 | 99 | 75.01 | 11 | 0.99 | 4034 | 83
P59K6D7B | AZZ Lighting Systems | Rig-A-Lite | ML04LC2U[Options Exclude HA,30,35,50] | Indoor Luminaires | Linear Ambient | Direct Linear Ambient Luminaires | Standard | FALSE | [9 empty] | 3/12/2015 | Dimmable | Continuous (Cannot dim down to ≤ 10% (W) | Not Yet Verified |  |  | 4067.73 | 101.06 | 40.25 | 4 | 0.99 | 4009 | 83.8
PC57DC9N | AZZ Lighting Systems | Rig-A-Lite | ML04LD2U[Options Exclude HA,30,35,50] | Indoor Luminaires | Linear Ambient | Direct Linear Ambient Luminaires | Standard | FALSE | [9 empty] | 3/12/2015 | Dimmable | Continuous (Cannot dim down to ≤ 10% (W) | Not Yet Verified |  |  | 3737.35 | 92.9 | 40.23 | 4 | 0.99 | 3916 | 83.1
PHZ2D23Q | AZZ Lighting Systems | Rig-A-Lite | ML07LC4U[Options Exclude HA,30,35,50] | Indoor Luminaires | Linear Ambient | Direct Linear Ambient Luminaires | Standard | FALSE | [9 empty] | 3/12/2015 | Dimmable | Continuous (Cannot dim down to ≤ 10% (W) | Not Yet Verified |  |  | 7653.55 | 102 | 75.11 | 11 | 0.99 | 4105 | 84
PNEWBTZF | AZZ Lighting Systems | Rig-A-Lite | ML07LD4U[Options Exclude HA,30,35,50] | Indoor Luminaires | Linear Ambient | Direct Linear Ambient Luminaires | Standard | FALSE | [9 empty] | 3/12/2015 | Dimmable | Continuous (Cannot dim down to ≤ 10% (W) | Not Yet Verified |  |  | 7453.02 | 99 | 75.01 | 11 | 0.99 | 4034 | 83
PNC1CW45 | AZZ Lighting Systems | Rig-A-Lite | MHL04LC2U[Options Exclude HA,30,35,50] | Indoor Luminaires | Linear Ambient | Direct Linear Ambient Luminaires | Standard | FALSE | [9 empty] | 3/12/2015 | Dimmable | Continuous (Cannot dim down to ≤ 10% (W) | Not Yet Verified |  |  | 4067.73 | 101.06 | 40.25 | 4 | 0.99 | 4009 | 83.8
PE7M1VNS | AZZ Lighting Systems | Rig-A-Lite | XML04LD2UXX (4000K) [Pointing Straight Down] | Indoor Luminaires | Linear Ambient | Direct Linear Ambient Luminaires | Standard | TRUE | 2751 | 82.7 | 33.24 | 10 | 0.963 | 4071 | 82.6 | 5 |  | 2/9/2016 | Not Dimmable | Not Dimmable | No |  | 3.1 | 2815 | 84.7 | 33.26 | 8.62 | 0.995 | 4071 | 82.6
PKW9NEMR | AZZ Lighting Systems | Rig-A-Lite | XML07LD4UXX (4000K) [Pointing Straight Down] | Indoor Luminaires | Linear Ambient | Direct Linear Ambient Luminaires | Standard | TRUE | 5667 | 82.8 | 68.5 | 16.5 | 0.929 | 4183 | 81.5 | 5 |  | 2/9/2016 | Not Dimmable | Not Dimmable | No |  | 3.1 | 4183 | 85.2 | 68.48 | 11.3 | 0.986 | 4183 | 81.5
PBEQ652D | AZZ Lighting Systems | Rig-A-Lite | XML07LC4UXX (4000K) [Pointing Straight Down] | Indoor Luminaires | Linear Ambient | Direct Linear Ambient Luminaires | Standard | FALSE | [9 empty] | 2/9/2016 | Not Dimmable | Not Dimmable | No |  |  | 7743 | 112.9 | 68.6 | 11.2 | 0.986 | 4107 | 82.4
P13V631N | AZZ Lighting Systems | Rig-A-Lite | XML04LC2UXX (4000K) [Pointing Straight Down] | Indoor Luminaires | Linear Ambient | Direct Linear Ambient Luminaires | Standard | FALSE | [9 empty] | 2/9/2016 | Not Dimmable | Not Dimmable | No |  |  | 3654 | 109.9 | 33.26 | 8.62 | 0.995 | 4096 | 82.5
P85A54ZT | AZZ Lighting Systems | Rig-A-Lite | MHD206L24U40 | Indoor Luminaires | Linear Ambient | Direct Linear Ambient Luminaires | Standard | TRUE | 6234.9 | 109 | 57.04 | 18 | 0.9 | 4121 | 84 | 5 | 50000 | 6/8/2016 | Dimmable | Continuous (Can dim down to ≤ 10% (W)) | No |  | 3.1 | 6234.9 | 109 | 57.04 | 12 | 0.98 | 4121 | 84
P288EY45 | AZZ Lighting Systems | Rig-A-Lite | MHD207L24U40 | Indoor Luminaires | Linear Ambient | Direct Linear Ambient Luminaires | Standard | FALSE | [9 empty] | 6/8/2016 | Dimmable | Continuous (Can dim down to ≤ 10% (W)) | No |  |  | 7795.76 | 105 | 74.5 | 11 | 0.99 | 4142 | 84
P7H7W5SX | BAERO North America, Inc | BARO | KD1-4-16-30-P-X | Indoor Luminaires | Linear Ambient | Direct Linear Ambient Luminaires | Standard | TRUE | 1803 | 113.68 | 15.86 | 15.18 | 0.9642 | 3064 | 81.69 | 5 |  | 5/13/2015 | Not Dimmable | Not Dimmable | Not Yet Verified |  | 2.1 | 2105 | 131.5625 | 16 | 20 | 0.9 | 3000 | 80
PR1PS5ZC | BAERO North America, Inc | BARO | KD1-4-48-30-P-X | Indoor Luminaires | Linear Ambient | Direct Linear Ambient Luminaires | Standard | TRUE | 5069 | 95 | 53.356 | 15.18 | 0.9642 | 3134 | 80.37 | 5 |  | 5/13/2015 | Not Dimmable | Not Dimmable | Not Yet Verified |  | 2.1 | 5789 | 120.6042 | 48 | 20 | 0.9 | 3000 | 80
PHWHFN9D | BAERO North America, Inc | BARO | KD1-4-16-30-X | Indoor Luminaires | Linear Ambient | Direct Linear Ambient Luminaires | Standard | FALSE | [9 empty] | 5/13/2015 | Not Dimmable | Not Dimmable | Not Yet Verified |  |  | 2105 | 131.5625 | 16 | 20 | 0.9 | 3000 | 80
PTK81MTW | BAERO North America, Inc | BARO | KD1-4-16-35-P-X | Indoor Luminaires | Linear Ambient | Direct Linear Ambient Luminaires | Standard | FALSE | [9 empty] | 5/13/2015 | Not Dimmable | Not Dimmable | Not Yet Verified |  |  | 2137 | 133.5625 | 16 | 20 | 0.9 | 3500 | 80
PQVCWQJR | BAERO North America, Inc | BARO | KD1-4-16-35-X | Indoor Luminaires | Linear Ambient | Direct Linear Ambient Luminaires | Standard | FALSE | [9 empty] | 5/13/2015 | Not Dimmable | Not Dimmable | Not Yet Verified |  |  | 2137 | 133.5625 | 16 | 20 | 0.9 | 3500 | 80
PH8MCBHZ | BAERO North America, Inc | BARO | KD1-4-24-30-P-X | Indoor Luminaires | Linear Ambient | Direct Linear Ambient Luminaires | Standard | FALSE | [9 empty] | 5/13/2015 | Not Dimmable | Not Dimmable | Not Yet Verified |  |  | 3138 | 130.75 | 24 | 20 | 0.9 | 3000 | 80
P5PX9HTQ | BAERO North America, Inc | BARO | KD1-4-24-30-X | Indoor Luminaires | Linear Ambient | Direct Linear Ambient Luminaires | Standard | FALSE | [9 empty] | 5/13/2015 | Not Dimmable | Not Dimmable | Not Yet Verified |  |  | 3138 | 130.75 | 24 | 20 | 0.9 | 3000 | 80
P5RJ416P | BAERO North America, Inc | BARO | KD1-4-24-35-P-X | Indoor Luminaires | Linear Ambient | Direct Linear Ambient Luminaires | Standard | FALSE | [9 empty] | 5/13/2015 | Not Dimmable | Not Dimmable | Not Yet Verified |  |  | 3184 | 132.6667 | 24 | 20 | 0.9 | 3500 | 80
P896T9AB | BAERO North America, Inc | BARO | KD1-4-24-35-X | Indoor Luminaires | Linear Ambient | Direct Linear Ambient Luminaires | Standard | FALSE | [9 empty] | 5/13/2015 | Not Dimmable | Not Dimmable | Not Yet Verified |  |  | 3184 | 132.6667 | 24 | 20 | 0.9 | 3500 | 80
PEM6RQX9 | BAERO North America, Inc | BARO | KD1-4-32-30-P-X | Indoor Luminaires | Linear Ambient | Direct Linear Ambient Luminaires | Standard | FALSE | [9 empty] | 5/13/2015 | Not Dimmable | Not Dimmable | Not Yet Verified |  |  | 4079 | 127.4688 | 32 | 20 | 0.9 | 3000 | 80
PX6DK1QY | BAERO North America, Inc | BARO | KD1-4-32-30-X | Indoor Luminaires | Linear Ambient | Direct Linear Ambient Luminaires | Standard | FALSE | [9 empty] | 5/13/2015 | Not Dimmable | Not Dimmable | Not Yet Verified |  |  | 4079 | 127.4688 | 32 | 20 | 0.9 | 3000 | 80
P6K1DAGU | BAERO North America, Inc | BARO | KD1-4-32-35-P-X | Indoor Luminaires | Linear Ambient | Direct Linear Ambient Luminaires | Standard | FALSE | [9 empty] | 5/13/2015 | Not Dimmable | Not Dimmable | Not Yet Verified |  |  | 4141 | 129.4062 | 32 | 20 | 0.9 | 3500 | 80
PE42YPBK | BAERO North America, Inc | BARO | KD1-4-32-35-X | Indoor Luminaires | Linear Ambient | Direct Linear Ambient Luminaires | Standard | FALSE | [9 empty] | 5/13/2015 | Not Dimmable | Not Dimmable | Not Yet Verified |  |  | 4141 | 129.4062 | 32 | 20 | 0.9 | 3500 | 80
P9RUCGXZ | BAERO North America, Inc | BARO | KD1-4-48-30-P-X | Indoor Luminaires | Linear Ambient | Direct Linear Ambient Luminaires | Standard | FALSE | [9 empty] | 5/13/2015 | Not Dimmable | Not Dimmable | Not Yet Verified |  |  | 6274 | 130.7083 | 48 | 20 | 0.9 | 3000 | 80
PC1T45QH | BAERO North America, Inc | BARO | KD1-4-48-30-X | Indoor Luminaires | Linear Ambient | Direct Linear Ambient Luminaires | Standard | FALSE | [9 empty] | 5/13/2015 | Not Dimmable | Not Dimmable | Not Yet Verified |  |  | 5789 | 120.6042 | 48 | 20 | 0.9 | 3000 | 80
PUEU9R1C | BAERO North America, Inc | BARO | KD1-4-48-30-X | Indoor Luminaires | Linear Ambient | Direct Linear Ambient Luminaires | Standard | FALSE | [9 empty] | 5/13/2015 | Not Dimmable | Not Dimmable | Not Yet Verified |  |  | 6274 | 130.7083 | 48 | 20 | 0.9 | 3000 | 80
PYEQ84SA | BAERO North America, Inc | BARO | KD1-4-48-35-P-X | Indoor Luminaires | Linear Ambient | Direct Linear Ambient Luminaires | Standard | FALSE | [9 empty] | 5/13/2015 | Not Dimmable | Not Dimmable | Not Yet Verified |  |  | 5877 | 122.4375 | 48 | 20 | 0.9 | 3500 | 80
PTE2AWZY | BAERO North America, Inc | BARO | KD1-4-48-35-P-X | Indoor Luminaires | Linear Ambient | Direct Linear Ambient Luminaires | Standard | FALSE | [9 empty] | 5/13/2015 | Not Dimmable | Not Dimmable | Not Yet Verified |  |  | 6368 | 132.6667 | 48 | 20 | 0.9 | 3500 | 80
PRVGT283 | BAERO North America, Inc | BARO | KD1-4-48-35-X | Indoor Luminaires | Linear Ambient | Direct Linear Ambient Luminaires | Standard | FALSE | [9 empty] | 5/13/2015 | Not Dimmable | Not Dimmable | Not Yet Verified |  |  | 5877 | 122.4375 | 48 | 20 | 0.9 | 3500 | 80
PVHJE2MV | BAERO North America, Inc | BARO | KD1-4-48-35-X | Indoor Luminaires | Linear Ambient | Direct Linear Ambient Luminaires | Standard | FALSE | [9 empty] | 5/13/2015 | Not Dimmable | Not Dimmable | Not Yet Verified |  |  | 6368 | 132.6667 | 48 | 20 | 0.9 | 3500 | 80
PYGZ7MGK | BAERO North America, Inc | BARO | KD1-8-32-30-P-X | Indoor Luminaires | Linear Ambient | Direct Linear Ambient Luminaires | Standard | FALSE | [9 empty] | 5/13/2015 | Not Dimmable | Not Dimmable | Not Yet Verified |  |  | 4210 | 131.5625 | 32 | 20 | 0.9 | 3000 | 80
PKDEPEZV | BAERO North America, Inc | BARO | KD1-8-32-30-X | Indoor Luminaires | Linear Ambient | Direct Linear Ambient Luminaires | Standard | FALSE | [9 empty] | 5/13/2015 | Not Dimmable | Not Dimmable | Not Yet Verified |  |  | 4210 | 131.5625 | 32 | 20 | 0.9 | 3000 | 80
PV13JZUD | BAERO North America, Inc | BARO | KD1-8-32-35-P-X | Indoor Luminaires | Linear Ambient | Direct Linear Ambient Luminaires | Standard | FALSE | [9 empty] | 5/13/2015 | Not Dimmable | Not Dimmable | Not Yet Verified |  |  | 4274 | 133.5625 | 32 | 20 | 0.9 | 3500 | 80
PVMRZ2JD | BAERO North America, Inc | BARO | KD1-8-32-35-X | Indoor Luminaires | Linear Ambient | Direct Linear Ambient Luminaires | Standard | FALSE | [9 empty] | 5/13/2015 | Not Dimmable | Not Dimmable | Not Yet Verified |  |  | 4274 | 133.5625 | 32 | 20 | 0.9 | 3500 | 80
P7F3BFQ4 | BAERO North America, Inc | BARO | KD1-8-64-30-P-X | Indoor Luminaires | Linear Ambient | Direct Linear Ambient Luminaires | Standard | FALSE | [9 empty] | 5/13/2015 | Not Dimmable | Not Dimmable | Not Yet Verified |  |  | 8158 | 127.4688 | 64 | 20 | 0.9 | 3000 | 80
P7CDKTPE | BAERO North America, Inc | BARO | KD1-8-64-30-X | Indoor Luminaires | Linear Ambient | Direct Linear Ambient Luminaires | Standard | FALSE | [9 empty] | 5/13/2015 | Not Dimmable | Not Dimmable | Not Yet Verified |  |  | 8158 | 127.4688 | 64 | 20 | 0.9 | 3000 | 80
PRCEWJH9 | BAERO North America, Inc | BARO | KD1-8-64-35-P-X | Indoor Luminaires | Linear Ambient | Direct Linear Ambient Luminaires | Standard | FALSE | [9 empty] | 5/13/2015 | Not Dimmable | Not Dimmable | Not Yet Verified |  |  | 8282 | 129.4062 | 64 | 20 | 0.9 | 3500 | 80
PSS6C2SC | BAERO North America, Inc | BARO | KD1-8-64-35-X | Indoor Luminaires | Linear Ambient | Direct Linear Ambient Luminaires | Standard | FALSE | [9 empty] | 5/13/2015 | Not Dimmable | Not Dimmable | Not Yet Verified |  |  | 8282 | 129.4062 | 64 | 20 | 0.9 | 3500 | 80
P5HGU7GP | BAERO North America, Inc | BARO | KD1-8-96-30-P-X | Indoor Luminaires | Linear Ambient | Direct Linear Ambient Luminaires | Standard | FALSE | [9 empty] | 5/13/2015 | Not Dimmable | Not Dimmable | Not Yet Verified |  |  | 11578 | 120.6042 | 96 | 20 | 0.9 | 3000 | 80
P8MM9J1X | BAERO North America, Inc | BARO | KD1-8-96-30-X | Indoor Luminaires | Linear Ambient | Direct Linear Ambient Luminaires | Standard | FALSE | [9 empty] | 5/13/2015 | Not Dimmable | Not Dimmable | Not Yet Verified |  |  | 11578 | 120.6042 | 96 | 20 | 0.9 | 3000 | 80
PYZ9GF9E | BAERO North America, Inc | BARO | KD1-8-96-35-P-X | Indoor Luminaires | Linear Ambient | Direct Linear Ambient Luminaires | Standard | FALSE | [9 empty] | 5/13/2015 | Not Dimmable | Not Dimmable | Not Yet Verified |  |  | 11754 | 122.4375 | 96 | 20 | 0.9 | 3500 | 80
PJMCTBDQ | BAERO North America, Inc | BARO | KD1-8-96-35-X | Indoor Luminaires | Linear Ambient | Direct Linear Ambient Luminaires | Standard | FALSE | [9 empty] | 5/13/2015 | Not Dimmable | Not Dimmable | Not Yet Verified |  |  | 11754 | 122.4375 | 96 | 20 | 0.9 | 3500 | 80
PY79P82C | BAERO North America, Inc | BARO | KD1-4-16-30-X-D | Indoor Luminaires | Linear Ambient | Direct Linear Ambient Luminaires | Standard | FALSE | [9 empty] | 5/13/2015 | Not Dimmable | Not Dimmable | Not Yet Verified |  |  | 2105 | 131.5625 | 16 | 20 | 0.9 | 3000 | 80
P561VF1S | BAERO North America, Inc | BARO | KD1-4-16-30-P-X-D | Indoor Luminaires | Linear Ambient | Direct Linear Ambient Luminaires | Standard | FALSE | [9 empty] | 5/13/2015 | Not Dimmable | Not Dimmable | Not Yet Verified |  |  | 2105 | 131.5625 | 16 | 20 | 0.9 | 3000 | 80
P13XATM4 | BAERO North America, Inc | BARO | KD1-4-16-35-X-D | Indoor Luminaires | Linear Ambient | Direct Linear Ambient Luminaires | Standard | FALSE | [9 empty] | 5/13/2015 | Not Dimmable | Not Dimmable | Not Yet Verified |  |  | 2137 | 133.5625 | 16 | 20 | 0.9 | 3500 | 80
P276WT8W | BAERO North America, Inc | BARO | KD1-4-16-35-P-X-D | Indoor Luminaires | Linear Ambient | Direct Linear Ambient Luminaires | Standard | FALSE | [9 empty] | 5/13/2015 | Not Dimmable | Not Dimmable | Not Yet Verified |  |  | 2137 | 133.5625 | 16 | 20 | 0.9 | 3500 | 80
P7DB6C8J | BAERO North America, Inc | BARO | KD1-4-24-30-X-D | Indoor Luminaires | Linear Ambient | Direct Linear Ambient Luminaires | Standard | FALSE | [9 empty] | 5/13/2015 | Not Dimmable | Not Dimmable | Not Yet Verified |  |  | 3138 | 130.75 | 24 | 20 | 0.9 | 3000 | 80
PQNVK8V3 | BAERO North America, Inc | BARO | KD1-4-24-30-P-X-D | Indoor Luminaires | Linear Ambient | Direct Linear Ambient Luminaires | Standard | FALSE | [9 empty] | 5/13/2015 | Not Dimmable | Not Dimmable | Not Yet Verified |  |  | 3138 | 130.75 | 24 | 20 | 0.9 | 3000 | 80
P3HW9HXT | BAERO North America, Inc | BARO | KD1-4-24-35-X-D | Indoor Luminaires | Linear Ambient | Direct Linear Ambient Luminaires | Standard | FALSE | [9 empty] | 5/13/2015 | Not Dimmable | Not Dimmable | Not Yet Verified |  |  | 3184 | 132.6667 | 24 | 20 | 0.9 | 3500 | 80
PTRST3W6 | BAERO North America, Inc | BARO | KD1-4-24-35-P-X-D | Indoor Luminaires | Linear Ambient | Direct Linear Ambient Luminaires | Standard | FALSE | [9 empty] | 5/13/2015 | Not Dimmable | Not Dimmable | Not Yet Verified |  |  | 3184 | 132.6667 | 24 | 20 | 0.9 | 3500 | 80
P9D3R3R8 | BAERO North America, Inc | BARO | KD1-4-32-30-X-D | Indoor Luminaires | Linear Ambient | Direct Linear Ambient Luminaires | Standard | FALSE | [9 empty] | 5/13/2015 | Not Dimmable | Not Dimmable | Not Yet Verified |  |  | 4079 | 127.4688 | 32 | 20 | 0.9 | 3000 | 80
P2ZZC2GM | BAERO North America, Inc | BARO | KD1-4-32-30-P-X-D | Indoor Luminaires | Linear Ambient | Direct Linear Ambient Luminaires | Standard | FALSE | [9 empty] | 5/13/2015 | Not Dimmable | Not Dimmable | Not Yet Verified |  |  | 4079 | 127.4688 | 32 | 20 | 0.9 | 3000 | 80
PRBZU1A9 | BAERO North America, Inc | BARO | KD1-4-32-35-X-D | Indoor Luminaires | Linear Ambient | Direct Linear Ambient Luminaires | Standard | FALSE | [9 empty] | 5/13/2015 | Not Dimmable | Not Dimmable | Not Yet Verified |  |  | 4141 | 129.4062 | 32 | 20 | 0.9 | 3500 | 80
PYJWJKCP | BAERO North America, Inc | BARO | KD1-4-32-35-P-X-D | Indoor Luminaires | Linear Ambient | Direct Linear Ambient Luminaires | Standard | FALSE | [9 empty] | 5/13/2015 | Not Dimmable | Not Dimmable | Not Yet Verified |  |  | 4141 | 129.4062 | 32 | 20 | 0.9 | 3500 | 80
PYUNKNNQ | BAERO North America, Inc | BARO | KD1-4-48-30-X-D | Indoor Luminaires | Linear Ambient | Direct Linear Ambient Luminaires | Standard | FALSE | [9 empty] | 5/13/2015 | Not Dimmable | Not Dimmable | Not Yet Verified |  |  | 5789 | 120.6042 | 48 | 20 | 0.9 | 3000 | 80
PJ35FE5B | BAERO North America, Inc | BARO | KD1-4-48-30-P-X-D | Indoor Luminaires | Linear Ambient | Direct Linear Ambient Luminaires | Standard | FALSE | [9 empty] | 5/13/2015 | Not Dimmable | Not Dimmable | Not Yet Verified |  |  | 5789 | 120.6042 | 48 | 20 | 0.9 | 3000 | 80
PT76RRFC | BAERO North America, Inc | BARO | KD1-4-48-35-X-D | Indoor Luminaires | Linear Ambient | Direct Linear Ambient Luminaires | Standard | FALSE | [9 empty] | 5/13/2015 | Not Dimmable | Not Dimmable | Not Yet Verified |  |  | 5877 | 122.4375 | 48 | 20 | 0.9 | 3500 | 80
PQ39BV7K | BAERO North America, Inc | BARO | KD1-4-48-35-P-X-D | Indoor Luminaires | Linear Ambient | Direct Linear Ambient Luminaires | Standard | FALSE | [9 empty] | 5/13/2015 | Not Dimmable | Not Dimmable | Not Yet Verified |  |  | 5877 | 122.4375 | 48 | 20 | 0.9 | 3500 | 80
P4FFTNUD | BAERO North America, Inc | BARO | KD1-8-32-30-X-D | Indoor Luminaires | Linear Ambient | Direct Linear Ambient Luminaires | Standard | FALSE | [9 empty] | 5/13/2015 | Not Dimmable | Not Dimmable | Not Yet Verified |  |  | 4210 | 131.5625 | 32 | 20 | 0.9 | 3000 | 80
PFN3Q47F | BAERO North America, Inc | BARO | KD1-8-32-30-P-X-D | Indoor Luminaires | Linear Ambient | Direct Linear Ambient Luminaires | Standard | FALSE | [9 empty] | 5/13/2015 | Not Dimmable | Not Dimmable | Not Yet Verified |  |  | 4210 | 131.5625 | 32 | 20 | 0.9 | 3000 | 80
PH4PWF7F | BAERO North America, Inc | BARO | KD1-8-32-35-X-D | Indoor Luminaires | Linear Ambient | Direct Linear Ambient Luminaires | Standard | FALSE | [9 empty] | 5/13/2015 | Not Dimmable | Not Dimmable | Not Yet Verified |  |  | 4274 | 133.5625 | 32 | 20 | 0.9 | 3500 | 80
PN1357MH | BAERO North America, Inc | BARO | KD1-8-32-35-P-X-D | Indoor Luminaires | Linear Ambient | Direct Linear Ambient Luminaires | Standard | FALSE | [9 empty] | 5/13/2015 | Not Dimmable | Not Dimmable | Not Yet Verified |  |  | 4274 | 133.5625 | 32 | 20 | 0.9 | 3500 | 80
P1NH2RDQ | BAERO North America, Inc | BARO | KD1-4-48-30-X-D | Indoor Luminaires | Linear Ambient | Direct Linear Ambient Luminaires | Standard | FALSE | [9 empty] | 5/13/2015 | Not Dimmable | Not Dimmable | Not Yet Verified |  |  | 6274 | 130.7083 | 48 | 20 | 0.9 | 3000 | 80
PXYX2K8N | BAERO North America, Inc | BARO | KD1-4-48-30-P-X-D | Indoor Luminaires | Linear Ambient | Direct Linear Ambient Luminaires | Standard | FALSE | [9 empty] | 5/13/2015 | Not Dimmable | Not Dimmable | Not Yet Verified |  |  | 6274 | 130.7083 | 48 | 20 | 0.9 | 3000 | 80
PVDBWJ6F | BAERO North America, Inc | BARO | KD1-4-48-35-X-D | Indoor Luminaires | Linear Ambient | Direct Linear Ambient Luminaires | Standard | FALSE | [9 empty] | 5/13/2015 | Not Dimmable | Not Dimmable | Not Yet Verified |  |  | 6368 | 132.6667 | 48 | 20 | 0.9 | 3500 | 80
P8WRQAES | BAERO North America, Inc | BARO | KD1-4-48-35-P-X-D | Indoor Luminaires | Linear Ambient | Direct Linear Ambient Luminaires | Standard | FALSE | [9 empty] | 5/13/2015 | Not Dimmable | Not Dimmable | Not Yet Verified |  |  | 6368 | 132.6667 | 48 | 20 | 0.9 | 3500 | 80
PQPYRH5Q | BAERO North America, Inc | BARO | KD1-8-64-30-X-D | Indoor Luminaires | Linear Ambient | Direct Linear Ambient Luminaires | Standard | FALSE | [9 empty] | 5/13/2015 | Not Dimmable | Not Dimmable | Not Yet Verified |  |  | 8158 | 127.4688 | 64 | 20 | 0.9 | 3000 | 80
P9UYP32V | BAERO North America, Inc | BARO | KD1-8-64-30-P-X-D | Indoor Luminaires | Linear Ambient | Direct Linear Ambient Luminaires | Standard | FALSE | [9 empty] | 5/13/2015 | Not Dimmable | Not Dimmable | Not Yet Verified |  |  | 8158 | 127.4688 | 64 | 20 | 0.9 | 3000 | 80
PF145933 | BAERO North America, Inc | BARO | KD1-8-64-35-X-D | Indoor Luminaires | Linear Ambient | Direct Linear Ambient Luminaires | Standard | FALSE | [9 empty] | 5/13/2015 | Not Dimmable | Not Dimmable | Not Yet Verified |  |  | 8282 | 129.4062 | 64 | 20 | 0.9 | 3500 | 80
PW2HXRB2 | BAERO North America, Inc | BARO | KD1-8-64-35-P-X-D | Indoor Luminaires | Linear Ambient | Direct Linear Ambient Luminaires | Standard | FALSE | [9 empty] | 5/13/2015 | Not Dimmable | Not Dimmable | Not Yet Verified |  |  | 8282 | 129.4062 | 64 | 20 | 0.9 | 3500 | 80
P23MQ88G | BAERO North America, Inc | BARO | KD1-8-96-30-X-D | Indoor Luminaires | Linear Ambient | Direct Linear Ambient Luminaires | Standard | FALSE | [9 empty] | 5/13/2015 | Not Dimmable | Not Dimmable | Not Yet Verified |  |  | 11578 | 120.6042 | 96 | 20 | 0.9 | 3000 | 80
PK9KCC8V | BAERO North America, Inc | BARO | KD1-8-96-30-P-X-D | Indoor Luminaires | Linear Ambient | Direct Linear Ambient Luminaires | Standard | FALSE | [9 empty] | 5/13/2015 | Not Dimmable | Not Dimmable | Not Yet Verified |  |  | 11578 | 120.6042 | 96 | 20 | 0.9 | 3000 | 80
PVNHREW3 | BAERO North America, Inc | BARO | KD1-8-96-35-X-D | Indoor Luminaires | Linear Ambient | Direct Linear Ambient Luminaires | Standard | FALSE | [9 empty] | 5/13/2015 | Not Dimmable | Not Dimmable | Not Yet Verified |  |  | 11754 | 122.4375 | 96 | 20 | 0.9 | 3500 | 80
P5WVANY4 | BAERO North America, Inc | BARO | KD1-8-96-35-P-X-D | Indoor Luminaires | Linear Ambient | Direct Linear Ambient Luminaires | Standard | FALSE | [9 empty] | 5/13/2015 | Not Dimmable | Not Dimmable | Not Yet Verified |  |  | 11754 | 122.4375 | 96 | 20 | 0.9 | 3500 | 80
PWZZ7FSG | Baiyiled Lighting America Inc. | Rayonled | RO-HBL02-30W(4000K) | Indoor Luminaires | Linear Ambient | Direct Linear Ambient Luminaires | Standard | TRUE | 2966.347 | 97.385 | 30.46 | 17.15 | 0.925 | 4059 | 83.1 | 5 | 50000 | 5/12/2016 | Not Dimmable | Not Dimmable | No |  | 3.1 | 2966.347 | 97.385 | 30.46 | 17.15 | 0.987 | 4000 | 83.1
PDV3KFAB | Baiyiled Lighting America Inc. | Rayonled | RO-HBL02-30W(5000K) | Indoor Luminaires | Linear Ambient | Direct Linear Ambient Luminaires | Standard | FALSE | [9 empty] | 5/12/2016 | Not Dimmable | Not Dimmable | No |  |  | 3049.205 | 100.171 | 30.44 | 16.78 | 0.988 | 5000 | 80.9
PECHETRY | Baiyiled Lighting America Inc. | Rayonled | RO-HBL02-50W(4000K) | Indoor Luminaires | Linear Ambient | Direct Linear Ambient Luminaires | Standard | TRUE | 4886.198 | 100.045 | 48.84 | 18.18 | 0.91 | 4067 | 83.1 | 5 | 50000 | 5/12/2016 | Not Dimmable | Not Dimmable | No |  | 3.1 | 4886.198 | 100.045 | 48.84 | 18.18 | 0.994 | 4000 | 83.1
PY8A3FV2 | Baiyiled Lighting America Inc. | Rayonled | RO-HBL02-50W(5000K) | Indoor Luminaires | Linear Ambient | Direct Linear Ambient Luminaires | Standard | FALSE | [9 empty] | 5/12/2016 | Not Dimmable | Not Dimmable | No |  |  | 5017.856 | 102.846 | 48.79 | 17.64 | 0.995 | 5000 | 80.7
PTF49W3Y | Baiyiled Lighting America Inc. | Rayonled | RO-HBL02-80W(4000K) | Indoor Luminaires | Linear Ambient | Direct Linear Ambient Luminaires | Standard | TRUE | 7732.364 | 98.514 | 78.49 | 17.13 | 0.915 | 3942 | 81.5 | 5 | 50000 | 5/12/2016 | Not Dimmable | Not Dimmable | No |  | 3.1 | 7732.364 | 98.514 | 78.49 | 17.13 | 0.974 | 4000 | 81.5
PT1PNJKP | Baiyiled Lighting America Inc. | Rayonled | RO-HBL02-80W(5000K) | Indoor Luminaires | Linear Ambient | Direct Linear Ambient Luminaires | Standard | FALSE | [9 empty] | 5/12/2016 | Not Dimmable | Not Dimmable | No |  |  | 7892.605 | 100.594 | 78.46 | 17.03 | 0.974 | 5000 | 80.7
PVEDRQ8K | Baiyiled Lighting America Inc. | Rayonled | RO-HBL01-40W(4000K) | Indoor Luminaires | Linear Ambient | Direct Linear Ambient Luminaires | Standard | TRUE | 4054.994 | 104.645 | 38.75 | 17.44 | 0.919 | 4058 | 83.1 | 5 | 50000 | 6/9/2016 | Not Dimmable | Not Dimmable | No |  | 3.1 | 4054.994 | 104.645 | 38.75 | 17.44 | 0.992 | 4000 | 83.1
PVREQU9N | Baiyiled Lighting America Inc. | Rayonled | RO-HBL01-40W(5000K) | Indoor Luminaires | Linear Ambient | Direct Linear Ambient Luminaires | Standard | FALSE | [9 empty] | 6/9/2016 | Not Dimmable | Not Dimmable | No |  |  | 4133.618 | 106.564 | 38.79 | 17.21 | 0.994 | 5000 | 80.8
PVE8QAMU | Banner Engineering | WLB92 | WLB92ZC550PBQM | Indoor Luminaires | Linear Ambient | Direct Linear Ambient Luminaires | Standard | TRUE | 3130 | 92.59 | 33.8 | 14.18 | 0.892 | 4902 | 82.6 | 5 | 50000 | 4/6/2015 | Dimmable | Continuous (Cannot dim down to ≤ 10% (W) | Not Yet Verified |  | 2.1 | 3130 | 92 | 34 | 6.9 | 0.9 | 5000 | 82
PZ67QUS7 | Banner Engineering | WLB92 | WLB92ZC550PBQMB | Indoor Luminaires | Linear Ambient | Direct Linear Ambient Luminaires | Standard | FALSE | [9 empty] | 4/6/2015 | Dimmable | Continuous (Cannot dim down to ≤ 10% (W) | Not Yet Verified |  |  | 3130 | 92 | 34 | 6.9 | 0.9 | 5000 | 82
PATN2AGU | Banner Engineering | WLB92 | WLB92ZC550ACT | Indoor Luminaires | Linear Ambient | Direct Linear Ambient Luminaires | Standard | FALSE | [9 empty] | 4/6/2015 | Dimmable | Continuous (Can dim down to ≤ 10% (W)) | Not Yet Verified |  |  | 3130 | 92 | 34 | 6.9 | 0.9 | 5000 | 82
PR6GXDBX | Banner Engineering | WLB92 | WLB92ZC1100PBQM | Indoor Luminaires | Linear Ambient | Direct Linear Ambient Luminaires | Standard | TRUE | 6502 | 93.33 | 69.67 | 17.6 | 0.923 | 4931 | 82.9 | 5 | 50000 | 4/6/2015 | Dimmable | Continuous (Cannot dim down to ≤ 10% (W) | Not Yet Verified |  | 2.1 | 6500 | 92 | 70 | 2.05 | 0.9 | 5000 | 82
PK87PRG3 | Banner Engineering | WLB92 | WLB92ZC1100PBQMB | Indoor Luminaires | Linear Ambient | Direct Linear Ambient Luminaires | Standard | FALSE | [9 empty] | 4/6/2015 | Dimmable | Continuous (Cannot dim down to ≤ 10% (W) | Not Yet Verified |  |  | 6500 | 92 | 70 | 2.05 | 0.9 | 5000 | 82
PDJ621G7 | Banner Engineering | WLB92 | WLB92ZC1100ACT | Indoor Luminaires | Linear Ambient | Direct Linear Ambient Luminaires | Standard | FALSE | [9 empty] | 4/6/2015 | Dimmable | Continuous (Can dim down to ≤ 10% (W)) | Not Yet Verified |  |  | 6500 | 92 | 70 | 2.05 | 0.9 | 5000 | 82
PSBV792R | Barron Lighting Group | Tracelite | TLED-LVT-2-VS-3K | Indoor Luminaires | Linear Ambient | Direct Linear Ambient Luminaires | Standard | TRUE | 1766.55 | 94.82 | 18.63 | 13.3 | 0.912 | 2952 | 83.8 | 5 |  | 9/21/2015 | Not Yet Verified | Not Yet Verified | Not Yet Verified |  | 2.1 | 1766.55 | 94.82 | 18.63 | 13.3 | 0.987 | 2952 | 84
PW91837K | Barron Lighting Group | Tracelite | TLED-LVT-2-VS-4K | Indoor Luminaires | Linear Ambient | Direct Linear Ambient Luminaires | Standard | FALSE | [9 empty] | 9/21/2015 | Not Yet Verified | Not Yet Verified | Not Yet Verified |  |  | 1900 | 95 | 20 | 13.3 | 0.987 | 4000 | 80
PE9QXT44 | Barron Lighting Group | Tracelite | TLED-LVT-2-VS-5K | Indoor Luminaires | Linear Ambient | Direct Linear Ambient Luminaires | Standard | FALSE | [9 empty] | 9/21/2015 | Not Yet Verified | Not Yet Verified | Not Yet Verified |  |  | 1900 | 95 | 20 | 13.3 | 0.987 | 5000 | 80
PBN4D4N7 | Barron Lighting Group | Trace*lite | TLED-LVT-4-VS-3K-XXXX | Indoor Luminaires | Linear Ambient | Direct Linear Ambient Luminaires | Standard | TRUE | 3684.2 | 96.77 | 37.74 | 11.3 | 0.88 | 2958 | 83.8 | 5 | 50000 | 10/30/2014 | Not Yet Verified | Not Yet Verified | Not Yet Verified | 120° Beam Angle | 2.1 | 3600 | 95 | 40 | 20 | 0.93 | 3000 | 80
PEQ35AYG | Barron Lighting Group | Trace*lite | TLED-LVT-4-VS-4K-XXXX | Indoor Luminaires | Linear Ambient | Direct Linear Ambient Luminaires | Standard | FALSE | [9 empty] | 10/30/2014 | Not Yet Verified | Not Yet Verified | Not Yet Verified | 120° Beam Angle |  | 3600 | 95 | 40 | 20 | 0.93 | 4000 | 80
PH8P2VJ9 | Barron Lighting Group | Trace*lite | TLED-LVT-4-VS-5K-XXXX | Indoor Luminaires | Linear Ambient | Direct Linear Ambient Luminaires | Standard | FALSE | [9 empty] | 10/30/2014 | Not Yet Verified | Not Yet Verified | Not Yet Verified | 120° Beam Angle |  | 3600 | 95 | 40 | 20 | 0.93 | 5000 | 80
P00001FC8 | Beghelli North America | Beghelli Systems | BS101LED4HT80WWT41120/277V | Indoor Luminaires | Linear Ambient | Direct Linear Ambient Luminaires | Standard | TRUE | 5875 | 88.21 | 67.66 | 12.22 | 0.88 | 4297 | 83.02 | 5 | 60000 | 10/23/2013 | Not Yet Verified | Not Yet Verified | Not Yet Verified |  | 2.1 | 5445 | 85.9 | 65.7 |  |  | 4100
P7KVDQ4U | Beghelli North America | Beghelli Systems | BS101LED4HT70WWT40120/277V | Indoor Luminaires | Linear Ambient | Direct Linear Ambient Luminaires | Standard | FALSE | [9 empty] | 1/22/2015 | Not Yet Verified | Not Yet Verified | Not Yet Verified |  |  | 5445 | 85.9 | 65.7 |  |  | 4100
PX5GV7KC | Beghelli North America | Beghelli Systems | BS100LED4HT70WWT40120-277V | Indoor Luminaires | Linear Ambient | Direct Linear Ambient Luminaires | Standard | FALSE | [9 empty] | 1/22/2015 | Dimmable | Continuous (Can dim down to ≤ 10% (W)) | Not Yet Verified |  |  | 6181 | 89 | 80 |  |  | 4100 | 95
PKSPEECED | Beghelli North America | Beghelli Systems | BS100LED4HT80WWT41120-277V | Indoor Luminaires | Linear Ambient | Direct Linear Ambient Luminaires | Standard | FALSE | [9 empty] | 9/16/2014 | Dimmable | Continuous (Can dim down to ≤ 10% (W)) | Not Yet Verified |  |  | 6181 | 89 | 80 |  |  | 4100 | 95
P00001FCC | Beghelli North America | Beghelli Systems | BS100LED4HT50WWT41120-277V (Previously BS100LED4HT50WWT41120/277VFL) | Indoor Luminaires | Linear Ambient | Direct Linear Ambient Luminaires | Standard | TRUE | 4404 | 95.22 | 46.253 | 9.48 | 0.9707 | 4002 | 85.4 | 5 | 100000 | 5/21/2014 | Not Yet Verified | Not Yet Verified | Not Yet Verified |  | 2.1 | 4600 | 96 | 47.8 |  |  | 4100 | 80
PCX8QZYU | Beghelli North America | Beghelli Systems | BS100LED4HT48WWT40120-277V | Indoor Luminaires | Linear Ambient | Direct Linear Ambient Luminaires | Standard | FALSE | [9 empty] | 1/22/2015 | Not Yet Verified | Not Yet Verified | Not Yet Verified |  |  | 4600 | 96 | 47.8 |  |  | 4100 | 80
PMC2EVTWT | Beghelli North America | Beghelli | BS100LED4HT30WWT40-347V | Indoor Luminaires | Linear Ambient | Direct Linear Ambient Luminaires | Standard | TRUE | 3773.76 | 113.26 | 33.32 | 11.72 | 0.9285 | 4053 | 84.94 | 5 |  | 6/3/2015 | Dimmable | Continuous (Can dim down to ≤ 10% (W)) | Not Yet Verified |  | 2.1
PNRXXW12 | Beghelli North America | Beghelli | BS100LED4HT80WWT35-347V | Indoor Luminaires | Linear Ambient | Direct Linear Ambient Luminaires | Standard | TRUE | 5676 | 86.24 | 65.81 | 10.3 | 0.9731 | 3501 | 85.93 | 5 |  | 8/11/2015 | Dimmable | Continuous (Can dim down to ≤ 10% (W)) | Not Yet Verified |  | 2.1 | 5676 | 86.24 | 65.81 | 10.3 | 0.9731 | 3501 | 85.93
P9GW47VX | Beghelli North America | Beghelli | BS100LED2HT50WWT41-347V | Indoor Luminaires | Linear Ambient | Direct Linear Ambient Luminaires | Standard | TRUE | 2954 | 90.24 | 32.734 | 13.66 | 0.9597 | 3998 | 83.65 | 5 |  | 8/11/2015 | Dimmable | Continuous (Can dim down to ≤ 10% (W)) | Not Yet Verified |  | 2.1 | 2954 | 90.24 | 32.734 | 13.66 | 0.9597 | 3998 | 83.65
PNARESMF | Beghelli North America | Beghelli | BS100LED2HT30WWT41-347V | Indoor Luminaires | Linear Ambient | Direct Linear Ambient Luminaires | Standard | FALSE | [9 empty] | 8/11/2015 | Dimmable | Continuous (Can dim down to ≤ 10% (W)) | Not Yet Verified |  |  | 2954 | 90.24 | 32.734 | 13.66 | 0.9597 | 3998 | 83.65
P1A5WSVB | Beghelli North America | Beghelli | BS100LED4HT80WWT35120-277V | Indoor Luminaires | Linear Ambient | Direct Linear Ambient Luminaires | Standard | FALSE | [9 empty] | 8/11/2015 | Dimmable | Continuous (Can dim down to ≤ 10% (W)) | Not Yet Verified |  |  | 5635 | 86.51 | 65.13 | 11.07 | 0.9977 | 3490 | 85.91
PQYTSD87 | Beghelli North America | Beghelli | BS100LED4HT50WWT35120-277V | Indoor Luminaires | Linear Ambient | Direct Linear Ambient Luminaires | Standard | FALSE | [9 empty] | 8/11/2015 | Dimmable | Continuous (Can dim down to ≤ 10% (W)) | Not Yet Verified |  |  | 4213 | 92.02 | 45.78 | 8.26 | 0.998 | 3481 | 85.96
PP2R2HYU | Beghelli North America | Beghelli | BS100LED4[HT,SA]50WWT41-347V | Indoor Luminaires | Linear Ambient | Direct Linear Ambient Luminaires | Standard | FALSE | [9 empty] | 8/11/2015 | Dimmable | Continuous (Can dim down to ≤ 10% (W)) | Not Yet Verified |  |  | 5227 | 117.59 | 44.51 | 11.2 | 0.9758 | 4063 | 84.8
PKVMK2DX | Beghelli North America | Beghelli | BS100LED4[HT,SA]48WWT41-347V | Indoor Luminaires | Linear Ambient | Direct Linear Ambient Luminaires | Standard | FALSE | [9 empty] | 8/11/2015 | Dimmable | Continuous (Can dim down to ≤ 10% (W)) | Not Yet Verified |  |  | 5227 | 117.59 | 44.51 | 11.2 | 0.9758 | 4063 | 84.8
PBKVFX71 | Beghelli North America | Beghelli | BS100LED4[HT,SA]80WWT41-347V | Indoor Luminaires | Linear Ambient | Direct Linear Ambient Luminaires | Standard | FALSE | [9 empty] | 8/11/2015 | Dimmable | Continuous (Can dim down to ≤ 10% (W)) | Not Yet Verified |  |  | 6998 | 110.1 | 63.556 | 9.72 | 0.9732 | 4087 | 84.62
PABVN7CU | Beghelli North America | Beghelli | BS100LED4[HT,SA]70WWT41-347V | Indoor Luminaires | Linear Ambient | Direct Linear Ambient Luminaires | Standard | FALSE | [9 empty] | 8/11/2015 | Dimmable | Continuous (Can dim down to ≤ 10% (W)) | Not Yet Verified |  |  | 6998 | 110.1 | 63.556 | 9.72 | 0.9732 | 4087 | 84.62
PUSFEHM2 | Beghelli North America | Beghelli | BS100LED4HT70WWT35-347V | Indoor Luminaires | Linear Ambient | Direct Linear Ambient Luminaires | Standard | FALSE | [9 empty] | 8/11/2015 | Dimmable | Continuous (Can dim down to ≤ 10% (W)) | Not Yet Verified |  |  | 5676 | 86.24 | 65.81 | 10.3 | 0.9731 | 3501 | 85.93
P9B11Y8D | Beghelli North America | Beghelli | BS100LED4HT50WWT35-347V | Indoor Luminaires | Linear Ambient | Direct Linear Ambient Luminaires | Standard | FALSE | [9 empty] | 8/11/2015 | Dimmable | Continuous (Can dim down to ≤ 10% (W)) | Not Yet Verified |  |  | 4265 | 92.08 | 46.317 | 10.17 | 0.9777 | 3491 | 85.93
PRB6G5SD | Beghelli North America | Beghelli | BS100LED4HT48WWT35-347V | Indoor Luminaires | Linear Ambient | Direct Linear Ambient Luminaires | Standard | FALSE | [9 empty] | 8/11/2015 | Dimmable | Continuous (Can dim down to ≤ 10% (W)) | Not Yet Verified |  |  | 4265 | 92.08 | 46.317 | 10.17 | 0.9777 | 3491 | 85.93
P00001FCA | Beghelli North America | Beghelli Systems | BS101LED4HT50WWT35120-277V (Previously BS101LED4HT50WWT35120/277VFL) | Indoor Luminaires | Linear Ambient | Direct Linear Ambient Luminaires | Standard | TRUE | 4243 | 93.85 | 45.21 | 9.06 | 0.97 | 3472 | 83.4 | 5 | 60000 | 5/8/2014 | Not Yet Verified | Not Yet Verified | Not Yet Verified |  | 2.1 | 4200 | 94 | 50 | 9 | 0.97 | 3500 | 83
P1SVDRNG | Beghelli North America | Beghelli Systems | BS101LED4HT48WWT35120-277V | Indoor Luminaires | Linear Ambient | Direct Linear Ambient Luminaires | Standard | FALSE | [9 empty] | 1/22/2015 | Not Yet Verified | Not Yet Verified | Not Yet Verified |  |  | 4200 | 94 | 50 | 9 | 0.97 | 3500 | 83
PG31YXT2 | Beghelli North America | Beghelli | BX910LED4HT50WWT40120-277V | Indoor Luminaires | Linear Ambient | Direct Linear Ambient Luminaires | Standard | TRUE | 4750 | 109.27 | 43.47 | 8.31 | 0.9717 | 4282 | 84.4 | 5 | 50000 | 7/23/2015 | Not Dimmable | Not Dimmable | Not Yet Verified |  | 2.1 | 4750 | 109.27 | 43.47 | 20 | 0.9 | 4000 | 83
PBDHC3A1 | Beghelli North America | Beghelli | BX910LED4HT50WWT50-347V | Indoor Luminaires | Linear Ambient | Direct Linear Ambient Luminaires | Standard | TRUE | 4562 | 107.22 | 42.547 | 11.47 | 0.9728 | 4270 | 84.41 | 5 | 50000 | 7/31/2015 | Dimmable | Continuous (Can dim down to ≤ 10% (W)) | Not Yet Verified |  | 2.1 | 4598.87 | 108.08 | 42.547 | 11.47 | 0.9728 | 4270 | 84.41
PTURU51W | Beghelli North America | Spada | SPA-2-HT-20W-WT30-120-277V | Indoor Luminaires | Linear Ambient | Direct Linear Ambient Luminaires | Standard | TRUE | 1766.55 | 94.82 | 18.63 | 13.3 | 0.912 | 2952 | 83.8 | 5 |  | 5/22/2015 | Not Yet Verified | Not Yet Verified | Not Yet Verified |  | 2.1 | 1766.55 | 94.82 | 18.63 | 13.3 | 0.987 | 2952 | 84
PEMYJMJ4 | Beghelli North America | Spada | SPA-2-HT-20W-WT40-120-277V | Indoor Luminaires | Linear Ambient | Direct Linear Ambient Luminaires | Standard | FALSE | [9 empty] | 5/22/2015 | Not Yet Verified | Not Yet Verified | Not Yet Verified |  |  | 1900 | 95 | 20 | 13.3 | 0.987 | 4000 | 80
PQ2VE753 | Beghelli North America | Spada | SPA-2-HT-20W-WT50-120-277V | Indoor Luminaires | Linear Ambient | Direct Linear Ambient Luminaires | Standard | FALSE | [9 empty] | 5/22/2015 | Not Yet Verified | Not Yet Verified | Not Yet Verified |  |  | 1900 | 95 | 20 | 13.3 | 0.987 | 5000 | 80
PC95XXME | Beghelli North America | Spada | SPA-3-HT-30W-WT30-120-277V | Indoor Luminaires | Linear Ambient | Direct Linear Ambient Luminaires | Standard | TRUE | 2733.18 | 95.97 | 28.5 | 10.7 | 0.937 | 2950 | 83.8 | 5 |  | 5/22/2015 | Not Yet Verified | Not Yet Verified | Not Yet Verified |  | 2.1 | 2733.18 | 95.97 | 28.48 | 10.7 | 0.992 | 2950 | 84
P5KMEC9E | Beghelli North America | Spada | SPA-3-HT-30W-WT40-120-277V | Indoor Luminaires | Linear Ambient | Direct Linear Ambient Luminaires | Standard | FALSE | [9 empty] | 5/22/2015 | Not Yet Verified | Not Yet Verified | Not Yet Verified |  |  | 2850 | 95 | 30 | 10.7 | 0.992 | 4000 | 80
PEZMY9NQ | Beghelli North America | Spada | SPA-3-HT-30W-WT50-120-277V | Indoor Luminaires | Linear Ambient | Direct Linear Ambient Luminaires | Standard | FALSE | [9 empty] | 5/22/2015 | Not Yet Verified | Not Yet Verified | Not Yet Verified |  |  | 2850 | 95 | 30 | 10.7 | 0.992 | 5000 | 80
P3GE7T3T | Beghelli North America | Spada | SPA-4-HT-40W-WT30-120-277V | Indoor Luminaires | Linear Ambient | Direct Linear Ambient Luminaires | Standard | TRUE | 3684.2 | 96.77 | 37.74 | 11.3 | 0.88 | 2958 | 83.8 | 5 | 50000 | 5/22/2015 | Not Yet Verified | Not Yet Verified | Not Yet Verified |  | 2.1 | 3800 | 95 | 40 | 20 | 0.93 | 3000 | 80
PGTJGBCR | Beghelli North America | Spada | SPA-4-HT-40W-WT40-120-277V | Indoor Luminaires | Linear Ambient | Direct Linear Ambient Luminaires | Standard | FALSE | [9 empty] | 5/22/2015 | Not Yet Verified | Not Yet Verified | Not Yet Verified |  |  | 3800 | 95 | 40 | 20 | 0.93 | 4000 | 80
PUV7GQRJ | Beghelli North America | Spada | SPA-4-HT-40W-WT50-120-277V | Indoor Luminaires | Linear Ambient | Direct Linear Ambient Luminaires | Standard | FALSE | [9 empty] | 5/22/2015 | Not Yet Verified | Not Yet Verified | Not Yet Verified |  |  | 3800 | 95 | 40 | 20 | 0.93 | 5000 | 80
PVF79N1W | BEIJING GOLDEN-GOLD HI-TECH CO LTD | Beghelli | BX920LED4HT80WWT30-347V | Indoor Luminaires | Linear Ambient | Direct Linear Ambient Luminaires | Standard | TRUE | 8260 | 101.18 | 81.633 | 7.88 | 0.9813 | 3087 | 82.67 | 5 | 50000 | 7/31/2015 | Dimmable | Continuous (Can dim down to ≤ 10% (W)) | Not Yet Verified |  | 2.1 | 8400.23 | 102.9 | 81.33 | 7.88 | 0.9813 | 3087 | 82.67
PVX7MBZM | BEMO Corp. | Beghelli | BX910LED4HT50WWT50-120-277V | Indoor Luminaires | Linear Ambient | Direct Linear Ambient Luminaires | Standard | FALSE | [9 empty] | 7/31/2015 | Dimmable | Continuous (Can dim down to ≤ 10% (W)) | Not Yet Verified |  |  | 4650.72 | 106.98 | 43.42 | 8.31 | 0.9717 | 4282 | 84.4
PFQNWZCP | Best Lighting Products | BEST LIGHTING | BLCSLED2FT-18D-4KMV | Indoor Luminaires | Linear Ambient | Direct Linear Ambient Luminaires | Standard | TRUE | 2107.4 | 101.27 | 20.81 | 11.26 | 0.9327 | 3990 | 82.4 | 5 | 50000 | 9/1/2016 | Dimmable | Continuous (Can dim down to ≤ 10% (W)) | No |  | 3.1 | 1800 | 85.7 | 21 | 11.26 | 0.9 | 4000 | 85
PM7G6CH8 | Best Lighting Products | BEST LIGHTING | BLCSLED2FT-18D-5KMV | Indoor Luminaires | Linear Ambient | Direct Linear Ambient Luminaires | Standard | FALSE | [9 empty] | 9/1/2016 | Dimmable | Continuous (Can dim down to ≤ 10% (W)) | No |  |  | 1800 | 85.7 | 21 | 11.26 | 0.9 | 5000 | 85
P2XGST93 | Best Lighting Products | BEST LIGHTING | BLCSLED3FT-27D-4KMV | Indoor Luminaires | Linear Ambient | Direct Linear Ambient Luminaires | Standard | TRUE | 3326.6 | 111.16 | 29.93 | 17.6 | 0.9797 | 4082 | 84.8 | 5 | 50000 | 9/1/2016 | Dimmable | Continuous (Can dim down to ≤ 10% (W)) | No |  | 3.1 | 2700 | 90 | 30 | 17.6 | 0.9 | 4000 | 85
PXPNNW8R | Best Lighting Products | BEST LIGHTING | BLCSLED3FT-27D-5KMV | Indoor Luminaires | Linear Ambient | Direct Linear Ambient Luminaires | Standard | FALSE | [9 empty] | 9/1/2016 | Dimmable | Continuous (Can dim down to ≤ 10% (W)) | No |  |  | 2700 | 90 | 30 | 17.6 | 0.9 | 5000 | 85
P3XXK2SB | Best Lighting Products | BEST LIGHTING | BLCSLED4FT-40D-4KMV | Indoor Luminaires | Linear Ambient | Direct Linear Ambient Luminaires | Standard | TRUE | 4212.53 | 109.13 | 38.6 | 15.21 | 0.9481 | 4047 | 82.7 | 5 | 50000 | 9/1/2016 | Dimmable | Continuous (Can dim down to ≤ 10% (W)) | No |  | 4 | 4000 | 95.2 | 42 | 15.21 | 0.9 | 4000 | 80
P24JJKMN | Best Lighting Products | BEST LIGHTING | BLCSLED4FT-40D-5KMV | Indoor Luminaires | Linear Ambient | Direct Linear Ambient Luminaires | Standard | FALSE | [9 empty] | 9/1/2016 | Dimmable | Continuous (Can dim down to ≤ 10% (W)) | No |  |  | 4000 | 95.2 | 42 | 15.21 | 0.9 | 5000 | 80
PPBSVZGQ | Best Lighting Products | BEST LIGHTING | BLCSLED8FT-75D-4KMV | Indoor Luminaires | Linear Ambient | Direct Linear Ambient Luminaires | Standard | TRUE | 7794.58 | 93.7 | 83.19 | 6.7 | 0.952 | 4116 | 83.6 | 5 | 50000 | 9/1/2016 | Dimmable | Continuous (Can dim down to ≤ 10% (W)) | No |  | 3.1 | 8400 | 100 | 84 | 20 | 0.9 | 4000 | 80
P6VXWX6U | Best Lighting Products | BEST LIGHTING | BLCSLED8FT-75D-5KMV | Indoor Luminaires | Linear Ambient | Direct Linear Ambient Luminaires | Standard | FALSE | [9 empty] | 9/1/2016 | Dimmable | Continuous (Can dim down to ≤ 10% (W)) | No |  |  | 8400 | 100 | 84 | 20 | 0.9 | 5000 | 80
PBAHDD7U | Best Lighting Products | BEST LIGHTING | BVTPLED-40D-4KMV | Indoor Luminaires | Linear Ambient | Direct Linear Ambient Luminaires | Standard | TRUE | 4551 | 102.66 | 44.33 | 5.87 | 0.9622 | 3947 | 83.4 | 5 | 50000 | 9/1/2016 | Dimmable | Continuous (Can dim down to ≤ 10% (W)) | No |  | 3.1 | 4000 | 88.89 | 45 | 5.87 | 0.9 | 4000 | 85
PKVVK17A | Best Lighting Products | BEST LIGHTING | BVTPLED-40D-5KMV | Indoor Luminaires | Linear Ambient | Direct Linear Ambient Luminaires | Standard | FALSE | [9 empty] | 9/1/2016 | Dimmable | Continuous (Can dim down to ≤ 10% (W)) | No |  |  | 4000 | 88.89 | 45 | 5.87 | 0.9 | 5000 | 85
P47HGXRH | Best Lighting Products | BEST LIGHTING | BVTPLED-52D-4KMV | Indoor Luminaires | Linear Ambient | Direct Linear Ambient Luminaires | Standard | TRUE | 5306.5 | 101.01 | 52.54 | 7.42 | 0.9545 | 3977 | 81.5 | 5 | 50000 | 9/1/2016 | Dimmable | Continuous (Can dim down to ≤ 10% (W)) | No |  | 3.1 | 5200 | 104 | 50 | 7.42 | 0.9 | 4000 | 85
PM5362A7 | Best Lighting Products | BEST LIGHTING | BVTPLED-52D-5KMV | Indoor Luminaires | Linear Ambient | Direct Linear Ambient Luminaires | Standard | FALSE | [9 empty] | 9/1/2016 | Dimmable | Continuous (Can dim down to ≤ 10% (W)) | No |  |  | 5200 | 104 | 50 | 7.42 | 0.9 | 5000 | 85
PC9ZDWTZ | Best Lighting Products | BEST LIGHTING | BWALED4FT-42D-4KMV | Indoor Luminaires | Linear Ambient | Direct Linear Ambient Luminaires | Standard | TRUE | 4194.8 | 92.41 | 45.39 | 7.34 | 0.9636 | 4122 | 82.3 | 5 | 50000 | 9/1/2016 | Dimmable | Continuous (Can dim down to ≤ 10% (W)) | No |  | 4 | 4200 | 93.33 | 45 | 7.34 | 0.9 | 4000 | 85
P4AFFP3D | Best Lighting Products | BEST LIGHTING | BWALED4FT-42D-5KMV | Indoor Luminaires | Linear Ambient | Direct Linear Ambient Luminaires | Standard | FALSE | [9 empty] | 9/1/2016 | Dimmable | Continuous (Can dim down to ≤ 10% (W)) | No |  |  | 4200 | 93.33 | 45 | 7.34 | 0.9 | 5000 | 85
PS6J8KQB | Best Lighting Products | BEST LIGHTING | BCLDLED4FT-42D-4KMV | Indoor Luminaires | Linear Ambient | Direct Linear Ambient Luminaires | Standard | TRUE | 3690.7 | 93.82 | 39.34 | 7.4 | 0.9498 | 3966 | 81.9 | 5 | 50000 | 9/1/2016 | Dimmable | Continuous (Can dim down to ≤ 10% (W)) | No |  | 3.1 | 4200 | 105 | 40 | 7.4 | 0.9 | 4000 | 85
PXQP9RK1 | Best Lighting Products | BEST LIGHTING | BCLDLED4FT-42D-5KMV | Indoor Luminaires | Linear Ambient | Direct Linear Ambient Luminaires | Standard | FALSE | [9 empty] | 9/1/2016 | Dimmable | Continuous (Can dim down to ≤ 10% (W)) | No |  |  | 4200 | 105 | 40 | 7.4 | 0.9 | 5000 | 85
P1RCZ31N | Beyond Signs Inc. dba Beyond LED Technology | Beyond | 102350 (5000K) | Indoor Luminaires | Linear Ambient | Direct Linear Ambient Luminaires | Standard | TRUE | 2573.7 | 117.73 | 21.86 | 12.94 | 0.907 | 5222 | 84 | 5 | 50000 | 6/1/2015 | Not Dimmable | Not Dimmable | Not Yet Verified |  | 2.1 |  | 115 | 22 |  | 0.92 | 5000 | 80
PF929DDW | Beyond Signs Inc. dba Beyond LED Technology | Beyond | 104315 (5000K) | Indoor Luminaires | Linear Ambient | Direct Linear Ambient Luminaires | Standard | TRUE | 3239.9 | 122.5 | 26.51 | 16.1 | 0.934 | 5230 | 84 | 5 | 50000 | 6/1/2015 | Not Dimmable | Not Dimmable | Not Yet Verified |  | 2.1 |  | 115 | 28 |  | 0.92 | 5000 | 80
P00001LDF | Beyond Signs Inc. dba Beyond LED Technology | BEYOND LIGHTING | 100149 | Indoor Luminaires | Linear Ambient | Direct Linear Ambient Luminaires | Standard | TRUE | 2546.3 | 120.63 | 21.1 | 14.98 | 0.93 | 5176 | 81.8 | 5 | 50000 | 8/22/2014 | Not Yet Verified | Not Yet Verified | Not Yet Verified |  | 2.1 |  | 100 | 22 |  | 0.95 | 5000 | 81
P00001LDG | Beyond Signs Inc. dba Beyond LED Technology | BEYOND LIGHTING | 101782 | Indoor Luminaires | Linear Ambient | Direct Linear Ambient Luminaires | Standard | TRUE | 2909.6 | 119.1 | 24.26 | 12.4 | 0.87 | 5223 | 82 | 5 | 50000 | 8/22/2014 | Not Yet Verified | Not Yet Verified | Not Yet Verified |  | 2.1 |  | 100 | 25 |  | 0.95 | 5000 | 81
P00001LDH | Beyond Signs Inc. dba Beyond LED Technology | BEYOND LIGHTING | 101790 | Indoor Luminaires | Linear Ambient | Direct Linear Ambient Luminaires | Standard | TRUE | 2993.7 | 110.27 | 27.14 | 12.4 | 0.87 | 5227 | 82 | 5 | 50000 | 8/22/2014 | Not Yet Verified | Not Yet Verified | Not Yet Verified |  | 2.1 |  | 100 | 28 |  | 0.95 | 5000 | 81
P00001LDI | Beyond Signs Inc. dba Beyond LED Technology | BEYOND LIGHTING | 102301 | Indoor Luminaires | Linear Ambient | Direct Linear Ambient Luminaires | Standard | TRUE | 2993.7 | 110.27 | 27.14 | 12.4 | 0.87 | 5227 | 82 | 5 | 50000 | 8/22/2014 | Not Yet Verified | Not Yet Verified | Not Yet Verified |  | 2.1 |  | 100 | 30 |  | 0.95 | 5000 | 81
PF7NZDPC | BIRCHWOOD LIGHTING, INC. | Birchwood | NOL-LED-325-HLO-35-4-SC-FW-120/277-EB-SM | Indoor Luminaires | Linear Ambient | Direct Linear Ambient Luminaires | Standard | TRUE | 3627.62 | 103 | 35.3 | 17 | 0.92 | 3416 | 83.9 | 5 | 50000 | 5/16/2016 | Dimmable | Continuous (Cannot dim down to ≤ 10% (W) | No |  |  | 3627.62 | 103 | 35.3 | 17 | 0.92 | 3416 | 83.9
P000005QI | BJ Take, Inc. | BJ Take, Inc. | BLSP-4'-4L-P1R840-37WUNV-L18 [120 V ONLY] | Indoor Luminaires | Linear Ambient | Direct Linear Ambient Luminaires | Standard | TRUE | 3597 | 100.8 | 35.7 | 14.8 | 0.988 | 4067 | 85.11 | 5 | 50000 | 6/11/2014 | Not Yet Verified | Not Yet Verified | Not Yet Verified |  | 2.1 | 4400 |  | 36.9 |  |  | 4000
PRR4H5TZ | BJ Take, Inc. | BJ Take | BLV-4'-2.5L-830-UNV-L16 | Indoor Luminaires | Linear Ambient | Direct Linear Ambient Luminaires | Premium | TRUE | 2143 | 127.1 | 16.9 | 15.68 | 0.934 | 3124 | 83.9 | 5 | 50000 | 7/14/2016 | Not Dimmable | Not Dimmable | Yes |  | 4 | 2143 | 127.1 | 16.86 | 9.26 | 0.99 | 3124 | 83.9
P43PMZNE | BJ Take, Inc. | BJ Take | BLV-4'-6.5L-830-UNV-L16 | Indoor Luminaires | Linear Ambient | Direct Linear Ambient Luminaires | Premium | TRUE | 6245.2 | 126.3 | 49.45 | 15.68 | 0.997 | 3124 | 83.9 | 5 | 50000 | 7/14/2016 | Not Dimmable | Not Dimmable | Yes |  | 4 | 6245.2 | 126.3 | 49.45 | 6.78 | 1 | 3134.88 | 83.58
PYFT4MJY | BJ Take, Inc. | BJ Take | BLV-8'-5.5L-850-UNV-L16 | Indoor Luminaires | Linear Ambient | Direct Linear Ambient Luminaires | Premium | TRUE | 5622 | 137.2 | 39.92 | 12.62 | 0.975 | 5145 | 83.8 | 5 | 50000 | 7/14/2016 | Not Dimmable | Not Dimmable | Yes |  | 4 | 5622 | 137.2 | 40.99 | 6.05 | 1 | 5145 | 83.8
PQAUPYMS | BJ Take, Inc. | BJ Take | BLV-4'-2.5L-830-347-L16 | Indoor Luminaires | Linear Ambient | Direct Linear Ambient Luminaires | Standard | TRUE | 2154.2 | 120 | 17.96 | 16.4 | 0.889 | 3101 | 83.4 | 5 | 50000 | 8/19/2016 | Not Dimmable | Not Dimmable | Yes |  | 4 | 2154.2 | 120 | 17.96 | 11.88 | 0.89 | 3134.88 | 83.58
PNJX3P7Q | BJ Take, Inc. | BJ Take | BLV-8'-20.5L-830-347-L16 | Indoor Luminaires | Linear Ambient | Direct Linear Ambient Luminaires | Standard | FALSE | [9 empty] | 8/19/2016 | Not Dimmable | Not Dimmable | Yes |  |  | 20326.53 | 120.63 | 168.51 | 11.88 | 0.93 | 3134.88 | 83.58
PSU8C359 | BJ Take, Inc. | BJ Take | BLVN-4'-2.5L-830-347-L16 | Indoor Luminaires | Linear Ambient | Direct Linear Ambient Luminaires | Standard | FALSE | [9 empty] | 8/19/2016 | Not Dimmable | Not Dimmable | Yes |  |  | 2165.5 | 121 | 17.89 | 16.43 | 0.89 | 3101 | 83.4
PGJCBPZA | BJ Take, Inc. | BJ Take | BLV-4'-2.5L-835-347-L16 | Indoor Luminaires | Linear Ambient | Direct Linear Ambient Luminaires | Standard | FALSE | [9 empty] | 8/19/2016 | Not Dimmable | Not Dimmable | Yes |  |  | 2182.27 | 121.52 | 17.96 | 11.88 | 0.93 | 3628.03 | 83.58
PX538JY1 | BJ Take, Inc. | BJ Take | BLV-8'-20.5L-835-347-L16 | Indoor Luminaires | Linear Ambient | Direct Linear Ambient Luminaires | Standard | FALSE | [9 empty] | 8/19/2016 | Not Dimmable | Not Dimmable | Yes |  |  | 20591.36 | 122.21 | 168.49 | 11.88 | 0.93 | 3628.03 | 83.58
PXC9N4RH | BJ Take, Inc. | BJ Take | BLVN-4'-2.5L-835-347-L16 | Indoor Luminaires | Linear Ambient | Direct Linear Ambient Luminaires | Standard | FALSE | [9 empty] | 8/19/2016 | Not Dimmable | Not Dimmable | Yes |  |  | 2193.71 | 122.64 | 17.89 | 11.88 | 0.93 | 3628.03 | 83.58
P8BJDU7T | BJ Take, Inc. | BJ Take | BLV-8'-20.5L-830-UNV-L16 | Indoor Luminaires | Linear Ambient | Direct Linear Ambient Luminaires | Standard | FALSE | [9 empty] | 8/19/2016 | Not Dimmable | Not Dimmable | Yes |  |  | 20544.3 | 122.7 | 167.46 | 5.6 | 1 | 3163 | 83.8
P9K9SMDH | BJ Take, Inc. | BJ Take | BLVN-4'-4.5L-830-347-L16 | Indoor Luminaires | Linear Ambient | Direct Linear Ambient Luminaires | Standard | FALSE | [9 empty] | 8/19/2016 | Not Dimmable | Not Dimmable | Yes |  |  | 4233.64 | 122.84 | 34.46 | 11.88 | 0.93 | 3134.88 | 83.58
P1RMJWS1 | BJ Take, Inc. | BJ Take | BLV-4'-2.5L-840-347-L16 | Indoor Luminaires | Linear Ambient | Direct Linear Ambient Luminaires | Standard | FALSE | [9 empty] | 8/19/2016 | Not Dimmable | Not Dimmable | Yes |  |  | 2210.33 | 123.11 | 17.95 | 11.88 | 0.93 | 4121.19 | 83.58
PQ54DJY5 | BJ Take, Inc. | BJ Take | BLV-8'-20.5L-840-347-L16 | Indoor Luminaires | Linear Ambient | Direct Linear Ambient Luminaires | Standard | FALSE | [9 empty] | 8/19/2016 | Not Dimmable | Not Dimmable | Yes |  |  | 20856.19 | 123.8 | 168.46 | 11.88 | 0.93 | 4121.19 | 83.58
PS9Z9Q2H | BJ Take, Inc. | BJ Take | BLV-4'-6.5L-830-347-L16 | Indoor Luminaires | Linear Ambient | Direct Linear Ambient Luminaires | Standard | FALSE | [9 empty] | 8/19/2016 | Not Dimmable | Not Dimmable | Yes |  |  | 6179 | 124.2 | 49.76 | 10.9 | 0.96 | 3153 | 83.8
PG4853SX | BJ Take, Inc. | BJ Take | BLVN-4'-2.5L-840-347-L16 | Indoor Luminaires | Linear Ambient | Direct Linear Ambient Luminaires | Standard | FALSE | [9 empty] | 8/19/2016 | Not Dimmable | Not Dimmable | Yes |  |  | 2221.93 | 124.24 | 17.88 | 11.88 | 0.93 | 4121.19 | 83.58
PU3S8VT6 | BJ Take, Inc. | BJ Take | BLV-8'-20.5L-835-UNV-L16 | Indoor Luminaires | Linear Ambient | Direct Linear Ambient Luminaires | Standard | FALSE | [9 empty] | 8/19/2016 | Not Dimmable | Not Dimmable | Yes |  |  | 20811.97 | 124.3 | 167.44 | 6.78 | 1 | 3628.03 | 83.58
PWXCG9TU | BJ Take, Inc. | BJ Take | BLVN-4'-4.5L-835-347-L16 | Indoor Luminaires | Linear Ambient | Direct Linear Ambient Luminaires | Standard | FALSE | [9 empty] | 8/19/2016 | Not Dimmable | Not Dimmable | Yes |  |  | 4288.8 | 124.46 | 34.46 | 11.88 | 0.93 | 3628.03 | 83.58
PGQ9JHYT | BJ Take, Inc. | BJ Take | BLVN-4'-4.5L-830-UNV-L16 | Indoor Luminaires | Linear Ambient | Direct Linear Ambient Luminaires | Standard | FALSE | [9 empty] | 8/19/2016 | Not Dimmable | Not Dimmable | Yes |  |  | 4279 | 124.9 | 34.25 | 6.18 | 1 | 3126 | 83.1
PKKT7M9T | BJ Take, Inc. | BJ Take | BLV-4'-10.5L-830-UNV-L16 | Indoor Luminaires | Linear Ambient | Direct Linear Ambient Luminaires | Standard | FALSE | [9 empty] | 8/19/2016 | Not Dimmable | Not Dimmable | Yes |  |  | 10463 | 125.1 | 83.65 | 5.36 | 1 | 3165 | 83.7
PWPQ49C5 | BJ Take, Inc. | BJ Take | BLV-4'-10.5L-830-347-L16 | Indoor Luminaires | Linear Ambient | Direct Linear Ambient Luminaires | Standard | FALSE | [9 empty] | 8/19/2016 | Not Dimmable | Not Dimmable | Yes |  |  | 10151 | 125.2 | 81.08 | 8.31 | 0.98 | 3165 | 83.7
PBNFZF85 | BJ Take, Inc. | BJ Take | BLV-4'-6.5L-835-347-L16 | Indoor Luminaires | Linear Ambient | Direct Linear Ambient Luminaires | Standard | FALSE | [9 empty] | 8/19/2016 | Not Dimmable | Not Dimmable | Yes |  |  | 6259.5 | 125.81 | 49.75 | 11.88 | 0.93 | 3628.03 | 83.58
PNW2QJZ9 | BJ Take, Inc. | BJ Take | BLV-8'-20.5L-840-UNV-L16 | Indoor Luminaires | Linear Ambient | Direct Linear Ambient Luminaires | Standard | FALSE | [9 empty] | 8/19/2016 | Not Dimmable | Not Dimmable | Yes |  |  | 21079.63 | 125.92 | 167.41 | 6.78 | 1 | 4121.19 | 83.58
PQ8VV3EH | BJ Take, Inc. | BJ Take | BLVN-4'-4.5L-840-347-L16 | Indoor Luminaires | Linear Ambient | Direct Linear Ambient Luminaires | Standard | FALSE | [9 empty] | 8/19/2016 | Not Dimmable | Not Dimmable | Yes |  |  | 4343.96 | 126.08 | 34.45 | 11.88 | 0.93 | 4121.19 | 83.58
PT8AHUP9 | BJ Take, Inc. | BJ Take | BLV-4'-3.5L-830-347-L16 | Indoor Luminaires | Linear Ambient | Direct Linear Ambient Luminaires | Standard | FALSE | [9 empty] | 8/19/2016 | Not Dimmable | Not Dimmable | Yes |  |  | 3383.67 | 126.25 | 26.8 | 11.88 | 0.93 | 3134.88 | 83.58
PJXP9QYF | BJ Take, Inc. | BJ Take | BLVN-4'-3.5L-830-347-L16 | Indoor Luminaires | Linear Ambient | Direct Linear Ambient Luminaires | Standard | FALSE | [9 empty] | 8/19/2016 | Not Dimmable | Not Dimmable | Yes |  |  | 3383.67 | 126.25 | 26.8 | 11.88 | 0.93 | 3134.88 | 83.58
PB4VCZX8 | BJ Take, Inc. | BJ Take | BLV-4'-2.5L-850-347-L16 | Indoor Luminaires | Linear Ambient | Direct Linear Ambient Luminaires | Premium | FALSE | [9 empty] | 8/19/2016 | Not Dimmable | Not Dimmable | Yes |  |  | 2266.47 | 126.27 | 17.95 | 11.88 | 0.93 | 5107.5 | 83.58
PBTM57TZ | BJ Take, Inc. | BJ Take | BLV-8'-6.5L-830-347-L16 | Indoor Luminaires | Linear Ambient | Direct Linear Ambient Luminaires | Premium | FALSE | [9 empty] | 7/14/2016 | Not Dimmable | Not Dimmable | Yes |  |  | 6351.86 | 127.61 | 49.78 | 11.88 | 0.93 | 3134.88 | 83.58
PZNW8P7C | BJ Take, Inc. | BJ Take | BLV-8'-6.5L-830-UNV-L16 | Indoor Luminaires | Linear Ambient | Direct Linear Ambient Luminaires | Premium | FALSE | [9 empty] | 7/14/2016 | Not Dimmable | Not Dimmable | Yes |  |  | 6419.92 | 129.79 | 49.47 | 6.78 | 1 | 3134.88 | 83.58
PGME1AFM | BJ Take, Inc. | BJ Take | BLV-8'-6.5L-835-347-L16 | Indoor Luminaires | Linear Ambient | Direct Linear Ambient Luminaires | Premium | FALSE | [9 empty] | 7/14/2016 | Not Dimmable | Not Dimmable | Yes |  |  | 6434.62 | 129.27 | 49.78 | 11.88 | 0.93 | 3628.03 | 83.58
PAFYXBNX | BJ Take, Inc. | BJ Take | BLV-8'-6.5L-835-UNV-L16 | Indoor Luminaires | Linear Ambient | Direct Linear Ambient Luminaires | Premium | FALSE | [9 empty] | 7/14/2016 | Not Dimmable | Not Dimmable | Yes |  |  | 6503.56 | 131.48 | 49.47 | 6.78 | 1 | 3628.03 | 83.58
P7136R4H | BJ Take, Inc. | BJ Take | BLV-8'-6.5L-840-347-L16 | Indoor Luminaires | Linear Ambient | Direct Linear Ambient Luminaires | Premium | FALSE | [9 empty] | 7/14/2016 | Not Dimmable | Not Dimmable | Yes |  |  | 6517.38 | 130.94 | 49.78 | 11.88 | 0.93 | 4121.19 | 83.58
P82BC8FE | BJ Take, Inc. | BJ Take | BLV-8'-6.5L-840-UNV-L16 | Indoor Luminaires | Linear Ambient | Direct Linear Ambient Luminaires | Premium | FALSE | [9 empty] | 7/14/2016 | Not Dimmable | Not Dimmable | Yes |  |  | 6587.2 | 133.17 | 49.47 | 6.78 | 1 | 4121.19 | 83.58
PXUU4YXS | BJ Take, Inc. | BJ Take | BLV-8'-6.5L-850-347-L16 | Indoor Luminaires | Linear Ambient | Direct Linear Ambient Luminaires | Premium | FALSE | [9 empty] | 7/14/2016 | Not Dimmable | Not Dimmable | Yes |  |  | 6682.89 | 134.26 | 49.78 | 11.88 | 0.93 | 5107.5 | 83.58
P5PCKDMB | BJ Take, Inc. | BJ Take | BLV-8'-6.5L-850-UNV-L16 | Indoor Luminaires | Linear Ambient | Direct Linear Ambient Luminaires | Premium | FALSE | [9 empty] | 7/14/2016 | Not Dimmable | Not Dimmable | Yes |  |  | 6754.49 | 136.55 | 49.47 | 6.78 | 1 | 5107.5 | 83.58
PMXG5FB3 | BJ Take, Inc. | BJ Take | BLV-8'-7.5L-830-347-L16 | Indoor Luminaires | Linear Ambient | Direct Linear Ambient Luminaires | Premium | FALSE | [9 empty] | 7/14/2016 | Not Dimmable | Not Dimmable | Yes |  |  | 7341.26 | 127.82 | 57.43 | 11.88 | 0.93 | 3134.88 | 83.58
PW4C8D4J | BJ Take, Inc. | BJ Take | BLV-8'-7.5L-830-UNV-L16 | Indoor Luminaires | Linear Ambient | Direct Linear Ambient Luminaires | Premium | FALSE | [9 empty] | 7/14/2016 | Not Dimmable | Not Dimmable | Yes |  |  | 7419.92 | 130 | 57.08 | 6.78 | 1 | 3134.88 | 83.58
PVCXC9GP | BJ Take, Inc. | BJ Take | BLV-8'-7.5L-835-347-L16 | Indoor Luminaires | Linear Ambient | Direct Linear Ambient Luminaires | Premium | FALSE | [9 empty] | 7/14/2016 | Not Dimmable | Not Dimmable | Yes |  |  | 7436.91 | 129.49 | 57.43 | 11.88 | 0.93 | 3628.03 | 83.58
PXD3NZFB | BJ Take, Inc. | BJ Take | BLV-8'-7.5L-835-UNV-L16 | Indoor Luminaires | Linear Ambient | Direct Linear Ambient Luminaires | Premium | FALSE | [9 empty] | 7/14/2016 | Not Dimmable | Not Dimmable | Yes |  |  | 7516.59 | 131.7 | 57.08 | 6.78 | 1 | 3628.03 | 83.58
PM1VMSGW | BJ Take, Inc. | BJ Take | BLV-8'-7.5L-840-347-L16 | Indoor Luminaires | Linear Ambient | Direct Linear Ambient Luminaires | Premium | FALSE | [9 empty] | 7/14/2016 | Not Dimmable | Not Dimmable | Yes |  |  | 7532.56 | 131.15 | 57.43 | 11.88 | 0.93 | 4121.19 | 83.58
PD4H3DNA | BJ Take, Inc. | BJ Take | BLV-8'-7.5L-840-UNV-L16 | Indoor Luminaires | Linear Ambient | Direct Linear Ambient Luminaires | Premium | FALSE | [9 empty] | 7/14/2016 | Not Dimmable | Not Dimmable | Yes |  |  | 7613.26 | 133.39 | 57.08 | 6.78 | 1 | 4121.19 | 83.58
P1S6V4GJ | BJ Take, Inc. | BJ Take | BLV-8'-7.5L-850-347-L16 | Indoor Luminaires | Linear Ambient | Direct Linear Ambient Luminaires | Premium | FALSE | [9 empty] | 7/14/2016 | Not Dimmable | Not Dimmable | Yes |  |  | 7723.85 | 134.49 | 57.43 | 11.88 | 0.93 | 5107.5 | 83.58
PKRHDEYZ | BJ Take, Inc. | BJ Take | BLV-8'-7.5L-850-UNV-L16 | Indoor Luminaires | Linear Ambient | Direct Linear Ambient Luminaires | Premium | FALSE | [9 empty] | 7/14/2016 | Not Dimmable | Not Dimmable | Yes |  |  | 7806.61 | 136.78 | 57.08 | 6.78 | 1 | 5107.5 | 83.58
PUQSR51K | BJ Take, Inc. | BJ Take | BLV-8'-8.5L-830-347-L16 | Indoor Luminaires | Linear Ambient | Direct Linear Ambient Luminaires | Premium | FALSE | [9 empty] | 7/14/2016 | Not Dimmable | Not Dimmable | Yes |  |  | 8330.66 | 127.99 | 65.09 | 11.88 | 0.93 | 3134.88 | 83.58
PCSWWXYS | BJ Take, Inc. | BJ Take | BLV-8'-8.5L-830-UNV-L16 | Indoor Luminaires | Linear Ambient | Direct Linear Ambient Luminaires | Premium | FALSE | [9 empty] | 7/14/2016 | Not Dimmable | Not Dimmable | Yes |  |  | 8419.92 | 130.17 | 64.69 | 6.78 | 1 | 3134.88 | 83.58
PJQJ54N6 | BJ Take, Inc. | BJ Take | BLV-8'-8.5L-835-347-L16 | Indoor Luminaires | Linear Ambient | Direct Linear Ambient Luminaires | Premium | FALSE | [9 empty] | 7/14/2016 | Not Dimmable | Not Dimmable | Yes |  |  | 8439.2 | 129.65 | 65.09 | 11.88 | 0.93 | 3628.03 | 83.58
PW73693B | BJ Take, Inc. | BJ Take | BLV-8'-8.5L-835-UNV-L16 | Indoor Luminaires | Linear Ambient | Direct Linear Ambient Luminaires | Premium | FALSE | [9 empty] | 7/14/2016 | Not Dimmable | Not Dimmable | Yes |  |  | 8529.62 | 131.86 | 64.69 | 6.78 | 1 | 3628.03 | 83.58
PKMHNT6U | BJ Take, Inc. | BJ Take | BLV-8'-8.5L-840-347-L16 | Indoor Luminaires | Linear Ambient | Direct Linear Ambient Luminaires | Premium | FALSE | [9 empty] | 7/14/2016 | Not Dimmable | Not Dimmable | Yes |  |  | 8547.74 | 131.32 | 65.09 | 11.88 | 0.93 | 4121.19 | 83.58
PQ2MJXZX | BJ Take, Inc. | BJ Take | BLV-8'-8.5L-840-UNV-L16 | Indoor Luminaires | Linear Ambient | Direct Linear Ambient Luminaires | Premium | FALSE | [9 empty] | 7/14/2016 | Not Dimmable | Not Dimmable | Yes |  |  | 8639.32 | 133.56 | 64.69 | 6.78 | 1 | 4121.19 | 83.58
PAJ8FU3B | BJ Take, Inc. | BJ Take | BLV-8'-8.5L-850-347-L16 | Indoor Luminaires | Linear Ambient | Direct Linear Ambient Luminaires | Premium | FALSE | [9 empty] | 7/14/2016 | Not Dimmable | Not Dimmable | Yes |  |  | 8764.82 | 134.66 | 65.09 | 11.88 | 0.93 | 5107.5 | 83.58
PB8HKK48 | BJ Take, Inc. | BJ Take | BLV-8'-8.5L-850-UNV-L16 | Indoor Luminaires | Linear Ambient | Direct Linear Ambient Luminaires | Premium | FALSE | [9 empty] | 7/14/2016 | Not Dimmable | Not Dimmable | Yes |  |  | 8858.72 | 136.95 | 64.69 | 6.78 | 1 | 5107.5 | 83.58
PSYU68J3 | BJ Take, Inc. | BJ Take | BLV-8'-9.5L-830-347-L16 | Indoor Luminaires | Linear Ambient | Direct Linear Ambient Luminaires | Premium | FALSE | [9 empty] | 7/14/2016 | Not Dimmable | Not Dimmable | Yes |  |  | 9320.06 | 128.11 | 72.75 | 11.88 | 0.93 | 3134.88 | 83.58
PENJD274 | BJ Take, Inc. | BJ Take | BLV-8'-9.5L-830-UNV-L16 | Indoor Luminaires | Linear Ambient | Direct Linear Ambient Luminaires | Premium | FALSE | [9 empty] | 7/14/2016 | Not Dimmable | Not Dimmable | Yes |  |  | 9419.92 | 130.3 | 72.3 | 6.78 | 1 | 3134.88 | 83.58
PY8WGYHV | BJ Take, Inc. | BJ Take | BLV-8'-9.5L-835-347-L16 | Indoor Luminaires | Linear Ambient | Direct Linear Ambient Luminaires | Premium | FALSE | [9 empty] | 7/14/2016 | Not Dimmable | Not Dimmable | Yes |  |  | 9441.49 | 129.78 | 72.75 | 11.88 | 0.93 | 3628.03 | 83.58
PX5ZQ99H | BJ Take, Inc. | BJ Take | BLV-8'-9.5L-835-UNV-L16 | Indoor Luminaires | Linear Ambient | Direct Linear Ambient Luminaires | Premium | FALSE | [9 empty] | 7/14/2016 | Not Dimmable | Not Dimmable | Yes |  |  | 9542.65 | 132 | 72.3 | 6.78 | 1 | 3628.03 | 83.58
PP9BGCW8 | BJ Take, Inc. | BJ Take | BLV-8'-9.5L-840-347-L16 | Indoor Luminaires | Linear Ambient | Direct Linear Ambient Luminaires | Premium | FALSE | [9 empty] | 7/14/2016 | Not Dimmable | Not Dimmable | Yes |  |  | 9562.92 | 131.45 | 72.75 | 11.88 | 0.93 | 4121.19 | 83.58
PC2NYR45 | BJ Take, Inc. | BJ Take | BLV-8'-9.5L-840-UNV-L16 | Indoor Luminaires | Linear Ambient | Direct Linear Ambient Luminaires | Premium | FALSE | [9 empty] | 7/14/2016 | Not Dimmable | Not Dimmable | Yes |  |  | 9665.38 | 133.69 | 72.3 | 6.78 | 1 | 4121.19 | 83.58
P7ZB36HN | BJ Take, Inc. | BJ Take | BLV-8'-9.5L-850-347-L16 | Indoor Luminaires | Linear Ambient | Direct Linear Ambient Luminaires | Premium | FALSE | [9 empty] | 7/14/2016 | Not Dimmable | Not Dimmable | Yes |  |  | 9805.78 | 134.79 | 72.75 | 11.88 | 0.93 | 5107.5 | 83.58
PAXDXVN5 | BJ Take, Inc. | BJ Take | BLV-8'-9.5L-850-UNV-L16 | Indoor Luminaires | Linear Ambient | Direct Linear Ambient Luminaires | Premium | FALSE | [9 empty] | 7/14/2016 | Not Dimmable | Not Dimmable | Yes |  |  | 9910.84 | 137.09 | 72.3 | 6.78 | 1 | 5107.5 | 83.58
P44S9JU2 | BJ Take, Inc. | BJ Take | BLV-8'-10.5L-830-347-L16 | Indoor Luminaires | Linear Ambient | Direct Linear Ambient Luminaires | Premium | FALSE | [9 empty] | 7/14/2016 | Not Dimmable | Not Dimmable | Yes |  |  | 10309.46 | 128.22 | 80.41 | 11.88 | 0.93 | 3134.88 | 83.58
PNH7YK6V | BJ Take, Inc. | BJ Take | BLV-8'-10.5L-830-UNV-L16 | Indoor Luminaires | Linear Ambient | Direct Linear Ambient Luminaires | Premium | FALSE | [9 empty] | 7/14/2016 | Not Dimmable | Not Dimmable | Yes |  |  | 10419.92 | 130.4 | 79.91 | 6.78 | 1 | 3134.88 | 83.58
PFJTGP11 | BJ Take, Inc. | BJ Take | BLV-8'-10.5L-835-347-L16 | Indoor Luminaires | Linear Ambient | Direct Linear Ambient Luminaires | Premium | FALSE | [9 empty] | 7/14/2016 | Not Dimmable | Not Dimmable | Yes |  |  | 10443.78 | 129.89 | 80.41 | 11.88 | 0.93 | 3628.03 | 83.58
PEYXD26N | BJ Take, Inc. | BJ Take | BLV-8'-10.5L-835-UNV-L16 | Indoor Luminaires | Linear Ambient | Direct Linear Ambient Luminaires | Premium | FALSE | [9 empty] | 7/14/2016 | Not Dimmable | Not Dimmable | Yes |  |  | 10555.68 | 132.1 | 79.91 | 6.78 | 1 | 3628.03 | 83.58
PN7VSJCH | BJ Take, Inc. | BJ Take | BLV-8'-10.5L-840-347-L16 | Indoor Luminaires | Linear Ambient | Direct Linear Ambient Luminaires | Premium | FALSE | [9 empty] | 7/14/2016 | Not Dimmable | Not Dimmable | Yes |  |  | 10578.1 | 131.56 | 80.41 | 11.88 | 0.93 | 4121.19 | 83.58
P86ZFJDU | BJ Take, Inc. | BJ Take | BLV-8'-10.5L-840-UNV-L16 | Indoor Luminaires | Linear Ambient | Direct Linear Ambient Luminaires | Premium | FALSE | [9 empty] | 7/14/2016 | Not Dimmable | Not Dimmable | Yes |  |  | 10691.43 | 133.8 | 79.91 | 6.78 | 1 | 4121.19 | 83.58
PSEDVN35 | BJ Take, Inc. | BJ Take | BLV-8'-10.5L-850-347-L16 | Indoor Luminaires | Linear Ambient | Direct Linear Ambient Luminaires | Premium | FALSE | [9 empty] | 7/14/2016 | Not Dimmable | Not Dimmable | Yes |  |  | 10846.74 | 134.9 | 80.41 | 11.88 | 0.93 | 5107.5 | 83.58
PPVRGXDY | BJ Take, Inc. | BJ Take | BLV-8'-10.5L-850-UNV-L16 | Indoor Luminaires | Linear Ambient | Direct Linear Ambient Luminaires | Premium | FALSE | [9 empty] | 7/14/2016 | Not Dimmable | Not Dimmable | Yes |  |  | 10962.95 | 137.2 | 79.91 | 6.78 | 1 | 5107.5 | 83.58
PF45TYPA | BJ Take, Inc. | BJ Take | BLV-8'-12.5L-830-347-L16 | Indoor Luminaires | Linear Ambient | Direct Linear Ambient Luminaires | Premium | FALSE | [9 empty] | 7/14/2016 | Not Dimmable | Not Dimmable | Yes |  |  | 12288.26 | 128.38 | 95.72 | 11.88 | 0.93 | 3134.88 | 83.58
PKMGB3NH | BJ Take, Inc. | BJ Take | BLV-8'-12.5L-830-UNV-L16 | Indoor Luminaires | Linear Ambient | Direct Linear Ambient Luminaires | Premium | FALSE | [9 empty] | 7/14/2016 | Not Dimmable | Not Dimmable | Yes |  |  | 12419.92 | 130.56 | 95.13 | 6.78 | 1 | 3134.88 | 83.58
PN4ADWFY | BJ Take, Inc. | BJ Take | BLV-8'-12.5L-835-347-L16 | Indoor Luminaires | Linear Ambient | Direct Linear Ambient Luminaires | Premium | FALSE | [9 empty] | 7/14/2016 | Not Dimmable | Not Dimmable | Yes |  |  | 12448.36 | 130.05 | 95.72 | 11.88 | 0.93 | 3628.03 | 83.58
PTTTQCS9 | BJ Take, Inc. | BJ Take | BLV-8'-12.5L-835-UNV-L16 | Indoor Luminaires | Linear Ambient | Direct Linear Ambient Luminaires | Premium | FALSE | [9 empty] | 7/14/2016 | Not Dimmable | Not Dimmable | Yes |  |  | 12581.73 | 132.27 | 95.13 | 6.78 | 1 | 3628.03 | 83.58
PNEKX8U2 | BJ Take, Inc. | BJ Take | BLV-8'-12.5L-840-347-L16 | Indoor Luminaires | Linear Ambient | Direct Linear Ambient Luminaires | Premium | FALSE | [9 empty] | 7/14/2016 | Not Dimmable | Not Dimmable | Yes |  |  | 12608.47 | 131.72 | 95.72 | 11.88 | 0.93 | 4121.19 | 83.58
PB4XVZUG | BJ Take, Inc. | BJ Take | BLV-8'-12.5L-840-UNV-L16 | Indoor Luminaires | Linear Ambient | Direct Linear Ambient Luminaires | Premium | FALSE | [9 empty] | 7/14/2016 | Not Dimmable | Not Dimmable | Yes |  |  | 12743.55 | 133.97 | 95.13 | 6.78 | 1 | 4121.19 | 83.58
P47TURXA | BJ Take, Inc. | BJ Take | BLV-8'-12.5L-850-347-L16 | Indoor Luminaires | Linear Ambient | Direct Linear Ambient Luminaires | Premium | FALSE | [9 empty] | 7/14/2016 | Not Dimmable | Not Dimmable | Yes |  |  | 12928.67 | 135.07 | 95.72 | 11.88 | 0.93 | 5107.5 | 83.58
P2QCA7AY | BJ Take, Inc. | BJ Take | BLV-8'-12.5L-850-UNV-L16 | Indoor Luminaires | Linear Ambient | Direct Linear Ambient Luminaires | Premium | FALSE | [9 empty] | 7/14/2016 | Not Dimmable | Not Dimmable | Yes |  |  | 13067.18 | 137.37 | 95.13 | 6.78 | 1 | 5107.5 | 83.58
PMNDW6A7 | BJ Take, Inc. | BJ Take | BLV-8'-16.5L-830-347-L16 | Indoor Luminaires | Linear Ambient | Direct Linear Ambient Luminaires | Premium | FALSE | [9 empty] | 7/14/2016 | Not Dimmable | Not Dimmable | Yes |  |  | 16245.86 | 128.58 | 126.35 | 11.88 | 0.93 | 3134.88 | 83.58
PG6Q43RK | BJ Take, Inc. | BJ Take | BLV-8'-16.5L-830-UNV-L16 | Indoor Luminaires | Linear Ambient | Direct Linear Ambient Luminaires | Premium | FALSE | [9 empty] | 7/14/2016 | Not Dimmable | Not Dimmable | Yes |  |  | 16419.92 | 130.77 | 125.57 | 6.78 | 1 | 3134.88 | 83.58
P9PT7XSZ | BJ Take, Inc. | BJ Take | BLV-8'-16.5L-835-347-L16 | Indoor Luminaires | Linear Ambient | Direct Linear Ambient Luminaires | Premium | FALSE | [9 empty] | 7/14/2016 | Not Dimmable | Not Dimmable | Yes |  |  | 16457.53 | 130.25 | 126.35 | 11.88 | 0.93 | 3628.03 | 83.58
PW95X59V | BJ Take, Inc. | BJ Take | BLV-8'-16.5L-835-UNV-L16 | Indoor Luminaires | Linear Ambient | Direct Linear Ambient Luminaires | Premium | FALSE | [9 empty] | 7/14/2016 | Not Dimmable | Not Dimmable | Yes |  |  | 16633.85 | 132.47 | 125.57 | 6.78 | 1 | 3628.03 | 83.58
P1GXAUC1 | BJ Take, Inc. | BJ Take | BLV-8'-16.5L-840-347-L16 | Indoor Luminaires | Linear Ambient | Direct Linear Ambient Luminaires | Premium | FALSE | [9 empty] | 7/14/2016 | Not Dimmable | Not Dimmable | Yes |  |  | 16669.19 | 131.93 | 126.35 | 11.88 | 0.93 | 4121.19 | 83.58
PSU93UJW | BJ Take, Inc. | BJ Take | BLV-8'-16.5L-840-UNV-L16 | Indoor Luminaires | Linear Ambient | Direct Linear Ambient Luminaires | Premium | FALSE | [9 empty] | 7/14/2016 | Not Dimmable | Not Dimmable | Yes |  |  | 16847.78 | 134.18 | 125.57 | 6.78 | 1 | 4121.19 | 83.58
PAD1YFZ3 | BJ Take, Inc. | BJ Take | BLV-8'-16.5L-850-347-L16 | Indoor Luminaires | Linear Ambient | Direct Linear Ambient Luminaires | Premium | FALSE | [9 empty] | 7/14/2016 | Not Dimmable | Not Dimmable | Yes |  |  | 17092.52 | 135.28 | 126.35 | 11.88 | 0.93 | 5107.5 | 83.58
PBUCKT9Z | BJ Take, Inc. | BJ Take | BLV-8'-16.5L-850-UNV-L16 | Indoor Luminaires | Linear Ambient | Direct Linear Ambient Luminaires | Premium | FALSE | [9 empty] | 7/14/2016 | Not Dimmable | Not Dimmable | Yes |  |  | 17275.64 | 137.58 | 125.57 | 6.78 | 1 | 5107.5 | 83.58
PNJ8BANS | BJ Take, Inc. | BJ Take | BLV-8'-20.5L-850-347-L16 | Indoor Luminaires | Linear Ambient | Direct Linear Ambient Luminaires | Premium | FALSE | [9 empty] | 7/14/2016 | Not Dimmable | Not Dimmable | Yes |  |  | 21385.84 | 126.99 | 168.41 | 11.88 | 0.93 | 5107.5 | 83.58
PY33HPVS | BJ Take, Inc. | BJ Take | BLV-8'-20.5L-850-UNV-L16 | Indoor Luminaires | Linear Ambient | Direct Linear Ambient Luminaires | Premium | FALSE | [9 empty] | 7/14/2016 | Not Dimmable | Not Dimmable | Yes |  |  | 21614.97 | 129.15 | 167.36 | 6.78 | 1 | 5107.5 | 83.58
PAQCZPKZ | BJ Take, Inc. | BJ Take | BLV-4'-6.5L-835-UNV-L16 | Indoor Luminaires | Linear Ambient | Direct Linear Ambient Luminaires | Premium | FALSE | [9 empty] | 7/14/2016 | Not Dimmable | Not Dimmable | Yes |  |  | 6326.57 | 127.96 | 49.44 | 6.78 | 1 | 3628.03 | 83.58
PARB7EP8 | BJ Take, Inc. | BJ Take | BLV-4'-6.5L-840-347-L16 | Indoor Luminaires | Linear Ambient | Direct Linear Ambient Luminaires | Premium | FALSE | [9 empty] | 7/14/2016 | Not Dimmable | Not Dimmable | Yes |  |  | 6340.01 | 127.45 | 49.75 | 11.88 | 0.93 | 4121.19 | 83.58
PXG8TN3H | BJ Take, Inc. | BJ Take | BLV-4'-6.5L-840-UNV-L16 | Indoor Luminaires | Linear Ambient | Direct Linear Ambient Luminaires | Premium | FALSE | [9 empty] | 7/14/2016 | Not Dimmable | Not Dimmable | Yes |  |  | 6407.93 | 129.62 | 49.44 | 6.78 | 1 | 4121.19 | 83.58
PVNEPKTJ | BJ Take, Inc. | BJ Take | BLV-4'-6.5L-850-347-L16 | Indoor Luminaires | Linear Ambient | Direct Linear Ambient Luminaires | Premium | FALSE | [9 empty] | 7/14/2016 | Not Dimmable | Not Dimmable | Yes |  |  | 6501.02 | 130.72 | 49.73 | 11.88 | 0.93 | 5107.5 | 83.58
P4AJNCHB | BJ Take, Inc. | BJ Take | BLV-4'-6.5L-850-UNV-L16 | Indoor Luminaires | Linear Ambient | Direct Linear Ambient Luminaires | Premium | FALSE | [9 empty] | 7/14/2016 | Not Dimmable | Not Dimmable | Yes |  |  | 6570.67 | 132.95 | 49.42 | 6.78 | 1 | 5107.5 | 83.58
PH42UN59 | BJ Take, Inc. | BJ Take | BLV-4'-7.5L-830-347-L16 | Indoor Luminaires | Linear Ambient | Direct Linear Ambient Luminaires | Premium | FALSE | [9 empty] | 7/14/2016 | Not Dimmable | Not Dimmable | Yes |  |  | 7341.26 | 127.82 | 57.43 | 11.88 | 0.93 | 3134.88 | 83.58
PNERK6YG | BJ Take, Inc. | BJ Take | BLV-4'-7.5L-830-UNV-L16 | Indoor Luminaires | Linear Ambient | Direct Linear Ambient Luminaires | Premium | FALSE | [9 empty] | 7/14/2016 | Not Dimmable | Not Dimmable | Yes |  |  | 7419.92 | 130 | 57.08 | 6.78 | 1 | 3134.88 | 83.58
PWQ4MV6R | BJ Take, Inc. | BJ Take | BLV-4'-7.5L-835-347-L16 | Indoor Luminaires | Linear Ambient | Direct Linear Ambient Luminaires | Premium | FALSE | [9 empty] | 7/14/2016 | Not Dimmable | Not Dimmable | Yes |  |  | 7436.91 | 129.49 | 57.43 | 11.88 | 0.93 | 3628.03 | 83.58
PB7KD3QF | BJ Take, Inc. | BJ Take | BLV-4'-7.5L-835-UNV-L16 | Indoor Luminaires | Linear Ambient | Direct Linear Ambient Luminaires | Premium | FALSE | [9 empty] | 7/14/2016 | Not Dimmable | Not Dimmable | Yes |  |  | 7516.59 | 131.7 | 57.08 | 6.78 | 1 | 3628.03 | 83.58
PR2UCE6P | BJ Take, Inc. | BJ Take | BLV-4'-7.5L-840-347-L16 | Indoor Luminaires | Linear Ambient | Direct Linear Ambient Luminaires | Premium | FALSE | [9 empty] | 7/14/2016 | Not Dimmable | Not Dimmable | Yes |  |  | 7532.56 | 131.15 | 57.43 | 11.88 | 0.93 | 4121.19 | 83.58
PPG897HG | BJ Take, Inc. | BJ Take | BLV-4'-7.5L-840-UNV-L16 | Indoor Luminaires | Linear Ambient | Direct Linear Ambient Luminaires | Premium | FALSE | [9 empty] | 7/14/2016 | Not Dimmable | Not Dimmable | Yes |  |  | 7613.26 | 133.39 | 57.08 | 6.78 | 1 | 4121.19 | 83.58
PHZDP4CH | BJ Take, Inc. | BJ Take | BLV-4'-7.5L-850-347-L16 | Indoor Luminaires | Linear Ambient | Direct Linear Ambient Luminaires | Premium | FALSE | [9 empty] | 7/14/2016 | Not Dimmable | Not Dimmable | Yes |  |  | 7723.85 | 134.49 | 57.43 | 11.88 | 0.93 | 5107.5 | 83.58
PWRBTNWG | BJ Take, Inc. | BJ Take | BLV-4'-7.5L-850-UNV-L16 | Indoor Luminaires | Linear Ambient | Direct Linear Ambient Luminaires | Premium | FALSE | [9 empty] | 7/14/2016 | Not Dimmable | Not Dimmable | Yes |  |  | 7806.61 | 136.78 | 57.08 | 6.78 | 1 | 5107.5 | 83.58
P6SRVQ47 | BJ Take, Inc. | BJ Take | BLV-4'-8.5L-830-347-L16 | Indoor Luminaires | Linear Ambient | Direct Linear Ambient Luminaires | Premium | FALSE | [9 empty] | 7/14/2016 | Not Dimmable | Not Dimmable | Yes |  |  | 8330.66 | 127.99 | 65.09 | 11.88 | 0.93 | 3134.88 | 83.58
PN6G223G | BJ Take, Inc. | BJ Take | BLV-4'-8.5L-830-UNV-L16 | Indoor Luminaires | Linear Ambient | Direct Linear Ambient Luminaires | Premium | FALSE | [9 empty] | 7/14/2016 | Not Dimmable | Not Dimmable | Yes |  |  | 8419.92 | 130.17 | 64.69 | 6.78 | 1 | 3134.88 | 83.58
PH5NXYH4 | BJ Take, Inc. | BJ Take | BLV-4'-8.5L-835-347-L16 | Indoor Luminaires | Linear Ambient | Direct Linear Ambient Luminaires | Premium | FALSE | [9 empty] | 7/14/2016 | Not Dimmable | Not Dimmable | Yes |  |  | 8439.2 | 129.65 | 65.09 | 11.88 | 0.93 | 3628.03 | 83.58
PHFZ8M74 | BJ Take, Inc. | BJ Take | BLV-4'-8.5L-835-UNV-L16 | Indoor Luminaires | Linear Ambient | Direct Linear Ambient Luminaires | Premium | FALSE | [9 empty] | 7/14/2016 | Not Dimmable | Not Dimmable | Yes |  |  | 8529.62 | 131.86 | 64.69 | 6.78 | 1 | 3628.03 | 83.58
PMTU3KGT | BJ Take, Inc. | BJ Take | BLV-4'-8.5L-840-347-L16 | Indoor Luminaires | Linear Ambient | Direct Linear Ambient Luminaires | Premium | FALSE | [9 empty] | 7/14/2016 | Not Dimmable | Not Dimmable | Yes |  |  | 8547.74 | 131.32 | 65.09 | 11.88 | 0.93 | 4121.19 | 83.58
PZSPTQJ5 | BJ Take, Inc. | BJ Take | BLV-4'-8.5L-840-UNV-L16 | Indoor Luminaires | Linear Ambient | Direct Linear Ambient Luminaires | Premium | FALSE | [9 empty] | 7/14/2016 | Not Dimmable | Not Dimmable | Yes |  |  | 8639.32 | 133.56 | 64.69 | 6.78 | 1 | 4121.19 | 83.58
P37XBKBP | BJ Take, Inc. | BJ Take | BLV-4'-8.5L-850-347-L16 | Indoor Luminaires | Linear Ambient | Direct Linear Ambient Luminaires | Premium | FALSE | [9 empty] | 7/14/2016 | Not Dimmable | Not Dimmable | Yes |  |  | 8764.82 | 134.66 | 65.09 | 11.88 | 0.93 | 5107.5 | 83.58
PVZ6ZNNX | BJ Take, Inc. | BJ Take | BLV-4'-8.5L-850-UNV-L16 | Indoor Luminaires | Linear Ambient | Direct Linear Ambient Luminaires | Premium | FALSE | [9 empty] | 7/14/2016 | Not Dimmable | Not Dimmable | Yes |  |  | 8858.72 | 136.95 | 64.69 | 6.78 | 1 | 5107.5 | 83.58
PM2WC6CB | BJ Take, Inc. | BJ Take | BLV-4'-9.5L-830-347-L16 | Indoor Luminaires | Linear Ambient | Direct Linear Ambient Luminaires | Premium | FALSE | [9 empty] | 7/14/2016 | Not Dimmable | Not Dimmable | Yes |  |  | 9320.06 | 128.11 | 72.75 | 11.88 | 0.93 | 3134.88 | 83.58
PPX8SWZT | BJ Take, Inc. | BJ Take | BLV-4'-9.5L-830-UNV-L16 | Indoor Luminaires | Linear Ambient | Direct Linear Ambient Luminaires | Premium | FALSE | [9 empty] | 7/14/2016 | Not Dimmable | Not Dimmable | Yes |  |  | 9419.92 | 130.3 | 72.3 | 6.78 | 1 | 3134.88 | 83.58
PN8DH99R | BJ Take, Inc. | BJ Take | BLV-4'-9.5L-835-347-L16 | Indoor Luminaires | Linear Ambient | Direct Linear Ambient Luminaires | Premium | FALSE | [9 empty] | 7/14/2016 | Not Dimmable | Not Dimmable | Yes |  |  | 9441.49 | 129.78 | 72.75 | 11.88 | 0.93 | 3628.03 | 83.58
PJB7B6R2 | BJ Take, Inc. | BJ Take | BLV-4'-9.5L-835-UNV-L16 | Indoor Luminaires | Linear Ambient | Direct Linear Ambient Luminaires | Premium | FALSE | [9 empty] | 7/14/2016 | Not Dimmable | Not Dimmable | Yes |  |  | 9542.65 | 132 | 72.3 | 6.78 | 1 | 3628.03 | 83.58
P4YD845N | BJ Take, Inc. | BJ Take | BLV-4'-9.5L-840-347-L16 | Indoor Luminaires | Linear Ambient | Direct Linear Ambient Luminaires | Premium | FALSE | [9 empty] | 7/14/2016 | Not Dimmable | Not Dimmable | Yes |  |  | 9562.92 | 131.45 | 72.75 | 11.88 | 0.93 | 4121.19 | 83.58
P13QUF4P | BJ Take, Inc. | BJ Take | BLV-4'-9.5L-840-UNV-L16 | Indoor Luminaires | Linear Ambient | Direct Linear Ambient Luminaires | Premium | FALSE | [9 empty] | 7/14/2016 | Not Dimmable | Not Dimmable | Yes |  |  | 9665.38 | 133.69 | 72.3 | 6.78 | 1 | 4121.19 | 83.58
PJZVYM5G | BJ Take, Inc. | BJ Take | BLV-4'-9.5L-850-347-L16 | Indoor Luminaires | Linear Ambient | Direct Linear Ambient Luminaires | Premium | FALSE | [9 empty] | 7/14/2016 | Not Dimmable | Not Dimmable | Yes |  |  | 9805.78 | 134.79 | 72.75 | 11.88 | 0.93 | 5107.5 | 83.58
P12RPPGC | BJ Take, Inc. | BJ Take | BLV-4'-9.5L-850-UNV-L16 | Indoor Luminaires | Linear Ambient | Direct Linear Ambient Luminaires | Premium | FALSE | [9 empty] | 7/14/2016 | Not Dimmable | Not Dimmable | Yes |  |  | 9910.84 | 137.09 | 72.3 | 6.78 | 1 | 5107.5 | 83.58
P1ZB9XJV | BJ Take, Inc. | BJ Take | BLV-4'-10.5L-835-347-L16 | Indoor Luminaires | Linear Ambient | Direct Linear Ambient Luminaires | Premium | FALSE | [9 empty] | 7/14/2016 | Not Dimmable | Not Dimmable | Yes |  |  | 10283.25 | 126.85 | 81.07 | 11.88 | 0.93 | 3628.03 | 83.58
P84U34EX | BJ Take, Inc. | BJ Take | BLV-4'-10.5L-835-UNV-L16 | Indoor Luminaires | Linear Ambient | Direct Linear Ambient Luminaires | Premium | FALSE | [9 empty] | 7/14/2016 | Not Dimmable | Not Dimmable | Yes |  |  | 10599.32 | 126.73 | 83.64 | 6.78 | 1 | 3628.03 | 83.58
PEZY3FB9 | BJ Take, Inc. | BJ Take | BLV-4'-10.5L-840-347-L16 | Indoor Luminaires | Linear Ambient | Direct Linear Ambient Luminaires | Premium | FALSE | [9 empty] | 7/14/2016 | Not Dimmable | Not Dimmable | Yes |  |  | 10415.51 | 128.5 | 81.06 | 11.88 | 0.93 | 4121.19 | 83.58
PMMNVWUC | BJ Take, Inc. | BJ Take | BLV-4'-10.5L-840-UNV-L16 | Indoor Luminaires | Linear Ambient | Direct Linear Ambient Luminaires | Premium | FALSE | [9 empty] | 7/14/2016 | Not Dimmable | Not Dimmable | Yes |  |  | 10735.64 | 128.38 | 83.63 | 6.78 | 1 | 4121.19 | 83.58
P7XUQYK9 | BJ Take, Inc. | BJ Take | BLV-4'-10.5L-850-347-L16 | Indoor Luminaires | Linear Ambient | Direct Linear Ambient Luminaires | Premium | FALSE | [9 empty] | 7/14/2016 | Not Dimmable | Not Dimmable | Yes |  |  | 10680.02 | 131.8 | 81.03 | 11.88 | 0.93 | 5107.5 | 83.58
PCNVUU4K | BJ Take, Inc. | BJ Take | BLV-4'-10.5L-850-UNV-L16 | Indoor Luminaires | Linear Ambient | Direct Linear Ambient Luminaires | Premium | FALSE | [9 empty] | 7/14/2016 | Not Dimmable | Not Dimmable | Yes |  |  | 11008.28 | 131.68 | 83.6 | 6.78 | 1 | 5107.5 | 83.58
P5B6SZUV | BJ Take, Inc. | BJ Take | BLV-8'-5.5L-830-347-L16 | Indoor Luminaires | Linear Ambient | Direct Linear Ambient Luminaires | Premium | FALSE | [9 empty] | 7/14/2016 | Not Dimmable | Not Dimmable | Yes |  |  | 5286.88 | 128.1 | 41.27 | 11.88 | 0.93 | 3134.88 | 83.58
PB3VHFCP | BJ Take, Inc. | BJ Take | BLV-8'-5.5L-830-UNV-L16 | Indoor Luminaires | Linear Ambient | Direct Linear Ambient Luminaires | Premium | FALSE | [9 empty] | 7/14/2016 | Not Dimmable | Not Dimmable | Yes |  |  | 5343.52 | 130.29 | 41.01 | 6.78 | 1 | 3134.88 | 83.58
PNYPA1TB | BJ Take, Inc. | BJ Take | BLV-8'-5.5L-835-347-L16 | Indoor Luminaires | Linear Ambient | Direct Linear Ambient Luminaires | Premium | FALSE | [9 empty] | 7/14/2016 | Not Dimmable | Not Dimmable | Yes |  |  | 5355.76 | 129.79 | 41.27 | 11.88 | 0.93 | 3628.03 | 83.58
PG9NF5XC | BJ Take, Inc. | BJ Take | BLV-8'-5.5L-835-UNV-L16 | Indoor Luminaires | Linear Ambient | Direct Linear Ambient Luminaires | Premium | FALSE | [9 empty] | 7/14/2016 | Not Dimmable | Not Dimmable | Yes |  |  | 5413.14 | 132 | 41.01 | 6.78 | 1 | 3628.03 | 83.58
PMCHWGZS | BJ Take, Inc. | BJ Take | BLV-8'-5.5L-840-347-L16 | Indoor Luminaires | Linear Ambient | Direct Linear Ambient Luminaires | Premium | FALSE | [9 empty] | 7/14/2016 | Not Dimmable | Not Dimmable | Yes |  |  | 5424.64 | 131.48 | 41.26 | 11.88 | 0.93 | 4121.19 | 83.58
PKSC69S6 | BJ Take, Inc. | BJ Take | BLV-8'-5.5L-840-UNV-L16 | Indoor Luminaires | Linear Ambient | Direct Linear Ambient Luminaires | Premium | FALSE | [9 empty] | 7/14/2016 | Not Dimmable | Not Dimmable | Yes |  |  | 5482.76 | 133.72 | 41 | 6.78 | 1 | 4121.19 | 83.58
P59FTGWZ | BJ Take, Inc. | BJ Take | BLV-8'-5.5L-850-347-L16 | Indoor Luminaires | Linear Ambient | Direct Linear Ambient Luminaires | Premium | FALSE | [9 empty] | 7/14/2016 | Not Dimmable | Not Dimmable | Yes |  |  | 5562.41 | 134.86 | 41.25 | 11.88 | 0.93 | 5107.5 | 83.58
P28ASVGM | BJ Take, Inc. | BJ Take | BLV-4'-2.5L-835-UNV-L16 | Indoor Luminaires | Linear Ambient | Direct Linear Ambient Luminaires | Premium | FALSE | [9 empty] | 7/14/2016 | Not Dimmable | Not Dimmable | Yes |  |  | 2170.92 | 128.78 | 16.86 | 6.78 | 1 | 3628.03 | 83.58
PSUZAMRP | BJ Take, Inc. | BJ Take | BLV-4'-2.5L-840-UNV-L16 | Indoor Luminaires | Linear Ambient | Direct Linear Ambient Luminaires | Premium | FALSE | [9 empty] | 7/14/2016 | Not Dimmable | Not Dimmable | Yes |  |  | 2198.84 | 130.46 | 16.86 | 6.78 | 1 | 4121.19 | 83.58
P6G486BE | BJ Take, Inc. | BJ Take | BLV-4'-2.5L-850-UNV-L16 | Indoor Luminaires | Linear Ambient | Direct Linear Ambient Luminaires | Premium | FALSE | [9 empty] | 7/14/2016 | Not Dimmable | Not Dimmable | Yes |  |  | 2254.68 | 133.81 | 16.85 | 6.78 | 1 | 5107.5 | 83.58
PGR9QWM8 | BJ Take, Inc. | BJ Take | BLV-4'-3.5L-830-UNV-L16 | Indoor Luminaires | Linear Ambient | Direct Linear Ambient Luminaires | Premium | FALSE | [9 empty] | 7/14/2016 | Not Dimmable | Not Dimmable | Yes |  |  | 3419.92 | 128.4 | 26.64 | 6.78 | 1 | 3134.88 | 83.58
P7HMFUWK | BJ Take, Inc. | BJ Take | BLV-4'-3.5L-835-347-L16 | Indoor Luminaires | Linear Ambient | Direct Linear Ambient Luminaires | Premium | FALSE | [9 empty] | 7/14/2016 | Not Dimmable | Not Dimmable | Yes |  |  | 3427.75 | 127.89 | 26.8 | 11.88 | 0.93 | 3628.03 | 83.58
PFVW7Q39 | BJ Take, Inc. | BJ Take | BLV-4'-3.5L-835-UNV-L16 | Indoor Luminaires | Linear Ambient | Direct Linear Ambient Luminaires | Premium | FALSE | [9 empty] | 7/14/2016 | Not Dimmable | Not Dimmable | Yes |  |  | 3464.47 | 130.07 | 26.64 | 6.78 | 1 | 3628.03 | 83.58
PQC16H7U | BJ Take, Inc. | BJ Take | BLV-4'-3.5L-840-347-L16 | Indoor Luminaires | Linear Ambient | Direct Linear Ambient Luminaires | Premium | FALSE | [9 empty] | 7/14/2016 | Not Dimmable | Not Dimmable | Yes |  |  | 3471.83 | 129.54 | 26.8 | 11.88 | 0.93 | 4121.19 | 83.58
PJAJ9RVV | BJ Take, Inc. | BJ Take | BLV-4'-3.5L-840-UNV-L16 | Indoor Luminaires | Linear Ambient | Direct Linear Ambient Luminaires | Premium | FALSE | [9 empty] | 7/14/2016 | Not Dimmable | Not Dimmable | Yes |  |  | 3509.03 | 131.75 | 26.64 | 6.78 | 1 | 4121.19 | 83.58
PSBB95PV | BJ Take, Inc. | BJ Take | BLV-4'-3.5L-850-347-L16 | Indoor Luminaires | Linear Ambient | Direct Linear Ambient Luminaires | Premium | FALSE | [9 empty] | 7/14/2016 | Not Dimmable | Not Dimmable | Yes |  |  | 3560 | 132.83 | 26.8 | 11.88 | 0.93 | 5107.5 | 83.58
PKP425CZ | BJ Take, Inc. | BJ Take | BLV-4'-3.5L-850-UNV-L16 | Indoor Luminaires | Linear Ambient | Direct Linear Ambient Luminaires | Premium | FALSE | [9 empty] | 7/14/2016 | Not Dimmable | Not Dimmable | Yes |  |  | 3598.15 | 135.09 | 26.64 | 6.78 | 1 | 5107.5 | 83.58
PWGBRHF3 | BJ Take, Inc. | BJ Take | BLV-4'-4.5L-830-347-L16 | Indoor Luminaires | Linear Ambient | Direct Linear Ambient Luminaires | Premium | FALSE | [9 empty] | 7/14/2016 | Not Dimmable | Not Dimmable | Yes |  |  | 4373.06 | 126.9 | 34.46 | 11.88 | 0.93 | 3134.88 | 83.58
PPJUNQPX | BJ Take, Inc. | BJ Take | BLV-4'-4.5L-830-UNV-L16 | Indoor Luminaires | Linear Ambient | Direct Linear Ambient Luminaires | Premium | FALSE | [9 empty] | 7/14/2016 | Not Dimmable | Not Dimmable | Yes |  |  | 4419.92 | 129.07 | 34.25 | 6.78 | 1 | 3134.88 | 83.58
PHBFCA1Z | BJ Take, Inc. | BJ Take | BLV-4'-4.5L-835-347-L16 | Indoor Luminaires | Linear Ambient | Direct Linear Ambient Luminaires | Premium | FALSE | [9 empty] | 7/14/2016 | Not Dimmable | Not Dimmable | Yes |  |  | 4430.04 | 128.56 | 34.46 | 11.88 | 0.93 | 3628.03 | 83.58
PUU7UQPD | BJ Take, Inc. | BJ Take | BLV-4'-4.5L-835-UNV-L16 | Indoor Luminaires | Linear Ambient | Direct Linear Ambient Luminaires | Premium | FALSE | [9 empty] | 7/14/2016 | Not Dimmable | Not Dimmable | Yes |  |  | 4477.5 | 130.75 | 34.25 | 6.78 | 1 | 3628.03 | 83.58
PZ6DP45Y | BJ Take, Inc. | BJ Take | BLV-4'-4.5L-840-347-L16 | Indoor Luminaires | Linear Ambient | Direct Linear Ambient Luminaires | Premium | FALSE | [9 empty] | 7/14/2016 | Not Dimmable | Not Dimmable | Yes |  |  | 4487.02 | 130.21 | 34.46 | 11.88 | 0.93 | 4121.19 | 83.58
P3HUGP2D | BJ Take, Inc. | BJ Take | BLV-4'-4.5L-840-UNV-L16 | Indoor Luminaires | Linear Ambient | Direct Linear Ambient Luminaires | Premium | FALSE | [9 empty] | 7/14/2016 | Not Dimmable | Not Dimmable | Yes |  |  | 4535.09 | 132.43 | 34.25 | 6.78 | 1 | 4121.19 | 83.58
P2TXR97C | BJ Take, Inc. | BJ Take | BLV-4'-4.5L-850-347-L16 | Indoor Luminaires | Linear Ambient | Direct Linear Ambient Luminaires | Premium | FALSE | [9 empty] | 7/14/2016 | Not Dimmable | Not Dimmable | Yes |  |  | 4600.97 | 133.52 | 34.46 | 11.88 | 0.93 | 5107.5 | 83.58
PNXZ4MAC | BJ Take, Inc. | BJ Take | BLV-4'-4.5L-850-UNV-L16 | Indoor Luminaires | Linear Ambient | Direct Linear Ambient Luminaires | Premium | FALSE | [9 empty] | 7/14/2016 | Not Dimmable | Not Dimmable | Yes |  |  | 4650.26 | 135.79 | 34.25 | 6.78 | 1 | 5107.5 | 83.58
PYD643ZY | BJ Take, Inc. | BJ Take | BLV-4'-5.5L-830-347-L16 | Indoor Luminaires | Linear Ambient | Direct Linear Ambient Luminaires | Premium | FALSE | [9 empty] | 7/14/2016 | Not Dimmable | Not Dimmable | Yes |  |  | 5362.46 | 127.32 | 42.12 | 11.88 | 0.93 | 3134.88 | 83.58
PPQ8VT9Q | BJ Take, Inc. | BJ Take | BLV-4'-5.5L-830-UNV-L16 | Indoor Luminaires | Linear Ambient | Direct Linear Ambient Luminaires | Premium | FALSE | [9 empty] | 7/14/2016 | Not Dimmable | Not Dimmable | Yes |  |  | 5419.92 | 129.49 | 41.86 | 6.78 | 1 | 3134.88 | 83.58
P3X5X9V2 | BJ Take, Inc. | BJ Take | BLV-4'-5.5L-835-347-L16 | Indoor Luminaires | Linear Ambient | Direct Linear Ambient Luminaires | Premium | FALSE | [9 empty] | 7/14/2016 | Not Dimmable | Not Dimmable | Yes |  |  | 5432.33 | 128.98 | 42.12 | 11.88 | 0.93 | 3628.03 | 83.58
PBKDQRAM | BJ Take, Inc. | BJ Take | BLV-4'-5.5L-835-UNV-L16 | Indoor Luminaires | Linear Ambient | Direct Linear Ambient Luminaires | Premium | FALSE | [9 empty] | 7/14/2016 | Not Dimmable | Not Dimmable | Yes |  |  | 5490.53 | 131.18 | 41.86 | 6.78 | 1 | 3628.03 | 83.58
PHQUS4VE | BJ Take, Inc. | BJ Take | BLV-4'-5.5L-840-347-L16 | Indoor Luminaires | Linear Ambient | Direct Linear Ambient Luminaires | Premium | FALSE | [9 empty] | 7/14/2016 | Not Dimmable | Not Dimmable | Yes |  |  | 5502.2 | 130.64 | 42.12 | 11.88 | 0.93 | 4121.19 | 83.58
PDXPWBQP | BJ Take, Inc. | BJ Take | BLV-4'-5.5L-840-UNV-L16 | Indoor Luminaires | Linear Ambient | Direct Linear Ambient Luminaires | Premium | FALSE | [9 empty] | 7/14/2016 | Not Dimmable | Not Dimmable | Yes |  |  | 5561.15 | 132.87 | 41.86 | 6.78 | 1 | 4121.19 | 83.58
PCY6R8YU | BJ Take, Inc. | BJ Take | BLV-4'-5.5L-850-347-L16 | Indoor Luminaires | Linear Ambient | Direct Linear Ambient Luminaires | Premium | FALSE | [9 empty] | 7/14/2016 | Not Dimmable | Not Dimmable | Yes |  |  | 5641.93 | 133.96 | 42.12 | 11.88 | 0.93 | 5107.5 | 83.58
PA4FNQKX | BJ Take, Inc. | BJ Take | BLV-4'-5.5L-850-UNV-L16 | Indoor Luminaires | Linear Ambient | Direct Linear Ambient Luminaires | Premium | FALSE | [9 empty] | 7/14/2016 | Not Dimmable | Not Dimmable | Yes |  |  | 5702.38 | 136.24 | 41.86 | 6.78 | 1 | 5107.5 | 83.58
PJKTFMVN | BJ Take, Inc. | BJ Take | BLVN-4'-2.5L-830-UNV-L16 | Indoor Luminaires | Linear Ambient | Direct Linear Ambient Luminaires | Premium | FALSE | [9 empty] | 7/14/2016 | Not Dimmable | Not Dimmable | Yes |  |  | 2165 | 128 | 16.92 | 8.95 | 0.99 | 3082 | 83.3
P4CEXQEG | BJ Take, Inc. | BJ Take | BLVN-4'-2.5L-835-UNV-L16 | Indoor Luminaires | Linear Ambient | Direct Linear Ambient Luminaires | Premium | FALSE | [9 empty] | 7/14/2016 | Not Dimmable | Not Dimmable | Yes |  |  | 2193.21 | 129.64 | 16.92 | 6.78 | 1 | 3628.03 | 83.58
PM5MWHKE | BJ Take, Inc. | BJ Take | BLVN-4'-2.5L-840-UNV-L16 | Indoor Luminaires | Linear Ambient | Direct Linear Ambient Luminaires | Premium | FALSE | [9 empty] | 7/14/2016 | Not Dimmable | Not Dimmable | Yes |  |  | 2221.41 | 131.33 | 16.92 | 6.78 | 1 | 4121.19 | 83.58
PVPJK6Y4 | BJ Take, Inc. | BJ Take | BLVN-4'-2.5L-850-347-L16 | Indoor Luminaires | Linear Ambient | Direct Linear Ambient Luminaires | Premium | FALSE | [9 empty] | 7/14/2016 | Not Dimmable | Not Dimmable | Yes |  |  | 2278.35 | 127.43 | 17.88 | 11.88 | 0.93 | 5107.5 | 83.58
PUP46646 | BJ Take, Inc. | BJ Take | BLVN-4'-2.5L-850-UNV-L16 | Indoor Luminaires | Linear Ambient | Direct Linear Ambient Luminaires | Premium | FALSE | [9 empty] | 7/14/2016 | Not Dimmable | Not Dimmable | Yes |  |  | 2277.83 | 134.7 | 16.91 | 6.78 | 1 | 5107.5 | 83.58
PYX1D12Y | BJ Take, Inc. | BJ Take | BLVN-4'-3.5L-830-UNV-L16 | Indoor Luminaires | Linear Ambient | Direct Linear Ambient Luminaires | Premium | FALSE | [9 empty] | 7/14/2016 | Not Dimmable | Not Dimmable | Yes |  |  | 3419.92 | 128.4 | 26.64 | 6.78 | 1 | 3134.88 | 83.58
PR826ZUA | BJ Take, Inc. | BJ Take | BLVN-4'-3.5L-835-347-L16 | Indoor Luminaires | Linear Ambient | Direct Linear Ambient Luminaires | Premium | FALSE | [9 empty] | 7/14/2016 | Not Dimmable | Not Dimmable | Yes |  |  | 3427.75 | 127.89 | 26.8 | 11.88 | 0.93 | 3628.03 | 83.58
PXP5DVJZ | BJ Take, Inc. | BJ Take | BLVN-4'-3.5L-835-UNV-L16 | Indoor Luminaires | Linear Ambient | Direct Linear Ambient Luminaires | Premium | FALSE | [9 empty] | 7/14/2016 | Not Dimmable | Not Dimmable | Yes |  |  | 3464.47 | 130.07 | 26.64 | 6.78 | 1 | 3628.03 | 83.58
P7J6R6TJ | BJ Take, Inc. | BJ Take | BLVN-4'-3.5L-840-347-L16 | Indoor Luminaires | Linear Ambient | Direct Linear Ambient Luminaires | Premium | FALSE | [9 empty] | 7/14/2016 | Not Dimmable | Not Dimmable | Yes |  |  | 3471.83 | 129.54 | 26.8 | 11.88 | 0.93 | 4121.19 | 83.58
PZK1UMMX | BJ Take, Inc. | BJ Take | BLVN-4'-3.5L-840-UNV-L16 | Indoor Luminaires | Linear Ambient | Direct Linear Ambient Luminaires | Premium | FALSE | [9 empty] | 7/14/2016 | Not Dimmable | Not Dimmable | Yes |  |  | 3509.03 | 131.75 | 26.64 | 6.78 | 1 | 4121.19 | 83.58
PGVTSTRD | BJ Take, Inc. | BJ Take | BLVN-4'-3.5L-850-347-L16 | Indoor Luminaires | Linear Ambient | Direct Linear Ambient Luminaires | Premium | FALSE | [9 empty] | 7/14/2016 | Not Dimmable | Not Dimmable | Yes |  |  | 3560 | 132.83 | 26.8 | 11.88 | 0.93 | 5107.5 | 83.58
PQSPFE47 | BJ Take, Inc. | BJ Take | BLVN-4'-3.5L-850-UNV-L16 | Indoor Luminaires | Linear Ambient | Direct Linear Ambient Luminaires | Premium | FALSE | [9 empty] | 7/14/2016 | Not Dimmable | Not Dimmable | Yes |  |  | 3598.15 | 135.09 | 26.64 | 6.78 | 1 | 5107.5 | 83.58
PA83MUG2 | BJ Take, Inc. | BJ Take | BLVN-4'-4.5L-835-UNV-L16 | Indoor Luminaires | Linear Ambient | Direct Linear Ambient Luminaires | Premium | FALSE | [9 empty] | 7/14/2016 | Not Dimmable | Not Dimmable | Yes |  |  | 4334.75 | 126.58 | 34.25 | 6.78 | 1 | 3628.03 | 83.58
PP5X5JP2 | BJ Take, Inc. | BJ Take | BLVN-4'-4.5L-840-UNV-L16 | Indoor Luminaires | Linear Ambient | Direct Linear Ambient Luminaires | Premium | FALSE | [9 empty] | 7/14/2016 | Not Dimmable | Not Dimmable | Yes |  |  | 4390.5 | 128.23 | 34.24 | 6.78 | 1 | 4121.19 | 83.58
PXANPHNQ | BJ Take, Inc. | BJ Take | BLVN-4'-4.5L-850-347-L16 | Indoor Luminaires | Linear Ambient | Direct Linear Ambient Luminaires | Premium | FALSE | [9 empty] | 7/14/2016 | Not Dimmable | Not Dimmable | Yes |  |  | 4454.28 | 129.32 | 34.44 | 11.88 | 0.93 | 5107.5 | 83.58
P4NWB3VS | BJ Take, Inc. | BJ Take | BLVN-4'-4.5L-850-UNV-L16 | Indoor Luminaires | Linear Ambient | Direct Linear Ambient Luminaires | Premium | FALSE | [9 empty] | 7/14/2016 | Not Dimmable | Not Dimmable | Yes |  |  | 4502 | 131.5 | 34.23 | 6.03 | 1 | 5070 | 83.3
P2SJ2ZNZ | BJ Take, Inc. | BJ Take | BLVN-4'-5.5L-830-347-L16 | Indoor Luminaires | Linear Ambient | Direct Linear Ambient Luminaires | Premium | FALSE | [9 empty] | 7/14/2016 | Not Dimmable | Not Dimmable | Yes |  |  | 5362.46 | 127.32 | 42.12 | 11.88 | 0.93 | 3134.88 | 83.58
PM8H2D64 | BJ Take, Inc. | BJ Take | BLVN-4'-5.5L-830-UNV-L16 | Indoor Luminaires | Linear Ambient | Direct Linear Ambient Luminaires | Premium | FALSE | [9 empty] | 7/14/2016 | Not Dimmable | Not Dimmable | Yes |  |  | 5419.92 | 129.49 | 41.86 | 6.78 | 1 | 3134.88 | 83.58
PZ6XJBN2 | BJ Take, Inc. | BJ Take | BLVN-4'-5.5L-835-347-L16 | Indoor Luminaires | Linear Ambient | Direct Linear Ambient Luminaires | Premium | FALSE | [9 empty] | 7/14/2016 | Not Dimmable | Not Dimmable | Yes |  |  | 5432.33 | 128.98 | 42.12 | 11.88 | 0.93 | 3628.03 | 83.58
PRB37RSF | BJ Take, Inc. | BJ Take | BLVN-4'-5.5L-835-UNV-L16 | Indoor Luminaires | Linear Ambient | Direct Linear Ambient Luminaires | Premium | FALSE | [9 empty] | 7/14/2016 | Not Dimmable | Not Dimmable | Yes |  |  | 5490.53 | 131.18 | 41.86 | 6.78 | 1 | 3628.03 | 83.58
PWFJ1XKX | BJ Take, Inc. | BJ Take | BLVN-4'-5.5L-840-347-L16 | Indoor Luminaires | Linear Ambient | Direct Linear Ambient Luminaires | Premium | FALSE | [9 empty] | 7/14/2016 | Not Dimmable | Not Dimmable | Yes |  |  | 5502.2 | 130.64 | 42.12 | 11.88 | 0.93 | 4121.19 | 83.58
PPPCUBBM | BJ Take, Inc. | BJ Take | BLVN-4'-5.5L-840-UNV-L16 | Indoor Luminaires | Linear Ambient | Direct Linear Ambient Luminaires | Premium | FALSE | [9 empty] | 7/14/2016 | Not Dimmable | Not Dimmable | Yes |  |  | 5561.15 | 132.87 | 41.86 | 6.78 | 1 | 4121.19 | 83.58
PCEWDSWD | BJ Take, Inc. | BJ Take | BLVN-4'-5.5L-850-347-L16 | Indoor Luminaires | Linear Ambient | Direct Linear Ambient Luminaires | Premium | FALSE | [9 empty] | 7/14/2016 | Not Dimmable | Not Dimmable | Yes |  |  | 5641.93 | 133.96 | 42.12 | 11.88 | 0.93 | 5107.5 | 83.58
PR831GZK | BJ Take, Inc. | BJ Take | BLVN-4'-5.5L-850-UNV-L16 | Indoor Luminaires | Linear Ambient | Direct Linear Ambient Luminaires | Premium | FALSE | [9 empty] | 7/14/2016 | Not Dimmable | Not Dimmable | Yes |  |  | 5702.38 | 136.24 | 41.86 | 6.78 | 1 | 5107.5 | 83.58
PJQ3R448 | BJ Take, Inc. | BJ Take | BLSP-4’-4.5L-ULT850-UNV-L18 | Indoor Luminaires | Linear Ambient | Direct Linear Ambient Luminaires | Standard | TRUE | 4794.7 | 106.8 | 44.91 | 8.49 | 0.941 | 5232 | 83.3 | 5 | 120000 | 6/4/2015 | Dimmable | Continuous (Can dim down to ≤ 10% (W)) | Not Yet Verified |  | 2.1 | 4795 | 106.8 | 44.91 | 5.02 | 0.998 | 5232 | 83.3
PR8HJTFE | BJ Take, Inc. | BJ Take | BLSP-4’-2.5L-ULT835-UNV-L18 | Indoor Luminaires | Linear Ambient | Direct Linear Ambient Luminaires | Standard | TRUE | 2746.2 | 106.3 | 25.83 | 8.49 | 0.941 | 3528 | 84.2 | 5 | 120000 | 6/4/2015 | Dimmable | Continuous (Can dim down to ≤ 10% (W)) | Not Yet Verified |  | 2.1 | 2746 | 106.3 | 25.83 | 7.5 | 0.995 | 3528 | 84.2
PW1D63CS | BJ Take, Inc. | BJ Take | BLSP-4’-4.5L-ULT835-UNV-L18 | Indoor Luminaires | Linear Ambient | Direct Linear Ambient Luminaires | Standard | TRUE | 4544.4 | 101.76 | 44.66 | 8.49 | 0.941 | 3544 | 84 | 5 | 120000 | 6/4/2015 | Dimmable | Continuous (Can dim down to ≤ 10% (W)) | Not Yet Verified |  | 2.1 | 4544 | 101.8 | 44.66 | 5.57 | 0.997 | 3544 | 84
PSG3EGM2 | BJ Take, Inc. | BJ Take | BLSP-4’-4.5L-ULT840-UNV-L18 | Indoor Luminaires | Linear Ambient | Direct Linear Ambient Luminaires | Standard | FALSE | [9 empty] | 6/4/2015 | Dimmable | Continuous (Can dim down to ≤ 10% (W)) | Not Yet Verified |  |  | 4608 | 102.9 | 44.78 | 6.72 | 0.996 | 4000 | 83.7
PSQYMBYK | BJ Take, Inc. | BJ Take | BLSP-4’-2.5L-ULT840-UNV-L18 | Indoor Luminaires | Linear Ambient | Direct Linear Ambient Luminaires | Standard | FALSE | [9 empty] | 6/4/2015 | Dimmable | Continuous (Can dim down to ≤ 10% (W)) | Not Yet Verified |  |  | 2844 | 109.7 | 25.93 | 6.72 | 0.996 | 4000 | 83.7
P2RASMTR | BJ Take, Inc. | BJ Take | BLSP-4’-2.5L-ULT850-UNV-L18 | Indoor Luminaires | Linear Ambient | Direct Linear Ambient Luminaires | Standard | FALSE | [9 empty] | 6/4/2015 | Dimmable | Continuous (Can dim down to ≤ 10% (W)) | Not Yet Verified |  |  | 2959 | 113.7 | 26.02 | 8.8 | 0.995 | 5188 | 83.2
PYY4RCNK | BJ Take, Inc. | BJ Take | BLSP-4’-3.5L-ULT835-UNV-L18 | Indoor Luminaires | Linear Ambient | Direct Linear Ambient Luminaires | Standard | FALSE | [9 empty] | 6/4/2015 | Dimmable | Continuous (Can dim down to ≤ 10% (W)) | Not Yet Verified |  |  | 3693 | 103.9 | 35.56 | 6.72 | 0.996 | 3536 | 83.7
PUUQEVY2 | BJ Take, Inc. | BJ Take | BLSP-4’-3.5L-ULT840-UNV-L18 | Indoor Luminaires | Linear Ambient | Direct Linear Ambient Luminaires | Standard | FALSE | [9 empty] | 6/4/2015 | Dimmable | Continuous (Can dim down to ≤ 10% (W)) | Not Yet Verified |  |  | 3784 | 106.4 | 35.56 | 6.72 | 0.996 | 4000 | 83.7
P7R44XM3 | BJ Take, Inc. | BJ Take | BLSP-4’-3.5L-ULT850-UNV-L18 | Indoor Luminaires | Linear Ambient | Direct Linear Ambient Luminaires | Standard | FALSE | [9 empty] | 6/4/2015 | Dimmable | Continuous (Can dim down to ≤ 10% (W)) | Not Yet Verified |  |  | 3938 | 110.7 | 35.56 | 6.72 | 0.996 | 5210 | 83.7
PJ6941RK | BJ Take, Inc. | BJ Take | BLSP-4'-2.5L-830-347-L18-XXX | Indoor Luminaires | Linear Ambient | Direct Linear Ambient Luminaires | Standard | TRUE | 2684 | 123.3 | 21.77 | 14.38 | 0.911 | 3130 | 83.4 | 5 | 50000 | 5/20/2016 | Dimmable | Continuous (Can dim down to ≤ 10% (W)) | Not Yet Verified |  | 3.1 | 2684 | 123.3 | 21.77 | 14.38 | 0.911 | 3130 | 83.4
P132K8K1 | BJ Take, Inc. | BJ Take | BLSP-4'-2.5L-850-UNV-L18-XXX | Indoor Luminaires | Linear Ambient | Direct Linear Ambient Luminaires | Standard | TRUE | 2838 | 138 | 20.56 | 8.11 | 0.994 | 5128 | 83.4 | 5 | 50000 | 5/20/2016 | Dimmable | Continuous (Can dim down to ≤ 10% (W)) | Not Yet Verified |  | 3.1 | 2838 | 138 | 20.56 | 8.11 | 0.994 | 5128 | 83.4
PTPUG9MF | BJ Take, Inc. | BJ Take | BLSP-4'-3.5L-830-UNV-L18-XXX | Indoor Luminaires | Linear Ambient | Direct Linear Ambient Luminaires | Standard | FALSE | [9 empty] | 5/20/2016 | Dimmable | Continuous (Can dim down to ≤ 10% (W)) | Not Yet Verified |  |  | 3786.41 | 127.72 | 29.65 | 7.05 | 0.996 | 3111 | 83.4
P7149QEJ | BJ Take, Inc. | BJ Take | BLSP-4'-3.5L-835-UNV-L18-XXX | Indoor Luminaires | Linear Ambient | Direct Linear Ambient Luminaires | Standard | FALSE | [9 empty] | 5/20/2016 | Dimmable | Continuous (Can dim down to ≤ 10% (W)) | Not Yet Verified |  |  | 3849.3 | 129.85 | 29.65 | 7.05 | 0.996 | 3629.5 | 83.4
PHBS24D2 | BJ Take, Inc. | BJ Take | BLSP-4'-3.5L-840-UNV-L18-XXX | Indoor Luminaires | Linear Ambient | Direct Linear Ambient Luminaires | Standard | FALSE | [9 empty] | 5/20/2016 | Dimmable | Continuous (Can dim down to ≤ 10% (W)) | Not Yet Verified |  |  | 3912.35 | 131.97 | 29.65 | 7.05 | 0.996 | 4148 | 83.4
PGKPKR94 | BJ Take, Inc. | BJ Take | BLSP-4'-3.5L-850-UNV-L18-XXX | Indoor Luminaires | Linear Ambient | Direct Linear Ambient Luminaires | Standard | FALSE | [9 empty] | 5/20/2016 | Dimmable | Continuous (Can dim down to ≤ 10% (W)) | Not Yet Verified |  |  | 4038.3 | 136.22 | 29.65 | 7.05 | 0.996 | 5185 | 83.4
P5KJKYGN | BJ Take, Inc. | BJ Take | BLSP-4'-4.5L-830-UNV-L18-XXX | Indoor Luminaires | Linear Ambient | Direct Linear Ambient Luminaires | Standard | FALSE | [9 empty] | 5/20/2016 | Dimmable | Continuous (Can dim down to ≤ 10% (W)) | Not Yet Verified |  |  | 4796.2 | 124 | 38.68 | 6.14 | 0.997 | 3144 | 83.2
PA29A3TR | BJ Take, Inc. | BJ Take | BLSP-4'-4.5L-835-UNV-L18-XXX | Indoor Luminaires | Linear Ambient | Direct Linear Ambient Luminaires | Standard | FALSE | [9 empty] | 5/20/2016 | Dimmable | Continuous (Can dim down to ≤ 10% (W)) | Not Yet Verified |  |  | 4949.1 | 129.85 | 38.12 | 7.05 | 0.996 | 3629.5 | 83.4
PAYCAXZT | BJ Take, Inc. | BJ Take | BLSP-4'-4.5L-840-UNV-L18-XXX | Indoor Luminaires | Linear Ambient | Direct Linear Ambient Luminaires | Standard | FALSE | [9 empty] | 5/20/2016 | Dimmable | Continuous (Can dim down to ≤ 10% (W)) | Not Yet Verified |  |  | 5030.17 | 131.97 | 38.12 | 7.05 | 0.996 | 4148 | 83.4
P1KTEF9M | BJ Take, Inc. | BJ Take | BLSP-4'-4.5L-850-UNV-L18-XXX | Indoor Luminaires | Linear Ambient | Direct Linear Ambient Luminaires | Standard | FALSE | [9 empty] | 5/20/2016 | Dimmable | Continuous (Can dim down to ≤ 10% (W)) | Not Yet Verified |  |  | 5192.1 | 136.22 | 38.12 | 7.05 | 0.996 | 5185 | 83.4
PDE7TMNB | BJ Take, Inc. | BJ Take | BLSP-8'-5L-830-347-L18-XXX | Indoor Luminaires | Linear Ambient | Direct Linear Ambient Luminaires | Standard | FALSE | [9 empty] | 5/20/2016 | Dimmable | Continuous (Can dim down to ≤ 10% (W)) | Not Yet Verified |  |  | 5505.4 | 131.7 | 41.79 | 10.4 | 0.944 | 3133 | 83.5
PRUY277G | BJ Take, Inc. | BJ Take | BLSP-8'-5L-835-347-L18-XXX | Indoor Luminaires | Linear Ambient | Direct Linear Ambient Luminaires | Standard | FALSE | [9 empty] | 5/20/2016 | Dimmable | Continuous (Can dim down to ≤ 10% (W)) | Not Yet Verified |  |  | 5499 | 129.85 | 42.35 | 11.19 | 0.938 | 3629.5 | 83.4
PKS2BWMF | BJ Take, Inc. | BJ Take | BLSP-8'-5L-840-347-L18-XXX | Indoor Luminaires | Linear Ambient | Direct Linear Ambient Luminaires | Standard | FALSE | [9 empty] | 5/20/2016 | Dimmable | Continuous (Can dim down to ≤ 10% (W)) | Not Yet Verified |  |  | 5589.08 | 131.97 | 42.35 | 11.19 | 0.938 | 4148 | 83.4
PWKJ3KKE | BJ Take, Inc. | BJ Take | BLSP-8'-5L-850-347-L18-XXX | Indoor Luminaires | Linear Ambient | Direct Linear Ambient Luminaires | Standard | FALSE | [9 empty] | 5/20/2016 | Dimmable | Continuous (Can dim down to ≤ 10% (W)) | Not Yet Verified |  |  | 5839 | 139.2 | 41.96 | 10.73 | 0.945 | 5147 | 83.5
PA2FSHB7 | BJ Take, Inc. | BJ Take | BLSP-8'-7L-830-347-L18-XXX | Indoor Luminaires | Linear Ambient | Direct Linear Ambient Luminaires | Standard | FALSE | [9 empty] | 5/20/2016 | Dimmable | Continuous (Can dim down to ≤ 10% (W)) | Not Yet Verified |  |  | 7572.81 | 127.72 | 59.29 | 11.19 | 0.938 | 3111 | 83.4
PWCSSEPV | BJ Take, Inc. | BJ Take | BLSP-8'-7L-835-347-L18-XXX | Indoor Luminaires | Linear Ambient | Direct Linear Ambient Luminaires | Standard | FALSE | [9 empty] | 5/20/2016 | Dimmable | Continuous (Can dim down to ≤ 10% (W)) | Not Yet Verified |  |  | 7698.6 | 129.85 | 59.29 | 11.19 | 0.938 | 3629.5 | 83.4
PDPJZ3MR | BJ Take, Inc. | BJ Take | BLSP-8'-7L-840-347-L18-XXX | Indoor Luminaires | Linear Ambient | Direct Linear Ambient Luminaires | Standard | FALSE | [9 empty] | 5/20/2016 | Dimmable | Continuous (Can dim down to ≤ 10% (W)) | Not Yet Verified |  |  | 7824.71 | 131.97 | 59.29 | 11.19 | 0.938 | 4148 | 83.4
P32DVXES | BJ Take, Inc. | BJ Take | BLSP-8'-7L-850-347-L18-XXX | Indoor Luminaires | Linear Ambient | Direct Linear Ambient Luminaires | Standard | FALSE | [9 empty] | 5/20/2016 | Dimmable | Continuous (Can dim down to ≤ 10% (W)) | Not Yet Verified |  |  | 8076.6 | 136.22 | 59.29 | 11.19 | 0.938 | 5185 | 83.4
P4X1BB7R | BJ Take, Inc. | BJ Take | BLSP-8'-9L-830-347-L18-XXX | Indoor Luminaires | Linear Ambient | Direct Linear Ambient Luminaires | Standard | FALSE | [9 empty] | 5/20/2016 | Dimmable | Continuous (Can dim down to ≤ 10% (W)) | Not Yet Verified |  |  | 9641.4 | 126.4 | 76.28 | 8.71 | 0.975 | 3161 | 83.3
P3TJZ5JY | BJ Take, Inc. | BJ Take | BLSP-8'-9L-835-347-L18-XXX | Indoor Luminaires | Linear Ambient | Direct Linear Ambient Luminaires | Standard | FALSE | [9 empty] | 5/20/2016 | Dimmable | Continuous (Can dim down to ≤ 10% (W)) | Not Yet Verified |  |  | 9898.2 | 129.85 | 76.23 | 11.19 | 0.938 | 3629.5 | 83.4
PQJUR7WS | BJ Take, Inc. | BJ Take | BLSP-8'-9L-840-347-L18-XXX | Indoor Luminaires | Linear Ambient | Direct Linear Ambient Luminaires | Standard | FALSE | [9 empty] | 5/20/2016 | Dimmable | Continuous (Can dim down to ≤ 10% (W)) | Not Yet Verified |  |  | 10060.34 | 131.97 | 76.23 | 11.19 | 0.938 | 4148 | 83.4
P6ACS9ZG | BJ Take, Inc. | BJ Take | BLSP-8'-9L-850-347-L18-XXX | Indoor Luminaires | Linear Ambient | Direct Linear Ambient Luminaires | Standard | FALSE | [9 empty] | 5/20/2016 | Dimmable | Continuous (Can dim down to ≤ 10% (W)) | Not Yet Verified |  |  | 10384.2 | 136.22 | 76.23 | 11.19 | 0.938 | 5185 | 83.4
PAC7V6Q2 | BJ Take, Inc. | BJ Take | BLSP-8'-5L-830-UNV-L18-XXX | Indoor Luminaires | Linear Ambient | Direct Linear Ambient Luminaires | Standard | FALSE | [9 empty] | 5/20/2016 | Dimmable | Continuous (Can dim down to ≤ 10% (W)) | Not Yet Verified |  |  | 5615 | 133.7 | 41.98 | 7.59 | 0.995 | 3139 | 83.5
PR2QDRDM | BJ Take, Inc. | BJ Take | BLSP-8'-5L-835-UNV-L18-XXX | Indoor Luminaires | Linear Ambient | Direct Linear Ambient Luminaires | Standard | FALSE | [9 empty] | 5/20/2016 | Dimmable | Continuous (Can dim down to ≤ 10% (W)) | Not Yet Verified |  |  | 5499 | 129.85 | 42.35 | 7.05 | 0.996 | 3629.5 | 83.4
P69A8B2P | BJ Take, Inc. | BJ Take | BLSP-8'-5L-840-UNV-L18-XXX | Indoor Luminaires | Linear Ambient | Direct Linear Ambient Luminaires | Standard | FALSE | [9 empty] | 5/20/2016 | Dimmable | Continuous (Can dim down to ≤ 10% (W)) | Not Yet Verified |  |  | 5589.08 | 131.97 | 42.35 | 7.05 | 0.996 | 4148 | 83.4
PSUDZUA7 | BJ Take, Inc. | BJ Take | BLSP-8'-5L-850-UNV-L18-XXX | Indoor Luminaires | Linear Ambient | Direct Linear Ambient Luminaires | Standard | FALSE | [9 empty] | 5/20/2016 | Dimmable | Continuous (Can dim down to ≤ 10% (W)) | Not Yet Verified |  |  | 5879 | 141.3 | 41.6 | 7.5 | 0.995 | 5156 | 83.5
PWXUBHH3 | BJ Take, Inc. | BJ Take | BLSP-8'-7L-830-UNV-L18-XXX | Indoor Luminaires | Linear Ambient | Direct Linear Ambient Luminaires | Standard | FALSE | [9 empty] | 5/20/2016 | Dimmable | Continuous (Can dim down to ≤ 10% (W)) | Not Yet Verified |  |  | 7572.81 | 127.72 | 59.29 | 7.05 | 0.996 | 3111 | 83.4
PQNE8568 | BJ Take, Inc. | BJ Take | BLSP-8'-7L-835-UNV-L18-XXX | Indoor Luminaires | Linear Ambient | Direct Linear Ambient Luminaires | Standard | FALSE | [9 empty] | 5/20/2016 | Dimmable | Continuous (Can dim down to ≤ 10% (W)) | Not Yet Verified |  |  | 7698.6 | 129.85 | 59.29 | 7.05 | 0.996 | 3629.5 | 83.4
PSEMSSFA | BJ Take, Inc. | BJ Take | BLSP-8'-7L-840-UNV-L18-XXX | Indoor Luminaires | Linear Ambient | Direct Linear Ambient Luminaires | Standard | FALSE | [9 empty] | 5/20/2016 | Dimmable | Continuous (Can dim down to ≤ 10% (W)) | Not Yet Verified |  |  | 7824.71 | 131.97 | 59.29 | 7.05 | 0.996 | 4148 | 83.4
PBCT874T | BJ Take, Inc. | BJ Take | BLSP-8'-7L-850-UNV-L18-XXX | Indoor Luminaires | Linear Ambient | Direct Linear Ambient Luminaires | Standard | FALSE | [9 empty] | 5/20/2016 | Dimmable | Continuous (Can dim down to ≤ 10% (W)) | Not Yet Verified |  |  | 8076.6 | 136.22 | 59.29 | 7.05 | 0.996 | 5185 | 83.4
PU35NQ44 | BJ Take, Inc. | BJ Take | BLSP-8'-9L-830-UNV-L18-XXX | Indoor Luminaires | Linear Ambient | Direct Linear Ambient Luminaires | Standard | FALSE | [9 empty] | 5/20/2016 | Dimmable | Continuous (Can dim down to ≤ 10% (W)) | Not Yet Verified |  |  | 9705.2 | 125.2 | 77.53 | 4.9 | 0.998 | 3167 | 83.3
PE5CH5US | BJ Take, Inc. | BJ Take | BLSP-8'-9L-835-UNV-L18-XXX | Indoor Luminaires | Linear Ambient | Direct Linear Ambient Luminaires | Standard | FALSE | [9 empty] | 5/20/2016 | Dimmable | Continuous (Can dim down to ≤ 10% (W)) | Not Yet Verified |  |  | 9898.2 | 129.85 | 76.23 | 7.05 | 0.996 | 3629.5 | 83.4
PX6AG5QA | BJ Take, Inc. | BJ Take | BLSP-8'-9L-840-UNV-L18-XXX | Indoor Luminaires | Linear Ambient | Direct Linear Ambient Luminaires | Standard | FALSE | [9 empty] | 5/20/2016 | Dimmable | Continuous (Can dim down to ≤ 10% (W)) | Not Yet Verified |  |  | 10060.34 | 131.97 | 76.23 | 7.05 | 0.996 | 4148 | 83.4
PP2HC57U | BJ Take, Inc. | BJ Take | BLSP-8'-9L-850-UNV-L18-XXX | Indoor Luminaires | Linear Ambient | Direct Linear Ambient Luminaires | Standard | FALSE | [9 empty] | 5/20/2016 | Dimmable | Continuous (Can dim down to ≤ 10% (W)) | Not Yet Verified |  |  | 10384.2 | 136.22 | 76.23 | 7.05 | 0.996 | 5185 | 83.4
PRYNMAPP | BJ Take, Inc. | BJ Take | BLSP-4'-2.5L-835-347-L18-XXX | Indoor Luminaires | Linear Ambient | Direct Linear Ambient Luminaires | Standard | FALSE | [9 empty] | 5/20/2016 | Dimmable | Continuous (Can dim down to ≤ 10% (W)) | Not Yet Verified |  |  | 2749.5 | 129.85 | 21.18 | 11.19 | 0.938 | 3629.5 | 83.4
P4SHX4BP | BJ Take, Inc. | BJ Take | BLSP-4'-2.5L-840-347-L18-XXX | Indoor Luminaires | Linear Ambient | Direct Linear Ambient Luminaires | Standard | FALSE | [9 empty] | 5/20/2016 | Dimmable | Continuous (Can dim down to ≤ 10% (W)) | Not Yet Verified |  |  | 2794.54 | 131.97 | 21.18 | 11.19 | 0.938 | 4148 | 83.4
PFBTY1TC | BJ Take, Inc. | BJ Take | BLSP-4'-2.5L-850-347-L18-XXX | Indoor Luminaires | Linear Ambient | Direct Linear Ambient Luminaires | Standard | FALSE | [9 empty] | 5/20/2016 | Dimmable | Continuous (Can dim down to ≤ 10% (W)) | Not Yet Verified |  |  | 2841 | 132.1 | 21.5 | 14.34 | 0.9 | 5099 | 83.3
PE73UXFA | BJ Take, Inc. | BJ Take | BLSP-4'-3.5L-830-347-L18-XXX | Indoor Luminaires | Linear Ambient | Direct Linear Ambient Luminaires | Standard | FALSE | [9 empty] | 5/20/2016 | Dimmable | Continuous (Can dim down to ≤ 10% (W)) | Not Yet Verified |  |  | 3786.41 | 127.72 | 29.65 | 11.19 | 0.938 | 3111 | 83.4
P2MWKEHQ | BJ Take, Inc. | BJ Take | BLSP-4'-3.5L-835-347-L18-XXX | Indoor Luminaires | Linear Ambient | Direct Linear Ambient Luminaires | Standard | FALSE | [9 empty] | 5/20/2016 | Dimmable | Continuous (Can dim down to ≤ 10% (W)) | Not Yet Verified |  |  | 3849.3 | 129.85 | 29.65 | 11.19 | 0.938 | 3629.5 | 83.4
PP7V6K34 | BJ Take, Inc. | BJ Take | BLSP-4'-3.5L-840-347-L18-XXX | Indoor Luminaires | Linear Ambient | Direct Linear Ambient Luminaires | Standard | FALSE | [9 empty] | 5/20/2016 | Dimmable | Continuous (Can dim down to ≤ 10% (W)) | Not Yet Verified |  |  | 3912.35 | 131.97 | 29.65 | 11.19 | 0.938 | 4148 | 83.4
PENESC7C | BJ Take, Inc. | BJ Take | BLSP-4'-3.5L-850-347-L18-XXX | Indoor Luminaires | Linear Ambient | Direct Linear Ambient Luminaires | Standard | FALSE | [9 empty] | 5/20/2016 | Dimmable | Continuous (Can dim down to ≤ 10% (W)) | Not Yet Verified |  |  | 4038.3 | 136.22 | 29.65 | 11.19 | 0.938 | 5185 | 83.4
P5RF97HK | BJ Take, Inc. | BJ Take | BLSP-4'-4.5L-830-347-L18-XXX | Indoor Luminaires | Linear Ambient | Direct Linear Ambient Luminaires | Standard | FALSE | [9 empty] | 5/20/2016 | Dimmable | Continuous (Can dim down to ≤ 10% (W)) | Not Yet Verified |  |  | 4771 | 125.1 | 38.15 | 8.59 | 0.954 | 3151 | 83
P1V3PHNB | BJ Take, Inc. | BJ Take | BLSP-4'-4.5L-835-347-L18-XXX | Indoor Luminaires | Linear Ambient | Direct Linear Ambient Luminaires | Standard | FALSE | [9 empty] | 5/20/2016 | Dimmable | Continuous (Can dim down to ≤ 10% (W)) | Not Yet Verified |  |  | 4949.1 | 129.85 | 38.12 | 11.19 | 0.938 | 3629.5 | 83.4
PEXNZ383 | BJ Take, Inc. | BJ Take | BLSP-4'-4.5L-840-347-L18-XXX | Indoor Luminaires | Linear Ambient | Direct Linear Ambient Luminaires | Standard | FALSE | [9 empty] | 5/20/2016 | Dimmable | Continuous (Can dim down to ≤ 10% (W)) | Not Yet Verified |  |  | 5030.17 | 131.97 | 38.12 | 11.19 | 0.938 | 4148 | 83.4
PD83R1H9 | BJ Take, Inc. | BJ Take | BLSP-4'-4.5L-850-347-L18-XXX | Indoor Luminaires | Linear Ambient | Direct Linear Ambient Luminaires | Standard | FALSE | [9 empty] | 5/20/2016 | Dimmable | Continuous (Can dim down to ≤ 10% (W)) | Not Yet Verified |  |  | 5192.1 | 136.22 | 38.12 | 11.19 | 0.938 | 5185 | 83.4
PUXBUJ87 | BJ Take, Inc. | BJ Take | BLSP-4'-2.5L-830-UNV-L18-XXX | Indoor Luminaires | Linear Ambient | Direct Linear Ambient Luminaires | Standard | FALSE | [9 empty] | 5/20/2016 | Dimmable | Continuous (Can dim down to ≤ 10% (W)) | Not Yet Verified |  |  | 2703.2 | 130.8 | 20.68 | 8.04 | 0.995 | 3131 | 83.3
P6QKGADY | BJ Take, Inc. | BJ Take | BLSP-4'-2.5L-835-UNV-L18-XXX | Indoor Luminaires | Linear Ambient | Direct Linear Ambient Luminaires | Standard | FALSE | [9 empty] | 5/20/2016 | Dimmable | Continuous (Can dim down to ≤ 10% (W)) | Not Yet Verified |  |  | 2749.5 | 129.85 | 21.18 | 7.05 | 0.996 | 3629.5 | 83.4
PN2SBQ29 | BJ Take, Inc. | BJ Take | BLSP-4'-2.5L-840-UNV-L18-XXX | Indoor Luminaires | Linear Ambient | Direct Linear Ambient Luminaires | Standard | FALSE | [9 empty] | 5/20/2016 | Dimmable | Continuous (Can dim down to ≤ 10% (W)) | Not Yet Verified |  |  | 2794.54 | 131.97 | 21.18 | 7.05 | 0.996 | 4148 | 83.4
P3BQU3HD | BJ Take, Inc. | BJ Take | BLSP-8’-5.5L-ULT835-UNV-L18 | Indoor Luminaires | Linear Ambient | Direct Linear Ambient Luminaires | Standard | TRUE | 5778 | 114.2 | 50.61 | 11.32 | 0.971 | 3539 | 84.3 | 5 | 120000 | 6/12/2015 | Dimmable | Continuous (Can dim down to ≤ 10% (W)) | Not Yet Verified |  | 2.1 | 5778 | 114.2 | 51 | 6.76 | 0.997 | 3539 | 84.3
PUD87XY9 | BJ Take, Inc. | BJ Take | BLSP-8’-5.5L-ULT840-UNV-L18 | Indoor Luminaires | Linear Ambient | Direct Linear Ambient Luminaires | Standard | FALSE | [9 empty] | 6/12/2015 | Dimmable | Continuous (Can dim down to ≤ 10% (W)) | Not Yet Verified |  |  | 5974 | 117.3 | 51 | 5.6 | 0.998 | 4000 | 83.8
P91HG86Z | BJ Take, Inc. | BJ Take | BLSP-8’-5.5L-ULT850-UNV-L18 | Indoor Luminaires | Linear Ambient | Direct Linear Ambient Luminaires | Standard | FALSE | [9 empty] | 6/12/2015 | Dimmable | Continuous (Can dim down to ≤ 10% (W)) | Not Yet Verified |  |  | 6223 | 122.2 | 51 | 5.6 | 0.998 | 5237 | 83.8
PVZPZMGQ | BJ Take, Inc. | BJ Take | BLSP-8’-6.5L-ULT835-UNV-L18 | Indoor Luminaires | Linear Ambient | Direct Linear Ambient Luminaires | Standard | FALSE | [9 empty] | 6/12/2015 | Dimmable | Continuous (Can dim down to ≤ 10% (W)) | Not Yet Verified |  |  | 6542 | 108.7 | 60 | 5.6 | 0.998 | 3539 | 83.8
PA3MP888 | BJ Take, Inc. | BJ Take | BLSP-8’-6.5L-ULT840-UNV-L18 | Indoor Luminaires | Linear Ambient | Direct Linear Ambient Luminaires | Standard | FALSE | [9 empty] | 6/12/2015 | Dimmable | Continuous (Can dim down to ≤ 10% (W)) | Not Yet Verified |  |  | 6764 | 112.4 | 60 | 5.6 | 0.998 | 4000 | 83.8
PHUFX6GF | BJ Take, Inc. | BJ Take | BLSP-8’-6.5L-ULT850-UNV-L18 | Indoor Luminaires | Linear Ambient | Direct Linear Ambient Luminaires | Standard | FALSE | [9 empty] | 6/12/2015 | Dimmable | Continuous (Can dim down to ≤ 10% (W)) | Not Yet Verified |  |  | 7045 | 117.1 | 60 | 5.6 | 0.998 | 5237 | 83.8
PRVBXQSM | BJ Take, Inc. | BJ Take | BLSP-8’-7.5L-ULT835-UNV-L18 | Indoor Luminaires | Linear Ambient | Direct Linear Ambient Luminaires | Standard | FALSE | [9 empty] | 6/12/2015 | Dimmable | Continuous (Can dim down to ≤ 10% (W)) | Not Yet Verified |  |  | 7548 | 108.7 | 69 | 5.6 | 0.998 | 3539 | 83.8
PV5NBRGG | BJ Take, Inc. | BJ Take | BLSP-8’-7.5L-ULT840-UNV-L18 | Indoor Luminaires | Linear Ambient | Direct Linear Ambient Luminaires | Standard | FALSE | [9 empty] | 6/12/2015 | Dimmable | Continuous (Can dim down to ≤ 10% (W)) | Not Yet Verified |  |  | 7805 | 112.4 | 69 | 5.6 | 0.998 | 4000 | 83.8
PMB5RBZT | BJ Take, Inc. | BJ Take | BLSP-8’-7.5L-ULT850-UNV-L18 | Indoor Luminaires | Linear Ambient | Direct Linear Ambient Luminaires | Standard | FALSE | [9 empty] | 6/12/2015 | Dimmable | Continuous (Can dim down to ≤ 10% (W)) | Not Yet Verified |  |  | 7986 | 114.1 | 70 | 5.36 | 0.998 | 5228 | 83.4
PKWTY1A2 | BJ Take, Inc. | BJ Take | BLSP-8’-8.5L-ULT835-UNV-L18 | Indoor Luminaires | Linear Ambient | Direct Linear Ambient Luminaires | Standard | FALSE | [9 empty] | 6/12/2015 | Dimmable | Continuous (Can dim down to ≤ 10% (W)) | Not Yet Verified |  |  | 8554 | 108.7 | 79 | 5.6 | 0.998 | 3539 | 83.8
PGCVBZUE | BJ Take, Inc. | BJ Take | BLSP-8’-8.5L-ULT840-UNV-L18 | Indoor Luminaires | Linear Ambient | Direct Linear Ambient Luminaires | Standard | FALSE | [9 empty] | 6/12/2015 | Dimmable | Continuous (Can dim down to ≤ 10% (W)) | Not Yet Verified |  |  | 8845 | 112.4 | 79 | 5.6 | 0.998 | 4000 | 83.8
PENB7ZCR | BJ Take, Inc. | BJ Take | BLSP-8’-8.5L-ULT850-UNV-L18 | Indoor Luminaires | Linear Ambient | Direct Linear Ambient Luminaires | Standard | FALSE | [9 empty] | 6/12/2015 | Dimmable | Continuous (Can dim down to ≤ 10% (W)) | Not Yet Verified |  |  | 9213 | 117.1 | 79 | 5.6 | 0.998 | 5237 | 83.8
P78NS127 | BJ Take, Inc. | BJ Take | BLSP-8’-9.5L-ULT835-UNV-L18 | Indoor Luminaires | Linear Ambient | Direct Linear Ambient Luminaires | Standard | FALSE | [9 empty] | 6/12/2015 | Dimmable | Continuous (Can dim down to ≤ 10% (W)) | Not Yet Verified |  |  | 9141 | 103.8 | 88 | 5.34 | 0.998 | 3552 | 84
PTKF5SXE | BJ Take, Inc. | BJ Take | BLSP-8’-9.5L-ULT840-UNV-L18 | Indoor Luminaires | Linear Ambient | Direct Linear Ambient Luminaires | Standard | FALSE | [9 empty] | 6/12/2015 | Dimmable | Continuous (Can dim down to ≤ 10% (W)) | Not Yet Verified |  |  | 9452 | 107.4 | 88 | 5.6 | 0.998 | 4000 | 83.8
P8T8ZRVN | BJ Take, Inc. | BJ Take | BLSP-8’-9.5L-ULT850-UNV-L18 | Indoor Luminaires | Linear Ambient | Direct Linear Ambient Luminaires | Standard | FALSE | [9 empty] | 6/12/2015 | Dimmable | Continuous (Can dim down to ≤ 10% (W)) | Not Yet Verified |  |  | 9613 | 109.4 | 88 | 4.93 | 0.998 | 5246 | 83.4
P7GBBKCJ | Bolim, Inc. | Bolim | BLN4F36-4080E | Indoor Luminaires | Linear Ambient | Direct Linear Ambient Luminaires | Standard | TRUE | 4702.7 | 126.8 | 37.1 | 8.1 | 0.9409 | 3946 | 85 | 5 | 79000 | 3/22/2016 | Dimmable | Continuous (Cannot dim down to ≤ 10% (W) | No |  | 3.1 | 4702.7 | 126.8 | 37.1 | 6.7 | 0.9949 | 3946 | 85
P4EGZKQK | Bolim, Inc. | Bolim | BLN4F36-5080E | Indoor Luminaires | Linear Ambient | Direct Linear Ambient Luminaires | Standard | FALSE | [9 empty] | 3/22/2016 | Dimmable | Continuous (Cannot dim down to ≤ 10% (W) | No |  |  | 4423.65 | 119.56 | 37 | 6.8 | 0.995 | 5031 | 85.1
P00001L45 | Care Technology LLC | Care Technology | ENI-449-36ZWW [M Bracket, Dial Tilt Angle zero degrees, and 120v Only] | Indoor Luminaires | Linear Ambient | Direct Linear Ambient Luminaires | Standard | TRUE | 2582.56 | 87.98 | 29.36 | 7.8 | 0.9703 | 4911 | 85.9 | 5 | 77000 | 7/17/2014 | Not Yet Verified | Not Yet Verified | Not Yet Verified |  | 2.1 |  |  |  |  | 0.97 | 5000
P1F6JGUS | Carolina Product Solutions, LLC. | CPSLED | CPS-LS-DTW-3-25W-UL-F-30 | Indoor Luminaires | Linear Ambient | Direct Linear Ambient Luminaires | Standard | TRUE | 2673.75 | 111.04 | 24.1 | 5.93 | 0.92 | 2981 | 81.3 | 5 | 50000 | 8/28/2015 | Not Dimmable | Not Dimmable | Not Yet Verified |  | 2.1 | 2673.75 | 111.04 | 24.08 | 3.6 | 0.995 | 2981 | 81
PQPKTYWT | Carolina Product Solutions, LLC. | CPSLED | CPS-LS-DTW-3-25W-UL-F-35 | Indoor Luminaires | Linear Ambient | Direct Linear Ambient Luminaires | Standard | FALSE | [9 empty] | 8/28/2015 | Not Dimmable | Not Dimmable | Not Yet Verified |  |  | 2100 | 84 | 25 | 3.6 | 0.995 | 3500 | 81
P8PFPGES | Carolina Product Solutions, LLC. | CPSLED | CPS-LS-DTW-3-25W-UL-F-40 | Indoor Luminaires | Linear Ambient | Direct Linear Ambient Luminaires | Standard | FALSE | [9 empty] | 8/28/2015 | Not Dimmable | Not Dimmable | Not Yet Verified |  |  | 2100 | 84 | 25 | 3.6 | 0.995 | 4000 | 81
PSEG5TK8 | Carolina Product Solutions, LLC. | CPSLED | CPS-LS-DTW-3-25W-UL-F-45 | Indoor Luminaires | Linear Ambient | Direct Linear Ambient Luminaires | Standard | FALSE | [9 empty] | 8/28/2015 | Not Dimmable | Not Dimmable | Not Yet Verified |  |  | 2100 | 84 | 25 | 3.6 | 0.995 | 4500 | 81
P8QVX6MS | Carolina Product Solutions, LLC. | CPSLED | CPS-LS-DTW-3-25W-UL-F-50 | Indoor Luminaires | Linear Ambient | Direct Linear Ambient Luminaires | Standard | FALSE | [9 empty] | 8/28/2015 | Not Dimmable | Not Dimmable | Not Yet Verified |  |  | 2100 | 84 | 25 | 3.6 | 0.995 | 5000 | 81
PPQCRJ1J | Carolina Product Solutions, LLC. | CPSLED | CPS-LS-DTW-4-30W-UL-F-27 | Indoor Luminaires | Linear Ambient | Direct Linear Ambient Luminaires | Standard | TRUE | 3155.91 | 95.26 | 33.13 | 20.9 | 0.935 | 2758 | 83 | 5 | 50000 | 8/28/2015 | Not Yet Verified | Not Yet Verified | Not Yet Verified |  | 2.1 | 3156 | 95.26 | 33.13 | 14.2 | 0.986 | 2758 | 83
P2FDDX3Y | Carolina Product Solutions, LLC. | CPSLED | CPS-LS-DTW-4-30W-UL-F-30 | Indoor Luminaires | Linear Ambient | Direct Linear Ambient Luminaires | Standard | FALSE | [9 empty] | 8/28/2015 | Not Yet Verified | Not Yet Verified | Not Yet Verified |  |  | 3156 | 95.26 | 30 | 14.2 | 0.986 | 3000 | 83
PCQ5CR5J | Carolina Product Solutions, LLC. | CPSLED | CPS-LS-DTW-4-30W-UL-F-35 | Indoor Luminaires | Linear Ambient | Direct Linear Ambient Luminaires | Standard | FALSE | [9 empty] | 8/28/2015 | Not Yet Verified | Not Yet Verified | Not Yet Verified |  |  | 3156 | 95.26 | 30 | 14.2 | 0.986 | 3500 | 83
PBYPZJTS | Carolina Product Solutions, LLC. | CPSLED | CPS-LS-DTW-4-30W-UL-F-40 | Indoor Luminaires | Linear Ambient | Direct Linear Ambient Luminaires | Standard | FALSE | [9 empty] | 8/28/2015 | Not Yet Verified | Not Yet Verified | Not Yet Verified |  |  | 3156 | 95.26 | 30 | 14.2 | 0.986 | 4000 | 83
P9Z62JBV | Carolina Product Solutions, LLC. | CPSLED | CPS-LS-DTW-4-30W-UL-F-45 | Indoor Luminaires | Linear Ambient | Direct Linear Ambient Luminaires | Standard | FALSE | [9 empty] | 8/28/2015 | Not Yet Verified | Not Yet Verified | Not Yet Verified |  |  | 3156 | 95.26 | 30 | 14.2 | 0.986 | 4500 | 83
P8C78QG1 | Carolina Product Solutions, LLC. | CPSLED | CPS-LS-DTW-4-30W-UL-F-50 | Indoor Luminaires | Linear Ambient | Direct Linear Ambient Luminaires | Standard | FALSE | [9 empty] | 8/28/2015 | Not Yet Verified | Not Yet Verified | Not Yet Verified |  |  | 3156 | 95.26 | 30 | 14.2 | 0.986 | 5000 | 83
P8D26TK5 | Carolina Product Solutions, LLC. | CPSLED | CPS-LS-DTW-5-40W-UL-F-30 | Indoor Luminaires | Linear Ambient | Direct Linear Ambient Luminaires | Standard | TRUE | 3573.16 | 102.71 | 34.79 | 19.04 | 0.954 | 3143 | 84.6 | 5 | 50000 | 8/28/2015 | Not Dimmable | Not Dimmable | Not Yet Verified |  | 2.1 | 3500 |  | 40 | 20 | 0.9 | 3000 | 80
PUX31HW9 | Carolina Product Solutions, LLC. | CPSLED | CPS-LS-DTW-8-60W-UL-F-30 | Indoor Luminaires | Linear Ambient | Direct Linear Ambient Luminaires | Standard | TRUE | 6408.47 | 110.19 | 58.2 | 5.91 | 0.943 | 2975 | 81.2 | 5 | 50000 | 8/28/2015 | Not Dimmable | Not Dimmable | Not Yet Verified |  | 2.1 | 6408.47 | 110.19 | 58.16 | 2.79 | 0.996 | 2975 | 81
P9NM34GG | Carolina Product Solutions, LLC. | CPSLED | CPS-LS-DTW-8-60W-UL-F-35 | Indoor Luminaires | Linear Ambient | Direct Linear Ambient Luminaires | Standard | FALSE | [9 empty] | 8/28/2015 | Not Dimmable | Not Dimmable | Not Yet Verified |  |  | 5100 | 85 | 60 | 2.79 | 0.996 | 3500 | 81
PQE8GP8T | Carolina Product Solutions, LLC. | CPSLED | CPS-LS-DTW-8-60W-UL-F-40 | Indoor Luminaires | Linear Ambient | Direct Linear Ambient Luminaires | Standard | FALSE | [9 empty] | 8/28/2015 | Not Dimmable | Not Dimmable | Not Yet Verified |  |  | 5100 | 85 | 60 | 2.79 | 0.996 | 4000 | 81
P6QU2F1Y | Carolina Product Solutions, LLC. | CPSLED | CPS-LS-DTW-8-60W-UL-F-45 | Indoor Luminaires | Linear Ambient | Direct Linear Ambient Luminaires | Standard | FALSE | [9 empty] | 8/28/2015 | Not Dimmable | Not Dimmable | Not Yet Verified |  |  | 5100 | 85 | 60 | 2.79 | 0.996 | 4500 | 81
P3QQ3YJG | Carolina Product Solutions, LLC. | CPSLED | CPS-LS-DTW-8-60W-UL-F-50 | Indoor Luminaires | Linear Ambient | Direct Linear Ambient Luminaires | Standard | FALSE | [9 empty] | 8/28/2015 | Not Dimmable | Not Dimmable | Not Yet Verified |  |  | 5100 | 85 | 60 | 2.79 | 0.996 | 5000 | 81
PB8J8G2R | Carolina Product Solutions, LLC. | CPSLED | CPS-LS-HB-60W-UL-F-30 | Indoor Luminaires | Linear Ambient | Direct Linear Ambient Luminaires | Standard | TRUE | 5577.48 | 97.83 | 57.01 | 10 | 0.927 | 3217 | 84.9 | 5 | 50000 | 8/28/2015 | Not Dimmable | Not Dimmable | Not Yet Verified |  | 2.1 | 5400 | 90 | 60 | 10 | 0.927 | 3000 | 80
PFZJGFBB | Carolina Product Solutions, LLC. | CPSLED | CPS-LS-HB-80W-UL-F-30 | Indoor Luminaires | Linear Ambient | Direct Linear Ambient Luminaires | Standard | TRUE | 7473.81 | 96.25 | 77.65 | 5.46 | 0.915 | 3197 | 84.9 | 5 | 50000 | 8/28/2015 | Not Dimmable | Not Dimmable | Not Yet Verified |  | 2.1 | 7000 | 87.5 | 80 | 10 | 0.915 | 3000 | 80
PG5WZTFM | CC Custom Products, Inc. | Beghelli | BX920LED4HT50WWT30-347V | Indoor Luminaires | Linear Ambient | Direct Linear Ambient Luminaires | Standard | FALSE | [9 empty] | 7/31/2015 | Dimmable | Continuous (Can dim down to ≤ 10% (W)) | Not Yet Verified |  |  | 6452.71 | 106.4 | 60.41 | 8.87 | 0.9849 | 3083 | 82.51
P31JNS54 | CEAK LED | Beghelli | BX920LED4HT50WWT50-347V | Indoor Luminaires | Linear Ambient | Direct Linear Ambient Luminaires | Standard | FALSE | [9 empty] | 7/31/2015 | Dimmable | Continuous (Can dim down to ≤ 10% (W)) | Not Yet Verified |  |  | 6999.39 | 116.62 | 60.15 | 8.47 | 0.9847 | 5226 | 81.74
PQRQ27RY | Cecep Latticelighting Co Ltd | Beghelli | BX920LED4HT80WWT50-347V | Indoor Luminaires | Linear Ambient | Direct Linear Ambient Luminaires | Standard | FALSE | [9 empty] | 7/31/2015 | Dimmable | Continuous (Can dim down to ≤ 10% (W)) | Not Yet Verified |  |  | 9774.72 | 104.57 | 93.47 | 7.47 | 0.9844 | 5278 | 82
P00001H0Z | Cefco | Deluce Lighting | DLVP90LED | Indoor Luminaires | Linear Ambient | Direct Linear Ambient Luminaires | Standard | TRUE | 7635.05 | 84.49 | 90.47 | 16.7 | 0.93 | 4106 | 86.5 | 5 | 50000 | 9/8/2014 | Not Yet Verified | Not Yet Verified | Not Yet Verified |  | 2.1 | 7635 | 84.49 | 90 | 20 | 0.9 | 4106 | 87
PGMAM4XS | Cefco | Beghelli | BX920LED4XX50WWT40-120-277V | Indoor Luminaires | Linear Ambient | Direct Linear Ambient Luminaires | Standard | FALSE | [9 empty] | 7/31/2015 | Dimmable | Continuous (Can dim down to ≤ 10% (W)) | Not Yet Verified |  |  | 5392.42 | 115.34 | 45.58 | 8.48 | 0.9727 | 4118 | 84.12
PFF7NWC5 | Celeritas Lighting Group, LLC | Beghelli | BX920LED4XX50WWT40-347V | Indoor Luminaires | Linear Ambient | Direct Linear Ambient Luminaires | Standard | FALSE | [9 empty] | 7/31/2015 | Dimmable | Continuous (Can dim down to ≤ 10% (W)) | Not Yet Verified |  |  | 5379.29 | 120.95 | 44.72 | 10.99 | 0.976 | 4133 | 84.13
PHWNJ5Q3 | Centent Lighting Canada Inc. | Beghelli | BX920LED4XX80WWT40-120-277V | Indoor Luminaires | Linear Ambient | Direct Linear Ambient Luminaires | Standard | FALSE | [9 empty] | 7/31/2015 | Dimmable | Continuous (Can dim down to ≤ 10% (W)) | Not Yet Verified |  |  | 7380.94 | 114.18 | 64.05 | 10.14 | 0.977 | 4166 | 83.95
PRXW652E | Certified LED | Beghelli | BX920LED4XX80WWT40-347V | Indoor Luminaires | Linear Ambient | Direct Linear Ambient Luminaires | Standard | FALSE | [9 empty] | 7/31/2015 | Dimmable | Continuous (Can dim down to ≤ 10% (W)) | Not Yet Verified |  |  | 7330.39 | 114.99 | 63.75 | 9.52 | 0.9736 | 4157 | 83.95
PEUPCNKH6 | CIXI YUANHUI LIGHTING ELECTRIC CO.,LTD | YUANHUI | VP4F48W | Indoor Luminaires | Linear Ambient | Direct Linear Ambient Luminaires | Standard | TRUE | 4115.7 | 89.41 | 46.03 | 21.5 | 0.88 | 3132 | 82.4 | 5 | 50000 | 10/16/2014 | Not Dimmable | Not Dimmable | Not Yet Verified |  | 2.1 | 4172.871 | 90.71 | 46 | 6.77 | 0.991 | 3132 | 82.4
P1Q3BFHAE | CIXI YUANHUI LIGHTING ELECTRIC CO.,LTD | YUANHUI | VP4F48N | Indoor Luminaires | Linear Ambient | Direct Linear Ambient Luminaires | Standard | FALSE | [9 empty] | 10/16/2014 | Not Dimmable | Not Dimmable | Not Yet Verified |  |  | 4188.82 | 91.06 | 46 | 6.77 | 0.991 | 4058 | 85.1
PC6NARP9K | CIXI YUANHUI LIGHTING ELECTRIC CO.,LTD | YUANHUI | VP4F48P | Indoor Luminaires | Linear Ambient | Direct Linear Ambient Luminaires | Standard | FALSE | [9 empty] | 10/16/2014 | Not Dimmable | Not Dimmable | Not Yet Verified |  |  | 4204.8 | 91.09 | 46.16 | 6.77 | 0.991 | 4984 | 87.8
PVQMS7K7 | CIXI YUANHUI LIGHTING ELECTRIC CO.,LTD | YUANHUI | VP4C40DD(2700K) | Indoor Luminaires | Linear Ambient | Direct Linear Ambient Luminaires | Standard | TRUE | 4041.7 | 96.12 | 42.05 | 13.85 | 0.9214 | 2852 | 84.7 | 5 |  | 5/26/2015 | Dimmable | Continuous (Can dim down to ≤ 10% (W)) | Not Yet Verified |  | 2.1 | 4041.7 | 96.12 | 42.05 | 13.85 | 0.9214 | 2700 | 84.7
PWT8ZURZ | CIXI YUANHUI LIGHTING ELECTRIC CO.,LTD | YUANHUI | VP4C40WD(3000K) | Indoor Luminaires | Linear Ambient | Direct Linear Ambient Luminaires | Standard | FALSE | [9 empty] | 5/26/2015 | Dimmable | Continuous (Can dim down to ≤ 10% (W)) | Not Yet Verified |  |  | 4041.7 | 96.12 | 42.05 | 13.85 | 0.9214 | 3000 | 84.7
PA9WYUNJ | CIXI YUANHUI LIGHTING ELECTRIC CO.,LTD | YUANHUI | VP4C40QD(3500K) | Indoor Luminaires | Linear Ambient | Direct Linear Ambient Luminaires | Standard | FALSE | [9 empty] | 5/26/2015 | Dimmable | Continuous (Can dim down to ≤ 10% (W)) | Not Yet Verified |  |  | 4041.7 | 96.12 | 42.05 | 13.85 | 0.9214 | 3500 | 84.7
P3ET2F6B | CIXI YUANHUI LIGHTING ELECTRIC CO.,LTD | YUANHUI | VP4C40ND(4000K) | Indoor Luminaires | Linear Ambient | Direct Linear Ambient Luminaires | Standard | FALSE | [9 empty] | 5/26/2015 | Dimmable | Continuous (Can dim down to ≤ 10% (W)) | Not Yet Verified |  |  | 4041.7 | 96.12 | 42.05 | 13.85 | 0.9214 | 4000 | 84.7
PQ9T7Q9R | CIXI YUANHUI LIGHTING ELECTRIC CO.,LTD | YUANHUI | VP4C40RD(4500K) | Indoor Luminaires | Linear Ambient | Direct Linear Ambient Luminaires | Standard | FALSE | [9 empty] | 5/26/2015 | Dimmable | Continuous (Can dim down to ≤ 10% (W)) | Not Yet Verified |  |  | 4041.7 | 96.12 | 42.05 | 13.85 | 0.9214 | 4500 | 84.7
PANC93BH | CIXI YUANHUI LIGHTING ELECTRIC CO.,LTD | YUANHUI | VP4C40PD(5000K) | Indoor Luminaires | Linear Ambient | Direct Linear Ambient Luminaires | Standard | FALSE | [9 empty] | 5/26/2015 | Dimmable | Continuous (Can dim down to ≤ 10% (W)) | Not Yet Verified |  |  | 4125.2 | 98.27 | 41.98 | 13.42 | 0.9208 | 5000 | 85
PNDBP4DV | CIXI YUANHUI LIGHTING ELECTRIC CO.,LTD | YUANHUI | VP4F40X(2700K) | Indoor Luminaires | Linear Ambient | Direct Linear Ambient Luminaires | Standard | TRUE | 3471.4 | 83.95 | 41.35 | 14.26 | 0.9023 | 2852 | 84.7 | 5 | 50000 | 5/26/2015 | Not Dimmable | Not Dimmable | Not Yet Verified |  | 2.1 | 3535.7 | 86.64 | 40.81 | 14.26 | 0.9023 | 2700 | 84.7
PXYWPJVJ | CIXI YUANHUI LIGHTING ELECTRIC CO.,LTD | YUANHUI | VP4F40X(3000K) | Indoor Luminaires | Linear Ambient | Direct Linear Ambient Luminaires | Standard | FALSE | [9 empty] | 5/26/2015 | Not Dimmable | Not Dimmable | Not Yet Verified |  |  | 3535.7 | 86.64 | 40.81 | 14.26 | 0.9023 | 3000 | 84.7
PP88HPMG | CIXI YUANHUI LIGHTING ELECTRIC CO.,LTD | YUANHUI | VP4F40X(3500K) | Indoor Luminaires | Linear Ambient | Direct Linear Ambient Luminaires | Standard | FALSE | [9 empty] | 5/26/2015 | Not Dimmable | Not Dimmable | Not Yet Verified |  |  | 3535.7 | 86.64 | 40.81 | 14.26 | 0.9023 | 3500 | 84.7
PZ6X3FCU | CIXI YUANHUI LIGHTING ELECTRIC CO.,LTD | YUANHUI | VP4F40X(4000K) | Indoor Luminaires | Linear Ambient | Direct Linear Ambient Luminaires | Standard | FALSE | [9 empty] | 5/26/2015 | Not Dimmable | Not Dimmable | Not Yet Verified |  |  | 3535.7 | 86.64 | 40.81 | 14.26 | 0.9023 | 4000 | 84.7
PK88E2YX | CIXI YUANHUI LIGHTING ELECTRIC CO.,LTD | YUANHUI | VP4F40X(4500K) | Indoor Luminaires | Linear Ambient | Direct Linear Ambient Luminaires | Standard | FALSE | [9 empty] | 5/26/2015 | Not Dimmable | Not Dimmable | Not Yet Verified |  |  | 3535.7 | 86.64 | 40.81 | 14.26 | 0.9023 | 4500 | 84.7
P15CCT9D | CIXI YUANHUI LIGHTING ELECTRIC CO.,LTD | YUANHUI | VP4F40X(5000K) | Indoor Luminaires | Linear Ambient | Direct Linear Ambient Luminaires | Standard | FALSE | [9 empty] | 5/26/2015 | Not Dimmable | Not Dimmable | Not Yet Verified |  |  | 3773.6 | 90.56 | 41.67 | 13.59 | 0.9071 | 5000 | 85
PTBRMYM4 | CIXI YUANHUI LIGHTING ELECTRIC CO.,LTD | YUANHUI | VP4C40X(2700K) | Indoor Luminaires | Linear Ambient | Direct Linear Ambient Luminaires | Standard | TRUE | 4061.5 | 97.19 | 41.79 | 14.13 | 0.9065 | 2843 | 84.6 | 5 | 50000 | 5/26/2015 | Not Dimmable | Not Dimmable | Not Yet Verified |  | 2.1 | 4021.5 | 98.98 | 40.63 | 14.13 | 0.9065 | 2700 | 84.6
PVTGWWGY | CIXI YUANHUI LIGHTING ELECTRIC CO.,LTD | YUANHUI | VP4C40X(3000K) | Indoor Luminaires | Linear Ambient | Direct Linear Ambient Luminaires | Standard | FALSE | [9 empty] | 5/26/2015 | Not Dimmable | Not Dimmable | Not Yet Verified |  |  | 4021.5 | 98.98 | 40.63 | 14.13 | 0.9065 | 3000 | 84.6
PHQWYBAN | CIXI YUANHUI LIGHTING ELECTRIC CO.,LTD | YUANHUI | VP4C40X(3500K) | Indoor Luminaires | Linear Ambient | Direct Linear Ambient Luminaires | Standard | FALSE | [9 empty] | 5/26/2015 | Not Dimmable | Not Dimmable | Not Yet Verified |  |  | 4021.5 | 98.98 | 40.63 | 14.13 | 0.9065 | 3500 | 84.6
P1YJS6XX | CIXI YUANHUI LIGHTING ELECTRIC CO.,LTD | YUANHUI | VP4C40X(4000K) | Indoor Luminaires | Linear Ambient | Direct Linear Ambient Luminaires | Standard | FALSE | [9 empty] | 5/26/2015 | Not Dimmable | Not Dimmable | Not Yet Verified |  |  | 4021.5 | 98.98 | 40.63 | 14.13 | 0.9065 | 4000 | 84.6
PC5E5MCF | CIXI YUANHUI LIGHTING ELECTRIC CO.,LTD | YUANHUI | VP4C40X(4500K) | Indoor Luminaires | Linear Ambient | Direct Linear Ambient Luminaires | Standard | FALSE | [9 empty] | 5/26/2015 | Not Dimmable | Not Dimmable | Not Yet Verified |  |  | 4021.5 | 98.98 | 40.63 | 14.13 | 0.9065 | 4500 | 84.6
P4FRT11Z | CIXI YUANHUI LIGHTING ELECTRIC CO.,LTD | YUANHUI | VP4C40X(5000K) | Indoor Luminaires | Linear Ambient | Direct Linear Ambient Luminaires | Standard | FALSE | [9 empty] | 5/26/2015 | Not Dimmable | Not Dimmable | Not Yet Verified |  |  | 4190.8 | 102.12 | 41.04 | 13.56 | 0.9079 | 5000 | 85
PRHEMNMJ | CIXI YUANHUI LIGHTING ELECTRIC CO.,LTD | YUANHUI | VP4F40XD(2700K) | Indoor Luminaires | Linear Ambient | Direct Linear Ambient Luminaires | Standard | TRUE | 3491.9 | 84.45 | 41.35 | 14.73 | 0.9204 | 2861 | 84.9 | 5 | 50000 | 5/28/2015 | Dimmable | Continuous (Can dim down to ≤ 10% (W)) | Not Yet Verified |  | 2.1 | 3463.9 | 84.53 | 40.98 | 14.73 | 0.9204 | 2700 | 84.9
P5DBE3XM | CIXI YUANHUI LIGHTING ELECTRIC CO.,LTD | YUANHUI | VP4F40XD(3000K) | Indoor Luminaires | Linear Ambient | Direct Linear Ambient Luminaires | Standard | FALSE | [9 empty] | 5/28/2015 | Dimmable | Continuous (Can dim down to ≤ 10% (W)) | Not Yet Verified |  |  | 3463.9 | 84.53 | 40.98 | 14.73 | 0.9204 | 3000 | 84.9
PUDNMD5V | CIXI YUANHUI LIGHTING ELECTRIC CO.,LTD | YUANHUI | VP4F40XD(3500K) | Indoor Luminaires | Linear Ambient | Direct Linear Ambient Luminaires | Standard | FALSE | [9 empty] | 5/28/2015 | Dimmable | Continuous (Can dim down to ≤ 10% (W)) | Not Yet Verified |  |  | 3463.9 | 84.53 | 40.98 | 14.73 | 0.9204 | 3500 | 84.9
PT91YJCQ | CIXI YUANHUI LIGHTING ELECTRIC CO.,LTD | YUANHUI | VP4F40XD(4000K) | Indoor Luminaires | Linear Ambient | Direct Linear Ambient Luminaires | Standard | FALSE | [9 empty] | 5/28/2015 | Dimmable | Continuous (Can dim down to ≤ 10% (W)) | Not Yet Verified |  |  | 3463.9 | 84.53 | 40.98 | 14.73 | 0.9204 | 4000 | 84.9
PX9SF4KA | CIXI YUANHUI LIGHTING ELECTRIC CO.,LTD | YUANHUI | VP4F40XD(4500K) | Indoor Luminaires | Linear Ambient | Direct Linear Ambient Luminaires | Standard | FALSE | [9 empty] | 5/28/2015 | Dimmable | Continuous (Can dim down to ≤ 10% (W)) | Not Yet Verified |  |  | 3463.9 | 84.53 | 40.98 | 14.73 | 0.9204 | 4500 | 84.9
PTFWA9R6 | CIXI YUANHUI LIGHTING ELECTRIC CO.,LTD | YUANHUI | VP4F40XD(5000K) | Indoor Luminaires | Linear Ambient | Direct Linear Ambient Luminaires | Standard | FALSE | [9 empty] | 5/28/2015 | Dimmable | Continuous (Can dim down to ≤ 10% (W)) | Not Yet Verified |  |  | 3711.6 | 90.02 | 41.23 | 14.15 | 0.912 | 5000 | 85.1
PZ6V57GM | CIXI YUANHUI LIGHTING ELECTRIC CO.,LTD | YUANHUI | WP-44W-C(2700K) | Indoor Luminaires | Linear Ambient | Direct Linear Ambient Luminaires | Standard | TRUE | 4276.4 | 96.35 | 44.38 | 14.26 | 0.9011 | 2850 | 85.3 | 5 | 50000 | 6/17/2015 | Dimmable | Continuous (Can dim down to ≤ 10% (W)) | Not Yet Verified |  | 2.1 | 4360.5 | 96.98 | 44.96 | 18.53 | 0.9011 | 2700 | 85.3
PNJVZ98V | CIXI YUANHUI LIGHTING ELECTRIC CO.,LTD | YUANHUI | WP-44W-C(3000K) | Indoor Luminaires | Linear Ambient | Direct Linear Ambient Luminaires | Standard | FALSE | [9 empty] | 6/17/2015 | Dimmable | Continuous (Can dim down to ≤ 10% (W)) | Not Yet Verified |  |  | 4360.5 | 96.98 | 44.96 | 18.53 | 0.9011 | 3000 | 85.3
PJ9X4XDU | CIXI YUANHUI LIGHTING ELECTRIC CO.,LTD | YUANHUI | WP-44W-C(3500K) | Indoor Luminaires | Linear Ambient | Direct Linear Ambient Luminaires | Standard | FALSE | [9 empty] | 6/17/2015 | Dimmable | Continuous (Can dim down to ≤ 10% (W)) | Not Yet Verified |  |  | 4360.5 | 96.98 | 44.96 | 18.53 | 0.9011 | 3500 | 85.3
P8NSRGT9 | CIXI YUANHUI LIGHTING ELECTRIC CO.,LTD | YUANHUI | WP-44W-C(4000K) | Indoor Luminaires | Linear Ambient | Direct Linear Ambient Luminaires | Standard | FALSE | [9 empty] | 6/17/2015 | Dimmable | Continuous (Can dim down to ≤ 10% (W)) | Not Yet Verified |  |  | 4360.5 | 96.98 | 44.96 | 18.53 | 0.9011 | 4000 | 85.3
P5CBJAVC | CIXI YUANHUI LIGHTING ELECTRIC CO.,LTD | YUANHUI | WP-44W-C(4500K) | Indoor Luminaires | Linear Ambient | Direct Linear Ambient Luminaires | Standard | FALSE | [9 empty] | 6/17/2015 | Dimmable | Continuous (Can dim down to ≤ 10% (W)) | Not Yet Verified |  |  | 4360.5 | 96.98 | 44.96 | 18.53 | 0.9011 | 4500 | 85.3
PMGFMR7X | CIXI YUANHUI LIGHTING ELECTRIC CO.,LTD | YUANHUI | WP-44W-C(5000K) | Indoor Luminaires | Linear Ambient | Direct Linear Ambient Luminaires | Standard | FALSE | [9 empty] | 6/17/2015 | Dimmable | Continuous (Can dim down to ≤ 10% (W)) | Not Yet Verified |  |  | 4360.5 | 96.98 | 44.96 | 18.53 | 0.9011 | 5000 | 85.3
PC5BR215 | CIXI YUANHUI LIGHTING ELECTRIC CO.,LTD | YUANHUI | WP-44W-C(5700K) | Indoor Luminaires | Linear Ambient | Direct Linear Ambient Luminaires | Standard | FALSE | [9 empty] | 6/17/2015 | Dimmable | Continuous (Can dim down to ≤ 10% (W)) | Not Yet Verified |  |  | 5101 | 113.18 | 45.07 | 18.29 | 0.9071 | 5700 | 84.9
P4Z1UVTG | CIXI YUANHUI LIGHTING ELECTRIC CO.,LTD | YUANHUI | VP38-1160-F(4000K) | Indoor Luminaires | Linear Ambient | Direct Linear Ambient Luminaires | Premium | TRUE | 4295.6 | 112.8 | 38.08 | 15.64 | 0.9128 | 3978 | 85.8 | 5 | 50000 | 4/29/2016 | Not Dimmable | Not Dimmable | No |  | 3.1 | 4295.6 | 112.8 | 38.08 | 15.64 | 0.9128 | 4000 | 85.8
P3BPTZ8P | CIXI YUANHUI LIGHTING ELECTRIC CO.,LTD | YUANHUI | VP38-1160-F(5000K) | Indoor Luminaires | Linear Ambient | Direct Linear Ambient Luminaires | Premium | FALSE | [9 empty] | 4/29/2016 | Not Dimmable | Not Dimmable | No |  |  | 4815 | 123.43 | 39.01 | 15.53 | 0.9124 | 5000 | 84.2
PVBGJVT3 | CIXI YUANHUI LIGHTING ELECTRIC CO.,LTD | YUANHUI | VP38-1160-C(4000K) | Indoor Luminaires | Linear Ambient | Direct Linear Ambient Luminaires | Premium | TRUE | 4798.3 | 125.88 | 38.12 | 15.59 | 0.9128 | 4041 | 85.3 | 5 | 50000 | 4/29/2016 | Not Dimmable | Not Dimmable | No |  | 3.1 | 4826 | 126.1 | 38.27 | 15.59 | 0.9128 | 4000 | 85.3
P5XTS6J3 | CIXI YUANHUI LIGHTING ELECTRIC CO.,LTD | YUANHUI | VP38-1160-C(5000K) | Indoor Luminaires | Linear Ambient | Direct Linear Ambient Luminaires | Premium | FALSE | [9 empty] | 4/29/2016 | Not Dimmable | Not Dimmable | No |  |  | 5518 | 140.91 | 39.16 | 15.38 | 0.9137 | 5000 | 83.6
PVSRFYNS | Cleanlife Energy LLC | Cleanlife | CL-A65S4-50-C(4000K) | Indoor Luminaires | Linear Ambient | Direct Linear Ambient Luminaires | Standard | TRUE | 5175.87 | 99.77 | 52.06 | 21.62 | 0.902 | 4245 | 85.7 | 5 | 50000 | 9/25/2015 | Not Yet Verified | Not Yet Verified | Not Yet Verified |  | 2.1 | 5100 | 100 | 50 | 20 | 0.9 | 4000 | 80
PDCGJA9D | Cleanlife Energy LLC | Cleanlife | CL-A65S4-50-N(5000K) | Indoor Luminaires | Linear Ambient | Direct Linear Ambient Luminaires | Standard | FALSE | [9 empty] | 9/25/2015 | Not Yet Verified | Not Yet Verified | Not Yet Verified |  |  | 5100 | 100 | 50 | 20 | 0.9 | 5000 | 80
P73PDXN4 | Cleanlife Energy LLC | Cleanlife | CL-A65S2-30-C(4000K) | Indoor Luminaires | Linear Ambient | Direct Linear Ambient Luminaires | Standard | TRUE | 2940.35 | 100.77 | 29.18 | 17.38 | 0.898 | 4204 | 85.5 | 5 | 50000 | 9/25/2015 | Not Yet Verified | Not Yet Verified | Not Yet Verified |  | 2.1 | 2900 | 100 | 30 | 20 | 0.9 | 4000 | 80
PMDGYS2H | Cleanlife Energy LLC | Cleanlife | CL-A65S2-30-N(5000K) | Indoor Luminaires | Linear Ambient | Direct Linear Ambient Luminaires | Standard | FALSE | [9 empty] | 9/25/2015 | Not Yet Verified | Not Yet Verified | Not Yet Verified |  |  | 2900 | 100 | 30 | 20 | 0.9 | 5000 | 80
PD5M4NYX | Cleanlife Energy LLC | Cleanlife | CL-A65S4-40-C(4000K) | Indoor Luminaires | Linear Ambient | Direct Linear Ambient Luminaires | Standard | TRUE | 4131.7 | 104.36 | 39.59 | 19.51 | 0.926 | 4193 | 85.3 | 5 | 50000 | 9/25/2015 | Not Yet Verified | Not Yet Verified | Not Yet Verified |  | 2.1 | 4100 | 100 | 40 | 20 | 0.9 | 4000 | 80
PUM2U7J9 | Cleanlife Energy LLC | Cleanlife | CL-A65S4-40-N(5000K) | Indoor Luminaires | Linear Ambient | Direct Linear Ambient Luminaires | Standard | FALSE | [9 empty] | 9/25/2015 | Not Yet Verified | Not Yet Verified | Not Yet Verified |  |  | 4100 | 100 | 40 | 20 | 0.9 | 5000 | 80
PN5W1G99 | Cledos International Ltd. | Cledos | SHPACI-0383-NB-F-002-01 [Qualified at 120V Only] | Indoor Luminaires | Linear Ambient | Direct Linear Ambient Luminaires | Standard | TRUE | 3188.69 | 88.45 | 36.05 | 17.96 | 0.977 | 3027 | 82.7 | 10 | 50000 | 5/27/2016 | Not Dimmable | Not Dimmable | No |  | 3.1 | 3000 | 85.71 | 35 | 20 | 0.9 | 3000 | 80
PCNR2ASH | Component Hardware Group Inc. | Keil | LED48X762W | Indoor Luminaires | Linear Ambient | Direct Linear Ambient Luminaires | Standard | TRUE | 7224.1 | 117.31 | 61.58 | 17.05 | 0.969 | 4230 | 82.3 | 5 | 50000 | 7/13/2015 | Not Dimmable | Not Dimmable | Not Yet Verified |  | 2.1 | 6400 | 98.5 | 65 |  | 0.9 | 4000 | 80
PYPRJ7CN | Component Hardware Group Inc. | Keil | LED48X762N | Indoor Luminaires | Linear Ambient | Direct Linear Ambient Luminaires | Standard | FALSE | [9 empty] | 7/13/2015 | Not Dimmable | Not Dimmable | Not Yet Verified |  |  | 6400 | 98.5 | 65 |  | 0.9 | 5000 | 80
P6MPDJPN | Cordelia Lighting Inc. | Envirolite | WL1380DMD40 | Indoor Luminaires | Linear Ambient | Direct Linear Ambient Luminaires | Standard | TRUE | 9606 | 95.3 | 100.8 | 6.5 | 0.969 | 4178 | 84.5 | 5 | 50000 | 5/13/2016 | Dimmable | Continuous (Can dim down to ≤ 10% (W)) | No |  | 3.1 | 9606 | 95.3 | 100 | 6.5 | 0.969 | 4000 | 85
PN33X3MM | Cordelia Lighting Inc. | Envirolite | WL0940DMD40 | Indoor Luminaires | Linear Ambient | Direct Linear Ambient Luminaires | Standard | TRUE | 4462.38 | 86.27 | 51.72 | 8.39 | 0.9784 | 4038 | 83.3 | 5 | 50000 | 6/27/2016 | Dimmable | Continuous (Can dim down to ≤ 10% (W)) | No |  | 3.1 | 4000 | 86 | 50 | 8.39 | 0.9 | 4000 | 80
PTRJR3GF | Cordelia Lighting Inc. | Envirolite | ST4L22XMX30 | Indoor Luminaires | Linear Ambient | Direct Linear Ambient Luminaires | Standard | TRUE | 2313.61 | 106.28 | 21.76 | 13.4 | 0.9019 | 3034 | 82.8 | 5 | 50000 | 9/7/2016 | Not Dimmable | Not Dimmable | No |  | 4 | 2332 | 106 | 24 | 20 | 0.9 | 3000 | 80
P29N28CB | Cordelia Lighting Inc. | Envirolite | ST4L22XMX40 | Indoor Luminaires | Linear Ambient | Direct Linear Ambient Luminaires | Standard | FALSE | [9 empty] | 9/7/2016 | Not Dimmable | Not Dimmable | No |  |  | 2464 | 112 | 24 | 20 | 0.9 | 4000 | 80
PEQFFRMY | Cordelia Lighting Inc. | Envirolite | ST4L50DMD30 | Indoor Luminaires | Linear Ambient | Direct Linear Ambient Luminaires | Standard | TRUE | 4884.32 | 103.33 | 47.26 | 4.2 | 0.9786 | 3052 | 82.67 | 5 | 50000 | 9/7/2016 | Dimmable | Continuous (Can dim down to ≤ 10% (W)) | No |  | 4 | 4841 | 103 | 50 | 20 | 0.9 | 3000 | 80
PEC5FHUG | Cordelia Lighting Inc. | Envirolite | ST8L100DMD30 | Indoor Luminaires | Linear Ambient | Direct Linear Ambient Luminaires | Standard | TRUE | 9732.7 | 101.89 | 95.52 | 8.8 | 0.9651 | 3059 | 82.6 | 5 | 50000 | 9/7/2016 | Dimmable | Continuous (Can dim down to ≤ 10% (W)) | No |  | 4 | 9888 | 103 | 100 | 20 | 0.9 | 3000 | 80
PV54CYY4 | Cordelia Lighting Inc. | Envirolite | ST8L100DMD40 | Indoor Luminaires | Linear Ambient | Direct Linear Ambient Luminaires | Standard | FALSE | [9 empty] | 9/7/2016 | Dimmable | Continuous (Can dim down to ≤ 10% (W)) | No |  |  | 10368 | 108 | 100 | 20 | 0.9 | 4000 | 80
PP43JX4N | Cordelia Lighting Inc. | Envirolite | ST4L50DMD40 | Indoor Luminaires | Linear Ambient | Direct Linear Ambient Luminaires | Standard | FALSE | [9 empty] | 9/7/2016 | Dimmable | Continuous (Can dim down to ≤ 10% (W)) | No |  |  | 5076 | 108 | 50 | 20 | 0.9 | 4000 | 80
P969GEWS | Cordelia Lighting Inc. | Envirolite | ST8L74DMD30 | Indoor Luminaires | Linear Ambient | Direct Linear Ambient Luminaires | Standard | TRUE | 6936 | 101.94 | 68.05 | 9.8 | 0.9704 | 3044 | 82.8 | 5 | 50000 | 9/7/2016 | Dimmable | Continuous (Can dim down to ≤ 10% (W)) | No |  | 3.1 | 7004 | 103 | 68 | 20 | 0.9 | 3000 | 80
PX9WEBET | Cordelia Lighting Inc. | Envirolite | ST8L74DMD40 | Indoor Luminaires | Linear Ambient | Direct Linear Ambient Luminaires | Standard | FALSE | [9 empty] | 9/7/2016 | Dimmable | Continuous (Can dim down to ≤ 10% (W)) | No |  |  | 7344 | 108 | 68 | 20 | 0.9 | 4000 | 80
PXSJ2YCD | Core Products Canada Ltd. | Core | VP-484-4 | Indoor Luminaires | Linear Ambient | Direct Linear Ambient Luminaires | Standard | TRUE | 3433.11 | 90.37 | 37.99 | 12.66 | 0.892 | 4034 | 82.2 | 5 | 50000 | 4/18/2016 | Not Dimmable | Not Dimmable | Not Yet Verified |  | 2.1 | 3433.11 | 90.37 | 37.99 | 7.98 |  | 4034 | 82
PBW4NWPX | Core Products Canada Ltd. | Core | VP-484-5 | Indoor Luminaires | Linear Ambient | Direct Linear Ambient Luminaires | Standard | FALSE | [9 empty] | 4/18/2016 | Not Dimmable | Not Dimmable | Not Yet Verified |  |  | 3400 | 85 | 40 | 7.98 |  | 5000 | 82
PHXD5W7U | Core Products Canada Ltd. | Core | CS-484-MS-4 | Indoor Luminaires | Linear Ambient | Direct Linear Ambient Luminaires | Standard | TRUE | 4016.279 | 95.26 | 42.16 | 17.68 | 0.9176 | 3924 | 82.6 | 5 | 50000 | 4/18/2016 | Dimmable | Continuous (Can dim down to ≤ 10% (W)) | Yes |  | 3.1 | 4000 | 100 | 40 | 17.68 | 0.991 | 4000 | 80
PJRD1S3W | Core Products Canada Ltd. | Core | CS-484-5 | Indoor Luminaires | Linear Ambient | Direct Linear Ambient Luminaires | Standard | FALSE | [9 empty] | 4/18/2016 | Not Dimmable | Not Dimmable | No |  |  | 4000 | 100 | 40 | 17.68 | 0.994 | 5000 | 80
PQYGUA2V | Core Products Canada Ltd. | Core | CS-484-4 | Indoor Luminaires | Linear Ambient | Direct Linear Ambient Luminaires | Standard | FALSE | [9 empty] | 4/18/2016 | Not Dimmable | Not Dimmable | No |  |  | 4000 | 100 | 40 | 17.68 | 0.991 | 4000 | 80
PR7DMKSA | Core Products Canada Ltd. | Core | CS-484-MS-5 | Indoor Luminaires | Linear Ambient | Direct Linear Ambient Luminaires | Standard | FALSE | [9 empty] | 4/18/2016 | Dimmable | Continuous (Can dim down to ≤ 10% (W)) | Yes |  |  | 4000 | 100 | 40 | 17.68 | 0.994 | 5000 | 80
PD78QT6X | Core Products Canada Ltd. | Core | VP-484-MS-4 | Indoor Luminaires | Linear Ambient | Direct Linear Ambient Luminaires | Standard | TRUE | 4290.181 | 99.934 | 42.93 | 20.16 | 0.875 | 4006 | 82.9 | 5 | 50000 | 4/18/2016 | Dimmable | Continuous (Can dim down to ≤ 10% (W)) | Yes |  | 3.1 | 4000 | 100 | 40 | 20 | 0.9 | 4000 | 83
PJX8D3YT | Core Products Canada Ltd. | Core | VP-484-MS-5 | Indoor Luminaires | Linear Ambient | Direct Linear Ambient Luminaires | Standard | FALSE | [9 empty] | 4/18/2016 | Dimmable | Continuous (Can dim down to ≤ 10% (W)) | Yes |  |  | 4000 | 100 | 40 | 20 | 0.9 | 5000 | 83
PFXA6GWZ | Core Products Canada Ltd. | CORE PRODUCTS CANADA LTD. | LS48-2 | Indoor Luminaires | Linear Ambient | Direct Linear Ambient Luminaires | Standard | TRUE | 1739.9 | 114.17 | 15.24 | 15.63 | 0.947 | 2753 | 82.7 | 5 | 50000 | 5/16/2016 | Not Yet Verified | Not Yet Verified | Not Yet Verified |  | 2.1 | 1740 | 114.17 | 15.24 | 9.12 | 0.991 | 2753 | 83
PWW8F559 | Core Products Canada Ltd. | CORE PRODUCTS CANADA LTD. | LS48-3 | Indoor Luminaires | Linear Ambient | Direct Linear Ambient Luminaires | Standard | FALSE | [9 empty] | 5/16/2016 | Not Yet Verified | Not Yet Verified | Not Yet Verified |  |  | 1740 | 114.17 | 15 | 9.12 | 0.991 | 3000 | 83
PGR1WAHX | Core Products Canada Ltd. | CORE PRODUCTS CANADA LTD. | LS48-4 | Indoor Luminaires | Linear Ambient | Direct Linear Ambient Luminaires | Standard | FALSE | [9 empty] | 5/16/2016 | Not Yet Verified | Not Yet Verified | Not Yet Verified |  |  | 1740 | 114.17 | 15 | 9.12 | 0.991 | 4000 | 83
P00001EB0 | Coronet, Inc. | Coronet, Inc. | LS3 LED 4FT (5000K) | Indoor Luminaires | Linear Ambient | Direct Linear Ambient Luminaires | Standard | TRUE | 2319 | 86.59 | 26.78 | 12.26 | 0.936 | 5079 | 83.9 | 5 |  | 5/13/2014 | Not Yet Verified | Not Yet Verified | Not Yet Verified |  | 2.1 | [5 empty] | 5000
P367ZAZS | Coronet, Inc. | Coronet, Inc. | LSR3 LED 4FT 3000K UNV XXXX DB [EM, SC] | Indoor Luminaires | Linear Ambient | Direct Linear Ambient Luminaires | Standard | TRUE | 3334 | 84.73 | 39.35 | 15.96 | 0.949 | 3155 | 83.1 | 5 | 50000 | 6/11/2015 | Dimmable | Continuous (Can dim down to ≤ 10% (W)) | Not Yet Verified |  | 2.1 | [5 empty] | 3000
PZX1FF9P | Coronet, Inc. | Coronet, Inc. | LSR4 LED 4FT 3000K UNV XXX DB [EM, SC] | Indoor Luminaires | Linear Ambient | Direct Linear Ambient Luminaires | Standard | TRUE | 3243 | 96.8 | 33.52 | 17.31 | 0.936 | 3144 | 82.7 | 5 | 50000 | 6/11/2015 | Dimmable | Continuous (Can dim down to ≤ 10% (W)) | Not Yet Verified |  | 2.1 | [5 empty] | 3000
PBCFQSGC | Coronet, Inc. | Coronet, Inc. | LSR4 LED 4FT 3500K UNV XXX DB [EM, SC] | Indoor Luminaires | Linear Ambient | Direct Linear Ambient Luminaires | Standard | FALSE | [9 empty] | 6/11/2015 | Dimmable | Continuous (Can dim down to ≤ 10% (W)) | Not Yet Verified | Product de-listed on 3/25/2016, re-listed on 7/28/2016 due to update |  | 3280 | 98.9 | 32.73 | 6.85 | 0.995 | 3500 | 82.7
PVY6VVYP | Coronet, Inc. | Coronet, Inc. | LSR4 LED 4FT 4000K UNV XXX DB [EM, SC] | Indoor Luminaires | Linear Ambient | Direct Linear Ambient Luminaires | Standard | FALSE | [9 empty] | 6/11/2015 | Dimmable | Continuous (Can dim down to ≤ 10% (W)) | Not Yet Verified | Product de-listed on 3/25/2016, re-listed on 7/28/2016 due to update |  | 3316 | 101.2 | 33.15 | 6.79 | 0.995 | 4000 | 82.8
P3NT9Q61 | Coronet, Inc. | Coronet, Inc. | LSR4 LED 4FT 5000K UNV XXX DB [EM, SC] | Indoor Luminaires | Linear Ambient | Direct Linear Ambient Luminaires | Standard | FALSE | [9 empty] | 6/11/2015 | Dimmable | Continuous (Can dim down to ≤ 10% (W)) | Not Yet Verified | Product de-listed on 3/25/2016, re-listed on 7/28/2016 due to update |  | 3350 | 103.7 | 33.52 | 6.72 | 0.995 | 5000 | 82.8
PFUN2WBA | Coronet, Inc. | Coronet, Inc. | LS4 LED 4FT 3000K UNV XXX DB [EM, SC] | Indoor Luminaires | Linear Ambient | Direct Linear Ambient Luminaires | Standard | FALSE | [9 empty] | 6/11/2015 | Dimmable | Continuous (Can dim down to ≤ 10% (W)) | Not Yet Verified | Product de-listed on 3/25/2016, re-listed on 7/28/2016 due to update |  | 3243 | 96.8 | 32.31 | 6.91 | 0.995 | 3000 | 82.7
PXUXKERN | Coronet, Inc. | Coronet, Inc. | LS4 LED 4FT 3500K UNV XXX DB [EM, SC] | Indoor Luminaires | Linear Ambient | Direct Linear Ambient Luminaires | Standard | FALSE | [9 empty] | 6/11/2015 | Dimmable | Continuous (Can dim down to ≤ 10% (W)) | Not Yet Verified | Product de-listed on 3/25/2016, re-listed on 7/28/2016 due to update |  | 3280 | 98.9 | 32.73 | 6.85 | 0.995 | 3500 | 82.7
P561ZSXB | Coronet, Inc. | Coronet, Inc. | LS4 LED 4FT 4000K UNV XXX DB [EM, SC] | Indoor Luminaires | Linear Ambient | Direct Linear Ambient Luminaires | Standard | FALSE | [9 empty] | 6/11/2015 | Dimmable | Continuous (Can dim down to ≤ 10% (W)) | Not Yet Verified | Product de-listed on 3/25/2016, re-listed on 7/28/2016 due to update |  | 3316 | 101.2 | 33.15 | 6.79 | 0.995 | 4000 | 82.8
PST9SWS6 | Coronet, Inc. | Coronet, Inc. | LS4 LED 4FT 5000K UNV XXX DB [EM, SC] | Indoor Luminaires | Linear Ambient | Direct Linear Ambient Luminaires | Standard | FALSE | [9 empty] | 6/11/2015 | Dimmable | Continuous (Can dim down to ≤ 10% (W)) | Not Yet Verified | Product de-listed on 3/25/2016, re-listed on 7/28/2016 due to update |  | 3350 | 103.7 | 33.52 | 6.72 | 0.995 | 5000 | 82.8
P4KR8MJ2 | Coronet, Inc. | Coronet | LSR2 LED-4FT-LTG2-3000K-UNV-XX-DB | Indoor Luminaires | Linear Ambient | Direct Linear Ambient Luminaires | Standard | TRUE | 2841 | 99.58 | 28.53 | 18.27 | 0.917 | 3108 | 82.5 | 5 | 50000 | 5/4/2016 | Dimmable | Continuous (Can dim down to ≤ 10% (W)) | No |  | 3.1 | 2841 | 99.58 | 28.53 | 18.27 | 0.917 | 3108 | 82.5
P19Q66QP | Coronet, Inc. | Coronet | LSR2 LED-4FT-LTG3-3000K-UNV-[F,NT,T,SG]-DB | Indoor Luminaires | Linear Ambient | Direct Linear Ambient Luminaires | Standard | TRUE | 3262 | 100.2 | 32.56 | 11.2 | 0.96 | 3062 | 82.6 | 5 | 50000 | 12/3/2015 | Dimmable | Continuous (Can dim down to ≤ 10% (W)) | No |  | 3 | 3262 | 97.2 | 33.55 | 11.2 | 0.96 | 3062 | 82.6
PTWB11VJ | Coronet, Inc. | Coronet | LSR2 LED-4FT-LTG3-3500K-UNV-[F,NT,T,SG]-DB | Indoor Luminaires | Linear Ambient | Direct Linear Ambient Luminaires | Standard | FALSE | [9 empty] | 12/3/2015 | Dimmable | Continuous (Can dim down to ≤ 10% (W)) | No |  |  | 3324 | 99.1 | 33.55 | 11.2 | 0.96 | 3500 | 83
PGRXU3JP | Coronet, Inc. | Coronet | LSR2 LED-4FT-LTG3-4000K-UNV-[F,NT,T,SG]-DB | Indoor Luminaires | Linear Ambient | Direct Linear Ambient Luminaires | Standard | FALSE | [9 empty] | 12/3/2015 | Dimmable | Continuous (Can dim down to ≤ 10% (W)) | No |  |  | 3395 | 101.2 | 33.55 | 11.2 | 0.96 | 4000 | 83.6
PVSPG1VD | Coronet, Inc. | Coronet | LS2 LED-4FT-LTG3-3000K-UNV-[AC,SM,WB]-DB | Indoor Luminaires | Linear Ambient | Direct Linear Ambient Luminaires | Standard | FALSE | [9 empty] | 12/3/2015 | Dimmable | Continuous (Can dim down to ≤ 10% (W)) | No |  |  | 3262 | 97.2 | 33.55 | 11.2 | 0.96 | 3062 | 82.6
PYM41S1J | Coronet, Inc. | Coronet | LS2 LED-4FT-LTG3-3500K-UNV-[AC,SM,WB]-DB | Indoor Luminaires | Linear Ambient | Direct Linear Ambient Luminaires | Standard | FALSE | [9 empty] | 12/3/2015 | Dimmable | Continuous (Can dim down to ≤ 10% (W)) | No |  |  | 3324 | 99.1 | 33.55 | 11.2 | 0.96 | 3500 | 83
PHT19BU7 | Coronet, Inc. | Coronet | LS2 LED-4FT-LTG3-4000K-UNV-[AC,SM,WB]-DB | Indoor Luminaires | Linear Ambient | Direct Linear Ambient Luminaires | Standard | FALSE | [9 empty] | 12/3/2015 | Dimmable | Continuous (Can dim down to ≤ 10% (W)) | No |  |  | 3395 | 101.2 | 33.55 | 11.2 | 0.96 | 4000 | 83.6
PHT5QM2H | Coronet, Inc. | Coronet | LSR2 LED-4FT-LTG2-3500K-UNV-XX-DB | Indoor Luminaires | Linear Ambient | Direct Linear Ambient Luminaires | Standard | FALSE | [9 empty] | 5/4/2016 | Dimmable | Continuous (Can dim down to ≤ 10% (W)) | No |  |  | 2950 | 103.4 | 28.53 | 18.27 | 0.917 | 3500 | 82.5
PPW9UAQ3 | Coronet, Inc. | Coronet | LSR2 LED-4FT-LTG2-4000K-UNV-XX-DB | Indoor Luminaires | Linear Ambient | Direct Linear Ambient Luminaires | Standard | FALSE | [9 empty] | 5/4/2016 | Dimmable | Continuous (Can dim down to ≤ 10% (W)) | No |  |  | 3059 | 106.03 | 28.85 | 18.27 | 0.917 | 4116 | 82.5
PX8NMNHZ | Coronet, Inc. | Coronet | LSR2 LED-4FT-LTG1-3000K-UNV-XX-DB | Indoor Luminaires | Linear Ambient | Direct Linear Ambient Luminaires | Standard | FALSE | [9 empty] | 5/4/2016 | Dimmable | Continuous (Can dim down to ≤ 10% (W)) | No |  |  | 3051.5 | 97.8 | 31.2 | 18.27 | 0.917 | 3108 | 82.5
PPGZMS6W | Coronet, Inc. | Coronet | LSR2 LED-4FT-LTG1-3500K-UNV-XX-DB | Indoor Luminaires | Linear Ambient | Direct Linear Ambient Luminaires | Standard | FALSE | [9 empty] | 5/4/2016 | Dimmable | Continuous (Can dim down to ≤ 10% (W)) | No |  |  | 3137.11 | 100.55 | 31.2 | 18.27 | 0.917 | 3500 | 82.5
PR7WGAMF | Coronet, Inc. | Coronet | LSR2 LED-4FT-LTG1-4000K-UNV-XX-DB | Indoor Luminaires | Linear Ambient | Direct Linear Ambient Luminaires | Standard | FALSE | [9 empty] | 5/4/2016 | Dimmable | Continuous (Can dim down to ≤ 10% (W)) | No |  |  | 3227.13 | 103.43 | 31.2 | 18.27 | 0.917 | 4116 | 82.5
P3MSU7B2 | Coronet, Inc. | Coronet | LS2 LED-4FT-LTG2-3000K-UNV-XX-DB | Indoor Luminaires | Linear Ambient | Direct Linear Ambient Luminaires | Standard | FALSE | [9 empty] | 5/4/2016 | Dimmable | Continuous (Can dim down to ≤ 10% (W)) | No |  |  | 2841 | 99.58 | 28.53 | 18.27 | 0.917 | 3108 | 82.5
P2QVQWDG | Coronet, Inc. | Coronet | LS2 LED-4FT-LTG2-3500K-UNV-XX-DB | Indoor Luminaires | Linear Ambient | Direct Linear Ambient Luminaires | Standard | FALSE | [9 empty] | 5/4/2016 | Dimmable | Continuous (Can dim down to ≤ 10% (W)) | No |  |  | 2950 | 103.4 | 28.53 | 18.27 | 0.917 | 3500 | 82.5
PMDX9AC4 | Coronet, Inc. | Coronet | LS2 LED-4FT-LTG2-4000K-UNV-XX-DB | Indoor Luminaires | Linear Ambient | Direct Linear Ambient Luminaires | Standard | FALSE | [9 empty] | 5/4/2016 | Dimmable | Continuous (Can dim down to ≤ 10% (W)) | No |  |  | 3059 | 106.03 | 28.85 | 18.27 | 0.917 | 4116 | 82.5
PMED46W7 | Coronet, Inc. | Coronet | LS2 LED-4FT-LTG1-3000K-UNV-XX-DB | Indoor Luminaires | Linear Ambient | Direct Linear Ambient Luminaires | Standard | FALSE | [9 empty] | 5/4/2016 | Dimmable | Continuous (Can dim down to ≤ 10% (W)) | No |  |  | 3051.5 | 97.8 | 31.2 | 18.27 | 0.917 | 3108 | 82.5
PZNNACW4 | Coronet, Inc. | Coronet | LS2 LED-4FT-LTG1-3500K-UNV-XX-DB | Indoor Luminaires | Linear Ambient | Direct Linear Ambient Luminaires | Standard | FALSE | [9 empty] | 5/4/2016 | Dimmable | Continuous (Can dim down to ≤ 10% (W)) | No |  |  | 3137.11 | 100.55 | 31.2 | 18.27 | 0.917 | 3500 | 82.5
PX52QG7X | Coronet, Inc. | Coronet | LS2 LED-4FT-LTG1-4000K-UNV-XX-DB | Indoor Luminaires | Linear Ambient | Direct Linear Ambient Luminaires | Standard | FALSE | [9 empty] | 5/4/2016 | Dimmable | Continuous (Can dim down to ≤ 10% (W)) | No |  |  | 3227.13 | 103.43 | 31.2 | 18.27 | 0.917 | 4116 | 82.5
P00000MQG | Cree, Inc. | CREE LED Lighting | CR-LE-31L-35K-XX | Indoor Luminaires | Linear Ambient | Direct Linear Ambient Luminaires | Standard | TRUE | 3434 | 101.96 | 33.68 | 11 | 0.932 | 3443.7 | 90.4 | 5 | 50000 | 6/7/2012 | Not Yet Verified | Not Yet Verified | Not Yet Verified |  | 1.6 | 3100 | 90 | 35 |  | 0.9 | 3500 | 90
P00000MQH | Cree, Inc. | CREE LED Lighting | CR-LE-31L-40K-XX | Indoor Luminaires | Linear Ambient | Direct Linear Ambient Luminaires | Standard | FALSE | [9 empty] | 6/10/2012 | Not Yet Verified | Not Yet Verified | Not Yet Verified |  |  | 3100 | 90 | 35 |  | 0.9 | 4000 | 90
P00000MQI | Cree, Inc. | CREE LED Lighting | CR-LE-31L-35K-XXX-EB14 | Indoor Luminaires | Linear Ambient | Direct Linear Ambient Luminaires | Standard | FALSE | [9 empty] | 11/13/2012 | Not Yet Verified | Not Yet Verified | Not Yet Verified |  |  | 3100 | 90 | 35 |  | 0.9 | 3500 | 90
P00000MQJ | Cree, Inc. | CREE LED Lighting | CR-LE-31L-40K-XXX-EB14 | Indoor Luminaires | Linear Ambient | Direct Linear Ambient Luminaires | Standard | FALSE | [9 empty] | 11/13/2012 | Not Yet Verified | Not Yet Verified | Not Yet Verified |  |  | 3100 | 90 | 35 |  | 0.9 | 4000 | 90
P00000MQS | Cree, Inc. | CREE LED Lighting | CR-LE-22L-35K-XX | Indoor Luminaires | Linear Ambient | Direct Linear Ambient Luminaires | Standard | TRUE | 2277 | 99.08 | 22.98 | 16.4 | 0.948 | 3377.5 | 91.9 | 5 | 50000 | 7/8/2012 | Not Yet Verified | Not Yet Verified | Not Yet Verified |  | 1.6 | 2200 | 100 | 22 |  | 0.9 | 3500 | 90
P00000MQT | Cree, Inc. | CREE LED Lighting | CR-LE-22L-40K-XX | Indoor Luminaires | Linear Ambient | Direct Linear Ambient Luminaires | Standard | FALSE | [9 empty] | 7/8/2012 | Not Yet Verified | Not Yet Verified | Not Yet Verified |  |  | 2200 | 100 | 22 |  | 0.9 | 4000 | 90
P00000MQU | Cree, Inc. | CREE LED Lighting | CR-LE-22L-35K-XXX-EB14 | Indoor Luminaires | Linear Ambient | Direct Linear Ambient Luminaires | Standard | FALSE | [9 empty] | 11/13/2012 | Not Yet Verified | Not Yet Verified | Not Yet Verified |  |  | 2200 | 100 | 22 |  | 0.9 | 3500 | 90
P00000MQV | Cree, Inc. | CREE LED Lighting | CR-LE-22L-40K-XXX-EB14 | Indoor Luminaires | Linear Ambient | Direct Linear Ambient Luminaires | Standard | FALSE | [9 empty] | 11/13/2012 | Not Yet Verified | Not Yet Verified | Not Yet Verified |  |  | 2200 | 100 | 22 |  | 0.9 | 4000 | 90
P00000MQW | Cree, Inc. | CREE LED Lighting | CR-LE-40L-35K-XX | Indoor Luminaires | Linear Ambient | Direct Linear Ambient Luminaires | Standard | TRUE | 4044 | 95.28 | 42.44 | 15 | 0.949 | 3419.3 | 92.3 | 5 | 50000 | 7/8/2012 | Not Yet Verified | Not Yet Verified | Not Yet Verified |  | 1.6 | 4000 | 90 | 44 |  | 0.9 | 3500 | 90
P00000MQX | Cree, Inc. | CREE LED Lighting | CR-LE-40L-40K-XX | Indoor Luminaires | Linear Ambient | Direct Linear Ambient Luminaires | Standard | FALSE | [9 empty] | 7/8/2012 | Not Yet Verified | Not Yet Verified | Not Yet Verified |  |  | 4000 | 90 | 44 |  | 0.9 | 4000 | 90
P00000MQY | Cree, Inc. | CREE LED Lighting | CR-LE-40L-50K-XX | Indoor Luminaires | Linear Ambient | Direct Linear Ambient Luminaires | Standard | FALSE | [9 empty] | 7/8/2012 | Not Yet Verified | Not Yet Verified | Not Yet Verified |  |  | 4000 | 90 | 44 |  | 0.9 | 5000 | 90
P00000MQZ | Cree, Inc. | CREE LED Lighting | CR-LE-40L-35K-XXX-EB14 | Indoor Luminaires | Linear Ambient | Direct Linear Ambient Luminaires | Standard | FALSE | [9 empty] | 11/13/2012 | Not Yet Verified | Not Yet Verified | Not Yet Verified |  |  | 4000 | 90 | 44 |  | 0.9 | 3500 | 90
P00000MR0 | Cree, Inc. | CREE LED Lighting | CR-LE-40L-40K-XXX-EB14 | Indoor Luminaires | Linear Ambient | Direct Linear Ambient Luminaires | Standard | FALSE | [9 empty] | 11/13/2012 | Not Yet Verified | Not Yet Verified | Not Yet Verified |  |  | 4000 | 90 | 44 |  | 0.9 | 4000 | 90
P00000MR1 | Cree, Inc. | CREE LED Lighting | CR-LE-40L-50K-XXX-EB14 | Indoor Luminaires | Linear Ambient | Direct Linear Ambient Luminaires | Standard | FALSE | [9 empty] | 11/13/2012 | Not Yet Verified | Not Yet Verified | Not Yet Verified |  |  | 4000 | 90 | 44 |  | 0.9 | 5000 | 90
P00000MR2 | Cree, Inc. | CREE LED Lighting | CR-LE-40LHE-35K-XX | Indoor Luminaires | Linear Ambient | Direct Linear Ambient Luminaires | Standard | TRUE | 4028 | 109.5 | 36.79 | 14.5 | 0.952 | 3381.8 | 92.4 | 5 | 50000 | 7/8/2012 | Not Yet Verified | Not Yet Verified | Not Yet Verified |  | 1.6 | 4000 | 110 | 36 |  | 0.9 | 3500 | 90
P00000MR3 | Cree, Inc. | CREE LED Lighting | CR-LE-40LHE-40K-XX | Indoor Luminaires | Linear Ambient | Direct Linear Ambient Luminaires | Standard | FALSE | [9 empty] | 7/8/2012 | Not Yet Verified | Not Yet Verified | Not Yet Verified |  |  | 4000 | 110 | 36 |  | 0.9 | 4000 | 90
P00000MR4 | Cree, Inc. | CREE LED Lighting | CR-LE-40LHE-35K-XXX-EB14 | Indoor Luminaires | Linear Ambient | Direct Linear Ambient Luminaires | Standard | FALSE | [9 empty] | 11/13/2012 | Not Yet Verified | Not Yet Verified | Not Yet Verified |  |  | 4000 | 110 | 36 |  | 0.9 | 3500 | 90
P00000MR5 | Cree, Inc. | CREE LED Lighting | CR-LE-40LHE-40K-XXX-EB14 | Indoor Luminaires | Linear Ambient | Direct Linear Ambient Luminaires | Standard | FALSE | [9 empty] | 11/13/2012 | Not Yet Verified | Not Yet Verified | Not Yet Verified |  |  | 4000 | 110 | 36 |  | 0.9 | 4000 | 90
P00000MR6 | Cree, Inc. | CREE LED Lighting | CR-LE-50L-35K-XX | Indoor Luminaires | Linear Ambient | Direct Linear Ambient Luminaires | Standard | TRUE | 5243 | 103.91 | 50.456 | 13.3 | 0.959 | 3488.8 | 93.9 | 5 | 50000 | 7/8/2012 | Not Yet Verified | Not Yet Verified | Not Yet Verified |  | 1.6 | 5000 | 100 | 50 |  | 0.9 | 3500 | 90
P00000MR8 | Cree, Inc. | CREE LED Lighting | CR-LE-50L-35K-XXX-EB14 | Indoor Luminaires | Linear Ambient | Direct Linear Ambient Luminaires | Standard | FALSE | [9 empty] | 11/13/2012 | Not Yet Verified | Not Yet Verified | Not Yet Verified |  |  | 5000 | 100 | 50 |  | 0.9 | 3500 | 90
P00000MR9 | Cree, Inc. | CREE LED Lighting | CR-LE-50L-40K-XXX-EB14 | Indoor Luminaires | Linear Ambient | Direct Linear Ambient Luminaires | Standard | FALSE | [9 empty] | 11/13/2012 | Not Yet Verified | Not Yet Verified | Not Yet Verified |  |  | 5000 | 100 | 50 |  | 0.9 | 4000 | 90
P00000MRA | Cree, Inc. | CREE LED Lighting | CS14-40LHE-35K-XX | Indoor Luminaires | Linear Ambient | Direct Linear Ambient Luminaires | Standard | TRUE | 4105 | 118.64 | 34.6 | 14.57 | 0.938 | 3453 | 92 | 5 | 75000 | 10/1/2012 | Not Yet Verified | Not Yet Verified | Not Yet Verified |  | 1.7 | 4000 | 111 | 36 |  | 0.9 | 3500 | 90
P00000MRB | Cree, Inc. | CREE LED Lighting | CS14-40LHE-40K-XX | Indoor Luminaires | Linear Ambient | Direct Linear Ambient Luminaires | Standard | FALSE | [9 empty] | 10/1/2012 | Not Yet Verified | Not Yet Verified | Not Yet Verified |  |  | 4000 | 111 | 36 |  | 0.9 | 4000 | 90
P00000MRJ | Cree, Inc. | CREE LED Lighting | CS14-22L-35K | Indoor Luminaires | Linear Ambient | Direct Linear Ambient Luminaires | Standard | TRUE | 2240 | 113.82 | 19.68 | 22.31 | 0.893 | 3405 | 94 | 5 | 50000 | 12/12/2012 | Not Yet Verified | Not Yet Verified | Not Yet Verified |  | 1.7 | 2200 | 100 | 22 |  | 0.9 | 3500 | 90
P00000MRK | Cree, Inc. | CREE LED Lighting | CS14-22L-40K | Indoor Luminaires | Linear Ambient | Direct Linear Ambient Luminaires | Standard | FALSE | [9 empty] | 12/12/2012 | Not Yet Verified | Not Yet Verified | Not Yet Verified |  |  | 2200 | 100 | 22 |  | 0.9 | 4000 | 90
P00000MRL | Cree, Inc. | CREE LED Lighting | CS14-38L-35K-XX | Indoor Luminaires | Linear Ambient | Direct Linear Ambient Luminaires | Standard | TRUE | 3825 | 105 | 36.43 | 13.72 | 0.946 | 3451 | 94 | 5 | 50000 | 12/21/2012 | Not Yet Verified | Not Yet Verified | Not Yet Verified |  | 1.7 | 3800 | 100 | 38 |  | 0.9 | 3500 | 90
P00000MRM | Cree, Inc. | CREE LED Lighting | CS14-38L-40K-XX | Indoor Luminaires | Linear Ambient | Direct Linear Ambient Luminaires | Standard | FALSE | [9 empty] | 12/21/2012 | Not Yet Verified | Not Yet Verified | Not Yet Verified |  |  | 3800 | 100 | 38 |  | 0.9 | 4000 | 90
P00000MRN | Cree, Inc. | CREE LED Lighting | CS14-38LHE-35K-XX | Indoor Luminaires | Linear Ambient | Direct Linear Ambient Luminaires | Standard | TRUE | 3822 | 114.6 | 33.35 | 14.07 | 0.94 | 3504 | 92 | 5 | 50000 | 12/21/2012 | Not Yet Verified | Not Yet Verified | Not Yet Verified |  | 1.7 | 3800 | 115 | 33 |  | 0.9 | 3500 | 90
P00000MRO | Cree, Inc. | CREE LED Lighting | CS14-38LHE-40K-XX | Indoor Luminaires | Linear Ambient | Direct Linear Ambient Luminaires | Standard | FALSE | [9 empty] | 12/21/2012 | Not Yet Verified | Not Yet Verified | Not Yet Verified |  |  | 3800 | 115 | 33 |  | 0.9 | 4000 | 90
P00000NT1 | Cree, Inc. | Cree CR Troffer | CR-LE-40L-30K-XXX | Indoor Luminaires | Linear Ambient | Direct Linear Ambient Luminaires | Standard | TRUE | 4088 | 105.82 | 38.63 | 16.96 | 0.925 | 2999 | 91 | 5 |  | 4/7/2013 | Not Yet Verified | Not Yet Verified | Not Yet Verified |  | 1.7 | 4000 | 100 | 40 |  | 0.9 | 3000 | 80
P00000NT2 | Cree, Inc. | Cree CR Troffer | CR-LE-40L-35K-XXX | Indoor Luminaires | Linear Ambient | Direct Linear Ambient Luminaires | Standard | FALSE | [9 empty] | 4/7/2013 | Not Yet Verified | Not Yet Verified | Not Yet Verified |  |  | 4000 | 100 | 40 |  | 0.9 | 3500 | 80
P00000NT3 | Cree, Inc. | Cree CR Troffer | CR-LE-40L-40K-XXX | Indoor Luminaires | Linear Ambient | Direct Linear Ambient Luminaires | Standard | FALSE | [9 empty] | 4/7/2013 | Not Yet Verified | Not Yet Verified | Not Yet Verified |  |  | 4000 | 100 | 40 |  | 0.9 | 4000 | 80
P00000NT4 | Cree, Inc. | Cree CR Troffer | CR-LE-40L-50K-XXX | Indoor Luminaires | Linear Ambient | Direct Linear Ambient Luminaires | Standard | FALSE | [9 empty] | 4/7/2013 | Not Yet Verified | Not Yet Verified | Not Yet Verified |  |  | 4000 | 100 | 40 |  | 0.9 | 5000 | 80
P00000NTH | Cree, Inc. | Cree CR Troffer | CR-LE-40L-30K-XXX-HD | Indoor Luminaires | Linear Ambient | Direct Linear Ambient Luminaires | Standard | TRUE | 4220 | 94.34 | 44.73 | 14.24 | 0.944 | 2999 | 93 | 10 |  | 4/7/2013 | Not Yet Verified | Not Yet Verified | Not Yet Verified |  | 1.7 | 4000 | 100 | 40 |  | 0.9 | 3000 | 90
P00000NTI | Cree, Inc. | Cree CR Troffer | CR-LE-40L-35K-XXX-HD | Indoor Luminaires | Linear Ambient | Direct Linear Ambient Luminaires | Standard | FALSE | [9 empty] | 4/7/2013 | Not Yet Verified | Not Yet Verified | Not Yet Verified |  |  | 4000 | 100 | 40 |  | 0.9 | 3500 | 90
P00000NTJ | Cree, Inc. | Cree CR Troffer | CR-LE-40L-40K-XXX-HD | Indoor Luminaires | Linear Ambient | Direct Linear Ambient Luminaires | Standard | FALSE | [9 empty] | 4/7/2013 | Not Yet Verified | Not Yet Verified | Not Yet Verified |  |  | 4000 | 100 | 40 |  | 0.9 | 4000 | 90
P00000NTK | Cree, Inc. | Cree CR Troffer | CR-LE-40L-50K-XXX-HD | Indoor Luminaires | Linear Ambient | Direct Linear Ambient Luminaires | Standard | FALSE | [9 empty] | 4/7/2013 | Not Yet Verified | Not Yet Verified | Not Yet Verified |  |  | 4000 | 100 | 40 |  | 0.9 | 5000 | 90
P00000NWX | Cree, Inc. | Cree CR Troffer | CR-LE-40LHE-30K-XXX | Indoor Luminaires | Linear Ambient | Direct Linear Ambient Luminaires | Standard | TRUE | 3915 | 131.68 | 29.73 | 17.31 | 0.928 | 3021 | 94 | 10 |  | 4/30/2013 | Not Yet Verified | Not Yet Verified | Not Yet Verified |  | 2 | 4000 | 125 | 30.5 |  | 0.9 | 3000 | 80
P00000NWY | Cree, Inc. | Cree CR Troffer | CR-LE-40LHE-35K-XXX | Indoor Luminaires | Linear Ambient | Direct Linear Ambient Luminaires | Standard | FALSE | [9 empty] | 4/30/2013 | Not Yet Verified | Not Yet Verified | Not Yet Verified |  |  | 4000 | 120 | 32 |  | 0.9 | 3500 | 80
P00000NWZ | Cree, Inc. | Cree CR Troffer | CR-LE-40LHE-40K-XXX | Indoor Luminaires | Linear Ambient | Direct Linear Ambient Luminaires | Standard | FALSE | [9 empty] | 4/30/2013 | Not Yet Verified | Not Yet Verified | Not Yet Verified |  |  | 4000 | 115 | 33 |  | 0.9 | 4000 | 80
P00000NX0 | Cree, Inc. | Cree CR Troffer | CR-LE-40LHE-50K-XXX | Indoor Luminaires | Linear Ambient | Direct Linear Ambient Luminaires | Standard | FALSE | [9 empty] | 4/30/2013 | Not Yet Verified | Not Yet Verified | Not Yet Verified |  |  | 4000 | 110 | 34.5 |  | 0.9 | 5000 | 80
PZCFCSZW | Cree, Inc. | E-conolight | E-VW4L04UNW | Indoor Luminaires | Linear Ambient | Direct Linear Ambient Luminaires | Standard | TRUE | 4667 | 98.3 | 47.68 | 22.8 | 0.885 | 4217 | 83.5 | 5 | 50000 | 12/3/2015 | Not Dimmable | Not Dimmable | Not Yet Verified |  | 2.1 | 4903 | 103 | 47.8 | 20 | 0.9 | 4000 | 83
PNSG23Z9 | Cree, Inc. | E-conolight | E-VW4L04UCW | Indoor Luminaires | Linear Ambient | Direct Linear Ambient Luminaires | Standard | FALSE | [9 empty] | 12/3/2015 | Not Dimmable | Not Dimmable | Not Yet Verified |  |  | 4903 | 103 | 47.8 | 20 | 0.9 | 5000 | 83
P2MM6EVK | Cree, Inc. | Essentia by Cree S-WR Series | S-WR2-20L-30K-10V-xxxx | Indoor Luminaires | Linear Ambient | Direct Linear Ambient Luminaires | Premium | TRUE | 1952.2 | 107.2 | 18.21 | 15.19 | 0.933 | 3051 | 83 | 5 | 50000 | 9/6/2016 | Dimmable | Continuous (Can dim down to ≤ 10% (W)) | Yes |  | 3.1 | 2000 | 111.1 | 18 | 20 | 0.9 | 3000 | 80
PPKR7M88 | Cree, Inc. | Essentia by Cree S-WR Series | S-WR2-20L-40K-10V-xxxx | Indoor Luminaires | Linear Ambient | Direct Linear Ambient Luminaires | Premium | TRUE | 2198.3 | 118 | 18.63 | 15.2 | 0.933 | 3969 | 82 | 5 | 50000 | 9/6/2016 | Dimmable | Continuous (Can dim down to ≤ 10% (W)) | Yes |  | 3.1 | 2000 | 111.1 | 18 | 20 | 0.9 | 4000 | 80
PN78EABT | Cree, Inc. | Essentia by Cree S-WR Series | S-WR4-40L-30K-10V-xxxx | Indoor Luminaires | Linear Ambient | Direct Linear Ambient Luminaires | Premium | FALSE | [9 empty] | 9/6/2016 | Dimmable | Continuous (Can dim down to ≤ 10% (W)) | Yes |  |  | 4000 | 114.3 | 35 | 20 | 0.9 | 3000 | 80
PR8ZX8RE | Cree, Inc. | Essentia by Cree S-WR Series | S-WR4-40L-35K-10V-xxxx | Indoor Luminaires | Linear Ambient | Direct Linear Ambient Luminaires | Premium | FALSE | [9 empty] | 9/6/2016 | Dimmable | Continuous (Can dim down to ≤ 10% (W)) | Yes |  |  | 4000 | 114.3 | 35 | 20 | 0.9 | 3500 | 80
PX4D4J52 | Cree, Inc. | Essentia by Cree S-WR Series | S-WR4-40L-40K-10V-xxxx | Indoor Luminaires | Linear Ambient | Direct Linear Ambient Luminaires | Premium | FALSE | [9 empty] | 9/6/2016 | Dimmable | Continuous (Can dim down to ≤ 10% (W)) | Yes |  |  | 4000 | 114.3 | 35 | 20 | 0.9 | 4000 | 80
P14FM7N8 | Cree, Inc. | Essentia by Cree S-WR Series | S-WR2-20L-35K-10V-xxxx | Indoor Luminaires | Linear Ambient | Direct Linear Ambient Luminaires | Premium | FALSE | [9 empty] | 9/6/2016 | Dimmable | Continuous (Can dim down to ≤ 10% (W)) | Yes |  |  | 2000 | 111.1 | 18 | 20 | 0.9 | 3500 | 80
P00000P89 | Cree, Inc. | Cree LS Series | LS4-40L-35K-xxx | Indoor Luminaires | Linear Ambient | Direct Linear Ambient Luminaires | Standard | TRUE | 3867.5 | 94.15 | 40.68 | 15.66 | 0.879 | 3517 | 93 | 10 | 50000 | 4/11/2014 | Not Yet Verified | Not Yet Verified | Not Yet Verified |  | 2.1 | 3867.5 | 94.15 | 40 |  |  | 3500 | 93
P00000P8A | Cree, Inc. | Cree LS Series | LS4-40L-40K-xxx | Indoor Luminaires | Linear Ambient | Direct Linear Ambient Luminaires | Standard | FALSE | [9 empty] | 4/10/2014 | Not Yet Verified | Not Yet Verified | Not Yet Verified |  |  | 3867.5 | 94.15 | 40 |  |  | 4000 | 93
P00000P8B | Cree, Inc. | Cree LS Series | LS4-40L-50K-xxx | Indoor Luminaires | Linear Ambient | Direct Linear Ambient Luminaires | Standard | FALSE | [9 empty] | 4/11/2014 | Not Yet Verified | Not Yet Verified | Not Yet Verified |  |  | 3867.5 | 94.15 | 40 |  |  | 5000 | 93
P00000P8C | Cree, Inc. | Cree LS Series | LS8-80L-35K-xxx | Indoor Luminaires | Linear Ambient | Direct Linear Ambient Luminaires | Standard | TRUE | 7785.3 | 89.24 | 87.44 | 17.37 | 0.938 | 3535 | 91 | 10 | 50000 | 4/11/2014 | Not Yet Verified | Not Yet Verified | Not Yet Verified |  | 2.1 | 7785.3 | 89.24 | 88 |  |  | 3500 | 91
P00000P8D | Cree, Inc. | Cree LS Series | LS8-80L-40K-xxx | Indoor Luminaires | Linear Ambient | Direct Linear Ambient Luminaires | Standard | FALSE | [9 empty] | 4/11/2014 | Not Yet Verified | Not Yet Verified | Not Yet Verified |  |  | 7785.3 | 89.24 | 87.44 |  |  | 4000 | 91
P00000P8E | Cree, Inc. | Cree LS Series | LS8-80L-50K-xxx | Indoor Luminaires | Linear Ambient | Direct Linear Ambient Luminaires | Standard | FALSE | [9 empty] | 4/11/2014 | Not Yet Verified | Not Yet Verified | Not Yet Verified |  |  | 7785.3 | 89.24 | 87.44 |  |  | 5000 | 91
P00000OHJ | Cree, Inc. | Cree WS Series | WS4-47L-35K-xxx-FD | Indoor Luminaires | Linear Ambient | Direct Linear Ambient Luminaires | Standard | TRUE | 1191.5 | 94.4 | 49.1 | 9.55 | 0.943 | 3434 | 82 | 10 | 50000 | 11/20/2013 | Not Yet Verified | Not Yet Verified | Not Yet Verified |  | 2.1 | 1175 | 94 | 50 | 20 | 0.9 | 3500 | 80
P00000OHK | Cree, Inc. | Cree WS Series | WS4-47L-40K-xxx-FD | Indoor Luminaires | Linear Ambient | Direct Linear Ambient Luminaires | Standard | FALSE | [9 empty] | 11/20/2013 | Not Yet Verified | Not Yet Verified | Not Yet Verified |  |  | 1175 | 94 | 50 | 20 | 0.9 | 4000 | 80
P00000OHL | Cree, Inc. | Cree WS Series | WS4-50L-50K-xxx-FD | Indoor Luminaires | Linear Ambient | Direct Linear Ambient Luminaires | Standard | FALSE | [9 empty] | 11/20/2013 | Not Yet Verified | Not Yet Verified | Not Yet Verified |  |  | 5000 | 100 | 50 | 20 | 0.9 | 5000 | 80
P00000OHM | Cree, Inc. | Cree WS Series | WS4-59L-35K-xxx-FD | Indoor Luminaires | Linear Ambient | Direct Linear Ambient Luminaires | Standard | FALSE | [9 empty] | 11/20/2013 | Not Yet Verified | Not Yet Verified | Not Yet Verified |  |  | 5900 | 93.7 | 63 | 20 | 0.9 | 3500 | 80
P00000OHN | Cree, Inc. | Cree WS Series | WS4-59L-40K-xxx-FD | Indoor Luminaires | Linear Ambient | Direct Linear Ambient Luminaires | Standard | FALSE | [9 empty] | 11/20/2013 | Not Yet Verified | Not Yet Verified | Not Yet Verified |  |  | 5900 | 93.7 | 63 | 20 | 0.9 | 4000 | 80
P00000OHO | Cree, Inc. | Cree WS Series | WS4-63L-50K-xxx-FD | Indoor Luminaires | Linear Ambient | Direct Linear Ambient Luminaires | Standard | FALSE | [9 empty] | 11/20/2013 | Not Yet Verified | Not Yet Verified | Not Yet Verified |  |  | 6300 | 100 | 63 | 20 | 0.9 | 5000 | 80
P00000OHZ | Cree, Inc. | Cree CR Series | CR-LE-31L-30K-xxx | Indoor Luminaires | Linear Ambient | Direct Linear Ambient Luminaires | Standard | TRUE | 1005.75 | 99.4 | 33.7 | 15.5 | 0.94 | 2972 | 92 | 10 | 50000 | 11/26/2013 | Not Yet Verified | Not Yet Verified | Not Yet Verified |  | 2.1 | 939.4 | 91.2 | 34 | 20 | 0.9 | 3000 | 90
P00000OI0 | Cree, Inc. | Cree CR Series | CR-LE-31L-50K-xxx | Indoor Luminaires | Linear Ambient | Direct Linear Ambient Luminaires | Standard | FALSE | [9 empty] | 11/26/2013 | Not Yet Verified | Not Yet Verified | Not Yet Verified |  |  | 939.4 | 91.2 | 34 | 20 | 0.9 | 5000 | 90
P00000OID | Cree, Inc. | Cree CR Series | CR-LE-22L-30K-xxx | Indoor Luminaires | Linear Ambient | Direct Linear Ambient Luminaires | Standard | TRUE | 2348 | 106.25 | 22.16 | 17.41 | 0.93 | 3009 | 93 | 10 | 50000 | 12/11/2013 | Not Yet Verified | Not Yet Verified | Not Yet Verified |  | 2.1 | 2200 | 100 | 22 |  | 0.95 | 3000 | 93
P00000OIE | Cree, Inc. | Cree CR Series | CR-LE-22L-35K-xxx | Indoor Luminaires | Linear Ambient | Direct Linear Ambient Luminaires | Standard | FALSE | [9 empty] | 12/11/2013 | Not Yet Verified | Not Yet Verified | Not Yet Verified |  |  | 2200 | 100 | 22 |  | 0.95 | 3500 | 93
P00000OIF | Cree, Inc. | Cree CR Series | CR-LE-22L-40K-xxx | Indoor Luminaires | Linear Ambient | Direct Linear Ambient Luminaires | Standard | FALSE | [9 empty] | 12/11/2013 | Not Yet Verified | Not Yet Verified | Not Yet Verified |  |  | 2200 | 100 | 22 |  | 0.95 | 4000 | 93
P00000OIG | Cree, Inc. | Cree CR Series | CR-LE-22L-50K-xxx | Indoor Luminaires | Linear Ambient | Direct Linear Ambient Luminaires | Standard | FALSE | [9 empty] | 12/11/2013 | Not Yet Verified | Not Yet Verified | Not Yet Verified |  |  | 2200 | 100 | 22 |  | 0.95 | 5000 | 93
P00000OMX | Cree, Inc. | Cree CR Series | CR-LE-50L-30K-xxx | Indoor Luminaires | Linear Ambient | Direct Linear Ambient Luminaires | Standard | TRUE | 5258 | 107.7 | 48.8 | 14.8 | 0.94 | 2972 | 94 | 10 | 50000 | 1/13/2014 | Not Yet Verified | Not Yet Verified | Not Yet Verified |  | 2.1 | 5258 | 107.7 | 48.8 |  |  | 3000 | 94
P00000OMY | Cree, Inc. | Cree CR Series | CR-LE-50L-35K-xxx | Indoor Luminaires | Linear Ambient | Direct Linear Ambient Luminaires | Standard | FALSE | [9 empty] | 1/14/2014 | Not Yet Verified | Not Yet Verified | Not Yet Verified |  |  | 5258 | 107.7 | 48.8 |  |  | 3500 | 94
P00000OMZ | Cree, Inc. | Cree CR Series | CR-LE-50L-40K-xxx | Indoor Luminaires | Linear Ambient | Direct Linear Ambient Luminaires | Standard | FALSE | [9 empty] | 1/13/2014 | Not Yet Verified | Not Yet Verified | Not Yet Verified |  |  | 5258 | 107.7 | 48.8 |  |  | 4000 | 94
P00000ON0 | Cree, Inc. | Cree CR Series | CR-LE-50L-50K-xxx | Indoor Luminaires | Linear Ambient | Direct Linear Ambient Luminaires | Standard | FALSE | [9 empty] | 1/14/2014 | Not Yet Verified | Not Yet Verified | Not Yet Verified |  |  | 5258 | 107.7 | 48.8 |  |  | 5000 | 94
P00000P71 | Cree, Inc. | Cree CS Series | CS18-44L-35K-xxx | Indoor Luminaires | Linear Ambient | Direct Linear Ambient Luminaires | Standard | TRUE | 4216 | 103.89 | 40.47 | 11.79 | 0.955 | 3504 | 91.1 | 5 | 50000 | 3/10/2014 | Not Yet Verified | Not Yet Verified | Not Yet Verified |  | 2.1 | 4400 | 104 | 40 |  |  | 3500 | 91.1
P00000P72 | Cree, Inc. | Cree CS Series | CS18-44L-40K-xxx | Indoor Luminaires | Linear Ambient | Direct Linear Ambient Luminaires | Standard | FALSE | [9 empty] | 3/10/2014 | Not Yet Verified | Not Yet Verified | Not Yet Verified |  |  | 4400 | 104 | 40 |  |  | 4000 | 91.1
PPRQ3YZF | Cree, Inc. | Cree LS Series | LS4-50L-35K-10V-xxx | Indoor Luminaires | Linear Ambient | Direct Linear Ambient Luminaires | Standard | TRUE | 5011.5 | 101.02 | 49.8 | 14.56 | 0.942 | 3396 | 91 | 10 | 50000 | 2/17/2015 | Dimmable | Continuous (Can dim down to ≤ 10% (W)) | Not Yet Verified |  | 2.1 | 5000 | 100 | 50 |  |  | 3500 | 90
P7ERJZBE | Cree, Inc. | Cree LS Series | LS4-50L-40K-10V-xxx | Indoor Luminaires | Linear Ambient | Direct Linear Ambient Luminaires | Standard | FALSE | [9 empty] | 2/17/2015 | Dimmable | Continuous (Can dim down to ≤ 10% (W)) | Not Yet Verified |  |  | 5000 | 100 | 50 |  |  | 4000 | 90
PCYUUDJ7 | Cree, Inc. | Cree LS Series | LS4-50L-50K-10V-xxx | Indoor Luminaires | Linear Ambient | Direct Linear Ambient Luminaires | Standard | FALSE | [9 empty] | 2/17/2015 | Dimmable | Continuous (Can dim down to ≤ 10% (W)) | Not Yet Verified |  |  | 5000 | 100 | 50 |  |  | 5000 | 90
P12B4U9S | Cree, Inc. | Cree LS Series | LS8-100L-35K-10V-xxx | Indoor Luminaires | Linear Ambient | Direct Linear Ambient Luminaires | Standard | TRUE | 10214.1 | 99.91 | 102.36 | 15.87 | 0.936 | 3435 | 92 | 10 | 50000 | 2/17/2015 | Dimmable | Continuous (Can dim down to ≤ 10% (W)) | Not Yet Verified |  | 2.1 | 10000 | 100 | 100 |  |  | 3500 | 90
PZBFJSQ7 | Cree, Inc. | Cree LS Series | LS8-100L-40K-10V-xxx | Indoor Luminaires | Linear Ambient | Direct Linear Ambient Luminaires | Standard | FALSE | [9 empty] | 2/17/2015 | Dimmable | Continuous (Can dim down to ≤ 10% (W)) | Not Yet Verified |  |  | 10000 | 100 | 100 |  |  | 4000 | 90
PJQ97XHC | Cree, Inc. | Cree LS Series | LS8-100L-50K-10V-xxx | Indoor Luminaires | Linear Ambient | Direct Linear Ambient Luminaires | Standard | FALSE | [9 empty] | 2/17/2015 | Dimmable | Continuous (Can dim down to ≤ 10% (W)) | Not Yet Verified |  |  | 10000 | 100 | 100 |  |  | 5000 | 90
PGTS33N9 | Cree, Inc. | Cree LS Series | LS4-25L-35K-10V-xxx | Indoor Luminaires | Linear Ambient | Direct Linear Ambient Luminaires | Standard | TRUE | 2447.6 | 103.9 | 23.55 | 12.89 | 0.949 | 3437 | 92 | 5 | 50000 | 2/19/2015 | Dimmable | Continuous (Can dim down to ≤ 10% (W)) | Not Yet Verified |  | 2.1 | 2500 | 109 | 23 | 12.89 | 0.99 | 3500 | 90
P5R8JVCH | Cree, Inc. | Cree LS Series | LS4-25L-40K-10V-xxx | Indoor Luminaires | Linear Ambient | Direct Linear Ambient Luminaires | Standard | FALSE | [9 empty] | 2/19/2015 | Dimmable | Continuous (Can dim down to ≤ 10% (W)) | Not Yet Verified |  |  | 2500 | 109 | 23 | 12.89 | 0.99 | 4000 | 90
P8NUNAA3 | Cree, Inc. | Cree LS Series | LS4-25L-50K-10V-xxx | Indoor Luminaires | Linear Ambient | Direct Linear Ambient Luminaires | Standard | FALSE | [9 empty] | 2/19/2015 | Dimmable | Continuous (Can dim down to ≤ 10% (W)) | Not Yet Verified |  |  | 2500 | 109 | 23 | 12.89 | 0.99 | 5000 | 90
P5XRE14A | CRS Electronics | KVIC Lighting | KH-RCR-SO-27-XX-2-XXX-MV-LTD | Indoor Luminaires | Linear Ambient | Direct Linear Ambient Luminaires | Standard | TRUE | 753 | 85.5 | 8.8 | 17.87 | 0.9632 | 2817 | 83.21 | 10 | 50000 | 4/24/2015 | Dimmable | Continuous (Can dim down to ≤ 10% (W)) | Not Yet Verified |  | 2.1 | 753 | 85.5 | 8.8 | 17.87 | 0.9632 | 2817 | 83.21
PT5K2NZJ | CRS Electronics | KVIC Lighting | KH-RCR-HO-27-XX-2-XXX-MV-LTD | Indoor Luminaires | Linear Ambient | Direct Linear Ambient Luminaires | Standard | TRUE | 1460 | 83.7 | 17.45 | 23.13 | 0.8806 | 2757 | 83.05 | 10 | 50000 | 4/24/2015 | Dimmable | Continuous (Can dim down to ≤ 10% (W)) | Not Yet Verified |  |  | 1460 | 83.7 | 17.45 | 13.12 | 0.8806 | 2757 | 83.05
PJ5A75ZC | CRS Electronics | KVIC Lighting | KH-RCR-HO-40-XX-2-XXX-MV-LTD | Indoor Luminaires | Linear Ambient | Direct Linear Ambient Luminaires | Standard | TRUE | 1591 | 91.1 | 17.46 | 13 | 0.9871 | 4176 | 85.08 | 10 | 50000 | 4/24/2015 | Dimmable | Continuous (Can dim down to ≤ 10% (W)) | Not Yet Verified |  |  | 1591 | 91.1 | 17.46 | 13 | 0.9871 | 4176 | 85.08
PJVZ16JQ | CRS Electronics | KVIC Lighting | KH-RCF-HO-35-XX-3-XXX-MV-LTD | Indoor Luminaires | Linear Ambient | Direct Linear Ambient Luminaires | Standard | FALSE | [9 empty] | 4/24/2015 | Dimmable | Continuous (Can dim down to ≤ 10% (W)) | Not Yet Verified |  |  | 2594.3 | 100.718 | 25.75 |  | 0.9861 | 3566.89 | 84.74
PCRFYSVR | CRS Electronics | KVIC Lighting | KH-RCF-HO-35-XX-4-XXX-MV-LTD | Indoor Luminaires | Linear Ambient | Direct Linear Ambient Luminaires | Standard | FALSE | [9 empty] | 4/24/2015 | Dimmable | Continuous (Can dim down to ≤ 10% (W)) | Not Yet Verified |  |  | 3432.53 | 99.171 | 34.612 |  | 0.9922 | 3560.96 | 84.641
PGVQVMFD | CRS Electronics | KVIC Lighting | KH-RCF-HO-35-XX-8-XXX-MV-LTD | Indoor Luminaires | Linear Ambient | Direct Linear Ambient Luminaires | Standard | FALSE | [9 empty] | 4/24/2015 | Dimmable | Continuous (Can dim down to ≤ 10% (W)) | Not Yet Verified |  |  | 6975.76 | 100.77 | 69.22 |  |  | 3560.96 | 84.64
P1JJGG3A | DA GLOBAL ENERGY, INC | DA GLOBAL ENERGY | DAGE-SNIN120-PEND(4000K) | Indoor Luminaires | Linear Ambient | Direct Linear Ambient Luminaires | Standard | TRUE | 4057.2 | 120.05 | 33.8 | 6.89 | 0.8955 | 4092 | 82.8 | 5 | 50000 | 5/29/2015 | Not Dimmable | Not Dimmable | Not Yet Verified |  | 2.1 | 4057 | 112.69 | 36 | 7 | 0.9 | 4000 | 80
PEYZY8SH | DA GLOBAL ENERGY, INC | DA GLOBAL ENERGY | DAGE-SNIN120-PEND(5000K) | Indoor Luminaires | Linear Ambient | Direct Linear Ambient Luminaires | Standard | FALSE | [9 empty] | 5/29/2015 | Not Dimmable | Not Dimmable | Not Yet Verified |  |  | 4181 | 116.14 | 36 | 7 | 0.9 | 5000 | 80
P3JP778W | DECO Lighting | DECO Digital | DACH-LED-2-25-30-UNV-R | Indoor Luminaires | Linear Ambient | Direct Linear Ambient Luminaires | Premium | TRUE | 2069.16 | 111.47 | 18.56 | 6.1 | 0.9475 | 3087 | 81.33 | 5 | 50000 | 8/23/2016 | Dimmable | Continuous (Can dim down to ≤ 10% (W)) | No |  | 3.1 | 2240 | 112 | 20 | 6.1 | 0.95 | 3000 | 80
PK8XJ6K1 | DECO Lighting | DECO Digital | DACH-LED-2-25-35-UNV-R | Indoor Luminaires | Linear Ambient | Direct Linear Ambient Luminaires | Premium | FALSE | [9 empty] | 8/23/2016 | Dimmable | Continuous (Can dim down to ≤ 10% (W)) | No |  |  | 2260 | 113 | 20 | 6.1 | 0.95 | 3500 | 80
P7A1G68V | DECO Lighting | DECO Digital | DACH-LED-2-25-40-UNV-R | Indoor Luminaires | Linear Ambient | Direct Linear Ambient Luminaires | Premium | FALSE | [9 empty] | 8/23/2016 | Dimmable | Continuous (Can dim down to ≤ 10% (W)) | No |  |  | 2300 | 115 | 20 | 6.1 | 0.95 | 4000 | 80
PRABCSWY | DECO Lighting | DECO Digital | DACH-LED-2-25-50-UNV-R | Indoor Luminaires | Linear Ambient | Direct Linear Ambient Luminaires | Premium | FALSE | [9 empty] | 8/23/2016 | Dimmable | Continuous (Can dim down to ≤ 10% (W)) | No |  |  | 2360 | 118 | 20 | 6.1 | 0.95 | 5000 | 80
PHM5QN7U | DECO Lighting | DECO Digital | DACH-LED-8-100-30-UNV-R | Indoor Luminaires | Linear Ambient | Direct Linear Ambient Luminaires | Standard | TRUE | 9732.7 | 101.89 | 95.52 | 8.8 | 0.9651 | 3059 | 82.6 | 5 | 50000 | 8/23/2016 | Dimmable | Continuous (Can dim down to ≤ 10% (W)) | No |  | 4 | 9888 | 103 | 100 | 20 | 0.9 | 3000 | 80
PMN3F1KS | DECO Lighting | DECO Digital | DACH-LED-8-100-35-UNV-R | Indoor Luminaires | Linear Ambient | Direct Linear Ambient Luminaires | Standard | FALSE | [9 empty] | 8/23/2016 | Dimmable | Continuous (Can dim down to ≤ 10% (W)) | No |  |  | 10176 | 106 | 100 | 20 | 0.9 | 3500 | 80
PDFHVMSE | DECO Lighting | DECO Digital | DACH-LED-8-100-40-UNV-R | Indoor Luminaires | Linear Ambient | Direct Linear Ambient Luminaires | Standard | FALSE | [9 empty] | 8/23/2016 | Dimmable | Continuous (Can dim down to ≤ 10% (W)) | No |  |  | 10368 | 108 | 100 | 20 | 0.9 | 4000 | 80
PD8J3MTB | DECO Lighting | DECO Digital | DACH-LED-8-100-50-UNV-R | Indoor Luminaires | Linear Ambient | Direct Linear Ambient Luminaires | Standard | FALSE | [9 empty] | 8/23/2016 | Dimmable | Continuous (Can dim down to ≤ 10% (W)) | No |  |  | 10560 | 110 | 100 | 20 | 0.9 | 5000 | 80
P82ACFRA | DECO Lighting | DECO LIGHTING | DCH-LED-4-35-50-UNV | Indoor Luminaires | Linear Ambient | Direct Linear Ambient Luminaires | Premium | TRUE | 3655.32 | 112.58 | 32.47 | 4.33 | 0.9326 | 5214 | 84 | 5 | 50000 | 2/12/2016 | Dimmable | Continuous (Can dim down to ≤ 10% (W)) | No |  | 3 | 3655.32 | 112.58 | 32.47 | 20 | 0.996 | 5000 | 84
PECYJQEK | DECO Lighting | DECO LIGHTING | DCH-LED-4-35-35-UNV | Indoor Luminaires | Linear Ambient | Direct Linear Ambient Luminaires | Premium | TRUE | 3490.9 | 107.92 | 32.35 | 4.33 | 0.9326 | 3503 | 83.9 | 5 | 50000 | 2/12/2016 | Dimmable | Continuous (Can dim down to ≤ 10% (W)) | No |  | 3 | 3490.9 | 107.92 | 32.35 | 20 | 0.996 | 3500 | 83.9
P4B2MJXT | DECO Lighting | DECO LIGHTING | DCH-LED-4-35-40-UNV | Indoor Luminaires | Linear Ambient | Direct Linear Ambient Luminaires | Premium | FALSE | [9 empty] | 2/12/2016 | Dimmable | Continuous (Can dim down to ≤ 10% (W)) | No |  |  | 3647.87 | 112.07 | 32.55 | 20 | 0.997 | 4000 | 85.1
PRTZTT36 | DECO Lighting | DECO LIGHTING | DCH-LED-8-60-50-UNV | Indoor Luminaires | Linear Ambient | Direct Linear Ambient Luminaires | Premium | FALSE | [9 empty] | 2/12/2016 | Dimmable | Continuous (Can dim down to ≤ 10% (W)) | No |  |  | 7700 | 114.9 | 67 | 20 | 0.996 | 5000 | 83
PD4FF24Y | DECO Lighting | DECO LIGHTING | DCH-LED-8-60-40-UNV | Indoor Luminaires | Linear Ambient | Direct Linear Ambient Luminaires | Premium | FALSE | [9 empty] | 2/12/2016 | Dimmable | Continuous (Can dim down to ≤ 10% (W)) | No |  |  | 7600 | 113.4 | 67 | 20 | 0.996 | 4000 | 83
P34FM5XY | DECO Lighting | DECO LIGHTING | DCH-LED-8-60-35-UNV | Indoor Luminaires | Linear Ambient | Direct Linear Ambient Luminaires | Premium | FALSE | [9 empty] | 2/12/2016 | Dimmable | Continuous (Can dim down to ≤ 10% (W)) | No |  |  | 7525 | 112.8 | 66.7 | 20 | 0.996 | 3500 | 83
PJ8G64WN | DECO Lighting | DECO LIGHTING | DCH-LED-4-25-50-UNV | Indoor Luminaires | Linear Ambient | Direct Linear Ambient Luminaires | Premium | TRUE | 2473.12 | 111.15 | 22.25 | 4.73 | 0.9446 | 5228 | 83.9 | 5 | 50000 | 2/12/2016 | Dimmable | Continuous (Can dim down to ≤ 10% (W)) | No |  | 3 | 2473.12 | 111.15 | 22.25 | 20 | 0.996 | 5000 | 83.9
PYY7DY7C | DECO Lighting | DECO LIGHTING | DCH-LED-4-25-35-UNV | Indoor Luminaires | Linear Ambient | Direct Linear Ambient Luminaires | Premium | TRUE | 2386.5 | 108.16 | 22.06 | 4.73 | 0.9446 | 3491 | 83.8 | 5 | 50000 | 2/12/2016 | Dimmable | Continuous (Can dim down to ≤ 10% (W)) | No |  | 3 | 2386.5 | 108.16 | 22.06 | 20 | 0.996 | 3500 | 83.8
PE6XUQC9 | DECO Lighting | DECO LIGHTING | DCH-LED-4-25-40-UNV | Indoor Luminaires | Linear Ambient | Direct Linear Ambient Luminaires | Premium | FALSE | [9 empty] | 2/12/2016 | Dimmable | Continuous (Can dim down to ≤ 10% (W)) | No |  |  | 2445.78 | 108.54 | 22.53 | 20 | 0.995 | 4000 | 83.6
PEE34UUR | DECO Lighting | DECO LIGHTING | DCH-LED-8-45-50-UNV | Indoor Luminaires | Linear Ambient | Direct Linear Ambient Luminaires | Premium | FALSE | [9 empty] | 2/12/2016 | Dimmable | Continuous (Can dim down to ≤ 10% (W)) | No |  |  | 4600 | 115 | 40 | 20 | 0.996 | 5000 | 83
PP1F1HG3 | DECO Lighting | DECO LIGHTING | DCH-LED-8-45-40-UNV | Indoor Luminaires | Linear Ambient | Direct Linear Ambient Luminaires | Premium | FALSE | [9 empty] | 2/12/2016 | Dimmable | Continuous (Can dim down to ≤ 10% (W)) | No |  |  | 4500 | 112.5 | 40 | 20 | 0.996 | 4000 | 83
PQSNM4SB | DECO Lighting | DECO LIGHTING | DCH-LED-8-45-35-UNV | Indoor Luminaires | Linear Ambient | Direct Linear Ambient Luminaires | Premium | FALSE | [9 empty] | 2/12/2016 | Dimmable | Continuous (Can dim down to ≤ 10% (W)) | No |  |  | 4450 | 111.5 | 39.9 | 20 | 0.996 | 3500 | 83
PD9QUW5N | DECO Lighting | DECO LIGHTING | DACH-LED-4-35-30-UNV-R | Indoor Luminaires | Linear Ambient | Direct Linear Ambient Luminaires | Standard | TRUE | 3638.5 | 104.4 | 34.85 | 5.22 | 0.9407 | 3122 | 84 | 5 | 50000 | 2/12/2016 | Dimmable | Continuous (Can dim down to ≤ 10% (W)) | No | Updated on 8/24/2016 | 3 | 3638.5 | 104.4 | 34.85 | 20 | 0.997 | 3000 | 84
PBRPXJK6 | DECO Lighting | DECO LIGHTING | DACH-LED-4-35-50-UNV-R | Indoor Luminaires | Linear Ambient | Direct Linear Ambient Luminaires | Standard | FALSE | [9 empty] | 2/12/2016 | Dimmable | Continuous (Can dim down to ≤ 10% (W)) | No | Updated on 8/24/2016 |  | 3790.5 | 107.02 | 35.42 | 20 | 0.997 | 5000 | 82.8
P4123JQK | DECO Lighting | DECO LIGHTING | DACH-LED-4-35-40-UNV-R | Indoor Luminaires | Linear Ambient | Direct Linear Ambient Luminaires | Standard | FALSE | [9 empty] | 2/12/2016 | Dimmable | Continuous (Can dim down to ≤ 10% (W)) | No | Updated on 8/24/2016 |  | 3710.4 | 106.34 | 34.89 | 20 | 0.997 | 4000 | 84.2
PP7Z8JQZ | DECO Lighting | DECO LIGHTING | DACH-LED-4-35-35-UNV-R | Indoor Luminaires | Linear Ambient | Direct Linear Ambient Luminaires | Standard | FALSE | [9 empty] | 2/12/2016 | Dimmable | Continuous (Can dim down to ≤ 10% (W)) | No | Updated on 8/24/2016 |  | 3682.7 | 105.2 | 35.01 | 20 | 0.997 | 3500 | 83.1
PN4ABFWD | DECO Lighting | DECO LIGHTING | DACH-LED-4-25-50-UNV-R | Indoor Luminaires | Linear Ambient | Direct Linear Ambient Luminaires | Premium | TRUE | 2556.94 | 114.97 | 22.24 | 5.18 | 0.9203 | 5214 | 83.6 | 5 | 50000 | 2/12/2016 | Dimmable | Continuous (Can dim down to ≤ 10% (W)) | No | Updated on 8/24/2016 | 3.1 | 2556.9 | 114.97 | 22.24 | 20 | 0.996 | 5000 | 83.6
PVYNVBN8 | DECO Lighting | DECO LIGHTING | DACH-LED-4-25-30-UNV-R | Indoor Luminaires | Linear Ambient | Direct Linear Ambient Luminaires | Premium | TRUE | 2433.4 | 109.72 | 22.18 | 5.18 | 0.9203 | 3160 | 82.8 | 5 | 50000 | 2/12/2016 | Dimmable | Continuous (Can dim down to ≤ 10% (W)) | No | Updated on 8/24/2016 | 3.1 | 2433.3 | 109.72 | 22.18 | 20 | 0.996 | 3000 | 82.8
PFZUGG56 | DECO Lighting | DECO LIGHTING | DACH-LED-8-35-30-UNV-R | Indoor Luminaires | Linear Ambient | Direct Linear Ambient Luminaires | Premium | TRUE | 4435.024 | 112.85 | 39.3 | 5.27 | 0.925 | 3088 | 83.5 | 5 | 50000 | 2/12/2016 | Dimmable | Continuous (Can dim down to ≤ 10% (W)) | No | Updated on 8/24/2016 | 3.1 | 4435 | 112.85 | 39.3 | 20 | 0.998 | 3000 | 83
PEXSEJEG | DECO Lighting | DECO LIGHTING | DACH-LED-8-45-50-UNV-R | Indoor Luminaires | Linear Ambient | Direct Linear Ambient Luminaires | Premium | FALSE | [9 empty] | 2/12/2016 | Dimmable | Continuous (Can dim down to ≤ 10% (W)) | No | Updated on 8/24/2016 |  | 4700 | 117 | 40 | 20 | 0.996 | 5000 | 83
PRCW3CCC | DECO Lighting | DECO LIGHTING | DACH-LED-8-45-40-UNV-R | Indoor Luminaires | Linear Ambient | Direct Linear Ambient Luminaires | Premium | FALSE | [9 empty] | 2/12/2016 | Dimmable | Continuous (Can dim down to ≤ 10% (W)) | No | Updated on 8/24/2016 |  | 4600 | 115 | 40 | 20 | 0.996 | 4000 | 83
PYG79KMC | DECO Lighting | DECO LIGHTING | DACH-LED-8-45-35-UNV-R | Indoor Luminaires | Linear Ambient | Direct Linear Ambient Luminaires | Premium | FALSE | [9 empty] | 2/12/2016 | Dimmable | Continuous (Can dim down to ≤ 10% (W)) | No | Updated on 8/24/2016 |  | 4550 | 114 | 40 | 20 | 0.996 | 3500 | 83
PYQFJHVU | DECO Lighting | DECO LIGHTING | DACH-LED-4-25-40-UNV-R | Indoor Luminaires | Linear Ambient | Direct Linear Ambient Luminaires | Premium | FALSE | [9 empty] | 2/12/2016 | Dimmable | Continuous (Can dim down to ≤ 10% (W)) | No | Updated on 8/24/2016 |  | 2530 | 113.71 | 22.25 | 20 | 0.997 | 4000 | 85.1
P9Q893TB | DECO Lighting | DECO LIGHTING | DACH-LED-4-25-35-UNV-R | Indoor Luminaires | Linear Ambient | Direct Linear Ambient Luminaires | Premium | FALSE | [9 empty] | 2/12/2016 | Dimmable | Continuous (Can dim down to ≤ 10% (W)) | No | Updated on 8/24/2016 |  | 2464.2 | 111 | 22.2 | 20 | 0.996 | 3500 | 83
PVRU3NM3 | DECO Lighting | DECO LIGHTING | DACH-LED-8-35-30-UNV-R | Indoor Luminaires | Linear Ambient | Direct Linear Ambient Luminaires | Premium | TRUE | 7546 | 112.13 | 67.3 | 4.95 | 0.942 | 3146 | 83.2 | 5 | 50000 | 2/12/2016 | Dimmable | Continuous (Can dim down to ≤ 10% (W)) | No | Updated on 8/24/2016 | 3.1 | 7546.3 | 112 | 67.3 | 20 | 0.997 | 3000 | 83
PR9DYQTS | DECO Lighting | DECO LIGHTING | DACH-LED-8-60-50-UNV-R | Indoor Luminaires | Linear Ambient | Direct Linear Ambient Luminaires | Premium | FALSE | [9 empty] | 2/12/2016 | Dimmable | Continuous (Can dim down to ≤ 10% (W)) | No | Updated on 8/24/2016 |  | 7700 | 115 | 67 | 20 | 0.997 | 5000 | 83
P711C3GZ | DECO Lighting | DECO LIGHTING | DACH-LED-8-60-40-UNV-R | Indoor Luminaires | Linear Ambient | Direct Linear Ambient Luminaires | Premium | FALSE | [9 empty] | 2/12/2016 | Dimmable | Continuous (Can dim down to ≤ 10% (W)) | No | Updated on 8/24/2016 |  | 7650 | 114 | 67 | 20 | 0.997 | 4000 | 83
PTTYA4ED | DECO Lighting | DECO LIGHTING | DACH-LED-8-60-35-UNV-R | Indoor Luminaires | Linear Ambient | Direct Linear Ambient Luminaires | Premium | FALSE | [9 empty] | 2/12/2016 | Dimmable | Continuous (Can dim down to ≤ 10% (W)) | No | Updated on 8/24/2016 |  | 7600 | 113 | 67 | 20 | 0.997 | 3500 | 83
PTZCGXHG | DECO Lighting | Deco Lighting | DSW-LED-4-W-45-35-UNV | Indoor Luminaires | Linear Ambient | Direct Linear Ambient Luminaires | Standard | TRUE | 4416.4 | 92.3 | 47.89 | 12.15 | 0.9476 | 3593 | 83.7 | 5 | 50000 | 1/25/2016 | Dimmable | Continuous (Can dim down to ≤ 10% (W)) | Not Yet Verified |  | 2.1 | 4420.7 | 92.3 | 47.89 | 6.82 | 0.9956 | 3593 | 83.7
PVRDD968 | DECO Lighting | Deco Lighting | DSW-LED-4-W-45-40-UNV | Indoor Luminaires | Linear Ambient | Direct Linear Ambient Luminaires | Standard | FALSE | [9 empty] | 1/25/2016 | Dimmable | Continuous (Can dim down to ≤ 10% (W)) | Not Yet Verified |  |  | 4493.6603 | 93.8852 | 47.8634 | 6.77 | 0.9956 | 4152.107 | 83.9997
PQDE4KA1 | DECO Lighting | Deco Lighting | DSW-LED-4-W-45-50-UNV | Indoor Luminaires | Linear Ambient | Direct Linear Ambient Luminaires | Standard | FALSE | [9 empty] | 1/25/2016 | Dimmable | Continuous (Can dim down to ≤ 10% (W)) | Not Yet Verified |  |  | 4639.8 | 97 | 47.81 | 6.77 | 0.9956 | 5272 | 84.6
PZU57SKP | DECO Lighting | Deco Lighting | DSW-LED-2-W-22-35-UNV | Indoor Luminaires | Linear Ambient | Direct Linear Ambient Luminaires | Standard | TRUE | 2539.2 | 87.5 | 29.02 | 18.28 | 0.9257 | 3609 | 83.6 | 5 | 50000 | 1/25/2016 | Dimmable | Continuous (Can dim down to ≤ 10% (W)) | Not Yet Verified |  | 2.1 | 2541.6 | 88.9 | 29 | 6.21 | 0.9944 | 3609 | 83.6
PK4N694F | DECO Lighting | Deco Lighting | DSW-LED-2-W-22-40-UNV | Indoor Luminaires | Linear Ambient | Direct Linear Ambient Luminaires | Standard | FALSE | [9 empty] | 1/25/2016 | Dimmable | Continuous (Can dim down to ≤ 10% (W)) | Not Yet Verified |  |  | 2583.6 | 90.4 | 29 | 6.21 | 0.9944 | 4169 | 83.9
P2RSFQZU | DECO Lighting | Deco Lighting | DSW-LED-2-W-22-50-UNV | Indoor Luminaires | Linear Ambient | Direct Linear Ambient Luminaires | Standard | FALSE | [9 empty] | 1/25/2016 | Dimmable | Continuous (Can dim down to ≤ 10% (W)) | Not Yet Verified |  |  | 2667.6 | 93.4 | 29 | 6.21 | 0.9944 | 5290 | 84.4
P9R5XBHY | DECO Lighting | DECO LIGHTING | LUCERA-26-40-UNV | Indoor Luminaires | Linear Ambient | Direct Linear Ambient Luminaires | Standard | TRUE | 3223.128 | 118.979 | 27.09 | 8.14 | 0.926 | 3970 | 84.5 | 5 | 50000 | 1/28/2016 | Dimmable | Stepped | Yes |  | 3 | 3000 | 115 | 26 | 8 | 0.9 | 4000 | 80
PA1VVNQX | DECO Lighting | DECO LIGHTING | LUCERA-26-50-UNV | Indoor Luminaires | Linear Ambient | Direct Linear Ambient Luminaires | Standard | FALSE | [9 empty] | 1/28/2016 | Dimmable | Stepped | Yes |  |  | 3000 | 115 | 26 | 8 | 0.9 | 5000 | 80
P839N6VQ | DECO Lighting | deco | DWD-LED-2-30-40-UNV | Indoor Luminaires | Linear Ambient | Direct Linear Ambient Luminaires | Standard | TRUE | 2940.35 | 100.77 | 29.18 | 17.38 | 0.898 | 4204 | 85.5 | 5 | 50000 | 6/17/2016 | Not Yet Verified | Not Yet Verified | Not Yet Verified |  | 2.1 | 2900 | 100 | 30 | 20 | 0.9 | 4000 | 80
PUQFBJWX | DECO Lighting | deco | DWD-LED-2-30-50-UNV | Indoor Luminaires | Linear Ambient | Direct Linear Ambient Luminaires | Standard | FALSE | [9 empty] | 6/17/2016 | Not Yet Verified | Not Yet Verified | Not Yet Verified |  |  | 2900 | 100 | 30 | 20 | 0.9 | 5000 | 80
PGV76D24 | DECO Lighting | deco | DWD-LED-4-40-40-UNV | Indoor Luminaires | Linear Ambient | Direct Linear Ambient Luminaires | Standard | TRUE | 4131.7 | 104.36 | 39.59 | 19.51 | 0.926 | 4193 | 85.3 | 5 | 50000 | 6/17/2016 | Not Yet Verified | Not Yet Verified | Not Yet Verified |  | 2.1 | 4100 | 100 | 40 | 20 | 0.9 | 4000 | 80
P26ZYGYT | DECO Lighting | deco | DWD-LED-4-40-50-UNV | Indoor Luminaires | Linear Ambient | Direct Linear Ambient Luminaires | Standard | FALSE | [9 empty] | 6/17/2016 | Not Yet Verified | Not Yet Verified | Not Yet Verified |  |  | 4100 | 100 | 40 | 20 | 0.9 | 5000 | 80
PZKFU8G9 | DECO Lighting | deco | DWD-LED-4-50-40-UNV | Indoor Luminaires | Linear Ambient | Direct Linear Ambient Luminaires | Standard | TRUE | 5175.87 | 99.77 | 52.06 | 21.62 | 0.902 | 4245 | 85.7 | 5 | 50000 | 6/17/2016 | Not Yet Verified | Not Yet Verified | Not Yet Verified |  | 2.1 | 5100 | 100 | 50 | 20 | 0.9 | 4000 | 80
PE2DXHQS | DECO Lighting | deco | DWD-LED-4-50-50-UNV | Indoor Luminaires | Linear Ambient | Direct Linear Ambient Luminaires | Standard | FALSE | [9 empty] | 6/17/2016 | Not Yet Verified | Not Yet Verified | Not Yet Verified |  |  | 5100 | 100 | 50 | 20 | 0.9 | 5000 | 80
PK5R9PJ6S | Delviro | Delviro Energy | ZIP2-20-4K-U-FR-WH-FM-IN-N (120V ONLY) | Indoor Luminaires | Linear Ambient | Direct Linear Ambient Luminaires | Standard | TRUE | 2135 | 108 | 19.76 | 19.2 | 0.974 | 3983 | 83.84 | 5 | 200000 | 10/7/2014 | Dimmable | Stepped | Not Yet Verified |  | 2.1 | 2200 |  | 20 |  | 0.989 | 4000 | 80
P232YWS7 | Delviro | Delviro Energy | Zip2-20-3K-U-FR-(xx)-(xx)-(xx)-(x) | Indoor Luminaires | Linear Ambient | Direct Linear Ambient Luminaires | Standard | TRUE | 1921 | 95.2 | 20.17 | 16.4 | 0.93 | 3098 | 83.98 | 5 | 200000 | 11/18/2015 | Dimmable | Continuous (Can dim down to ≤ 10% (W)) | Not Yet Verified |  | 3 | 1920.184 | 95.2 | 20.17 | 6.13 | 0.9929 | 3098 | 83.98
PK2H734S | Delviro | Delviro Energy | Zip2-30-3K-U-FR-(xx)-(xx)-(xx)-(x) | Indoor Luminaires | Linear Ambient | Direct Linear Ambient Luminaires | Standard | TRUE | 3175 | 100.8 | 31.5 | 16.4 | 0.93 | 3131 | 83.67 | 5 | 200000 | 11/18/2015 | Dimmable | Continuous (Can dim down to ≤ 10% (W)) | Not Yet Verified |  | 3 | 3175 | 100.8 | 31.5 | 6.7 | 0.9959 | 3131 | 83.67
P4N7AWBS | Delviro | Delviro Energy | Zip2-20-5K-H-FR-(xx)-(xx)-(xx)-(x) | Indoor Luminaires | Linear Ambient | Direct Linear Ambient Luminaires | Standard | TRUE | 2198 | 103.2 | 21.29 | 21.77 | 0.8987 | 5257 | 82.44 | 5 | 200000 | 11/18/2015 | Dimmable | Continuous (Can dim down to ≤ 10% (W)) | Not Yet Verified |  | 3 | 2198 | 103.2 | 21.29 | 21.77 | 0.8987 | 5257 | 82.44
PG8868TJ | Delviro | Delviro Energy | Zip2-20-3K-H-FR-(xx)-(xx)-(xx)-(x) | Indoor Luminaires | Linear Ambient | Direct Linear Ambient Luminaires | Standard | TRUE | 2108 | 99.2 | 21.24 | 21.4 | 0.9042 | 3142 | 84.06 | 5 | 200000 | 11/18/2015 | Dimmable | Continuous (Can dim down to ≤ 10% (W)) | Not Yet Verified |  | 3 | 2025.752 | 95.1504 | 21.29 | 21.77 | 0.8987 | 3114.5 | 83.825
PJQSZSPT | Delviro | Delviro Energy | Zip2-30-5K-H-FR-(xx)-(xx)-(xx)-(x) | Indoor Luminaires | Linear Ambient | Direct Linear Ambient Luminaires | Standard | FALSE | [9 empty] | 11/18/2015 | Dimmable | Continuous (Can dim down to ≤ 10% (W)) | Not Yet Verified |  |  | 3433.7349 | 107.07 | 32.07 | 21.77 | 0.8987 | 5257 | 82.44
P6DECYJA | Delviro | Delviro Energy | Zip2-30-4K-H-FR-(xx)-(xx)-(xx)-(x) | Indoor Luminaires | Linear Ambient | Direct Linear Ambient Luminaires | Standard | FALSE | [9 empty] | 11/18/2015 | Dimmable | Continuous (Can dim down to ≤ 10% (W)) | Not Yet Verified |  |  | 3327.2891 | 103.7508 | 32.07 | 21.77 | 0.8987 | 4194 | 82.44
PVUPV1BW | Delviro | Delviro Energy | Zip2-30-35K-H-FR-(xx)-(xx)-(xx)-(x) | Indoor Luminaires | Linear Ambient | Direct Linear Ambient Luminaires | Standard | FALSE | [9 empty] | 11/18/2015 | Dimmable | Continuous (Can dim down to ≤ 10% (W)) | Not Yet Verified |  |  | 3220.8433 | 100.4317 | 32.07 | 21.77 | 0.8987 | 3654.25 | 83.98
P17CTEHW | Delviro | Delviro Energy | Zip2-30-3K-H-FR-(xx)-(xx)-(xx)-(x) | Indoor Luminaires | Linear Ambient | Direct Linear Ambient Luminaires | Standard | FALSE | [9 empty] | 11/18/2015 | Dimmable | Continuous (Can dim down to ≤ 10% (W)) | Not Yet Verified |  |  | 3165.9036 | 98.7185 | 32.07 | 21.77 | 0.8987 | 3114.5 | 83.825
PSAJKF2N | Delviro | Delviro Energy | Zip2-20-4K-H-FR-(xx)-(xx)-(xx)-(x) | Indoor Luminaires | Linear Ambient | Direct Linear Ambient Luminaires | Standard | FALSE | [9 empty] | 11/18/2015 | Dimmable | Continuous (Can dim down to ≤ 10% (W)) | Not Yet Verified |  |  | 2129.017 | 100.0008 | 21.29 | 21.77 | 0.8987 | 4194 | 82.44
PZAK5JYJ | Delviro | Delviro Energy | Zip2-20-35K-H-FR-(xx)-(xx)-(xx)-(x) | Indoor Luminaires | Linear Ambient | Direct Linear Ambient Luminaires | Standard | FALSE | [9 empty] | 11/18/2015 | Dimmable | Continuous (Can dim down to ≤ 10% (W)) | Not Yet Verified |  |  | 2060.9061 | 96.8016 | 21.29 | 21.77 | 0.8987 | 3654.25 | 83.98
PVAYQTK5 | Delviro | Delviro Energy | Zip2-30-5K-U-FR-(xx)-(xx)-(xx)-(x) | Indoor Luminaires | Linear Ambient | Direct Linear Ambient Luminaires | Standard | FALSE | [9 empty] | 11/18/2015 | Dimmable | Continuous (Can dim down to ≤ 10% (W)) | Not Yet Verified |  |  | 3443.6009 | 109.3276 | 31.498 | 6.7 | 0.9959 | 5257 | 82.44
PNJAEYZ2 | Delviro | Delviro Energy | Zip2-30-4K-U-FR-(xx)-(xx)-(xx)-(x) | Indoor Luminaires | Linear Ambient | Direct Linear Ambient Luminaires | Standard | FALSE | [9 empty] | 11/18/2015 | Dimmable | Continuous (Can dim down to ≤ 10% (W)) | Not Yet Verified |  |  | 3530.1955 | 105.9384 | 33.3231 | 6.7 | 0.9959 | 4194 | 82.44
PTV4Z1TP | Delviro | Delviro Energy | Zip2-30-35K-U-FR-(xx)-(xx)-(xx)-(x) | Indoor Luminaires | Linear Ambient | Direct Linear Ambient Luminaires | Standard | FALSE | [9 empty] | 11/18/2015 | Dimmable | Continuous (Can dim down to ≤ 10% (W)) | Not Yet Verified |  |  | 3230.0976 | 102.5492 | 31.498 | 6.7 | 0.9959 | 3654.25 | 83.98
PHXEVXD9 | Delviro | Delviro Energy | Zip2-20-5K-U-FR-(xx)-(xx)-(xx)-(x) | Indoor Luminaires | Linear Ambient | Direct Linear Ambient Luminaires | Standard | FALSE | [9 empty] | 11/18/2015 | Dimmable | Continuous (Can dim down to ≤ 10% (W)) | Not Yet Verified |  |  | 2082.6291 | 103.2538 | 20.17 | 6.13 | 0.9929 | 5257 | 82.44
PBTYZ3SX | Delviro | Delviro Energy | Zip2-20-4K-U-FR-(xx)-(xx)-(xx)-(x) | Indoor Luminaires | Linear Ambient | Direct Linear Ambient Luminaires | Standard | FALSE | [9 empty] | 11/18/2015 | Dimmable | Continuous (Can dim down to ≤ 10% (W)) | Not Yet Verified |  |  | 2135 | 100.0529 | 20.17 | 6.13 | 0.9929 | 4194 | 82.44
PZ8BRU9Q | Delviro | Delviro Energy | Zip2-20-35K-U-FR-(xx)-(xx)-(xx)-(x) | Indoor Luminaires | Linear Ambient | Direct Linear Ambient Luminaires | Standard | FALSE | [9 empty] | 11/18/2015 | Dimmable | Continuous (Can dim down to ≤ 10% (W)) | Not Yet Verified |  |  | 1953.5061 | 96.8521 | 20.17 | 6.13 | 0.9929 | 3654.25 | 83.98
PZ9QUX4P | Delviro | Delviro Energy | Zen2-15-27K-U-CL-X-X-X-X | Indoor Luminaires | Linear Ambient | Direct Linear Ambient Luminaires | Standard | TRUE | 1622 | 105.6 | 15.36 | 16 | 0.9012 | 2786 | 82.93 | 5 | 200000 | 4/2/2015 | Dimmable | Continuous (Can dim down to ≤ 10% (W)) | Not Yet Verified |  | 2.1 | 1622 | 105.6 | 15.36 | 16 | 0.9012 | 2786 | 82.93
PAG3TEW6 | Delviro | Delviro Energy | Zen2-15-27K-H-CL-X-X-X-X | Indoor Luminaires | Linear Ambient | Direct Linear Ambient Luminaires | Standard | TRUE | 1681 | 91.1 | 18.46 | 16.05 | 0.9196 | 2791 | 82.99 | 5 | 200000 | 4/2/2015 | Dimmable | Continuous (Can dim down to ≤ 10% (W)) | Not Yet Verified |  | 2.1 | 1681 | 91.1 | 18.46 | 16.05 | 0.9196 | 2791 | 82.99
PMN2WX3M | Delviro | Delviro Energy | Zen2-15-3K-H-CL-X-X-X-X | Indoor Luminaires | Linear Ambient | Direct Linear Ambient Luminaires | Standard | FALSE | [9 empty] | 4/2/2015 | Dimmable | Continuous (Can dim down to ≤ 10% (W)) | Not Yet Verified |  |  | 1710.3714 | 92.6528 | 18.46 | 16.05 | 0.9196 | 3074.913 | 82.99
PAFNKZAQ | Delviro | Delviro Energy | Zen2-15-35K-H-CL-X-X-X-X | Indoor Luminaires | Linear Ambient | Direct Linear Ambient Luminaires | Standard | FALSE | [9 empty] | 4/2/2015 | Dimmable | Continuous (Can dim down to ≤ 10% (W)) | Not Yet Verified |  |  | 1758.1472 | 95.2409 | 18.46 | 16.05 | 0.9196 | 3556.4348 | 82.99
P9YVA61G | Delviro | Delviro Energy | Zen2-15-4K-H-CL-X-X-X-X | Indoor Luminaires | Linear Ambient | Direct Linear Ambient Luminaires | Standard | FALSE | [9 empty] | 4/2/2015 | Dimmable | Continuous (Can dim down to ≤ 10% (W)) | Not Yet Verified |  |  | 1805.9229 | 97.829 | 18.46 | 16.05 | 0.9196 | 4037.9565 | 82.99
PSDX281C | Delviro | Delviro Energy | Zen2-15-5K-H-CL-X-X-X-X | Indoor Luminaires | Linear Ambient | Direct Linear Ambient Luminaires | Standard | FALSE | [9 empty] | 4/2/2015 | Dimmable | Continuous (Can dim down to ≤ 10% (W)) | Not Yet Verified |  |  | 1901.4744 | 103.0051 | 18.46 | 16.05 | 0.9196 | 5001 | 82.99
PH1ZA89U | Delviro | Delviro Energy | Zen2-15-3K-U-CL-X-X-X-X | Indoor Luminaires | Linear Ambient | Direct Linear Ambient Luminaires | Standard | FALSE | [9 empty] | 4/2/2015 | Dimmable | Continuous (Can dim down to ≤ 10% (W)) | Not Yet Verified |  |  | 1649.664 | 107.4 | 15.36 | 16 | 0.9012 | 3074.913 | 82.93
PDAVD459 | Delviro | Delviro Energy | Zen2-15-35K-U-CL-X-X-X-X | Indoor Luminaires | Linear Ambient | Direct Linear Ambient Luminaires | Standard | FALSE | [9 empty] | 4/2/2015 | Dimmable | Continuous (Can dim down to ≤ 10% (W)) | Not Yet Verified |  |  | 1695.744 | 110.4 | 15.36 | 16 | 0.9012 | 3556.4348 | 82.93
PKA28X8X | Delviro | Delviro Energy | Zen2-15-4K-U-CL-X-X-X-X | Indoor Luminaires | Linear Ambient | Direct Linear Ambient Luminaires | Standard | FALSE | [9 empty] | 4/2/2015 | Dimmable | Continuous (Can dim down to ≤ 10% (W)) | Not Yet Verified |  |  | 1741.824 | 113.4 | 15.36 | 16 | 0.9012 | 4037.9565 | 82.93
PBHVNFB3 | Delviro | Delviro Energy | Zen2-15-5K-U-CL-X-X-X-X | Indoor Luminaires | Linear Ambient | Direct Linear Ambient Luminaires | Standard | FALSE | [9 empty] | 4/2/2015 | Dimmable | Continuous (Can dim down to ≤ 10% (W)) | Not Yet Verified |  |  | 1835 | 119.4 | 15.37 | 16 | 0.9012 | 5001 | 82.77
P8QTR6SM | Delviro | Delviro Energy | ZIP4-80-3K-H-FR-X-X-X-X | Indoor Luminaires | Linear Ambient | Direct Linear Ambient Luminaires | Standard | TRUE | 7855 | 100.2 | 78.41 | 13.5 | 0.9596 | 3053 | 83.98 | 5 | 200000 | 4/2/2015 | Dimmable | Continuous (Can dim down to ≤ 10% (W)) | Not Yet Verified |  | 2.1 | 7855 | 100.2 | 78.41 | 13.5 | 0.9596 | 3053 | 83.98
P33VZJD9 | Delviro | Delviro Energy | ZIP4-60-3K-U-FR-X-X-X-X | Indoor Luminaires | Linear Ambient | Direct Linear Ambient Luminaires | Standard | TRUE | 6216 | 110.5 | 56.23 | 15.02 | 0.93 | 3101 | 83.12 | 5 | 200000 | 4/2/2015 | Dimmable | Continuous (Can dim down to ≤ 10% (W)) | Not Yet Verified |  | 2.1 | 6216 | 110.5 | 56.23 | 6.43 | 0.9951 | 3101 | 83.12
PFES11DV | Delviro | Delviro Energy | ZIP4-15-3K-H-FR-X-X-X-X | Indoor Luminaires | Linear Ambient | Direct Linear Ambient Luminaires | Standard | TRUE | 1744 | 94.5 | 18.45 | 17.11 | 0.9162 | 3094 | 84.3 | 5 | 200000 | 5/12/2015 | Dimmable | Continuous (Can dim down to ≤ 10% (W)) | Not Yet Verified |  | 2.1 | 1744 | 94.5 | 18.45 | 17.1 | 0.9162 | 3094 | 84.3
PVBQQQEQ | Delviro | Delviro Energy | ZIP4-100-3K-U-FR-X-X-X-X | Indoor Luminaires | Linear Ambient | Direct Linear Ambient Luminaires | Standard | TRUE | 9700 | 96.2 | 100.83 | 6.76 | 0.9972 | 3105 | 82.92 | 5 | 200000 | 4/2/2015 | Dimmable | Continuous (Can dim down to ≤ 10% (W)) | Not Yet Verified |  | 2.1 | 9700 | 96.2 | 100.83 | 6.76 | 0.9972 | 3105 | 82.92
P5TEX8G5 | Delviro | Delviro Energy | ZIP4-30-3K-U-FR-X-X-X-X | Indoor Luminaires | Linear Ambient | Direct Linear Ambient Luminaires | Standard | TRUE | 3300 | 110.8 | 29.79 | 16.2 | 0.9187 | 3121 | 84.36 | 5 | 200000 | 5/12/2015 | Dimmable | Continuous (Can dim down to ≤ 10% (W)) | Not Yet Verified |  | 2.1 | 3300 | 110.8 | 29.79 | 6.76 | 0.9968 | 3121 | 84.36
PCKDPCEB | Delviro | Delviro Energy | ZIP4-30-3K-H-FR-X-X-X-X | Indoor Luminaires | Linear Ambient | Direct Linear Ambient Luminaires | Standard | TRUE | 3203 | 86.5 | 37.05 | 16.2 | 0.9187 | 3096 | 83.67 | 5 | 200000 | 5/12/2015 | Dimmable | Continuous (Can dim down to ≤ 10% (W)) | Not Yet Verified |  | 2.1 | 3203 | 86.5 | 37.05 | 16.2 | 0.9187 | 3096 | 83.67
P6XZN3A8 | Delviro | Delviro Energy | ZIP4-20-3K-U-FR-X-X-X-X [120 ONLY] | Indoor Luminaires | Linear Ambient | Direct Linear Ambient Luminaires | Standard | TRUE | 2422 | 118.1 | 20.51 | 6.44 | 0.9929 | 3039 | 84.57 | 5 | 200000 | 6/26/2015 | Dimmable | Continuous (Can dim down to ≤ 10% (W)) | Not Yet Verified |  | 2.1 | 2422 | 118.1 | 20.51 |  |  | 3039 | 84.57
PGEPP1YJ | Delviro | Delviro Energy | ZIP4-40-3K-U-FR-X-X-X-X | Indoor Luminaires | Linear Ambient | Direct Linear Ambient Luminaires | Standard | FALSE | [9 empty] | 6/26/2015 | Dimmable | Continuous (Can dim down to ≤ 10% (W)) | Not Yet Verified |  |  | 4428 | 106.6 | 41.55 |  |  | 3054 | 84.11
PC4PBCQS | Delviro | Delviro Energy | ZIP4-40-35K-U-FR-X-X-X-X | Indoor Luminaires | Linear Ambient | Direct Linear Ambient Luminaires | Standard | FALSE | [9 empty] | 6/26/2015 | Dimmable | Continuous (Can dim down to ≤ 10% (W)) | Not Yet Verified |  |  | 4573.1109 | 110.0628 | 41.55 |  |  | 3633.5 | 83.2475
P4U9YNCY | Delviro | Delviro Energy | ZIP4-40-4K-U-FR-X-X-X-X | Indoor Luminaires | Linear Ambient | Direct Linear Ambient Luminaires | Standard | FALSE | [9 empty] | 6/26/2015 | Dimmable | Continuous (Can dim down to ≤ 10% (W)) | Not Yet Verified |  |  | 4716.9918 | 113.5257 | 41.55 |  |  | 4162 | 83.575
PVNNP4CU | Delviro | Delviro Energy | ZIP4-40-5K-U-FR-X-X-X-X | Indoor Luminaires | Linear Ambient | Direct Linear Ambient Luminaires | Standard | FALSE | [9 empty] | 6/26/2015 | Dimmable | Continuous (Can dim down to ≤ 10% (W)) | Not Yet Verified |  |  | 5004.7536 | 120.4514 | 41.55 |  |  | 5219 | 84.23
P4BRJTXA | Delviro | Delviro Energy | ZIP8-40-3K-U-FR-X-X-X-X | Indoor Luminaires | Linear Ambient | Direct Linear Ambient Luminaires | Standard | FALSE | [9 empty] | 6/26/2015 | Dimmable | Continuous (Can dim down to ≤ 10% (W)) | Not Yet Verified |  |  | 5258.2876 | 126.5533 | 41.55 |  |  | 3105 | 82.92
PP15M3AC | Delviro | Delviro Energy | ZIP8-40-35K-U-FR-X-X-X-X | Indoor Luminaires | Linear Ambient | Direct Linear Ambient Luminaires | Standard | FALSE | [9 empty] | 6/26/2015 | Dimmable | Continuous (Can dim down to ≤ 10% (W)) | Not Yet Verified |  |  | 5429.1 | 130.6643 | 41.55 |  |  | 3633.5 | 83.2475
P2NFCZ4B | Delviro | Delviro Energy | ZIP8-40-4K-U-FR-X-X-X-X | Indoor Luminaires | Linear Ambient | Direct Linear Ambient Luminaires | Standard | FALSE | [9 empty] | 6/26/2015 | Dimmable | Continuous (Can dim down to ≤ 10% (W)) | Not Yet Verified |  |  | 5599.9123 | 134.7753 | 41.55 |  |  | 4162 | 83.575
PD1YQ7JX | Delviro | Delviro Energy | ZIP8-40-5K-U-FR-X-X-X-X | Indoor Luminaires | Linear Ambient | Direct Linear Ambient Luminaires | Standard | FALSE | [9 empty] | 6/26/2015 | Dimmable | Continuous (Can dim down to ≤ 10% (W)) | Not Yet Verified |  |  | 5941.5371 | 142.9973 | 41.55 |  |  | 5219 | 84.23
P3A96WZJ | Delviro | Delviro Energy | ZIP4-40-3K-H-FR-X-X-X-X | Indoor Luminaires | Linear Ambient | Direct Linear Ambient Luminaires | Standard | FALSE | [9 empty] | 6/26/2015 | Dimmable | Continuous (Can dim down to ≤ 10% (W)) | Not Yet Verified |  |  | 4090 | 104.7 | 39.068 |  |  | 3055 | 84.17
P273V3SR | Delviro | Delviro Energy | ZIP4-40-35K-H-FR-X-X-X-X | Indoor Luminaires | Linear Ambient | Direct Linear Ambient Luminaires | Standard | FALSE | [9 empty] | 6/26/2015 | Dimmable | Continuous (Can dim down to ≤ 10% (W)) | Not Yet Verified |  |  | 4223.2945 | 108.1011 | 39.068 |  |  | 3633.5 | 83.2475
P4EMVCW3 | Delviro | Delviro Energy | ZIP4-40-4K-H-FR-X-X-X-X | Indoor Luminaires | Linear Ambient | Direct Linear Ambient Luminaires | Standard | FALSE | [9 empty] | 6/26/2015 | Dimmable | Continuous (Can dim down to ≤ 10% (W)) | Not Yet Verified |  |  | 4356.1693 | 111.5022 | 39.068 |  |  | 4162 | 83.575
PAFKEHT1 | Delviro | Delviro Energy | ZIP4-40-5K-H-FR-X-X-X-X | Indoor Luminaires | Linear Ambient | Direct Linear Ambient Luminaires | Standard | FALSE | [9 empty] | 6/26/2015 | Dimmable | Continuous (Can dim down to ≤ 10% (W)) | Not Yet Verified |  |  | 4621.919 | 118.3045 | 39.068 |  |  | 5219 | 84.23
PM34VPNV | Delviro | Delviro Energy | ZIP8-40-3K-H-FR-X-X-X-X | Indoor Luminaires | Linear Ambient | Direct Linear Ambient Luminaires | Standard | FALSE | [9 empty] | 6/26/2015 | Dimmable | Continuous (Can dim down to ≤ 10% (W)) | Not Yet Verified |  |  | 4856.0591 | 124.2976 | 39.068 |  |  | 3055 | 84.17
PZ5RFK49 | Delviro | Delviro Energy | ZIP8-40-35K-H-FR-X-X-X-X | Indoor Luminaires | Linear Ambient | Direct Linear Ambient Luminaires | Standard | FALSE | [9 empty] | 6/26/2015 | Dimmable | Continuous (Can dim down to ≤ 10% (W)) | Not Yet Verified |  |  | 5013.8053 | 128.3354 | 39.068 |  |  | 3633.5 | 83.2475
PQPT6NVK | Delviro | Delviro Energy | ZIP8-40-4K-H-FR-X-X-X-X | Indoor Luminaires | Linear Ambient | Direct Linear Ambient Luminaires | Standard | FALSE | [9 empty] | 6/26/2015 | Dimmable | Continuous (Can dim down to ≤ 10% (W)) | Not Yet Verified |  |  | 5171.5515 | 132.3731 | 39.068 |  |  | 4162 | 83.575
PWM55X42 | Delviro | Delviro Energy | ZIP8-40-5K-H-FR-X-X-X-X | Indoor Luminaires | Linear Ambient | Direct Linear Ambient Luminaires | Standard | FALSE | [9 empty] | 6/26/2015 | Dimmable | Continuous (Can dim down to ≤ 10% (W)) | Not Yet Verified |  |  | 5487.0439 | 140.4486 | 39.068 |  |  | 5219 | 84.23
PMZ558QA | Delviro | Delviro Energy | ZIP4-30-35K-H-FR-X-X-X-X | Indoor Luminaires | Linear Ambient | Direct Linear Ambient Luminaires | Standard | FALSE | [9 empty] | 5/12/2015 | Dimmable | Continuous (Can dim down to ≤ 10% (W)) | Not Yet Verified |  |  | 3308.9318 | 89.3099 | 37.05 |  |  | 3645.5 | 84.3025
PFDVGRWY | Delviro | Delviro Energy | ZIP4-30-4K-H-FR-X-X-X-X | Indoor Luminaires | Linear Ambient | Direct Linear Ambient Luminaires | Standard | FALSE | [9 empty] | 5/12/2015 | Dimmable | Continuous (Can dim down to ≤ 10% (W)) | Not Yet Verified |  |  | 3413.0387 | 92.1198 | 37.05 |  |  | 4170 | 84.245
PP2FZTVV | Delviro | Delviro Energy | ZIP4-30-5K-H-FR-X-X-X-X | Indoor Luminaires | Linear Ambient | Direct Linear Ambient Luminaires | Standard | FALSE | [9 empty] | 5/12/2015 | Dimmable | Continuous (Can dim down to ≤ 10% (W)) | Not Yet Verified |  |  | 3621.2524 | 97.7396 | 37.05 |  |  | 5219 | 84.13
PKY7WZMP | Delviro | Delviro Energy | ZIP4-30-35K-U-FR-X-X-X-X | Indoor Luminaires | Linear Ambient | Direct Linear Ambient Luminaires | Standard | FALSE | [9 empty] | 5/12/2015 | Dimmable | Continuous (Can dim down to ≤ 10% (W)) | Not Yet Verified |  |  | 3407.9543 | 114.3993 | 29.79 |  |  | 3645.5 | 84.3025
PHM45NJD | Delviro | Delviro Energy | ZIP4-30-4K-U-FR-X-X-X-X | Indoor Luminaires | Linear Ambient | Direct Linear Ambient Luminaires | Standard | FALSE | [9 empty] | 5/12/2015 | Dimmable | Continuous (Can dim down to ≤ 10% (W)) | Not Yet Verified |  |  | 3515.1766 | 117.9985 | 29.79 |  |  | 4170 | 84.245
PQJ4HNEG | Delviro | Delviro Energy | ZIP4-30-5K-U-FR-X-X-X-X | Indoor Luminaires | Linear Ambient | Direct Linear Ambient Luminaires | Standard | FALSE | [9 empty] | 5/12/2015 | Dimmable | Continuous (Can dim down to ≤ 10% (W)) | Not Yet Verified |  |  | 3729.6213 | 125.1971 | 29.79 |  |  | 5219 | 84.13
PDSNVDBA | Delviro | Delviro Energy | ZIP4-15-3K-U-FR-X-X-X-X | Indoor Luminaires | Linear Ambient | Direct Linear Ambient Luminaires | Standard | FALSE | [9 empty] | 5/12/2015 | Dimmable | Continuous (Can dim down to ≤ 10% (W)) | Not Yet Verified |  |  | 1807 | 115.7 | 15.62 | 15.4 | 0.9106 | 3114 | 85
P4DYRMBV | Delviro | Delviro Energy | ZIP4-15-35K-U-FR-X-X-X-X | Indoor Luminaires | Linear Ambient | Direct Linear Ambient Luminaires | Standard | FALSE | [9 empty] | 5/12/2015 | Dimmable | Continuous (Can dim down to ≤ 10% (W)) | Not Yet Verified |  |  | 1865.9409 | 119.4584 | 15.62 |  |  | 3645.5 | 84.3025
P4AEWKS2 | Delviro | Delviro Energy | ZIP4-15-4K-U-FR-X-X-X-X | Indoor Luminaires | Linear Ambient | Direct Linear Ambient Luminaires | Standard | FALSE | [9 empty] | 5/12/2015 | Dimmable | Continuous (Can dim down to ≤ 10% (W)) | Not Yet Verified |  |  | 1924.6479 | 123.2169 | 15.62 |  |  | 4170 | 84.245
P9X4QSC3 | Delviro | Delviro Energy | ZIP4-15-5K-U-FR-X-X-X-X | Indoor Luminaires | Linear Ambient | Direct Linear Ambient Luminaires | Standard | FALSE | [9 empty] | 5/12/2015 | Dimmable | Continuous (Can dim down to ≤ 10% (W)) | Not Yet Verified |  |  | 2042.0617 | 130.7338 | 15.62 |  |  | 5219 | 84.13
P839TZNJ | Delviro | Delviro Energy | ZIP4-20-3K-U-FR-X-X-X-X | Indoor Luminaires | Linear Ambient | Direct Linear Ambient Luminaires | Standard | FALSE | [9 empty] | 5/12/2015 | Dimmable | Continuous (Can dim down to ≤ 10% (W)) | Not Yet Verified |  |  | 2320.4962 | 114.0667 | 20.3433 |  |  | 3121 | 84.36
PQ343QDS | Delviro | Delviro Energy | ZIP4-20-35K-U-FR-X-X-X-X | Indoor Luminaires | Linear Ambient | Direct Linear Ambient Luminaires | Standard | FALSE | [9 empty] | 5/12/2015 | Dimmable | Continuous (Can dim down to ≤ 10% (W)) | Not Yet Verified |  |  | 2395.8762 | 117.772 | 20.3433 |  |  | 3645.5 | 84.3025
P5GUWJ1Y | Delviro | Delviro Energy | ZIP4-20-4K-U-FR-X-X-X-X | Indoor Luminaires | Linear Ambient | Direct Linear Ambient Luminaires | Standard | FALSE | [9 empty] | 5/12/2015 | Dimmable | Continuous (Can dim down to ≤ 10% (W)) | Not Yet Verified |  |  | 2471.2561 | 121.4774 | 20.3433 |  |  | 4170 | 84.245
P2X5B9XE | Delviro | Delviro Energy | ZIP4-20-5K-U-FR-X-X-X-X | Indoor Luminaires | Linear Ambient | Direct Linear Ambient Luminaires | Standard | FALSE | [9 empty] | 5/12/2015 | Dimmable | Continuous (Can dim down to ≤ 10% (W)) | Not Yet Verified |  |  | 2622.016 | 128.8882 | 20.3433 |  |  | 5219 | 84.13
P6SMDC2Z | Delviro | Delviro Energy | ZIP4-100-35K-U-FR-X-X-X-X | Indoor Luminaires | Linear Ambient | Direct Linear Ambient Luminaires | Standard | FALSE | [9 empty] | 4/2/2015 | Dimmable | Continuous (Can dim down to ≤ 10% (W)) | Not Yet Verified |  |  | 10014.9397 | 99.325 | 100.83 | 6.76 | 0.9972 | 3633.5 | 83.2475
PQQAE716 | Delviro | Delviro Energy | ZIP4-100-4K-U-FR-X-X-X-X | Indoor Luminaires | Linear Ambient | Direct Linear Ambient Luminaires | Standard | FALSE | [9 empty] | 4/2/2015 | Dimmable | Continuous (Can dim down to ≤ 10% (W)) | Not Yet Verified |  |  | 10330.0335 | 102.45 | 100.83 | 6.76 | 0.9972 | 4162 | 83.575
P9TUQSQM | Delviro | Delviro Energy | ZIP4-100-5K-U-FR-X-X-X-X | Indoor Luminaires | Linear Ambient | Direct Linear Ambient Luminaires | Standard | FALSE | [9 empty] | 4/2/2015 | Dimmable | Continuous (Can dim down to ≤ 10% (W)) | Not Yet Verified |  |  | 10627 | 108.7 | 97.8 | 7.11 | 0.998 | 5219 | 84.23
PTV2YH93 | Delviro | Delviro Energy | ZIP8-60-3K-U-FR-X-X-X-X | Indoor Luminaires | Linear Ambient | Direct Linear Ambient Luminaires | Standard | FALSE | [9 empty] | 4/2/2015 | Dimmable | Continuous (Can dim down to ≤ 10% (W)) | Not Yet Verified |  |  | 6355.5097 | 113.027 | 56.23 | 6.43 | 0.9951 | 3105 | 82.92
P1FARM62 | Delviro | Delviro Energy | ZIP8-60-35K-U-FR-X-X-X-X | Indoor Luminaires | Linear Ambient | Direct Linear Ambient Luminaires | Standard | FALSE | [9 empty] | 4/2/2015 | Dimmable | Continuous (Can dim down to ≤ 10% (W)) | Not Yet Verified |  |  | 6561.9647 | 116.6986 | 56.23 | 6.43 | 0.9951 | 3633.5 | 83.2475
P1YWNQ1R | Delviro | Delviro Energy | ZIP8-60-4K-U-FR-X-X-X-X | Indoor Luminaires | Linear Ambient | Direct Linear Ambient Luminaires | Standard | FALSE | [9 empty] | 4/2/2015 | Dimmable | Continuous (Can dim down to ≤ 10% (W)) | Not Yet Verified |  |  | 6768.4197 | 120.3703 | 56.23 | 6.43 | 0.9951 | 4162 | 83.575
PEJ2QKMV | Delviro | Delviro Energy | ZIP8-60-5K-U-FR-X-X-X-X | Indoor Luminaires | Linear Ambient | Direct Linear Ambient Luminaires | Standard | FALSE | [9 empty] | 4/2/2015 | Dimmable | Continuous (Can dim down to ≤ 10% (W)) | Not Yet Verified |  |  | 7181.3296 | 127.7135 | 56.23 | 6.43 | 0.9951 | 5219 | 84.23
PU6981DN | Delviro | Delviro Energy | ZIP8-80-3K-U-FR-X-X-X-X | Indoor Luminaires | Linear Ambient | Direct Linear Ambient Luminaires | Standard | FALSE | [9 empty] | 4/2/2015 | Dimmable | Continuous (Can dim down to ≤ 10% (W)) | Not Yet Verified |  |  | 8301.6822 | 105.7135 | 78.53 | 6.43 | 0.9951 | 3105 | 82.92
P7UQ536Z | Delviro | Delviro Energy | ZIP8-80-35K-U-FR-X-X-X-X | Indoor Luminaires | Linear Ambient | Direct Linear Ambient Luminaires | Standard | FALSE | [9 empty] | 4/2/2015 | Dimmable | Continuous (Can dim down to ≤ 10% (W)) | Not Yet Verified |  |  | 8571.3574 | 109.1475 | 78.53 | 6.43 | 0.9951 | 3633.5 | 83.2475
PJAZW5EJ | Delviro | Delviro Energy | ZIP8-80-4K-U-FR-X-X-X-X | Indoor Luminaires | Linear Ambient | Direct Linear Ambient Luminaires | Standard | FALSE | [9 empty] | 4/2/2015 | Dimmable | Continuous (Can dim down to ≤ 10% (W)) | Not Yet Verified |  |  | 8841.0327 | 112.5816 | 78.53 | 6.43 | 0.9951 | 4162 | 83.575
P57CCZ5P | Delviro | Delviro Energy | ZIP8-80-5K-U-FR-X-X-X-X | Indoor Luminaires | Linear Ambient | Direct Linear Ambient Luminaires | Standard | FALSE | [9 empty] | 4/2/2015 | Dimmable | Continuous (Can dim down to ≤ 10% (W)) | Not Yet Verified |  |  | 9199.4169 | 119.4497 | 77.015 | 6.43 | 0.9951 | 5219 | 84.23
PKAJ7XGG | Delviro | Delviro Energy | ZIP8-100-3K-U-FR-X-X-X-X | Indoor Luminaires | Linear Ambient | Direct Linear Ambient Luminaires | Standard | FALSE | [9 empty] | 4/2/2015 | Dimmable | Continuous (Can dim down to ≤ 10% (W)) | Not Yet Verified |  |  | 9675 | 98.4 | 99.23 | 7.4 | 0.9967 | 3105 | 82.92
PKATW2Q4 | Delviro | Delviro Energy | ZIP8-100-35K-U-FR-X-X-X-X | Indoor Luminaires | Linear Ambient | Direct Linear Ambient Luminaires | Standard | FALSE | [9 empty] | 4/2/2015 | Dimmable | Continuous (Can dim down to ≤ 10% (W)) | Not Yet Verified |  |  | 10081.4173 | 101.5965 | 99.23 | 7.4 | 0.9967 | 3633.5 | 83.2475
PEFTX426 | Delviro | Delviro Energy | ZIP8-100-4K-U-FR-X-X-X-X | Indoor Luminaires | Linear Ambient | Direct Linear Ambient Luminaires | Standard | FALSE | [9 empty] | 4/2/2015 | Dimmable | Continuous (Can dim down to ≤ 10% (W)) | Not Yet Verified |  |  | 10398.6026 | 104.7929 | 99.23 | 7.4 | 0.9967 | 4162 | 83.575
PJC4QGMZ | Delviro | Delviro Energy | ZIP8-100-5K-U-FR-X-X-X-X | Indoor Luminaires | Linear Ambient | Direct Linear Ambient Luminaires | Standard | FALSE | [9 empty] | 4/2/2015 | Dimmable | Continuous (Can dim down to ≤ 10% (W)) | Not Yet Verified |  |  | 11032.9732 | 111.1859 | 99.23 | 7.4 | 0.9967 | 5219 | 84.23
P876AH9W | Delviro | Delviro Energy | ZIP4-60-3K-H-FR-X-X-X-X | Indoor Luminaires | Linear Ambient | Direct Linear Ambient Luminaires | Standard | FALSE | [9 empty] | 4/2/2015 | Dimmable | Continuous (Can dim down to ≤ 10% (W)) | Not Yet Verified |  |  | 6401 | 107.2 | 59.72 | 18.95 | 0.9235 | 3051 | 84.22
PTF7EYT8 | Delviro | Delviro Energy | ZIP4-60-35K-H-FR-X-X-X-X | Indoor Luminaires | Linear Ambient | Direct Linear Ambient Luminaires | Standard | FALSE | [9 empty] | 4/2/2015 | Dimmable | Continuous (Can dim down to ≤ 10% (W)) | Not Yet Verified |  |  | 6609.9487 | 110.6823 | 59.72 | 18.95 | 0.9235 | 3633.5 | 83.2475
P9FAD1RZ | Delviro | Delviro Energy | ZIP4-60-4K-H-FR-X-X-X-X | Indoor Luminaires | Linear Ambient | Direct Linear Ambient Luminaires | Standard | FALSE | [9 empty] | 4/2/2015 | Dimmable | Continuous (Can dim down to ≤ 10% (W)) | Not Yet Verified |  |  | 6817.9133 | 114.1647 | 59.72 | 18.95 | 0.9235 | 4162 | 83.575
P1VQ5DSA | Delviro | Delviro Energy | ZIP4-60-5K-H-FR-X-X-X-X | Indoor Luminaires | Linear Ambient | Direct Linear Ambient Luminaires | Standard | FALSE | [9 empty] | 4/2/2015 | Dimmable | Continuous (Can dim down to ≤ 10% (W)) | Not Yet Verified |  |  | 7233.8426 | 121.1293 | 59.72 | 18.95 | 0.9235 | 5219 | 84.23
PKYER7XV | Delviro | Delviro Energy | ZIP4-15-35K-H-FR-X-X-X-X | Indoor Luminaires | Linear Ambient | Direct Linear Ambient Luminaires | Standard | FALSE | [9 empty] | 5/12/2015 | Dimmable | Continuous (Can dim down to ≤ 10% (W)) | Not Yet Verified |  |  | 1800.1624 | 97.5698 | 18.45 |  |  | 3645.5 | 84.3025
PUW9UQKU | Delviro | Delviro Energy | ZIP4-15-4K-H-FR-X-X-X-X | Indoor Luminaires | Linear Ambient | Direct Linear Ambient Luminaires | Standard | FALSE | [9 empty] | 5/12/2015 | Dimmable | Continuous (Can dim down to ≤ 10% (W)) | Not Yet Verified |  |  | 1856.7997 | 100.6395 | 18.45 |  |  | 4170 | 84.245
PMBFWNBQ | Delviro | Delviro Energy | ZIP4-15-5K-H-FR-X-X-X-X | Indoor Luminaires | Linear Ambient | Direct Linear Ambient Luminaires | Standard | FALSE | [9 empty] | 5/12/2015 | Dimmable | Continuous (Can dim down to ≤ 10% (W)) | Not Yet Verified |  |  | 1970.0745 | 106.7791 | 18.45 |  |  | 5219 | 84.13
PHMQWBYE | Delviro | Delviro Energy | ZIP4-20-3K-H-FR-X-X-X-X | Indoor Luminaires | Linear Ambient | Direct Linear Ambient Luminaires | Standard | FALSE | [9 empty] | 5/12/2015 | Dimmable | Continuous (Can dim down to ≤ 10% (W)) | Not Yet Verified |  |  | 2296.5406 | 93.1659 | 24.65 |  |  | 3094 | 84.3
PUR69G47 | Delviro | Delviro Energy | ZIP4-20-35K-H-FR-X-X-X-X | Indoor Luminaires | Linear Ambient | Direct Linear Ambient Luminaires | Standard | FALSE | [9 empty] | 5/12/2015 | Dimmable | Continuous (Can dim down to ≤ 10% (W)) | Not Yet Verified |  |  | 2371.1423 | 96.1924 | 24.65 |  |  | 3645.5 | 84.3025
PXYPRXT5 | Delviro | Delviro Energy | ZIP4-20-4K-H-FR-X-X-X-X | Indoor Luminaires | Linear Ambient | Direct Linear Ambient Luminaires | Standard | FALSE | [9 empty] | 5/12/2015 | Dimmable | Continuous (Can dim down to ≤ 10% (W)) | Not Yet Verified |  |  | 2445.7441 | 99.2188 | 24.65 |  |  | 4170 | 84.245
PY4Y75X5 | Delviro | Delviro Energy | ZIP4-20-5K-H-FR-X-X-X-X | Indoor Luminaires | Linear Ambient | Direct Linear Ambient Luminaires | Standard | FALSE | [9 empty] | 5/12/2015 | Dimmable | Continuous (Can dim down to ≤ 10% (W)) | Not Yet Verified |  |  | 2594.9476 | 105.2717 | 24.65 |  |  | 5219 | 84.13
PYANAFMA | Delviro | Delviro Energy | ZIP4-60-35K-U-FR-X-X-X-X | Indoor Luminaires | Linear Ambient | Direct Linear Ambient Luminaires | Standard | FALSE | [9 empty] | 4/2/2015 | Dimmable | Continuous (Can dim down to ≤ 10% (W)) | Not Yet Verified |  |  | 6415.2541 | 114.0895 | 56.23 | 6.43 | 0.9951 | 3633.5 | 83.2475
PCHBRAPB | Delviro | Delviro Energy | ZIP4-60-4K-U-FR-X-X-X-X | Indoor Luminaires | Linear Ambient | Direct Linear Ambient Luminaires | Standard | FALSE | [9 empty] | 4/2/2015 | Dimmable | Continuous (Can dim down to ≤ 10% (W)) | Not Yet Verified |  |  | 6617.0932 | 117.6791 | 56.23 | 6.43 | 0.9951 | 4162 | 83.575
PUHTJ5Y4 | Delviro | Delviro Energy | ZIP4-60-5K-U-FR-X-X-X-X | Indoor Luminaires | Linear Ambient | Direct Linear Ambient Luminaires | Standard | FALSE | [9 empty] | 4/2/2015 | Dimmable | Continuous (Can dim down to ≤ 10% (W)) | Not Yet Verified |  |  | 7020.7714 | 124.8581 | 56.23 | 6.43 | 0.9951 | 5219 | 84.23
PHD5ZBJH | Delviro | Delviro Energy | ZIP4-80-3K-U-FR-X-X-X-X | Indoor Luminaires | Linear Ambient | Direct Linear Ambient Luminaires | Standard | FALSE | [9 empty] | 4/2/2015 | Dimmable | Continuous (Can dim down to ≤ 10% (W)) | Not Yet Verified |  |  | 8116.0755 | 103.35 | 78.53 | 6.43 | 0.9951 | 3105 | 82.92
PN3WR6RK | Delviro | Delviro Energy | ZIP4-80-35K-U-FR-X-X-X-X | Indoor Luminaires | Linear Ambient | Direct Linear Ambient Luminaires | Standard | FALSE | [9 empty] | 4/2/2015 | Dimmable | Continuous (Can dim down to ≤ 10% (W)) | Not Yet Verified |  |  | 8379.7214 | 106.7073 | 78.53 | 6.43 | 0.9951 | 3633.5 | 83.2475
PXH9ZQGQ | Delviro | Delviro Energy | ZIP4-80-4K-U-FR-X-X-X-X | Indoor Luminaires | Linear Ambient | Direct Linear Ambient Luminaires | Standard | FALSE | [9 empty] | 4/2/2015 | Dimmable | Continuous (Can dim down to ≤ 10% (W)) | Not Yet Verified |  |  | 8643.3673 | 110.0645 | 78.53 | 6.43 | 0.9951 | 4162 | 83.575
P6VK7NAH | Delviro | Delviro Energy | ZIP4-80-5K-U-FR-X-X-X-X | Indoor Luminaires | Linear Ambient | Direct Linear Ambient Luminaires | Standard | FALSE | [9 empty] | 4/2/2015 | Dimmable | Continuous (Can dim down to ≤ 10% (W)) | Not Yet Verified |  |  | 8993.7388 | 116.779 | 77.015 | 6.43 | 0.9951 | 5219 | 84.23
PDXVTQGW | Delviro | Delviro Energy | ZIP4-80-35K-H-FR-X-X-X-X | Indoor Luminaires | Linear Ambient | Direct Linear Ambient Luminaires | Standard | FALSE | [9 empty] | 4/2/2015 | Dimmable | Continuous (Can dim down to ≤ 10% (W)) | Not Yet Verified |  |  | 8111.9017 | 103.4549 | 78.41 | 13.5 | 0.9596 | 3633.5 | 83.2475
PAWTEH7K | Delviro | Delviro Energy | ZIP4-80-4K-H-FR-X-X-X-X | Indoor Luminaires | Linear Ambient | Direct Linear Ambient Luminaires | Standard | FALSE | [9 empty] | 4/2/2015 | Dimmable | Continuous (Can dim down to ≤ 10% (W)) | Not Yet Verified |  |  | 8367.1213 | 106.7099 | 78.41 | 13.5 | 0.9596 | 4162 | 83.575
P63MS59H | Delviro | Delviro Energy | ZIP4-80-5K-H-FR-X-X-X-X | Indoor Luminaires | Linear Ambient | Direct Linear Ambient Luminaires | Standard | FALSE | [9 empty] | 4/2/2015 | Dimmable | Continuous (Can dim down to ≤ 10% (W)) | Not Yet Verified |  |  | 8877.5606 | 113.2198 | 78.41 | 13.5 | 0.9596 | 5219 | 84.23
PNREESVV | Delviro | Delviro Energy | ZIP8-60-3K-H-FR-X-X-X-X | Indoor Luminaires | Linear Ambient | Direct Linear Ambient Luminaires | Standard | FALSE | [9 empty] | 4/2/2015 | Dimmable | Continuous (Can dim down to ≤ 10% (W)) | Not Yet Verified |  |  | 6548.3911 | 109.6516 | 59.72 | 18.95 | 0.9235 | 3053 | 83.98
P1PZ2AX5 | Delviro | Delviro Energy | ZIP8-60-35K-H-FR-X-X-X-X | Indoor Luminaires | Linear Ambient | Direct Linear Ambient Luminaires | Standard | FALSE | [9 empty] | 4/2/2015 | Dimmable | Continuous (Can dim down to ≤ 10% (W)) | Not Yet Verified |  |  | 6761.1117 | 113.2135 | 59.72 | 18.95 | 0.9235 | 3633.5 | 83.2475
PURVKJD1 | Delviro | Delviro Energy | ZIP8-60-4K-H-FR-X-X-X-X | Indoor Luminaires | Linear Ambient | Direct Linear Ambient Luminaires | Standard | FALSE | [9 empty] | 4/2/2015 | Dimmable | Continuous (Can dim down to ≤ 10% (W)) | Not Yet Verified |  |  | 6973.8323 | 116.7755 | 59.72 | 18.95 | 0.9235 | 4162 | 83.575
P8715U1B | Delviro | Delviro Energy | ZIP8-60-5K-H-FR-X-X-X-X | Indoor Luminaires | Linear Ambient | Direct Linear Ambient Luminaires | Standard | FALSE | [9 empty] | 4/2/2015 | Dimmable | Continuous (Can dim down to ≤ 10% (W)) | Not Yet Verified |  |  | 7399.2735 | 123.8994 | 59.72 | 18.95 | 0.9235 | 5219 | 84.23
PWF8BTD1 | Delviro | Delviro Energy | ZIP8-80-3K-H-FR-X-X-X-X | Indoor Luminaires | Linear Ambient | Direct Linear Ambient Luminaires | Standard | FALSE | [9 empty] | 4/2/2015 | Dimmable | Continuous (Can dim down to ≤ 10% (W)) | Not Yet Verified |  |  | 8036.3566 | 102.4915 | 78.41 | 13.5 | 0.9596 | 3053 | 83.98
PFQP8WAJ | Delviro | Delviro Energy | ZIP8-80-35K-H-FR-X-X-X-X | Indoor Luminaires | Linear Ambient | Direct Linear Ambient Luminaires | Standard | FALSE | [9 empty] | 4/2/2015 | Dimmable | Continuous (Can dim down to ≤ 10% (W)) | Not Yet Verified |  |  | 8297.4129 | 105.8208 | 78.41 | 13.5 | 0.9596 | 3633.5 | 83.2475
PG4NHKQM | Delviro | Delviro Energy | ZIP8-80-4K-H-FR-X-X-X-X | Indoor Luminaires | Linear Ambient | Direct Linear Ambient Luminaires | Standard | FALSE | [9 empty] | 4/2/2015 | Dimmable | Continuous (Can dim down to ≤ 10% (W)) | Not Yet Verified |  |  | 8558.4692 | 109.1502 | 78.41 | 13.5 | 0.9596 | 4162 | 83.575
PN1FW6SP | Delviro | Delviro Energy | ZIP8-80-5K-H-FR-X-X-X-X | Indoor Luminaires | Linear Ambient | Direct Linear Ambient Luminaires | Standard | FALSE | [9 empty] | 4/2/2015 | Dimmable | Continuous (Can dim down to ≤ 10% (W)) | Not Yet Verified |  |  | 9080.5818 | 115.809 | 78.41 | 13.5 | 0.9596 | 5219 | 84.23
P57HZEWU | Delviro | Delviro | ECOCTC45500-60-4K-U-X-IND-X-X-X | Indoor Luminaires | Linear Ambient | Direct Linear Ambient Luminaires | Premium | TRUE | 6453 | 109.1 | 59.16 | 14 | 0.98 | 4094 | 83.41 | 5 | 50000 | 6/27/2016 | Dimmable | Continuous (Can dim down to ≤ 10% (W)) | Yes |  | 3.1 | 6453 | 109.1 | 59.16 | 8.52 | 0.996 | 4094 | 83.4
PEDFQ691 | Delviro | Delviro | ECOCTC45500-60-5K-U-X-IND-X-X-X | Indoor Luminaires | Linear Ambient | Direct Linear Ambient Luminaires | Premium | TRUE | 7143 | 120.5 | 59.27 | 8.3 | 0.9963 | 5108 | 82.9 | 5 | 50000 | 6/27/2016 | Dimmable | Continuous (Can dim down to ≤ 10% (W)) | Yes |  | 3.1 | 7143 | 120.5 | 59.27 | 8.3 | 0.996 | 5108 | 82.9
P2YSGMX8 | Delviro | Delviro | ECOCTC45500-60-5K-H-X-IND-X-X-X | Indoor Luminaires | Linear Ambient | Direct Linear Ambient Luminaires | Premium | FALSE | [9 empty] | 6/27/2016 | Dimmable | Continuous (Can dim down to ≤ 10% (W)) | Yes |  |  | 7807.16 | 124.8 | 62.56 | 7.52 | 0.984 | 5108 | 82.8
PR31EVDC | Delviro | Delviro | ECOCTC811000-120-4K-U-X-IND-X-X-X | Indoor Luminaires | Linear Ambient | Direct Linear Ambient Luminaires | Premium | FALSE | [9 empty] | 6/27/2016 | Dimmable | Continuous (Can dim down to ≤ 10% (W)) | Yes |  |  | 13206 | 110 | 120.11 | 8.43 | 0.996 | 4094 | 83.4
PTYF9C9F | Delviro | Delviro | ECOCTC811000-120-4K-H-X-IND-X-X-X | Indoor Luminaires | Linear Ambient | Direct Linear Ambient Luminaires | Premium | FALSE | [9 empty] | 6/27/2016 | Dimmable | Continuous (Can dim down to ≤ 10% (W)) | Yes |  |  | 14433.89 | 113.86 | 126.77 | 7.64 | 0.984 | 4094 | 83.4
P4YAZZCH | Delviro | Delviro | ECOCTC811000-120-5K-U-X-IND-X-X-X | Indoor Luminaires | Linear Ambient | Direct Linear Ambient Luminaires | Premium | FALSE | [9 empty] | 6/27/2016 | Dimmable | Continuous (Can dim down to ≤ 10% (W)) | Yes |  |  | 14618.08 | 121.48 | 120.33 | 8.21 | 0.996 | 5108 | 82.9
PYWG6MWD | Delviro | Delviro | ECOCTC811000-120-5K-H-X-IND-X-X-X | Indoor Luminaires | Linear Ambient | Direct Linear Ambient Luminaires | Premium | FALSE | [9 empty] | 6/27/2016 | Dimmable | Continuous (Can dim down to ≤ 10% (W)) | Yes |  |  | 15977.27 | 125.8 | 127 | 7.44 | 0.984 | 5108 | 82.8
PVZFW1YG | Delviro | Delviro | ECOCTC45500-60-4K-H-X-IND-X-X-X | Indoor Luminaires | Linear Ambient | Direct Linear Ambient Luminaires | Premium | FALSE | [9 empty] | 6/27/2016 | Dimmable | Continuous (Can dim down to ≤ 10% (W)) | Yes |  |  | 7053 | 113 | 62.44 | 7.72 | 0.984 | 4099 | 83.4
P66AJDW1 | Delviro | Delviro Energy | VT4S-30-4K-U-CL-X-X-X-X | Indoor Luminaires | Linear Ambient | Direct Linear Ambient Luminaires | Standard | TRUE | 3673 | 132.9 | 27.63 | 18.62 | 0.9255 | 4044 | 84.6 | 5 | 200000 | 3/26/2015 | Dimmable | Continuous (Can dim down to ≤ 10% (W)) | Not Yet Verified |  | 2.1 | 3673 | 132.9 | 27.63 | 10.66 | 0.9255 | 4044 | 84.6
PGD66P6V | Delviro | Delviro Energy | VT4S-80-4K-H-CL-X-X-X-X | Indoor Luminaires | Linear Ambient | Direct Linear Ambient Luminaires | Standard | TRUE | 8844 | 111.6 | 79.26 | 14.76 | 0.9529 | 4108 | 85.11 | 5 | 200000 | 3/26/2015 | Dimmable | Continuous (Can dim down to ≤ 10% (W)) | Not Yet Verified |  | 2.1 | 8844 | 111.6 | 79.26 | 14.76 | 0.9529 | 4108 | 85.11
PMCCDT5F | Delviro | Delviro Energy | VT4S-30-5K-H-CL-X-X-X-X | Indoor Luminaires | Linear Ambient | Direct Linear Ambient Luminaires | Standard | FALSE | [9 empty] | 3/26/2015 | Dimmable | Continuous (Can dim down to ≤ 10% (W)) | Not Yet Verified |  |  | 3922.41 | 133.32 | 29.42 | 18.96 | 0.9232 | 5215.8665 | 82.17
PREUSQA1 | Delviro | Delviro Energy | VT4S-40-5K-H-CL-X-X-X-X | Indoor Luminaires | Linear Ambient | Direct Linear Ambient Luminaires | Standard | FALSE | [9 empty] | 3/26/2015 | Dimmable | Continuous (Can dim down to ≤ 10% (W)) | Not Yet Verified |  |  | 5155.11 | 131.44 | 39.51 | 18.12 | 0.92914 | 5215.8665 | 82.17
PVGWERSG | Delviro | Delviro Energy | VT4S-60-5K-H-CL-X-X-X-X | Indoor Luminaires | Linear Ambient | Direct Linear Ambient Luminaires | Standard | FALSE | [9 empty] | 3/26/2015 | Dimmable | Continuous (Can dim down to ≤ 10% (W)) | Not Yet Verified |  |  | 7620.5 | 127.67 | 59.67 | 16.44 | 0.94102 | 5215.8665 | 82.17
PMSY3USY | Delviro | Delviro Energy | VT4S-80-5K-H-CL-X-X-X-X | Indoor Luminaires | Linear Ambient | Direct Linear Ambient Luminaires | Standard | FALSE | [9 empty] | 3/26/2015 | Dimmable | Continuous (Can dim down to ≤ 10% (W)) | Not Yet Verified |  |  | 10074.69 | 120.02 | 83.96 | 14.76 | 0.9529 | 5215.8665 | 82.17
P4QJC8E1 | Delviro | Delviro Energy | VT4S-40-4K-U-CL-X-X-X-X | Indoor Luminaires | Linear Ambient | Direct Linear Ambient Luminaires | Standard | FALSE | [9 empty] | 3/26/2015 | Dimmable | Continuous (Can dim down to ≤ 10% (W)) | Not Yet Verified |  |  | 4827.31 | 130.17 | 37.08 | 4.58 | 0.99 | 4044 | 84.6
P5NV96WR | Delviro | Delviro Energy | VT4S-60-4K-U-CL-X-X-X-X | Indoor Luminaires | Linear Ambient | Direct Linear Ambient Luminaires | Standard | FALSE | [9 empty] | 3/26/2015 | Dimmable | Continuous (Can dim down to ≤ 10% (W)) | Not Yet Verified |  |  | 7135.95 | 127.4 | 56.01 | 4.58 | 0.997 | 4044 | 84.6
PPAX7FGF | Delviro | Delviro Energy | VT4S-80-4K-U-CL-X-X-X-X | Indoor Luminaires | Linear Ambient | Direct Linear Ambient Luminaires | Standard | FALSE | [9 empty] | 3/26/2015 | Dimmable | Continuous (Can dim down to ≤ 10% (W)) | Not Yet Verified |  |  | 9312 | 114.2 | 81.56 | 4.58 | 0.9985 | 4071 | 84.27
PM2B2U9M | Delviro | Delviro Energy | VT4S-30-5K-U-CL-X-X-X-X | Indoor Luminaires | Linear Ambient | Direct Linear Ambient Luminaires | Standard | FALSE | [9 empty] | 3/26/2015 | Dimmable | Continuous (Can dim down to ≤ 10% (W)) | Not Yet Verified |  |  | 3847 | 139.3 | 27.62 | 10.66 | 0.992 | 5212 | 83.56
PB4SS68T | Delviro | Delviro Energy | VT4S-40-5K-U-CL-X-X-X-X | Indoor Luminaires | Linear Ambient | Direct Linear Ambient Luminaires | Standard | FALSE | [9 empty] | 3/26/2015 | Dimmable | Continuous (Can dim down to ≤ 10% (W)) | Not Yet Verified |  |  | 5056 | 137.33 | 37.08 | 4.58 | 0.99 | 5212 | 83.56
PP3TBK4K | Delviro | Delviro Energy | VT4S-60-5K-U-CL-X-X-X-X | Indoor Luminaires | Linear Ambient | Direct Linear Ambient Luminaires | Standard | FALSE | [9 empty] | 3/26/2015 | Dimmable | Continuous (Can dim down to ≤ 10% (W)) | Not Yet Verified |  |  | 7474 | 133.4 | 56.01 | 4.58 | 0.997 | 5212 | 83.56
P2Q9YQRS | Delviro | Delviro Energy | VT4S-80-5K-U-CL-X-X-X-X | Indoor Luminaires | Linear Ambient | Direct Linear Ambient Luminaires | Standard | FALSE | [9 empty] | 3/26/2015 | Dimmable | Continuous (Can dim down to ≤ 10% (W)) | Not Yet Verified |  |  | 9881 | 125.4 | 78.8 | 4.72 | 0.999 | 5212 | 83.56
P6PM7QUT | Delviro | Delviro Energy | VT4S-30-4K-H-CL-X-X-X-X | Indoor Luminaires | Linear Ambient | Direct Linear Ambient Luminaires | Standard | FALSE | [9 empty] | 3/26/2015 | Dimmable | Continuous (Can dim down to ≤ 10% (W)) | Not Yet Verified |  |  | 3745 | 127.2 | 29.44 | 18.96 | 0.9232 | 4047 | 83.2
PXGKQEP3 | Delviro | Delviro Energy | VT4S-40-4K-H-CL-X-X-X-X | Indoor Luminaires | Linear Ambient | Direct Linear Ambient Luminaires | Standard | FALSE | [9 empty] | 3/26/2015 | Dimmable | Continuous (Can dim down to ≤ 10% (W)) | Not Yet Verified |  |  | 4921.94 | 124.59 | 39.51 | 18.12 | 0.92914 | 4047 | 83.2
PUDTAX7A | Delviro | Delviro Energy | VT4S-60-4K-H-CL-X-X-X-X | Indoor Luminaires | Linear Ambient | Direct Linear Ambient Luminaires | Standard | FALSE | [9 empty] | 3/26/2015 | Dimmable | Continuous (Can dim down to ≤ 10% (W)) | Not Yet Verified |  |  | 7275.83 | 121.94 | 59.67 | 16.44 | 0.94102 | 4047 | 83.2
PXFDJN3K | Delviro | Delviro Energy | DTL4-39-35K-H-NL-X-X-X-X | Indoor Luminaires | Linear Ambient | Direct Linear Ambient Luminaires | Standard | TRUE | 4218 | 93.2 | 45.26 | 19.7 | 0.88 | 3609 | 85 | 5 | 200000 | 6/18/2015 | Dimmable | Continuous (Can dim down to ≤ 10% (W)) | Not Yet Verified |  | 2.1 | 4500 | 112.5 | 40 |  |  | 3500 | 80
PGSP7MFE | Delviro | Delviro Energy | DTL4-40-35K-H-NL-X-X-X-X | Indoor Luminaires | Linear Ambient | Direct Linear Ambient Luminaires | Standard | TRUE | 4496 | 93.1 | 48.31 |  |  |  |  | 5 | 200000 | 6/18/2015 | Dimmable | Continuous (Can dim down to ≤ 10% (W)) | Not Yet Verified |  | 2.1 | 4500 | 112.5 | 40 |  |  | 3500 | 80
PNY9QJE1 | Delviro | Delviro Energy | DTL4-40-5K-U-NL-X-X-X-X | Indoor Luminaires | Linear Ambient | Direct Linear Ambient Luminaires | Standard | TRUE | 5160 | 115.8 | 44.58 | 10.69 | 0.9134 | 5068 | 82 | 5 | 200000 | 6/18/2015 | Dimmable | Continuous (Can dim down to ≤ 10% (W)) | Not Yet Verified |  | 2.1 | 4500 | 112.5 | 40 |  |  | 5000 | 80
PWP8Z6CC | Delviro | Delviro Energy | DTL4-40-35K-U-NL-X-X-X-X | Indoor Luminaires | Linear Ambient | Direct Linear Ambient Luminaires | Standard | FALSE | [9 empty] | 6/18/2015 | Dimmable | Continuous (Can dim down to ≤ 10% (W)) | Not Yet Verified |  |  | 4500 | 112.5 | 40 |  |  | 3500 | 80
P6KJ9G86 | Delviro | Delviro Energy | DTL4-40-4K-U-NL-X-X-X-X | Indoor Luminaires | Linear Ambient | Direct Linear Ambient Luminaires | Standard | FALSE | [9 empty] | 6/18/2015 | Dimmable | Continuous (Can dim down to ≤ 10% (W)) | Not Yet Verified |  |  | 4500 | 112.5 | 40 |  |  | 4000 | 80
PUF78CKK | Delviro | Delviro Energy | DTL8-80-35K-U-NL-X-X-X-X | Indoor Luminaires | Linear Ambient | Direct Linear Ambient Luminaires | Standard | FALSE | [9 empty] | 6/18/2015 | Dimmable | Continuous (Can dim down to ≤ 10% (W)) | Not Yet Verified |  |  | 9000 | 112.5 | 80 |  |  | 3500 | 80
P9SA653G | Delviro | Delviro Energy | DTL8-80-4K-U-NL-X-X-X-X | Indoor Luminaires | Linear Ambient | Direct Linear Ambient Luminaires | Standard | FALSE | [9 empty] | 6/18/2015 | Dimmable | Continuous (Can dim down to ≤ 10% (W)) | Not Yet Verified |  |  | 9000 | 112.5 | 80 |  |  | 4000 | 80
PQ5673UA | Delviro | Delviro Energy | DTL8-80-5K-U-NL-X-X-X-X | Indoor Luminaires | Linear Ambient | Direct Linear Ambient Luminaires | Standard | FALSE | [9 empty] | 6/18/2015 | Dimmable | Continuous (Can dim down to ≤ 10% (W)) | Not Yet Verified |  |  | 9000 | 112.5 | 80 |  |  | 5000 | 80
P3FUSZGK | Delviro | Delviro Energy | DTL4-40-4K-H-NL-X-X-X-X | Indoor Luminaires | Linear Ambient | Direct Linear Ambient Luminaires | Standard | FALSE | [9 empty] | 6/18/2015 | Dimmable | Continuous (Can dim down to ≤ 10% (W)) | Not Yet Verified |  |  | 4500 | 112.5 | 40 |  |  | 4000 | 80
PFE8EHJ3 | Delviro | Delviro Energy | DTL4-40-5K-H-NL-X-X-X-X | Indoor Luminaires | Linear Ambient | Direct Linear Ambient Luminaires | Standard | FALSE | [9 empty] | 6/18/2015 | Dimmable | Continuous (Can dim down to ≤ 10% (W)) | Not Yet Verified |  |  | 4500 | 112.5 | 40 |  |  | 5000 | 80
PSCRF4RX | Delviro | Delviro Energy | DTL8-80-35K-H-NL-X-X-X-X | Indoor Luminaires | Linear Ambient | Direct Linear Ambient Luminaires | Standard | FALSE | [9 empty] | 6/18/2015 | Dimmable | Continuous (Can dim down to ≤ 10% (W)) | Not Yet Verified |  |  | 9000 | 112.5 | 80 |  |  | 3500 | 80
P773AK5S | Delviro | Delviro Energy | DTL8-80-4K-H-NL-X-X-X-X | Indoor Luminaires | Linear Ambient | Direct Linear Ambient Luminaires | Standard | FALSE | [9 empty] | 6/18/2015 | Dimmable | Continuous (Can dim down to ≤ 10% (W)) | Not Yet Verified |  |  | 9000 | 112.5 | 80 |  |  | 4000 | 80
PRNCQP62 | Delviro | Delviro Energy | DTL8-80-5K-H-NL-X-X-X-X | Indoor Luminaires | Linear Ambient | Direct Linear Ambient Luminaires | Standard | FALSE | [9 empty] | 6/18/2015 | Dimmable | Continuous (Can dim down to ≤ 10% (W)) | Not Yet Verified |  |  | 9000 | 112.5 | 80 |  |  | 5000 | 80
PQ7A3THH | Delviro | Delviro | DelTask4-1x4-40-5K-U-NL-WH-4.25-N | Indoor Luminaires | Linear Ambient | Direct Linear Ambient Luminaires | Premium | TRUE | 5904 | 141.8 | 41.64 | 11.3 | 0.934 | 4915 | 83.01 | 5 | 100000 | 7/26/2016 | Dimmable | Continuous (Can dim down to ≤ 10% (W)) | Yes |  | 3.1 | 5904 | 141.79 | 41.64 | 7.52 | 0.9968 | 4915 | 83.01
P9DMZ4CW | Delviro | Delviro | DelTask5-1x8-30-4K-H-NL-WH-5-N | Indoor Luminaires | Linear Ambient | Direct Linear Ambient Luminaires | Premium | TRUE | 4069.67 | 132.43 | 30.73 | 14.1 | 0.93 |  |  | 5 | 100000 | 7/26/2016 | Dimmable | Continuous (Can dim down to ≤ 10% (W)) | Yes |  | 3.1 | 4069.67 | 132.43 | 30.73 | 12.84 | 0.9476 | 4025 | 84.53
PRQU475P | Delviro | Delviro | DelTask4-1x4-40-4K-H-NL-WH-4.25-N | Indoor Luminaires | Linear Ambient | Direct Linear Ambient Luminaires | Premium | TRUE | 5420 | 130 | 41.68 |  | 0.969 | 3976 | 83.3 | 5 | 100000 | 7/26/2016 | Dimmable | Continuous (Can dim down to ≤ 10% (W)) | Yes |  | 3.1 | 5420 | 130 | 41.68 | 16.3 | 0.969 | 3976 | 83.33
PHMU7RTU | Delviro | Delviro | DelTask4-1x4-20-5K-U-NL-WH-4.25-N | Indoor Luminaires | Linear Ambient | Direct Linear Ambient Luminaires | Premium | FALSE | [9 empty] | 7/26/2016 | Dimmable | Continuous (Can dim down to ≤ 10% (W)) | Yes |  |  | 3485.76 | 164.38 | 21.2 | 9.06 | 0.938 | 4915 | 82.15
PDTK6BGJ | Delviro | Delviro | DelTask4-1x4-20-5K-H-NL-WH-4.25-N | Indoor Luminaires | Linear Ambient | Direct Linear Ambient Luminaires | Premium | FALSE | [9 empty] | 7/26/2016 | Dimmable | Continuous (Can dim down to ≤ 10% (W)) | Yes |  |  | 3453.26 | 162.81 | 21.21 | 11.3 | 0.934 | 4915 | 83.33
PB2Q9BXQ | Delviro | Delviro | DelTask4-1x4-30-5K-U-NL-WH-4.25-N | Indoor Luminaires | Linear Ambient | Direct Linear Ambient Luminaires | Premium | FALSE | [9 empty] | 7/26/2016 | Dimmable | Continuous (Can dim down to ≤ 10% (W)) | Yes |  |  | 4694.88 | 149.41 | 31.42 | 8.29 | 0.9674 | 4915 | 82.58
PSUXY7J3 | Delviro | Delviro | DelTask4-1x4-30-5K-H-NL-WH-4.25-N | Indoor Luminaires | Linear Ambient | Direct Linear Ambient Luminaires | Premium | FALSE | [9 empty] | 7/26/2016 | Dimmable | Continuous (Can dim down to ≤ 10% (W)) | Yes |  |  | 4651.11 | 147.98 | 31.43 | 10.34 | 0.9632 | 4915 | 83.77
PDXK7BMT | Delviro | Delviro | DelTask5-1x8-40-4K-U-NL-WH-5-N | Indoor Luminaires | Linear Ambient | Direct Linear Ambient Luminaires | Premium | FALSE | [9 empty] | 7/26/2016 | Dimmable | Continuous (Can dim down to ≤ 10% (W)) | Yes |  |  | 5339.17 | 132.94 | 40.16 | 8.39 | 0.9759 | 4001 | 82.74
PGTUHP1U | Delviro | Delviro | DelTask5-1x8-40-4K-H-NL-WH-5-N | Indoor Luminaires | Linear Ambient | Direct Linear Ambient Luminaires | Premium | FALSE | [9 empty] | 7/26/2016 | Dimmable | Continuous (Can dim down to ≤ 10% (W)) | Yes |  |  | 5279.67 | 131.42 | 40.18 | 11.75 | 0.9697 | 4001 | 84.53
PDMPTYDN | Delviro | Delviro | DelTask5-1x8-60-4K-U-NL-WH-5-N | Indoor Luminaires | Linear Ambient | Direct Linear Ambient Luminaires | Premium | FALSE | [9 empty] | 7/26/2016 | Dimmable | Continuous (Can dim down to ≤ 10% (W)) | Yes |  |  | 7875 | 132 | 59.65 | 8.54 | 0.9961 | 3976 | 83.33
P9SKFZZ1 | Delviro | Delviro | DelTask5-1x8-60-4K-H-NL-WH-5-N | Indoor Luminaires | Linear Ambient | Direct Linear Ambient Luminaires | Premium | FALSE | [9 empty] | 7/26/2016 | Dimmable | Continuous (Can dim down to ≤ 10% (W)) | Yes |  |  | 7809.58 | 130.89 | 59.66 | 10.66 | 0.9918 | 3976 | 84.53
PR59MBMF | Delviro | Delviro | DelTask5-1x8-30-5K-U-NL-WH-5-N | Indoor Luminaires | Linear Ambient | Direct Linear Ambient Luminaires | Premium | FALSE | [9 empty] | 7/26/2016 | Dimmable | Continuous (Can dim down to ≤ 10% (W)) | Yes |  |  | 4354.71 | 141.81 | 30.71 | 6.61 | 0.9599 | 4915 | 80.98
PRFDQ6CK | Delviro | Delviro | DelTask5-1x8-30-5K-H-NL-WH-5-N | Indoor Luminaires | Linear Ambient | Direct Linear Ambient Luminaires | Premium | FALSE | [9 empty] | 7/26/2016 | Dimmable | Continuous (Can dim down to ≤ 10% (W)) | Yes |  |  | 4284.23 | 139.45 | 30.72 | 8.25 | 0.9517 | 4915 | 82.15
PV83XSK6 | Delviro | Delviro | DelTask5-1x8-40-5K-U-NL-WH-5-N | Indoor Luminaires | Linear Ambient | Direct Linear Ambient Luminaires | Premium | FALSE | [9 empty] | 7/26/2016 | Dimmable | Continuous (Can dim down to ≤ 10% (W)) | Yes |  |  | 5581.01 | 138.98 | 40.16 | 6.73 | 0.978 | 4915 | 81.56
P38FE8JE | Delviro | Delviro | DelTask5-1x8-40-5K-H-NL-WH-5-N | Indoor Luminaires | Linear Ambient | Direct Linear Ambient Luminaires | Premium | FALSE | [9 empty] | 7/26/2016 | Dimmable | Continuous (Can dim down to ≤ 10% (W)) | Yes |  |  | 5520.59 | 137.44 | 40.17 | 8.39 | 0.9739 | 4915 | 82.74
PEA1NX22 | Delviro | Delviro | DelTask5-1x8-60-5K-U-NL-WH-5-N | Indoor Luminaires | Linear Ambient | Direct Linear Ambient Luminaires | Premium | FALSE | [9 empty] | 7/26/2016 | Dimmable | Continuous (Can dim down to ≤ 10% (W)) | Yes |  |  | 8202.57 | 137.53 | 59.64 | 6.84 | 0.9961 | 4915 | 82.15
PYU6NPNY | Delviro | Delviro | DelTask5-1x8-60-5K-H-NL-WH-5-N | Indoor Luminaires | Linear Ambient | Direct Linear Ambient Luminaires | Premium | FALSE | [9 empty] | 7/26/2016 | Dimmable | Continuous (Can dim down to ≤ 10% (W)) | Yes |  |  | 8137.09 | 136.4 | 59.66 | 8.54 | 0.9961 | 4915 | 83.33
PKDKDHH2 | Delviro | Delviro | DelTask4-1x4-40-5K-H-NL-WH-4.25-N | Indoor Luminaires | Linear Ambient | Direct Linear Ambient Luminaires | Premium | FALSE | [9 empty] | 7/26/2016 | Dimmable | Continuous (Can dim down to ≤ 10% (W)) | Yes |  |  | 5848.96 | 140.43 | 41.65 | 9.38 | 0.9925 | 4915 | 84.21
P4QDBSMP | Delviro | Delviro | DelTask5-1x4-20-4K-U-NL-WH-5-N | Indoor Luminaires | Linear Ambient | Direct Linear Ambient Luminaires | Premium | FALSE | [9 empty] | 7/26/2016 | Dimmable | Continuous (Can dim down to ≤ 10% (W)) | Yes |  |  | 2736.51 | 138.38 | 19.78 | 13.06 | 0.9054 | 4074 | 83.33
PXD45H82 | Delviro | Delviro | DelTask5-1x4-20-4K-H-NL-WH-5-N | Indoor Luminaires | Linear Ambient | Direct Linear Ambient Luminaires | Premium | FALSE | [9 empty] | 7/26/2016 | Dimmable | Continuous (Can dim down to ≤ 10% (W)) | Yes |  |  | 2711 | 137.1 | 19.78 | 16.3 | 0.9016 | 4074 | 84.53
P36JUJ2Z | Delviro | Delviro | DelTask5-1x4-30-4K-U-NL-WH-5-N | Indoor Luminaires | Linear Ambient | Direct Linear Ambient Luminaires | Premium | FALSE | [9 empty] | 7/26/2016 | Dimmable | Continuous (Can dim down to ≤ 10% (W)) | Yes |  |  | 4103.75 | 133.57 | 30.72 | 10.29 | 0.9517 | 4025 | 83.33
PVJDT8B1 | Delviro | Delviro | DelTask5-1x4-30-4K-H-NL-WH-5-N | Indoor Luminaires | Linear Ambient | Direct Linear Ambient Luminaires | Premium | FALSE | [9 empty] | 7/26/2016 | Dimmable | Continuous (Can dim down to ≤ 10% (W)) | Yes |  |  | 4065.5 | 132.3 | 30.73 | 12.84 | 0.9476 | 4025 | 84.53
PXE54PXY | Delviro | Delviro | DelTask5-1x4-40-4K-U-NL-WH-5-N | Indoor Luminaires | Linear Ambient | Direct Linear Ambient Luminaires | Premium | FALSE | [9 empty] | 7/26/2016 | Dimmable | Continuous (Can dim down to ≤ 10% (W)) | Yes |  |  | 5471 | 131.3 | 41.67 | 7.52 | 0.998 | 3976 | 83.33
PDUXQ8P2 | Delviro | Delviro | DelTask5-1x4-40-4K-H-NL-WH-5-N | Indoor Luminaires | Linear Ambient | Direct Linear Ambient Luminaires | Premium | FALSE | [9 empty] | 7/26/2016 | Dimmable | Continuous (Can dim down to ≤ 10% (W)) | Yes |  |  | 5425.55 | 130.17 | 41.68 | 9.38 | 0.9937 | 3976 | 84.53
P3F8KJRT | Delviro | Delviro | DelTask5-1x4-20-5K-U-NL-WH-5-N | Indoor Luminaires | Linear Ambient | Direct Linear Ambient Luminaires | Premium | FALSE | [9 empty] | 7/26/2016 | Dimmable | Continuous (Can dim down to ≤ 10% (W)) | Yes |  |  | 2953.09 | 149.37 | 19.77 | 10.47 | 0.9093 | 4915 | 82.15
PHBV9SCH | Delviro | Delviro | DelTask5-1x4-20-5K-H-NL-WH-5-N | Indoor Luminaires | Linear Ambient | Direct Linear Ambient Luminaires | Premium | FALSE | [9 empty] | 7/26/2016 | Dimmable | Continuous (Can dim down to ≤ 10% (W)) | Yes |  |  | 2925.56 | 147.94 | 19.78 | 13.06 | 0.9054 | 4915 | 83.33
PF9TTJX9 | Delviro | Delviro | DelTask5-1x4-30-5K-U-NL-WH-5-N | Indoor Luminaires | Linear Ambient | Direct Linear Ambient Luminaires | Premium | FALSE | [9 empty] | 7/26/2016 | Dimmable | Continuous (Can dim down to ≤ 10% (W)) | Yes |  |  | 4431.32 | 144.27 | 30.72 | 8.25 | 0.9536 | 4915 | 82.15
P98A4MDY | Delviro | Delviro | DelTask5-1x4-30-5K-H-NL-WH-5-N | Indoor Luminaires | Linear Ambient | Direct Linear Ambient Luminaires | Premium | FALSE | [9 empty] | 7/26/2016 | Dimmable | Continuous (Can dim down to ≤ 10% (W)) | Yes |  |  | 4393.01 | 142.99 | 30.72 | 10.29 | 0.9496 | 4915 | 83.33
PMWDKN73 | Delviro | Delviro | DelTask5-1x4-40-5K-U-NL-WH-5-N | Indoor Luminaires | Linear Ambient | Direct Linear Ambient Luminaires | Premium | FALSE | [9 empty] | 7/26/2016 | Dimmable | Continuous (Can dim down to ≤ 10% (W)) | Yes |  |  | 5909.55 | 141.85 | 41.66 | 6.03 | 0.998 | 4915 | 82.15
PCFHYVHQ | Delviro | Delviro | DelTask5-1x4-40-5K-H-NL-WH-5-N | Indoor Luminaires | Linear Ambient | Direct Linear Ambient Luminaires | Premium | FALSE | [9 empty] | 7/26/2016 | Dimmable | Continuous (Can dim down to ≤ 10% (W)) | Yes |  |  | 5860.46 | 140.64 | 41.67 | 7.52 | 0.9937 | 4915 | 83.33
PCK57VQ8 | Delviro | Delviro | DelTask4-1x8-30-4K-U-NL-WH-4.25-N | Indoor Luminaires | Linear Ambient | Direct Linear Ambient Luminaires | Premium | FALSE | [9 empty] | 7/26/2016 | Dimmable | Continuous (Can dim down to ≤ 10% (W)) | Yes |  |  | 4371.82 | 139.09 | 31.43 | 9.76 | 0.9576 | 3976 | 81.56
PUE7Y134 | Delviro | Delviro | DelTask4-1x8-30-4K-H-NL-WH-4.25-N | Indoor Luminaires | Linear Ambient | Direct Linear Ambient Luminaires | Premium | FALSE | [9 empty] | 7/26/2016 | Dimmable | Continuous (Can dim down to ≤ 10% (W)) | Yes |  |  | 4335.5 | 137.9 | 31.44 | 12.18 | 0.9535 | 3976 | 82.74
PG7S8N56 | Delviro | Delviro | DelTask4-1x8-40-4K-U-NL-WH-4.25-N | Indoor Luminaires | Linear Ambient | Direct Linear Ambient Luminaires | Premium | FALSE | [9 empty] | 7/26/2016 | Dimmable | Continuous (Can dim down to ≤ 10% (W)) | Yes |  |  | 5640.68 | 137.24 | 41.1 | 9.94 | 0.9778 | 3952 | 82.15
PQSYDFRC | Delviro | Delviro | DelTask4-1x8-40-4K-H-NL-WH-4.25-N | Indoor Luminaires | Linear Ambient | Direct Linear Ambient Luminaires | Premium | FALSE | [9 empty] | 7/26/2016 | Dimmable | Continuous (Can dim down to ≤ 10% (W)) | Yes |  |  | 5593.82 | 136.07 | 41.11 | 12.4 | 0.9736 | 3952 | 83.33
P4J4ZQV6 | Delviro | Delviro | DelTask4-1x8-60-4K-U-NL-WH-4.25-N | Indoor Luminaires | Linear Ambient | Direct Linear Ambient Luminaires | Premium | FALSE | [9 empty] | 7/26/2016 | Dimmable | Continuous (Can dim down to ≤ 10% (W)) | Yes |  |  | 8319.71 | 136.29 | 61.04 | 10.11 | 0.998 | 3928 | 82.74
PYF71YZ3 | Delviro | Delviro | DelTask4-1x8-60-4K-H-NL-WH-4.25-N | Indoor Luminaires | Linear Ambient | Direct Linear Ambient Luminaires | Premium | FALSE | [9 empty] | 7/26/2016 | Dimmable | Continuous (Can dim down to ≤ 10% (W)) | Yes |  |  | 8250.6 | 135.13 | 61.06 | 12.61 | 0.9937 | 3928 | 83.93
PSGWXE95 | Delviro | Delviro | DelTask4-1x8-30-5K-U-NL-WH-4.25-N | Indoor Luminaires | Linear Ambient | Direct Linear Ambient Luminaires | Premium | FALSE | [9 empty] | 7/26/2016 | Dimmable | Continuous (Can dim down to ≤ 10% (W)) | Yes |  |  | 4588.4 | 146.01 | 31.42 | 7.82 | 0.9618 | 4915 | 80.41
PH21HPTY | Delviro | Delviro | DelTask4-1x8-30-5K-H-NL-WH-4.25-N | Indoor Luminaires | Linear Ambient | Direct Linear Ambient Luminaires | Premium | FALSE | [9 empty] | 7/26/2016 | Dimmable | Continuous (Can dim down to ≤ 10% (W)) | Yes |  |  | 4550.06 | 144.76 | 31.43 | 9.76 | 0.9576 | 4915 | 81.56
P4F3Q96Z | Delviro | Delviro | DelTask4-1x8-40-5K-U-NL-WH-4.25-N | Indoor Luminaires | Linear Ambient | Direct Linear Ambient Luminaires | Premium | FALSE | [9 empty] | 7/26/2016 | Dimmable | Continuous (Can dim down to ≤ 10% (W)) | Yes |  |  | 5931.85 | 144.36 | 41.09 | 7.96 | 0.982 | 4915 | 82.74
P5C9MG7U | Delviro | Delviro | DelTask4-1x8-40-5K-H-NL-WH-4.25-N | Indoor Luminaires | Linear Ambient | Direct Linear Ambient Luminaires | Premium | FALSE | [9 empty] | 7/26/2016 | Dimmable | Continuous (Can dim down to ≤ 10% (W)) | Yes |  |  | 5884.94 | 143.19 | 41.1 | 9.94 | 0.9778 | 4915 | 83.93
P1UGYED8 | Delviro | Delviro | DelTask4-1x8-60-5K-U-NL-WH-4.25-N | Indoor Luminaires | Linear Ambient | Direct Linear Ambient Luminaires | Premium | FALSE | [9 empty] | 7/26/2016 | Dimmable | Continuous (Can dim down to ≤ 10% (W)) | Yes |  |  | 8758.27 | 143.51 | 61.03 | 8.1 | 0.9961 | 4915 | 81.56
PKCSARGV | Delviro | Delviro | DelTask4-1x8-60-5K-H-NL-WH-4.25-N | Indoor Luminaires | Linear Ambient | Direct Linear Ambient Luminaires | Premium | FALSE | [9 empty] | 7/26/2016 | Dimmable | Continuous (Can dim down to ≤ 10% (W)) | Yes |  |  | 8685.51 | 142.25 | 61.06 | 10.11 | 0.9918 | 4915 | 81.56
PTDSABH5 | Delviro | Delviro | DelTask5-1x8-30-4K-U-NL-WH-5-N | Indoor Luminaires | Linear Ambient | Direct Linear Ambient Luminaires | Premium | FALSE | [9 empty] | 7/26/2016 | Dimmable | Continuous (Can dim down to ≤ 10% (W)) | Yes |  |  | 4138.13 | 134.73 | 30.72 | 8.25 | 0.9558 | 4025 | 82.15
P1YQYU3Q | Delviro | Delviro | DelTask4-1x4-20-4K-U-NL-WH-4.25-N | Indoor Luminaires | Linear Ambient | Direct Linear Ambient Luminaires | Premium | FALSE | [9 empty] | 7/26/2016 | Dimmable | Continuous (Can dim down to ≤ 10% (W)) | Yes |  |  | 3200 | 150.9 | 21.21 | 11.3 | 0.934 | 3976 | 83.33
PJ4HX2V5 | Delviro | Delviro | DelTask4-1x4-20-4K-H-NL-WH-4.25-N | Indoor Luminaires | Linear Ambient | Direct Linear Ambient Luminaires | Premium | FALSE | [9 empty] | 7/26/2016 | Dimmable | Continuous (Can dim down to ≤ 10% (W)) | Yes |  |  | 3170.17 | 149.43 | 21.22 | 14.1 | 0.93 | 3976 | 84.53
PH4S51PW | Delviro | Delviro | DelTask4-1x4-30-4K-U-NL-WH-4.25-N | Indoor Luminaires | Linear Ambient | Direct Linear Ambient Luminaires | Premium | FALSE | [9 empty] | 7/26/2016 | Dimmable | Continuous (Can dim down to ≤ 10% (W)) | Yes |  |  | 4335.5 | 137.9 | 31.44 | 12.18 | 0.9535 | 3976 | 82.74
PSXYHU23 | Delviro | Delviro | DelTask4-1x4-30-4K-H-NL-WH-4.25-N | Indoor Luminaires | Linear Ambient | Direct Linear Ambient Luminaires | Premium | FALSE | [9 empty] | 7/26/2016 | Dimmable | Continuous (Can dim down to ≤ 10% (W)) | Yes |  |  | 4295.08 | 136.58 | 31.45 | 15.2 | 0.9495 | 3976 | 83.93
P5MZ9CYV | Delviro | Delviro | DelTask4-1x4-40-4K-U-NL-WH-4.25-N | Indoor Luminaires | Linear Ambient | Direct Linear Ambient Luminaires | Premium | FALSE | [9 empty] | 7/26/2016 | Dimmable | Continuous (Can dim down to ≤ 10% (W)) | Yes |  |  | 5465.45 | 131.25 | 41.64 | 13.06 | 0.9731 | 3976 | 82.15
PCD5HG89 | Delviro | Delviro Energy | ZENEXCC06I-06-3K-U-N-ML-CLP-OTE-N (Qualified at 120V Only) | Indoor Luminaires | Linear Ambient | Direct Linear Ambient Luminaires | Standard | TRUE | 622 | 101 | 6.16 | 21.75 | 0.937 | 2955 | 82.9 | 10 | 100000 | 3/5/2015 | Dimmable | Continuous (Can dim down to ≤ 10% (W)) | Not Yet Verified |  | 2.1 | 622 | 101 | 6.16 | 21.75 | 0.937 | 2955 | 82.9
PQ91YX6W | Delviro | Delviro Energy | ZENEXCC06I-11-3K-U-N-ML-CLP-OTE-N (Qualified at 120V Only) | Indoor Luminaires | Linear Ambient | Direct Linear Ambient Luminaires | Standard | TRUE | 914 | 84.1 | 10.86 | 18.31 | 0.9727 | 2958 | 84.1 | 10 | 100000 | 3/5/2015 | Dimmable | Continuous (Can dim down to ≤ 10% (W)) | Not Yet Verified |  | 2.1 | 914 | 84.1 | 10.86 | 18.31 | 0.9727 | 2958 | 82.5
P3U3BYZ4 | Delviro | Delviro Energy | ZENEXCC06I-06-35K-U-N-ML-CLP-OTE-N (Qualified at 120V Only) | Indoor Luminaires | Linear Ambient | Direct Linear Ambient Luminaires | Standard | FALSE | [9 empty] | 3/5/2015 | Dimmable | Continuous (Can dim down to ≤ 10% (W)) | Not Yet Verified |  |  | 646.8392 | 105.0064 | 6.16 | 21.75 | 0.937 | 3500 | 83
PECP1HFW | Delviro | Delviro Energy | ZENEXCC06I-06-4K-U-N-ML-CLP-OTE-N (Qualified at 120V Only) | Indoor Luminaires | Linear Ambient | Direct Linear Ambient Luminaires | Standard | FALSE | [9 empty] | 3/5/2015 | Dimmable | Continuous (Can dim down to ≤ 10% (W)) | Not Yet Verified |  |  | 671.6783 | 109.0387 | 6.16 | 21.75 | 0.937 | 4000 | 83
PUV8NCGK | Delviro | Delviro Energy | ZENEXCC06I-06-5K-U-N-ML-CLP-OTE-N (Qualified at 120V Only) | Indoor Luminaires | Linear Ambient | Direct Linear Ambient Luminaires | Standard | FALSE | [9 empty] | 3/5/2015 | Dimmable | Continuous (Can dim down to ≤ 10% (W)) | Not Yet Verified |  |  | 721.3567 | 117.1034 | 6.16 | 21.75 | 0.937 | 5121 | 83.2
PWCVHFTK | Delviro | Delviro Energy | ZENEXCC06I-11-35K-U-N-ML-CLP-OTE-N (Qualified at 120V Only) | Indoor Luminaires | Linear Ambient | Direct Linear Ambient Luminaires | Standard | FALSE | [9 empty] | 3/5/2015 | Dimmable | Continuous (Can dim down to ≤ 10% (W)) | Not Yet Verified |  |  | 950.5 | 87.523 | 10.86 | 18.31 | 0.9727 | 3500 | 83
PACHGH4T | Delviro | Delviro Energy | ZENEXCC06I-11-4K-U-N-ML-CLP-OTE-N (Qualified at 120V Only) | Indoor Luminaires | Linear Ambient | Direct Linear Ambient Luminaires | Standard | FALSE | [9 empty] | 3/5/2015 | Dimmable | Continuous (Can dim down to ≤ 10% (W)) | Not Yet Verified |  |  | 987 | 90.884 | 10.86 | 18.31 | 0.9727 | 4000 | 83
PM6PRRN8 | Delviro | Delviro Energy | ZENEXCC06I-11-5K-U-N-ML-CLP-OTE-N (Qualified at 120V Only) | Indoor Luminaires | Linear Ambient | Direct Linear Ambient Luminaires | Standard | FALSE | [9 empty] | 3/5/2015 | Dimmable | Continuous (Can dim down to ≤ 10% (W)) | Not Yet Verified |  |  | 1060 | 94.6 | 10.94 | 17.9 | 0.9722 | 5121 | 83.2
P9594S1Y | Dialight | Durosite | LTM3N4B2Dxx | Indoor Luminaires | Linear Ambient | Direct Linear Ambient Luminaires | Standard | TRUE | 2925 | 84.4 | 34.6 | 14.992 | 0.915 | 3866 | 84.6 | 5 |  | 1/2/2015 | Not Dimmable | Not Dimmable | Not Yet Verified |  | 2.1
PVZ4CBFN | Dialight | Safesite | LT[D,F]3B4D2Pxx | Indoor Luminaires | Linear Ambient | Direct Linear Ambient Luminaires | Standard | TRUE | 3518 | 105.6 | 33.3 | 14.38 | 0.919 | 5186 | 85.6 | 5 |  | 1/2/2015 | Not Dimmable | Not Dimmable | Not Yet Verified |  | 2.1
PV83BW44 | Dialight | Safesite | LT[D,F]3N4H2Dxx | Indoor Luminaires | Linear Ambient | Direct Linear Ambient Luminaires | Standard | TRUE | 5740 | 86.4 | 66.4 | 13.33 | 0.927 | 3905 | 85.1 | 5 |  | 1/2/2015 | Not Dimmable | Not Dimmable | Not Yet Verified |  | 2.1
P2MYM6SX | Dialight | Safesite | LT[D,F]3B4M2Pxx | Indoor Luminaires | Linear Ambient | Direct Linear Ambient Luminaires | Standard | TRUE | 6595 | 100.6 | 65.6 | 12.8 | 0.937 | 5208 | 85.8 | 5 |  | 1/2/2015 | Not Dimmable | Not Dimmable | Not Yet Verified |  | 2.1
PMTPCVDZ | Dialight | Durosite | LPM3N4B2Dxx | Indoor Luminaires | Linear Ambient | Direct Linear Ambient Luminaires | Standard | FALSE | [9 empty] | 1/2/2015 | Not Dimmable | Not Dimmable | Not Yet Verified |  |  | 3000 | 88 | 34 | 15 | 0.9 | 4000 | 80
PAYKAGFT | Dialight | Durosite | LTM3N4D2Pxx | Indoor Luminaires | Linear Ambient | Direct Linear Ambient Luminaires | Standard | FALSE | [9 empty] | 1/2/2015 | Not Dimmable | Not Dimmable | Not Yet Verified |  |  | 3300 | 97 | 34 | 15 | 0.9 | 4000 | 80
PFKTZBZ2 | Dialight | Durosite | LPM3N4D2Pxx | Indoor Luminaires | Linear Ambient | Direct Linear Ambient Luminaires | Standard | FALSE | [9 empty] | 1/2/2015 | Not Dimmable | Not Dimmable | Not Yet Verified |  |  | 3300 | 97 | 34 | 15 | 0.9 | 4000 | 80
P54F5F8Q | Dialight | Durosite | LTM3B4D2Pxx | Indoor Luminaires | Linear Ambient | Direct Linear Ambient Luminaires | Standard | FALSE | [9 empty] | 1/2/2015 | Not Dimmable | Not Dimmable | Not Yet Verified |  |  | 3500 | 103 | 34 | 15 | 0.9 | 5000 | 80
PCNRDK1B | Dialight | Durosite | LTM3B4B2Dxx | Indoor Luminaires | Linear Ambient | Direct Linear Ambient Luminaires | Standard | FALSE | [9 empty] | 1/2/2015 | Not Dimmable | Not Dimmable | Not Yet Verified |  |  | 3300 | 97 | 34 | 15 | 0.9 | 5000 | 80
PKHQSFZ9 | Dialight | Durosite | LPM3B4D2Pxx | Indoor Luminaires | Linear Ambient | Direct Linear Ambient Luminaires | Standard | FALSE | [9 empty] | 1/2/2015 | Not Dimmable | Not Dimmable | Not Yet Verified |  |  | 3500 | 103 | 34 | 15 | 0.9 | 5000 | 80
P3UD4EF3 | Dialight | Durosite | LPM3B4B2Dxx | Indoor Luminaires | Linear Ambient | Direct Linear Ambient Luminaires | Standard | FALSE | [9 empty] | 1/2/2015 | Not Dimmable | Not Dimmable | Not Yet Verified |  |  | 3300 | 97 | 34 | 15 | 0.9 | 5000 | 80
PUSERB7S | Dialight | Durosite | LTM3N4H2Dxx | Indoor Luminaires | Linear Ambient | Direct Linear Ambient Luminaires | Standard | FALSE | [9 empty] | 1/2/2015 | Not Dimmable | Not Dimmable | Not Yet Verified |  |  | 5750 | 85 | 67 | 15 | 0.9 | 4000 | 80
PYGHPEJ7 | Dialight | Durosite | LPM3N4H2Dxx | Indoor Luminaires | Linear Ambient | Direct Linear Ambient Luminaires | Standard | FALSE | [9 empty] | 1/2/2015 | Not Dimmable | Not Dimmable | Not Yet Verified |  |  | 5750 | 85 | 67 | 15 | 0.9 | 4000 | 80
PM466QS6 | Dialight | Durosite | LTM3N4M2Pxx | Indoor Luminaires | Linear Ambient | Direct Linear Ambient Luminaires | Standard | FALSE | [9 empty] | 1/2/2015 | Not Dimmable | Not Dimmable | Not Yet Verified |  |  | 6300 | 94 | 67 | 15 | 0.9 | 4000 | 80
PCDH692B | Dialight | Durosite | LPM3N4M2Pxx | Indoor Luminaires | Linear Ambient | Direct Linear Ambient Luminaires | Standard | FALSE | [9 empty] | 1/2/2015 | Not Dimmable | Not Dimmable | Not Yet Verified |  |  | 6300 | 94 | 67 | 15 | 0.9 | 4000 | 80
PKCBB3WU | Dialight | Durosite | LTM3B4M2Pxx | Indoor Luminaires | Linear Ambient | Direct Linear Ambient Luminaires | Standard | FALSE | [9 empty] | 1/2/2015 | Not Dimmable | Not Dimmable | Not Yet Verified |  |  | 6600 | 98 | 67 | 15 | 0.9 | 5000 | 80
P6MYJ4UW | Dialight | Durosite | LTM3B4H2Dxx | Indoor Luminaires | Linear Ambient | Direct Linear Ambient Luminaires | Standard | FALSE | [9 empty] | 1/2/2015 | Not Dimmable | Not Dimmable | Not Yet Verified |  |  | 6300 | 94 | 67 | 15 | 0.9 | 5000 | 80
PAGCAQCS | Dialight | Durosite | LPM3B4M2Pxx | Indoor Luminaires | Linear Ambient | Direct Linear Ambient Luminaires | Standard | FALSE | [9 empty] | 1/2/2015 | Not Dimmable | Not Dimmable | Not Yet Verified |  |  | 6600 | 98 | 67 | 15 | 0.9 | 5000 | 80
PZH7ZY6S | Dialight | Durosite | LPM3B4H2Dxx | Indoor Luminaires | Linear Ambient | Direct Linear Ambient Luminaires | Standard | FALSE | [9 empty] | 1/2/2015 | Not Dimmable | Not Dimmable | Not Yet Verified |  |  | 6300 | 94 | 67 | 15 | 0.9 | 5000 | 80
PHN1P7Q6 | Dialight | Safesite | LT[D,F]3B4B2Dxx | Indoor Luminaires | Linear Ambient | Direct Linear Ambient Luminaires | Standard | FALSE | [9 empty] | 1/2/2015 | Not Dimmable | Not Dimmable | Not Yet Verified |  |  | 3300 | 97 | 34 | 15 | 0.9 | 5000 | 80
P5B8MSDC | Dialight | Safesite | LP[D,F]3B4D2Pxx | Indoor Luminaires | Linear Ambient | Direct Linear Ambient Luminaires | Standard | FALSE | [9 empty] | 1/2/2015 | Not Dimmable | Not Dimmable | Not Yet Verified |  |  | 3500 | 103 | 34 | 15 | 0.9 | 5000 | 80
PS8SQ1K6 | Dialight | Safesite | LP[D,F]3B4B2Dxx | Indoor Luminaires | Linear Ambient | Direct Linear Ambient Luminaires | Standard | FALSE | [9 empty] | 1/2/2015 | Not Dimmable | Not Dimmable | Not Yet Verified |  |  | 3300 | 97 | 34 | 15 | 0.9 | 5000 | 80
PMT5BURH | Dialight | Safesite | LT[D,F]3N4B2Dxx | Indoor Luminaires | Linear Ambient | Direct Linear Ambient Luminaires | Standard | FALSE | [9 empty] | 1/2/2015 | Not Dimmable | Not Dimmable | Not Yet Verified |  |  | 3000 | 88 | 34 | 15 | 0.9 | 4000 | 80
PPESH2EP | Dialight | Safesite | LP[D,F]3N4B2Dxx | Indoor Luminaires | Linear Ambient | Direct Linear Ambient Luminaires | Standard | FALSE | [9 empty] | 1/2/2015 | Not Dimmable | Not Dimmable | Not Yet Verified |  |  | 3000 | 88 | 34 | 15 | 0.9 | 4000 | 80
PARZPTBE | Dialight | Safesite | LT[D,F]3N4D2Pxx | Indoor Luminaires | Linear Ambient | Direct Linear Ambient Luminaires | Standard | FALSE | [9 empty] | 1/2/2015 | Not Dimmable | Not Dimmable | Not Yet Verified |  |  | 3300 | 97 | 34 | 15 | 0.9 | 4000 | 80
PR87JT5Q | Dialight | Safesite | LP[D,F]3N4D2Pxx | Indoor Luminaires | Linear Ambient | Direct Linear Ambient Luminaires | Standard | FALSE | [9 empty] | 1/2/2015 | Not Dimmable | Not Dimmable | Not Yet Verified |  |  | 3300 | 97 | 34 | 15 | 0.9 | 4000 | 80
PP8NKWBQ | Dialight | Safesite | LT[D,F]3B4H2Dxx | Indoor Luminaires | Linear Ambient | Direct Linear Ambient Luminaires | Standard | FALSE | [9 empty] | 1/2/2015 | Not Dimmable | Not Dimmable | Not Yet Verified |  |  | 6300 | 94 | 67 | 15 | 0.9 | 5000 | 80
PP3WTBKP | Dialight | Safesite | LP[D,F]3B4M2Pxx | Indoor Luminaires | Linear Ambient | Direct Linear Ambient Luminaires | Standard | FALSE | [9 empty] | 1/2/2015 | Not Dimmable | Not Dimmable | Not Yet Verified |  |  | 6600 | 98 | 67 | 15 | 0.9 | 5000 | 80
P9S4EAKY | Dialight | Safesite | LP[D,F]3B4H2Dxx | Indoor Luminaires | Linear Ambient | Direct Linear Ambient Luminaires | Standard | FALSE | [9 empty] | 1/2/2015 | Not Dimmable | Not Dimmable | Not Yet Verified |  |  | 6300 | 94 | 67 | 15 | 0.9 | 5000 | 80
PQYFZ8B2 | Dialight | Safesite | LP[D,F]3N4H2Dxx | Indoor Luminaires | Linear Ambient | Direct Linear Ambient Luminaires | Standard | FALSE | [9 empty] | 1/2/2015 | Not Dimmable | Not Dimmable | Not Yet Verified |  |  | 5750 | 85 | 67 | 15 | 0.9 | 4000 | 80
PD8AWWJV | Dialight | Safesite | LT[D,F]3N4M2Pxx | Indoor Luminaires | Linear Ambient | Direct Linear Ambient Luminaires | Standard | FALSE | [9 empty] | 1/2/2015 | Not Dimmable | Not Dimmable | Not Yet Verified |  |  | 6300 | 94 | 67 | 15 | 0.9 | 4000 | 80
P687B2NC | Dialight | Safesite | LP[D,F]3N4M2Pxx | Indoor Luminaires | Linear Ambient | Direct Linear Ambient Luminaires | Standard | FALSE | [9 empty] | 1/2/2015 | Not Dimmable | Not Dimmable | Not Yet Verified |  |  | 6300 | 94 | 67 | 15 | 0.9 | 4000 | 80
P00000Q9Z | Digital Lumens | Digital Lumens | LLE-3-ST-D-840-[00 to 12] | Indoor Luminaires | Linear Ambient | Direct Linear Ambient Luminaires | Standard | TRUE | 3181.12 | 102.99 | 30.886 | 10.83 | 0.9102 | 3952 | 82.75 | 10 | 120000 | 8/21/2014 | Dimmable | Continuous (Can dim down to ≤ 10% (W)) | Yes | Updated 9/9/2016 | 3 | 3983 | 116.97 | 34.05 | 9.01 | 0.9292 | 4002 | 83.65
P00000QA0 | Digital Lumens | Digital Lumens | LLE-3-ST-D-850-[00 to 12] | Indoor Luminaires | Linear Ambient | Direct Linear Ambient Luminaires | Premium | TRUE | 3469 | 114.03 | 30.428 | 9.25 | 0.9123 | 5125 | 81.49 | 10 | 120000 | 8/21/2014 | Dimmable | Continuous (Can dim down to ≤ 10% (W)) | Yes | Updated 9/9/2016 | 3 | 4164 | 124.18 | 32.53 | 10.03 | 0.9276 | 5117 | 82.52
P00000QA1 | Digital Lumens | Digital Lumens | LLE-6-ST-D-840-[00 to 12] | Indoor Luminaires | Linear Ambient | Direct Linear Ambient Luminaires | Premium | TRUE | 6506 | 111.84 | 58.673 | 11.87 | 0.8998 | 3945 | 83.41 | 10 | 120000 | 8/21/2014 | Dimmable | Continuous (Can dim down to ≤ 10% (W)) | Yes | Updated 9/9/2016 | 3 | 6266 | 123.1 | 50.9 | 14.07 | 0.8751 | 3900 | 83.37
P00000QA2 | Digital Lumens | Digital Lumens | LLE-6-ST-D-850-[00 to 12] | Indoor Luminaires | Linear Ambient | Direct Linear Ambient Luminaires | Premium | FALSE | [9 empty] | 8/21/2014 | Dimmable | Continuous (Can dim down to ≤ 10% (W)) | Yes | Updated 9/9/2016 |  | 6519 | 125.34 | 52.01 | 13.74 | 0.8768 | 5018 | 82.07
PH6JF9NC | Digital Lumens | Digital Lumens | LLE-B1-ST-D-840-[00 to 12] | Indoor Luminaires | Linear Ambient | Direct Linear Ambient Luminaires | Standard | FALSE | [9 empty] | 9/22/2016 | Dimmable | Continuous (Can dim down to ≤ 10% (W)) | Yes |  |  | 3983 | 116.97 | 34.05 | 9.01 | 0.93 | 4002 | 83.65
PCKAEYCY | Digital Lumens | Digital Lumens | LLE-B1-ST-D-850-[00 to 12] | Indoor Luminaires | Linear Ambient | Direct Linear Ambient Luminaires | Premium | FALSE | [9 empty] | 9/22/2016 | Dimmable | Continuous (Can dim down to ≤ 10% (W)) | Yes |  |  | 4164 | 124.18 | 32.53 | 10.03 | 0.93 | 5117 | 82.52
PY4WHFSH | Digital Lumens | Digital Lumens | LLE-D1-ST-D-840-[00 to 12] | Indoor Luminaires | Linear Ambient | Direct Linear Ambient Luminaires | Premium | FALSE | [9 empty] | 9/22/2016 | Dimmable | Continuous (Can dim down to ≤ 10% (W)) | Yes |  |  | 6266 | 123.1 | 50.9 | 14.07 | 0.88 | 3900 | 83.37
P426DHSB | Digital Lumens | Digital Lumens | LLE-D1-ST-D-850-[00 to 12] | Indoor Luminaires | Linear Ambient | Direct Linear Ambient Luminaires | Premium | FALSE | [9 empty] | 9/22/2016 | Dimmable | Continuous (Can dim down to ≤ 10% (W)) | Yes |  |  | 6519 | 125.34 | 52.01 | 13.74 | 0.88 | 5018 | 82.07
PHFFU4V3 | DK Group (International) Ltd | DK LED | ABLC-1.2-35W(2700K) | Indoor Luminaires | Linear Ambient | Direct Linear Ambient Luminaires | Standard | TRUE | 3168.9 | 106.1 | 29.866 | 19.1 | 0.904 | 2660 | 84.9 | 5 | 50000 | 10/19/2016 | Dimmable | Continuous (Can dim down to ≤ 10% (W)) | No |  | 4 | 3260.8 | 106.9 | 30.5 | 19.1 | 0.9 | 2660 | 84.9
PW4B92XZ | DK Group (International) Ltd | DK LED | ABLC-1.2-35W(3000K) | Indoor Luminaires | Linear Ambient | Direct Linear Ambient Luminaires | Standard | FALSE | [9 empty] | 10/19/2016 | Dimmable | Continuous (Can dim down to ≤ 10% (W)) | No |  |  | 3260.8 | 106.9 | 30.5 | 19.1 | 0.9 | 3000 | 84.9
PNUQRN1M | DK Group (International) Ltd | DK LED | ABLC-1.2-35W(3500K) | Indoor Luminaires | Linear Ambient | Direct Linear Ambient Luminaires | Standard | FALSE | [9 empty] | 10/19/2016 | Dimmable | Continuous (Can dim down to ≤ 10% (W)) | No |  |  | 3260.8 | 106.9 | 30.5 | 19.1 | 0.9 | 3500 | 84.9
P9VGCTNH | DK Group (International) Ltd | DK LED | ABLC-1.2-35W(4000K) | Indoor Luminaires | Linear Ambient | Direct Linear Ambient Luminaires | Standard | FALSE | [9 empty] | 10/19/2016 | Dimmable | Continuous (Can dim down to ≤ 10% (W)) | No |  |  | 3260.8 | 106.9 | 30.5 | 19.1 | 0.9 | 4000 | 84.9
PMUDKS24 | DK Group (International) Ltd | DK LED | ABLC-1.2-35W(4500K) | Indoor Luminaires | Linear Ambient | Direct Linear Ambient Luminaires | Standard | FALSE | [9 empty] | 10/19/2016 | Dimmable | Continuous (Can dim down to ≤ 10% (W)) | No |  |  | 3260.8 | 106.9 | 30.5 | 19.1 | 0.9 | 4500 | 84.9
PTHCBPEM | DK Group (International) Ltd | DK LED | ABLC-1.2-35W(5000K) | Indoor Luminaires | Linear Ambient | Direct Linear Ambient Luminaires | Standard | FALSE | [9 empty] | 10/19/2016 | Dimmable | Continuous (Can dim down to ≤ 10% (W)) | No |  |  | 3211.7 | 110.3 | 29.1 | 19.3 | 0.9 | 4802 | 83.8
PW9BM496 | DK Group (International) Ltd | DK LED | ABL-1.2-35W(2700K) | Indoor Luminaires | Linear Ambient | Direct Linear Ambient Luminaires | Standard | TRUE | 3358.57 | 112.2 | 29.935 | 19.3 | 0.908 | 2661 | 85.8 | 5 | 50000 | 10/19/2016 | Dimmable | Continuous (Can dim down to ≤ 10% (W)) | No |  | 4 | 3392.5 | 112.3 | 30.2 | 19.3 | 0.91 | 2661 | 85.8
PRG3YTAH | DK Group (International) Ltd | DK LED | ABL-1.2-35W(3000K) | Indoor Luminaires | Linear Ambient | Direct Linear Ambient Luminaires | Standard | FALSE | [9 empty] | 10/19/2016 | Dimmable | Continuous (Can dim down to ≤ 10% (W)) | No |  |  | 3392.5 | 112.3 | 30.2 | 19.3 | 0.91 | 3000 | 85.8
PV9RMHUJ | DK Group (International) Ltd | DK LED | ABL-1.2-35W(3500K) | Indoor Luminaires | Linear Ambient | Direct Linear Ambient Luminaires | Standard | FALSE | [9 empty] | 10/19/2016 | Dimmable | Continuous (Can dim down to ≤ 10% (W)) | No |  |  | 3392.5 | 112.3 | 30.2 | 19.3 | 0.91 | 3500 | 85.8
PJ8YJ665 | DK Group (International) Ltd | DK LED | ABL-1.2-35W(4000K) | Indoor Luminaires | Linear Ambient | Direct Linear Ambient Luminaires | Standard | FALSE | [9 empty] | 10/19/2016 | Dimmable | Continuous (Can dim down to ≤ 10% (W)) | No |  |  | 3392.5 | 112.3 | 30.2 | 19.3 | 0.91 | 4000 | 85.8
PMMP9VAP | DK Group (International) Ltd | DK LED | ABL-1.2-35W(4500K) | Indoor Luminaires | Linear Ambient | Direct Linear Ambient Luminaires | Standard | FALSE | [9 empty] | 10/19/2016 | Dimmable | Continuous (Can dim down to ≤ 10% (W)) | No |  |  | 3392.5 | 112.3 | 30.2 | 19.3 | 0.91 | 4500 | 85.8
PWE1YNN5 | DK Group (International) Ltd | DK LED | ABL-1.2-35W(5000K) | Indoor Luminaires | Linear Ambient | Direct Linear Ambient Luminaires | Standard | FALSE | [9 empty] | 10/19/2016 | Dimmable | Continuous (Can dim down to ≤ 10% (W)) | No |  |  | 3607.2 | 122.2 | 29.5 | 19.5 | 0.91 | 5114 | 84.6
PXN29Q4C | DK Group (International) Ltd | DK LED | ABLC-1.2-70W(2700K) | Indoor Luminaires | Linear Ambient | Direct Linear Ambient Luminaires | Standard | TRUE | 6209.01 | 102.67 | 60.475 | 19.2 | 0.901 | 2667 | 84.5 | 5 | 50000 | 10/20/2016 | Dimmable | Continuous (Can dim down to ≤ 10% (W)) | No |  | 4 | 6423.2 | 102.7 | 62.5 | 19.2 | 0.9 | 2667 | 84.5
PRCU8FZZ | DK Group (International) Ltd | DK LED | ABLC-1.2-70W(3000K) | Indoor Luminaires | Linear Ambient | Direct Linear Ambient Luminaires | Standard | FALSE | [9 empty] | 10/20/2016 | Dimmable | Continuous (Can dim down to ≤ 10% (W)) | No |  |  | 6423.2 | 102.7 | 62.5 | 19.2 | 0.9 | 3000 | 84.5
PES6HDUP | DK Group (International) Ltd | DK LED | ABLC-1.2-70W(3500K) | Indoor Luminaires | Linear Ambient | Direct Linear Ambient Luminaires | Standard | FALSE | [9 empty] | 10/20/2016 | Dimmable | Continuous (Can dim down to ≤ 10% (W)) | No |  |  | 6423.2 | 102.7 | 62.5 | 19.2 | 0.9 | 3500 | 84.5
PRE2YQZQ | DK Group (International) Ltd | DK LED | ABLC-1.2-70W(4000K) | Indoor Luminaires | Linear Ambient | Direct Linear Ambient Luminaires | Standard | FALSE | [9 empty] | 10/20/2016 | Dimmable | Continuous (Can dim down to ≤ 10% (W)) | No |  |  | 6423.2 | 102.7 | 62.5 | 19.2 | 0.9 | 4000 | 84.5
P5PU1BAU | DK Group (International) Ltd | DK LED | ABLC-1.2-70W(4500K) | Indoor Luminaires | Linear Ambient | Direct Linear Ambient Luminaires | Standard | FALSE | [9 empty] | 10/20/2016 | Dimmable | Continuous (Can dim down to ≤ 10% (W)) | No |  |  | 6423.2 | 102.7 | 62.5 | 19.2 | 0.9 | 4500 | 84.5
PW29A5HW | DK Group (International) Ltd | DK LED | ABLC-1.2-70W(5000K) | Indoor Luminaires | Linear Ambient | Direct Linear Ambient Luminaires | Standard | FALSE | [9 empty] | 10/20/2016 | Dimmable | Continuous (Can dim down to ≤ 10% (W)) | No |  |  | 6470.4 | 107.3 | 60.3 | 19.5 | 0.9 | 4826 | 83.5
P7YTY2F3 | DK Group (International) Ltd | DK LED | ABL-1.2-70W(2700K) | Indoor Luminaires | Linear Ambient | Direct Linear Ambient Luminaires | Standard | TRUE | 6623.85 | 109.79 | 60.334 | 19.1 | 0.907 | 2671 | 85.4 | 5 | 50000 | 10/20/2016 | Dimmable | Continuous (Can dim down to ≤ 10% (W)) | No |  | 4 | 6757.1 | 110.7 | 61 | 19.1 | 0.91 | 2671 | 85.4
P62FQEZG | DK Group (International) Ltd | DK LED | ABL-1.2-70W(3000K) | Indoor Luminaires | Linear Ambient | Direct Linear Ambient Luminaires | Standard | FALSE | [9 empty] | 10/20/2016 | Dimmable | Continuous (Can dim down to ≤ 10% (W)) | No |  |  | 6757.1 | 110.7 | 61 | 19.1 | 0.91 | 3000 | 85.4
PG9K9DXV | DK Group (International) Ltd | DK LED | ABL-1.2-70W(3500K) | Indoor Luminaires | Linear Ambient | Direct Linear Ambient Luminaires | Standard | FALSE | [9 empty] | 10/20/2016 | Dimmable | Continuous (Can dim down to ≤ 10% (W)) | No |  |  | 6757.1 | 110.7 | 61 | 19.1 | 0.91 | 3500 | 85.4
PZAGDYET | DK Group (International) Ltd | DK LED | ABL-1.2-70W(4000K) | Indoor Luminaires | Linear Ambient | Direct Linear Ambient Luminaires | Standard | FALSE | [9 empty] | 10/20/2016 | Dimmable | Continuous (Can dim down to ≤ 10% (W)) | No |  |  | 6757.1 | 110.7 | 61 | 19.1 | 0.91 | 4000 | 85.4
PZ6HJK2U | DK Group (International) Ltd | DK LED | ABL-1.2-70W(4500K) | Indoor Luminaires | Linear Ambient | Direct Linear Ambient Luminaires | Standard | FALSE | [9 empty] | 10/20/2016 | Dimmable | Continuous (Can dim down to ≤ 10% (W)) | No |  |  | 6757.1 | 110.7 | 61 | 19.1 | 0.91 | 4500 | 85.4
PSJ9YUX8 | DK Group (International) Ltd | DK LED | ABL-1.2-70W(5000K) | Indoor Luminaires | Linear Ambient | Direct Linear Ambient Luminaires | Standard | FALSE | [9 empty] | 10/20/2016 | Dimmable | Continuous (Can dim down to ≤ 10% (W)) | No |  |  | 7088.9 | 118.1 | 60 | 19.3 | 0.91 | 5076 | 84.4
PR68TPMY | DLS Global, Inc | DIF Series | DIF-4-45/40-UNVXX | Indoor Luminaires | Linear Ambient | Direct Linear Ambient Luminaires | Standard | TRUE | 4684 | 106 | 44.2 | 18.7 | 0.917 | 4109 | 84.3 | 5 | 50000 | 8/24/2016 | Dimmable | Continuous (Can dim down to ≤ 10% (W)) | No |  | 4 | 4684 | 106 | 44.04 | 18.7 | 0.92 | 4109 | 84.3
P5AT6Z1J | DLS Global, Inc | DEL Series | DEL04-40/40-UNVXX | Indoor Luminaires | Linear Ambient | Direct Linear Ambient Luminaires | Standard | TRUE | 4094 | 100.1 | 40.83 | 15.3 | 0.944 | 4040 | 82.1 | 5 | 50000 | 5/12/2016 | Dimmable | Continuous (Can dim down to ≤ 10% (W)) | No |  | 3.1 | 4094 | 100.26 | 40.83 | 15.3 | 0.944 | 4040 | 82.1
PK63X6CV | DLS Global, Inc | DEL Series | DEL04-40/50-UNVXX | Indoor Luminaires | Linear Ambient | Direct Linear Ambient Luminaires | Standard | FALSE | [9 empty] | 5/12/2016 | Dimmable | Continuous (Can dim down to ≤ 10% (W)) | No |  |  | 4485 | 108.38 | 41.38 | 15.3 | 0.944 | 4927 | 82.2
P8F2YUBV | DLS Global, Inc | LED SLIM STRIP | DRL-T4-3230-UNV-XX | Indoor Luminaires | Linear Ambient | Direct Linear Ambient Luminaires | Standard | TRUE | 3784 | 117 | 32.21 | 23.4 | 0.878 | 2996 | 83.3 | 5 | 50000 | 5/2/2016 | Dimmable | Continuous (Can dim down to ≤ 10% (W)) | No |  | 3.1 | 3784 | 116.11 | 32.59 | 23.4 | 0.878 | 3076 | 82.6
PJ4RM9JZ | DLS Global, Inc | LED SLIM STRIP | DRL-T4-3250-UNV-XX | Indoor Luminaires | Linear Ambient | Direct Linear Ambient Luminaires | Standard | TRUE | 3786 | 117.3 | 32.27 | 23.4 | 0.878 | 4944 | 82.8 | 5 | 50000 | 5/2/2016 | Dimmable | Continuous (Can dim down to ≤ 10% (W)) | No |  | 3.1 | 3921 | 120.31 | 32.59 | 23.4 | 0.878 | 4944 | 82.8
P8RBNXCN | DLS Global, Inc | LED SLIM STRIP | DRL-T8-6430-UNV-XX | Indoor Luminaires | Linear Ambient | Direct Linear Ambient Luminaires | Standard | FALSE | [9 empty] | 5/2/2016 | Dimmable | Continuous (Can dim down to ≤ 10% (W)) | No |  |  | 8185 | 124.85 | 65.56 | 22.7 | 0.879 | 3076 | 82.6
P8SSTPHP | DLS Global, Inc | LED SLIM STRIP | DRL-T8-6435-UNV-XX | Indoor Luminaires | Linear Ambient | Direct Linear Ambient Luminaires | Standard | FALSE | [9 empty] | 5/2/2016 | Dimmable | Continuous (Can dim down to ≤ 10% (W)) | No |  |  | 8252.26 | 125.87 | 65.56 | 22.7 | 0.879 | 3500 | 82.6
PZDCJYGH | DLS Global, Inc | LED SLIM STRIP | DRL-T8-6440-UNV-XX | Indoor Luminaires | Linear Ambient | Direct Linear Ambient Luminaires | Standard | FALSE | [9 empty] | 5/2/2016 | Dimmable | Continuous (Can dim down to ≤ 10% (W)) | No |  |  | 8331.58 | 127.08 | 65.56 | 22.7 | 0.879 | 4000 | 82.7
PEUJ9VKY | DLS Global, Inc | LED SLIM STRIP | DRL-T8-6450-UNV-XX | Indoor Luminaires | Linear Ambient | Direct Linear Ambient Luminaires | Standard | FALSE | [9 empty] | 5/2/2016 | Dimmable | Continuous (Can dim down to ≤ 10% (W)) | No |  |  | 8481.34 | 129.37 | 65.56 | 22.7 | 0.879 | 4944 | 82.8
PKNAY2JP | DLS Global, Inc | LED SLIM STRIP | DRL-T4-3235-UNV-XX | Indoor Luminaires | Linear Ambient | Direct Linear Ambient Luminaires | Standard | FALSE | [9 empty] | 5/2/2016 | Dimmable | Continuous (Can dim down to ≤ 10% (W)) | No |  |  | 3815.1 | 117.06 | 32.59 | 23.4 | 0.878 | 3500 | 82.6
PSNCDBNR | DLS Global, Inc | LED SLIM STRIP | DRL-T4-3240-UNV-XX | Indoor Luminaires | Linear Ambient | Direct Linear Ambient Luminaires | Standard | FALSE | [9 empty] | 5/2/2016 | Dimmable | Continuous (Can dim down to ≤ 10% (W)) | No |  |  | 3851.77 | 118.19 | 32.59 | 23.4 | 0.878 | 4000 | 82.7
PMVXF7WS | DLS Global, Inc | DLS | DRL-T4-43/50-UNV-XX [Previously DRL-T4-40/50-UNV-DM] | Indoor Luminaires | Linear Ambient | Direct Linear Ambient Luminaires | Standard | TRUE | 4410 | 105 | 41.82 | 20 | 0.906 | 5230 | 83.1 | 5 | 50000 | 3/3/2016 | Dimmable | Continuous (Can dim down to ≤ 10% (W)) | No |  | 3.1 | 4410 | 105 | 41.82 | 20 | 0.906 | 5000 | 83.1
PDM9EHWJ | DLS Global, Inc | DLS | DRL-T8-86/30-UNV-XX [Previously DRL-T8-80/30-UNV-DM] | Indoor Luminaires | Linear Ambient | Direct Linear Ambient Luminaires | Standard | FALSE | [9 empty] | 3/3/2016 | Dimmable | Continuous (Can dim down to ≤ 10% (W)) | No |  |  | 8587 | 105.6 | 81.32 | 19.4 | 0.907 | 3000 | 82
PUMYFCZ1 | DLS Global, Inc | DLS | DRL-T8-86/35-UNV-XX [Previously DRL-T8-80/35-UNV-DM] | Indoor Luminaires | Linear Ambient | Direct Linear Ambient Luminaires | Standard | FALSE | [9 empty] | 3/14/2016 | Dimmable | Continuous (Can dim down to ≤ 10% (W)) | No |  |  | 8459.8 | 104 | 81.32 | 19.4 | 0.907 | 3500 | 82
P7W2P8S4 | DLS Global, Inc | DLS | DRL-T8-86/40-UNV-XX [Previously DRL-T8-80/40-UNV-DM] | Indoor Luminaires | Linear Ambient | Direct Linear Ambient Luminaires | Standard | FALSE | [9 empty] | 3/14/2016 | Dimmable | Continuous (Can dim down to ≤ 10% (W)) | No |  |  | 8332.5 | 102 | 81.32 | 19.4 | 0.907 | 4000 | 82
PE19BFTY | DLS Global, Inc | DLS | DRL-T8-86/50-UNV-XX [Previously DRL-F8-80/50-UNV-DM] | Indoor Luminaires | Linear Ambient | Direct Linear Ambient Luminaires | Standard | FALSE | [9 empty] | 3/14/2016 | Dimmable | Continuous (Can dim down to ≤ 10% (W)) | No |  |  | 8077.9 | 99 | 81.32 | 19.4 | 0.907 | 5000 | 82
PEC1J6FB | DLS Global, Inc | DLS | DRL-T4-43/30-UNV-XX [Previously DRL-T4-40/30-UNV-DM] | Indoor Luminaires | Linear Ambient | Direct Linear Ambient Luminaires | Standard | FALSE | [9 empty] | 3/3/2016 | Dimmable | Continuous (Can dim down to ≤ 10% (W)) | No |  |  | 4688 | 118 | 39.81 | 20 | 0.906 | 3000 | 83
P5V7T5NV | DLS Global, Inc | DLS | DRL-T4-43/35-UNV-XX [Previously DRL-T4-40/35-UNV-DM] | Indoor Luminaires | Linear Ambient | Direct Linear Ambient Luminaires | Standard | FALSE | [9 empty] | 3/3/2016 | Dimmable | Continuous (Can dim down to ≤ 10% (W)) | No |  |  | 4618.5 | 102.4 | 45.09 | 20 | 0.906 | 3500 | 83
PR58BZC4 | DLS Global, Inc | DLS | DRL-T4-43/40-UNV-XX [Previously DRL-T4-40/40-UNV-DM] | Indoor Luminaires | Linear Ambient | Direct Linear Ambient Luminaires | Standard | FALSE | [9 empty] | 3/3/2016 | Dimmable | Continuous (Can dim down to ≤ 10% (W)) | No |  |  | 4549 | 100.9 | 45.09 | 20 | 0.906 | 4000 | 83
PSN5KQ3S | Dongbu Lightec | LumiDas Parking | PGL36-UM-XL1200B(VND-X) | Indoor Luminaires | Linear Ambient | Direct Linear Ambient Luminaires | Standard | TRUE | 3629 | 106.4223 | 34.1 | 21.2 | 0.913 | 3914 | 84.7 | 5 | 50000 | 9/24/2015 | Not Dimmable | Not Dimmable | Yes |  | 3 | 3528 | 98 | 36 | 20 | 0.9 | 4000 | 80
PPWTK4NK | Dongbu Lightec | LumiDas Parking | PGL36-UM-XL1200B(VDD-X) | Indoor Luminaires | Linear Ambient | Direct Linear Ambient Luminaires | Standard | TRUE | 3659 | 104.5429 | 35 | 20.8 | 0.916 | 5035 | 84.7 | 5 | 50000 | 9/24/2015 | Not Dimmable | Not Dimmable | Yes |  | 3 | 3708 | 103 | 36 | 20 | 0.9 | 5000 | 80
P6FH3ESV | Dongbu Lightec | LumiDas-LML | LML45-UM-L4-YF | Indoor Luminaires | Linear Ambient | Direct Linear Ambient Luminaires | Premium | TRUE | 5588 | 122.8 | 45.5 | 19 | 0.964 | 3539 | 83 | 5 | 50000 | 4/13/2016 | Dimmable | Continuous (Can dim down to ≤ 10% (W)) | No |  | 3.1 | 5440 | 121 | 45 | 20 | 0.9 | 3500 | 80
P4C9RBSY | Dongbu Lightec | LumiDas-LML | LML45-UM-L4-NF | Indoor Luminaires | Linear Ambient | Direct Linear Ambient Luminaires | Premium | FALSE | [9 empty] | 4/13/2016 | Dimmable | Continuous (Can dim down to ≤ 10% (W)) | No |  |  | 5670 | 127 | 45 | 20 | 0.9 | 4000 | 80
P32YH1D8 | Dongbu Lightec | LumiDas-LML | LML45-UM-L4-DF | Indoor Luminaires | Linear Ambient | Direct Linear Ambient Luminaires | Premium | FALSE | [9 empty] | 4/13/2016 | Dimmable | Continuous (Can dim down to ≤ 10% (W)) | No |  |  | 5900 | 131 | 45 | 20 | 0.9 | 5000 | 80
PT5AWDXP | Dongbu Lightec | LumiDas-LML | LML36-UM-L4-YF | Indoor Luminaires | Linear Ambient | Direct Linear Ambient Luminaires | Premium | TRUE | 4131 | 117.2 | 35.2 | 6.9 | 0.941 | 3564 | 85.4 | 5 | 50000 | 4/13/2016 | Dimmable | Continuous (Can dim down to ≤ 10% (W)) | No |  | 3.1 | 4150 | 115 | 36 | 20 | 0.9 | 3500 | 80
PQ82CP55 | Dongbu Lightec | LumiDas-LML | LML36-UM-L4-NF | Indoor Luminaires | Linear Ambient | Direct Linear Ambient Luminaires | Premium | FALSE | [9 empty] | 4/13/2016 | Dimmable | Continuous (Can dim down to ≤ 10% (W)) | No |  |  | 4320 | 120 | 36 | 20 | 0.9 | 4000 | 80
PTVCDN5J | Dongbu Lightec | LumiDas-LML | LML36-UM-L4-DF | Indoor Luminaires | Linear Ambient | Direct Linear Ambient Luminaires | Premium | FALSE | [9 empty] | 4/13/2016 | Dimmable | Continuous (Can dim down to ≤ 10% (W)) | No |  |  | 4500 | 125 | 36 | 20 | 0.9 | 5000 | 80
PVDJGW2T | Dongbu Lightec | LumiDas-LML | LML49-UM-L4-NF-XX | Indoor Luminaires | Linear Ambient | Direct Linear Ambient Luminaires | Premium | TRUE | 5869 | 123.5 | 47.5 | 16.4 | 0.937 | 4008 | 84.5 | 5 | 50000 | 6/16/2016 | Dimmable | Continuous (Can dim down to ≤ 10% (W)) | No |  | 3.1 | 5780 | 121.5 | 49 | 16.4 | 0.94 | 4000 | 84.5
PY5ZCAEY | Dongbu Lightec | LumiDas-LML | LML49-UM-L4-DF-XX | Indoor Luminaires | Linear Ambient | Direct Linear Ambient Luminaires | Premium | FALSE | [9 empty] | 6/16/2016 | Dimmable | Continuous (Can dim down to ≤ 10% (W)) | No |  |  | 6101 | 129.3 | 49 | 16.1 | 0.94 | 5000 | 84.4
PNE5PMWR | Dongbu Lightec | LumiDas-LML | LML49-UM-L4-YF | Indoor Luminaires | Linear Ambient | Direct Linear Ambient Luminaires | Premium | TRUE | 5452 | 114.9 | 47.5 | 15.8 | 0.938 | 3569 | 84.6 | 5 | 50000 | 7/26/2016 | Dimmable | Continuous (Can dim down to ≤ 10% (W)) | No |  | 3.1 | 5452 | 115 | 47.5 | 15.8 | 0.94 | 3500 | 84.6
P4KG1JTY | Dongguan Souon Industry Co.,Ltd | SOUON | SU-AR1-15W24-I[C, S]N/30K | Indoor Luminaires | Linear Ambient | Direct Linear Ambient Luminaires | Standard | TRUE | 1426.04 | 98.76 | 14.44 | 15.58 | 0.8748 | 3149 | 83.9 | 5 | 50000 | 12/17/2015 | Not Dimmable | Not Dimmable | No |  | 3.1 | 1426.04 | 98.76 | 14.44 | 15.58 | 0.99 | 3149 | 83.9
PNCBF8QQ | Dongguan Souon Industry Co.,Ltd | SOUON | SU-AR1-15W24-I[C, S]N/35K | Indoor Luminaires | Linear Ambient | Direct Linear Ambient Luminaires | Standard | FALSE | [9 empty] | 12/17/2015 | Not Dimmable | Not Dimmable | No |  |  | 1426.04 | 98.76 | 14.44 | 15.58 | 0.99 | 3500 | 83.9
P9TAC68D | Dongguan Souon Industry Co.,Ltd | SOUON | SU-AR1-15W24-I[C, S]N/40K | Indoor Luminaires | Linear Ambient | Direct Linear Ambient Luminaires | Standard | FALSE | [9 empty] | 12/17/2015 | Not Dimmable | Not Dimmable | No |  |  | 1426.04 | 98.76 | 14.44 | 15.58 | 0.99 | 4000 | 83.9
PPXRJMZV | Dongguan Souon Industry Co.,Ltd | SOUON | SU-AR1-15W24-I[C, S]N/45K | Indoor Luminaires | Linear Ambient | Direct Linear Ambient Luminaires | Standard | FALSE | [9 empty] | 12/17/2015 | Not Dimmable | Not Dimmable | No |  |  | 1426.04 | 98.76 | 14.44 | 15.58 | 0.99 | 4500 | 83.9
PXEHAA21 | Dongguan Souon Industry Co.,Ltd | SOUON | SU-AR1-15W24-I[C, S]N/50K | Indoor Luminaires | Linear Ambient | Direct Linear Ambient Luminaires | Standard | FALSE | [9 empty] | 12/17/2015 | Not Dimmable | Not Dimmable | No |  |  | 1456.9 | 102.45 | 14.22 | 15.58 | 0.989 | 5300 | 83.6
PM1HK4KA | Dongguan Souon Industry Co.,Ltd | SOUON | SU-AR1-20W24-I[C, S]N/30K | Indoor Luminaires | Linear Ambient | Direct Linear Ambient Luminaires | Standard | TRUE | 1955.2 | 98.25 | 19.9 | 12.5 | 0.8761 | 3113 | 83.7 | 5 | 50000 | 12/17/2015 | Not Dimmable | Not Dimmable | No |  | 3.1 | 1955.21 | 98.25 | 19.9 | 12.5 | 0.992 | 3113 | 83.7
PVEX1751 | Dongguan Souon Industry Co.,Ltd | SOUON | SU-AR1-20W24-I[C, S]N/35K | Indoor Luminaires | Linear Ambient | Direct Linear Ambient Luminaires | Standard | FALSE | [9 empty] | 12/17/2015 | Not Dimmable | Not Dimmable | No |  |  | 1955.21 | 98.25 | 19.9 | 12.5 | 0.992 | 3500 | 83.7
P7ZJZH8Q | Dongguan Souon Industry Co.,Ltd | SOUON | SU-AR1-20W24-I[C, S]N/40K | Indoor Luminaires | Linear Ambient | Direct Linear Ambient Luminaires | Standard | FALSE | [9 empty] | 12/17/2015 | Not Dimmable | Not Dimmable | No |  |  | 1955.21 | 98.25 | 19.9 | 12.5 | 0.992 | 4000 | 83.7
PY1R84C1 | Dongguan Souon Industry Co.,Ltd | SOUON | SU-AR1-20W24-I[C, S]N/45K | Indoor Luminaires | Linear Ambient | Direct Linear Ambient Luminaires | Standard | FALSE | [9 empty] | 12/17/2015 | Not Dimmable | Not Dimmable | No |  |  | 1955.21 | 98.25 | 19.9 | 12.5 | 0.992 | 4500 | 83.7
P73F8YYX | Dongguan Souon Industry Co.,Ltd | SOUON | SU-AR1-20W24-I[C, S]N/50K | Indoor Luminaires | Linear Ambient | Direct Linear Ambient Luminaires | Standard | FALSE | [9 empty] | 12/17/2015 | Not Dimmable | Not Dimmable | No |  |  | 2093.62 | 105.53 | 19.84 | 12.5 | 0.994 | 5160 | 83.1
P323BXC4 | Dongguan Souon Industry Co.,Ltd | SOUON | SU-AR1-30W48-I[C, S]N/30K | Indoor Luminaires | Linear Ambient | Direct Linear Ambient Luminaires | Standard | TRUE | 2850.13 | 100.78 | 28.28 | 15.76 | 0.8761 | 3148 | 84 | 5 | 50000 | 12/17/2015 | Not Dimmable | Not Dimmable | No |  | 3.1 | 2850.13 | 100.78 | 28.28 | 15.76 | 0.989 | 3148 | 84
PS4UP55Z | Dongguan Souon Industry Co.,Ltd | SOUON | SU-AR1-30W48-I[C, S]N/35K | Indoor Luminaires | Linear Ambient | Direct Linear Ambient Luminaires | Standard | FALSE | [9 empty] | 12/17/2015 | Not Dimmable | Not Dimmable | No |  |  | 2850.13 | 100.78 | 28.28 | 15.76 | 0.989 | 3500 | 84
PR9M33MY | Dongguan Souon Industry Co.,Ltd | SOUON | SU-AR1-30W48-I[C, S]N/40K | Indoor Luminaires | Linear Ambient | Direct Linear Ambient Luminaires | Standard | FALSE | [9 empty] | 12/17/2015 | Not Dimmable | Not Dimmable | No |  |  | 2850.13 | 100.78 | 28.28 | 15.76 | 0.989 | 4000 | 84
PA2NAHJY | Dongguan Souon Industry Co.,Ltd | SOUON | SU-AR1-30W48-I[C, S]N/45K | Indoor Luminaires | Linear Ambient | Direct Linear Ambient Luminaires | Standard | FALSE | [9 empty] | 12/17/2015 | Not Dimmable | Not Dimmable | No |  |  | 2850.13 | 100.78 | 28.28 | 15.76 | 0.989 | 4500 | 84
PMS3JFCE | Dongguan Souon Industry Co.,Ltd | SOUON | SU-AR1-30W48-I[C, S]N/50K | Indoor Luminaires | Linear Ambient | Direct Linear Ambient Luminaires | Standard | FALSE | [9 empty] | 12/17/2015 | Not Dimmable | Not Dimmable | No |  |  | 2895.93 | 101.72 | 28.47 | 15.76 | 0.99 | 5226 | 83.4
P7SXV5WF | Dongguan Souon Industry Co.,Ltd | SOUON | SU-AR1-40W48-I[C, S]N/30K | Indoor Luminaires | Linear Ambient | Direct Linear Ambient Luminaires | Standard | TRUE | 3896.58 | 97.66 | 39.9 | 12.33 | 0.8828 | 3123 | 83.9 | 5 | 50000 | 12/17/2015 | Not Dimmable | Not Dimmable | No |  | 3.1 | 3896.58 | 97.66 | 39.9 | 12.33 | 0.994 | 3123 | 83.9
P77U8GBR | Dongguan Souon Industry Co.,Ltd | SOUON | SU-AR1-40W48-I[C, S]N/35K | Indoor Luminaires | Linear Ambient | Direct Linear Ambient Luminaires | Standard | FALSE | [9 empty] | 12/17/2015 | Not Dimmable | Not Dimmable | No |  |  | 3896.58 | 97.66 | 39.9 | 12.33 | 0.994 | 3500 | 83.9
P44E5N93 | Dongguan Souon Industry Co.,Ltd | SOUON | SU-AR1-40W48-I[C, S]N/40K | Indoor Luminaires | Linear Ambient | Direct Linear Ambient Luminaires | Standard | FALSE | [9 empty] | 12/17/2015 | Not Dimmable | Not Dimmable | No |  |  | 3896.58 | 97.66 | 39.9 | 12.33 | 0.994 | 4000 | 83.9
PAQBQ4EF | Dongguan Souon Industry Co.,Ltd | SOUON | SU-AR1-40W48-I[C, S]N/45K | Indoor Luminaires | Linear Ambient | Direct Linear Ambient Luminaires | Standard | FALSE | [9 empty] | 12/17/2015 | Not Dimmable | Not Dimmable | No |  |  | 3896.58 | 97.66 | 39.9 | 12.33 | 0.994 | 4500 | 83.9
PN2EY3UU | Dongguan Souon Industry Co.,Ltd | SOUON | SU-AR1-40W48-I[C, S]N/50K | Indoor Luminaires | Linear Ambient | Direct Linear Ambient Luminaires | Standard | FALSE | [9 empty] | 12/17/2015 | Not Dimmable | Not Dimmable | No |  |  | 3974.11 | 99.65 | 39.88 | 12.33 | 0.993 | 5218 | 83.4
PTYG81SC | Dongguan Souon Industry Co.,Ltd | SOUON | SU-SQ3-40W48-I[C, S]N/30K | Indoor Luminaires | Linear Ambient | Direct Linear Ambient Luminaires | Standard | TRUE | 3892.57 | 97.68 | 39.85 | 12.5 | 0.8793 | 3136 | 84.3 | 5 | 50000 | 12/17/2015 | Not Dimmable | Not Dimmable | No |  | 3.1 | 3892.57 | 97.68 | 39.85 | 12.5 | 0.993 | 3136 | 84.3
P53BAHHS | Dongguan Souon Industry Co.,Ltd | SOUON | SU-SQ3-40W48-I[C, S]N/35K | Indoor Luminaires | Linear Ambient | Direct Linear Ambient Luminaires | Standard | FALSE | [9 empty] | 12/17/2015 | Not Dimmable | Not Dimmable | No |  |  | 3892.57 | 97.68 | 39.85 | 12.5 | 0.993 | 3500 | 84.3
PXXQ3CN6 | Dongguan Souon Industry Co.,Ltd | SOUON | SU-SQ3-40W48-I[C, S]N/40K | Indoor Luminaires | Linear Ambient | Direct Linear Ambient Luminaires | Standard | FALSE | [9 empty] | 12/17/2015 | Not Dimmable | Not Dimmable | No |  |  | 3892.57 | 97.68 | 39.85 | 12.5 | 0.993 | 4000 | 84.3
PBWFBR9U | Dongguan Souon Industry Co.,Ltd | SOUON | SU-SQ3-40W48-I[C, S]N/45K | Indoor Luminaires | Linear Ambient | Direct Linear Ambient Luminaires | Standard | FALSE | [9 empty] | 12/17/2015 | Not Dimmable | Not Dimmable | No |  |  | 3892.57 | 97.68 | 39.85 | 12.5 | 0.993 | 4500 | 84.3
PEPKQS6M | Dongguan Souon Industry Co.,Ltd | SOUON | SU-SQ3-40W48-I[C, S]N/50K | Indoor Luminaires | Linear Ambient | Direct Linear Ambient Luminaires | Standard | FALSE | [9 empty] | 12/17/2015 | Not Dimmable | Not Dimmable | No |  |  | 3998.56 | 101.15 | 39.53 | 12.5 | 0.992 | 5274 | 84
PF76XSZE | Dongguan Souon Industry Co.,Ltd | SOUON | SU-SQ3-30W48-I[C, S]N/30K | Indoor Luminaires | Linear Ambient | Direct Linear Ambient Luminaires | Standard | TRUE | 2850.19 | 101.29 | 28.14 | 15.75 | 0.8796 | 3165 | 84.4 | 5 | 50000 | 12/17/2015 | Not Dimmable | Not Dimmable | No |  | 3.1 | 2850.19 | 101.29 | 28.14 | 15.75 | 0.988 | 3165 | 84.4
PX9PV6Y1 | Dongguan Souon Industry Co.,Ltd | SOUON | SU-SQ3-30W48-I[C, S]N/35K | Indoor Luminaires | Linear Ambient | Direct Linear Ambient Luminaires | Standard | FALSE | [9 empty] | 12/17/2015 | Not Dimmable | Not Dimmable | No |  |  | 2850.19 | 101.29 | 28.14 | 15.75 | 0.988 | 3500 | 84.4
PD16ZFXR | Dongguan Souon Industry Co.,Ltd | SOUON | SU-SQ3-30W48-I[C, S]N/40K | Indoor Luminaires | Linear Ambient | Direct Linear Ambient Luminaires | Standard | FALSE | [9 empty] | 12/17/2015 | Not Dimmable | Not Dimmable | No |  |  | 2850.19 | 101.29 | 28.14 | 15.75 | 0.988 | 4000 | 84.4
PCB7JTTZ | Dongguan Souon Industry Co.,Ltd | SOUON | SU-SQ3-30W48-I[C, S]N/45K | Indoor Luminaires | Linear Ambient | Direct Linear Ambient Luminaires | Standard | FALSE | [9 empty] | 12/17/2015 | Not Dimmable | Not Dimmable | No |  |  | 2850.19 | 101.29 | 28.14 | 15.75 | 0.988 | 4500 | 84.4
PP2W1NFS | Dongguan Souon Industry Co.,Ltd | SOUON | SU-SQ3-30W48-I[C, S]N/50K | Indoor Luminaires | Linear Ambient | Direct Linear Ambient Luminaires | Standard | FALSE | [9 empty] | 12/17/2015 | Not Dimmable | Not Dimmable | No |  |  | 2885.11 | 101.16 | 28.52 | 15.75 | 0.99 | 5272 | 83.7
P1TFVY2Q | Dongguan Souon Industry Co.,Ltd | SOUON | SU-SQ3-20W24-I[C, S]N/30K | Indoor Luminaires | Linear Ambient | Direct Linear Ambient Luminaires | Standard | TRUE | 1960.52 | 96.44 | 20.33 | 13.22 | 0.8732 | 3124 | 84.2 | 5 | 50000 | 12/17/2015 | Not Dimmable | Not Dimmable | No |  | 3.1 | 1960.52 | 96.44 | 20.33 | 13.22 | 0.991 | 3124 | 84.2
PX2RVK4B | Dongguan Souon Industry Co.,Ltd | SOUON | SU-SQ3-20W24-I[C, S]N/35K | Indoor Luminaires | Linear Ambient | Direct Linear Ambient Luminaires | Standard | FALSE | [9 empty] | 12/17/2015 | Not Dimmable | Not Dimmable | No |  |  | 1960.52 | 96.44 | 20.33 | 13.22 | 0.991 | 3500 | 84.2
PYPZMH5C | Dongguan Souon Industry Co.,Ltd | SOUON | SU-SQ3-20W24-I[C, S]N/40K | Indoor Luminaires | Linear Ambient | Direct Linear Ambient Luminaires | Standard | FALSE | [9 empty] | 12/17/2015 | Not Dimmable | Not Dimmable | No |  |  | 1960.52 | 96.44 | 20.33 | 13.22 | 0.991 | 4000 | 84.2
P58N9FQH | Dongguan Souon Industry Co.,Ltd | SOUON | SU-SQ3-20W24-I[C, S]N/45K | Indoor Luminaires | Linear Ambient | Direct Linear Ambient Luminaires | Standard | FALSE | [9 empty] | 12/17/2015 | Not Dimmable | Not Dimmable | No |  |  | 1960.52 | 96.44 | 20.33 | 13.22 | 0.991 | 4500 | 84.2
PG34TTJP | Dongguan Souon Industry Co.,Ltd | SOUON | SU-SQ3-20W24-I[C, S]N/50K | Indoor Luminaires | Linear Ambient | Direct Linear Ambient Luminaires | Standard | FALSE | [9 empty] | 12/17/2015 | Not Dimmable | Not Dimmable | No |  |  | 2035.97 | 97.46 | 20.89 | 13.22 | 0.992 | 5216 | 83.5
PGZET6BR | Dongguan Souon Industry Co.,Ltd | SOUON | SU-SQ3-15W24-I[C, S]N/30K | Indoor Luminaires | Linear Ambient | Direct Linear Ambient Luminaires | Standard | TRUE | 1426.28 | 100.77 | 14.15 | 11.12 | 0.8788 | 3151 | 84.2 | 5 | 50000 | 12/17/2015 | Not Dimmable | Not Dimmable | No |  | 3.1 | 1426.28 | 100.77 | 14.15 | 10.02 | 0.989 | 3151 | 84.2
PKRYGYY1 | Dongguan Souon Industry Co.,Ltd | SOUON | SU-SQ3-15W24-I[C, S]N/35K | Indoor Luminaires | Linear Ambient | Direct Linear Ambient Luminaires | Standard | FALSE | [9 empty] | 12/17/2015 | Not Dimmable | Not Dimmable | No |  |  | 1426.28 | 100.77 | 14.15 | 10.02 | 0.989 | 3500 | 84.2
PN6QEMP5 | Dongguan Souon Industry Co.,Ltd | SOUON | SU-SQ3-15W24-I[C, S]N/40K | Indoor Luminaires | Linear Ambient | Direct Linear Ambient Luminaires | Standard | FALSE | [9 empty] | 12/17/2015 | Not Dimmable | Not Dimmable | No |  |  | 1426.28 | 100.77 | 14.15 | 10.02 | 0.989 | 4000 | 84.2
PV4VSMFQ | Dongguan Souon Industry Co.,Ltd | SOUON | SU-SQ3-15W24-I[C, S]N/45K | Indoor Luminaires | Linear Ambient | Direct Linear Ambient Luminaires | Standard | FALSE | [9 empty] | 12/17/2015 | Not Dimmable | Not Dimmable | No |  |  | 1426.28 | 100.77 | 14.15 | 10.02 | 0.989 | 4500 | 84.2
P8XB3VYR | Dongguan Souon Industry Co.,Ltd | SOUON | SU-SQ3-15W24-I[C, S]N/50K | Indoor Luminaires | Linear Ambient | Direct Linear Ambient Luminaires | Standard | FALSE | [9 empty] | 12/17/2015 | Not Dimmable | Not Dimmable | No |  |  | 1462.47 | 103.06 | 14.19 | 10.02 | 0.99 | 5210 | 83.4
PZU3M3XV | Dongguan Souon Industry Co.,Ltd | SOUON | SU-SQ1-15W24-I[C, S]N/30K | Indoor Luminaires | Linear Ambient | Direct Linear Ambient Luminaires | Standard | TRUE | 1428.18 | 101 | 14.14 | 10.98 | 0.8785 | 3136 | 83.3 | 5 | 50000 | 12/17/2015 | Not Dimmable | Not Dimmable | No |  | 3.1 | 1428.18 | 101 | 14.14 | 10.32 | 0.989 | 3136 | 83.3
PSY2S2T4 | Dongguan Souon Industry Co.,Ltd | SOUON | SU-SQ1-15W24-I[C, S]N/35K | Indoor Luminaires | Linear Ambient | Direct Linear Ambient Luminaires | Standard | FALSE | [9 empty] | 12/17/2015 | Not Dimmable | Not Dimmable | No |  |  | 1428.18 | 101 | 14.14 | 10.32 | 0.989 | 3500 | 83.3
P6PPG5TX | Dongguan Souon Industry Co.,Ltd | SOUON | SU-SQ1-15W24-I[C, S]N/40K | Indoor Luminaires | Linear Ambient | Direct Linear Ambient Luminaires | Standard | FALSE | [9 empty] | 12/17/2015 | Not Dimmable | Not Dimmable | No |  |  | 1428.18 | 101 | 14.14 | 10.32 | 0.989 | 4000 | 83.3
P6UAU5AM | Dongguan Souon Industry Co.,Ltd | SOUON | SU-SQ1-15W24-I[C, S]N/45K | Indoor Luminaires | Linear Ambient | Direct Linear Ambient Luminaires | Standard | FALSE | [9 empty] | 12/17/2015 | Not Dimmable | Not Dimmable | No |  |  | 1428.18 | 101 | 14.14 | 10.32 | 0.989 | 4500 | 83.3
P4XQD9JY | Dongguan Souon Industry Co.,Ltd | SOUON | SU-SQ1-15W24-I[C, S]N/50K | Indoor Luminaires | Linear Ambient | Direct Linear Ambient Luminaires | Standard | FALSE | [9 empty] | 12/17/2015 | Not Dimmable | Not Dimmable | No |  |  | 1473.28 | 102.81 | 14.33 | 10.32 | 0.99 | 5272 | 83.1
PNW3T1JC | Dongguan Souon Industry Co.,Ltd | SOUON | SU-SQ1-20W24-I[C, S]N/30K | Indoor Luminaires | Linear Ambient | Direct Linear Ambient Luminaires | Standard | TRUE | 1927.16 | 91.86 | 20.98 | 12.67 | 0.8835 | 3122 | 83.4 | 5 | 50000 | 12/17/2015 | Not Dimmable | Not Dimmable | No |  | 3.1 | 1428.18 | 101 | 14.14 | 10.32 | 0.989 | 3136 | 83.3
PE39VYWC | Dongguan Souon Industry Co.,Ltd | SOUON | SU-SQ1-20W24-I[C, S]N/35K | Indoor Luminaires | Linear Ambient | Direct Linear Ambient Luminaires | Standard | FALSE | [9 empty] | 12/17/2015 | Not Dimmable | Not Dimmable | No |  |  | 1428.18 | 101 | 14.14 | 10.32 | 0.989 | 3500 | 83.3
PHYWZE43 | Dongguan Souon Industry Co.,Ltd | SOUON | SU-SQ1-20W24-I[C, S]N/40K | Indoor Luminaires | Linear Ambient | Direct Linear Ambient Luminaires | Standard | FALSE | [9 empty] | 12/17/2015 | Not Dimmable | Not Dimmable | No |  |  | 1428.18 | 101 | 14.14 | 10.32 | 0.989 | 4000 | 83.3
PA338XJX | Dongguan Souon Industry Co.,Ltd | SOUON | SU-SQ1-20W24-I[C, S]N/45K | Indoor Luminaires | Linear Ambient | Direct Linear Ambient Luminaires | Standard | FALSE | [9 empty] | 12/17/2015 | Not Dimmable | Not Dimmable | No |  |  | 1428.18 | 101 | 14.14 | 10.32 | 0.989 | 4500 | 83.3
PBNP3HFU | Dongguan Souon Industry Co.,Ltd | SOUON | SU-SQ1-20W24-I[C, S]N/50K | Indoor Luminaires | Linear Ambient | Direct Linear Ambient Luminaires | Standard | FALSE | [9 empty] | 12/17/2015 | Not Dimmable | Not Dimmable | No |  |  | 1473.28 | 102.81 | 14.33 | 10.32 | 0.99 | 5272 | 83.1
P2WYDHU1 | Dongguan Souon Industry Co.,Ltd | SOUON | SU-SQ1-30W48-I[C, S]N/30K | Indoor Luminaires | Linear Ambient | Direct Linear Ambient Luminaires | Standard | TRUE | 2850.04 | 99.17 | 28.74 | 10.48 | 0.8805 | 3142 | 83.4 | 5 | 50000 | 12/17/2015 | Not Dimmable | Not Dimmable | No |  | 3.1 | 2850.04 | 99.17 | 28.74 | 10.06 | 0.99 | 3142 | 83.4
P1A9GQJV | Dongguan Souon Industry Co.,Ltd | SOUON | SU-SQ1-30W48-I[C, S]N/35K | Indoor Luminaires | Linear Ambient | Direct Linear Ambient Luminaires | Standard | FALSE | [9 empty] | 12/17/2015 | Not Dimmable | Not Dimmable | No |  |  | 2850.04 | 99.17 | 28.74 | 10.06 | 0.99 | 3500 | 83.4
P83P4R5N | Dongguan Souon Industry Co.,Ltd | SOUON | SU-SQ1-30W48-I[C, S]N/40K | Indoor Luminaires | Linear Ambient | Direct Linear Ambient Luminaires | Standard | FALSE | [9 empty] | 12/17/2015 | Not Dimmable | Not Dimmable | No |  |  | 2850.04 | 99.17 | 28.74 | 10.06 | 0.99 | 4000 | 83.4
P4AVDARD | Dongguan Souon Industry Co.,Ltd | SOUON | SU-SQ1-30W48-I[C, S]N/45K | Indoor Luminaires | Linear Ambient | Direct Linear Ambient Luminaires | Standard | FALSE | [9 empty] | 12/17/2015 | Not Dimmable | Not Dimmable | No |  |  | 2850.04 | 99.17 | 28.74 | 10.06 | 0.99 | 4500 | 83.4
PRW2RRTS | Dongguan Souon Industry Co.,Ltd | SOUON | SU-SQ1-30W48-I[C, S]N/50K | Indoor Luminaires | Linear Ambient | Direct Linear Ambient Luminaires | Standard | FALSE | [9 empty] | 12/17/2015 | Not Dimmable | Not Dimmable | No |  |  | 2915.19 | 103.82 | 28.08 | 10.06 | 0.99 | 5216 | 83
PC7W7KBJ | Dongguan Souon Industry Co.,Ltd | SOUON | SU-SQ1-40W48-I[C, S]N/30K | Indoor Luminaires | Linear Ambient | Direct Linear Ambient Luminaires | Standard | TRUE | 3852.07 | 96.42 | 39.95 | 12.62 | 0.8823 | 3132 | 83.4 | 5 | 50000 | 12/17/2015 | Not Dimmable | Not Dimmable | No |  | 3.1 | 3852.07 | 96.42 | 39.95 | 12.62 | 0.993 | 3132 | 83.4
P231G9CC | Dongguan Souon Industry Co.,Ltd | SOUON | SU-SQ1-40W48-I[C, S]N/35K | Indoor Luminaires | Linear Ambient | Direct Linear Ambient Luminaires | Standard | FALSE | [9 empty] | 12/17/2015 | Not Dimmable | Not Dimmable | No |  |  | 3852.07 | 96.42 | 39.95 | 12.62 | 0.993 | 3500 | 83.4
PU983KG8 | Dongguan Souon Industry Co.,Ltd | SOUON | SU-SQ1-40W48-I[C, S]N/40K | Indoor Luminaires | Linear Ambient | Direct Linear Ambient Luminaires | Standard | FALSE | [9 empty] | 12/17/2015 | Not Dimmable | Not Dimmable | No |  |  | 3852.07 | 96.42 | 39.95 | 12.62 | 0.993 | 4000 | 83.4
PWD9HDXK | Dongguan Souon Industry Co.,Ltd | SOUON | SU-SQ1-40W48-I[C, S]N/45K | Indoor Luminaires | Linear Ambient | Direct Linear Ambient Luminaires | Standard | FALSE | [9 empty] | 12/17/2015 | Not Dimmable | Not Dimmable | No |  |  | 3852.07 | 96.42 | 39.95 | 12.62 | 0.993 | 4500 | 83.4
PPG291D6 | Dongguan Souon Industry Co.,Ltd | SOUON | SU-SQ1-40W48-I[C, S]N/50K | Indoor Luminaires | Linear Ambient | Direct Linear Ambient Luminaires | Standard | FALSE | [9 empty] | 12/17/2015 | Not Dimmable | Not Dimmable | No |  |  | 3925.76 | 98.34 | 39.92 | 12.62 | 0.994 | 5180 | 82.6
PGN5F6N6 | Dynaluxx Lighting Technology Co., Ltd. | dynaluxx | C1200 40 [SOF, SEM, SDE] 40K | Indoor Luminaires | Linear Ambient | Direct Linear Ambient Luminaires | Standard | TRUE | 3957.4 | 102.55 | 38.59 | 9.54 | 0.9151 | 4125 | 83.1 | 5 | 50000 | 6/22/2016 | Not Yet Verified | Not Yet Verified | Yes | Updated rated data 10/20/2016 | 3.1 | 4200 | 105 | 40 | 20 | 0.92 | 4000 | 80
PDT6XHR1 | Dynaluxx Lighting Technology Co., Ltd. | dynaluxx | C1200 40 [SDM, STM] 40K | Indoor Luminaires | Linear Ambient | Direct Linear Ambient Luminaires | Standard | FALSE | [9 empty] | 6/22/2016 | Dimmable | Stepped | Yes | Updated rated data 10/20/2016 |  | 4200 | 105 | 40 | 20 | 0.92 | 4000 | 80
PEJXAHSN | Eaton (formerly Cooper Lighting) | Metalux | PDR52235-4SNLED-LD4-41SL-LN-UNV-L835-CD1-PI2BLK-PI10/CLIPS | Indoor Luminaires | Linear Ambient | Direct Linear Ambient Luminaires | Standard | FALSE | [9 empty] | 9/14/2015 | Dimmable | Continuous (Can dim down to ≤ 10% (W)) | No |  |  | 4220.27 | 113.47 | 37.19 | 9.691 | 0.989 | 3500 | 82
PQACJ7GH | Eaton (formerly Cooper Lighting) | Metalux | PDR52232-8TSNLED-LD4-83SL-LN-UNV-L835-CD1-PI2BLK-PI10V-U/CLI | Indoor Luminaires | Linear Ambient | Direct Linear Ambient Luminaires | Standard | FALSE | [9 empty] | 9/14/2015 | Dimmable | Continuous (Can dim down to ≤ 10% (W)) | No |  |  | 8436.61 | 118.27 | 71.33 | 6.83 | 0.994 | 3500 | 82
PP1VHG9H | Eaton (formerly Cooper Lighting) | Metalux | PDR52234-8TSNLED-LD4-83SL-LN-UNV-L835-EL10W-CD2-PI2BLK-PI10V | Indoor Luminaires | Linear Ambient | Direct Linear Ambient Luminaires | Standard | FALSE | [9 empty] | 9/14/2015 | Dimmable | Continuous (Can dim down to ≤ 10% (W)) | No |  |  | 8436.61 | 118.27 | 71.33 | 6.83 | 0.994 | 3500 | 82
PDTR1VMD | Eaton (formerly Cooper Lighting) | Metalux | PDR493858TSNLED-LD1-80-LN-UNV-L835-CD2-PI2BLK-PI10V-U/ CLIPS | Indoor Luminaires | Linear Ambient | Direct Linear Ambient Luminaires | Standard | FALSE | [9 empty] | 9/14/2015 | Dimmable | Continuous (Can dim down to ≤ 10% (W)) | No |  |  | 9360 | 97.1 | 96.4 | 6.5 | 0.995 | 3500 | 82
PE33JR35 | Eaton (formerly Cooper Lighting) | Metalux | PDR493868TSNLEDLD180LNUNVL835EL10WPI2BLUCD2PI2BLK PI10VUCLIPS | Indoor Luminaires | Linear Ambient | Direct Linear Ambient Luminaires | Standard | FALSE | [9 empty] | 9/14/2015 | Dimmable | Continuous (Can dim down to ≤ 10% (W)) | No |  |  | 9360 | 97.1 | 96.4 | 6.5 | 0.995 | 3500 | 82
P5E7KFB5 | Eaton (formerly Cooper Lighting) | Metalux | PDR49441-SNLED-LD1-40-LN-UNV-L835-CD1-PI2BLK-PI10/CLIPS | Indoor Luminaires | Linear Ambient | Direct Linear Ambient Luminaires | Standard | FALSE | [9 empty] | 9/14/2015 | Dimmable | Continuous (Can dim down to ≤ 10% (W)) | No |  |  | 4476 | 98.1 | 45.6 | 6.5 | 0.995 | 3500 | 82
P00000DKT | Eaton (formerly Cooper Lighting) | Metalux | 4WNLED-LD1-41F-UNV-L835-CD1-U | Indoor Luminaires | Linear Ambient | Direct Linear Ambient Luminaires | Standard | TRUE | 4102 | 85.3 | 48.1 | 16 | 0.95 |  | 83.6 | 5 | 60000 | 1/30/2014 | Not Yet Verified | Not Yet Verified | Not Yet Verified |  | 2.1
P00000DKU | Eaton (formerly Cooper Lighting) | Metalux | 4WNLED-LD1-41F-UNV-L850-CD1-U | Indoor Luminaires | Linear Ambient | Direct Linear Ambient Luminaires | Standard | TRUE | 4288.87 | 87.76 | 48.87 | 6.43 | 0.996 | 4861 | 84.7 | 5 | 60000 | 1/30/2014 | Not Yet Verified | Not Yet Verified | Not Yet Verified |  | 2.1
P00000DKV | Eaton (formerly Cooper Lighting) | Metalux | 4WNLED-LD1-41-F-[Voltages 120V through 277V]-[Options include EL]L835-CD1-U | Indoor Luminaires | Linear Ambient | Direct Linear Ambient Luminaires | Standard | FALSE | [9 empty] | 1/30/2014 | Not Yet Verified | Not Yet Verified | Not Yet Verified |  |  | 4100 | 85.24 | 48.1 | 7.9 | 0.977 | 3500 | 85
P00000DKW | Eaton (formerly Cooper Lighting) | Metalux | 4WNLED-LD1-41-F-[Voltages 120V through 277V]-[Options include EL]L835-SD1-U | Indoor Luminaires | Linear Ambient | Direct Linear Ambient Luminaires | Standard | FALSE | [9 empty] | 1/30/2014 | Not Yet Verified | Not Yet Verified | Not Yet Verified |  |  | 4100 | 85.24 | 48.1 | 14 | 0.973 | 3500 | 85
P00000DKX | Eaton (formerly Cooper Lighting) | Metalux | 4WNLED-LD1-41-F-[Voltages 120V through 277V]-[Options include EL]L835-5LTD1-U | Indoor Luminaires | Linear Ambient | Direct Linear Ambient Luminaires | Standard | FALSE | [9 empty] | 1/30/2014 | Not Yet Verified | Not Yet Verified | Not Yet Verified |  |  | 4100 | 85.24 | 48.1 | 10 | 0.97 | 3500 | 85
P00000DKY | Eaton (formerly Cooper Lighting) | Metalux | 4WNLED-LD1-41-F-[Voltages 120V through 277V]-[Options include EL]L840-CD1-U | Indoor Luminaires | Linear Ambient | Direct Linear Ambient Luminaires | Standard | FALSE | [9 empty] | 1/30/2014 | Not Yet Verified | Not Yet Verified | Not Yet Verified |  |  | 4138.53 | 86.04 | 48.1 | 7.9 | 0.977 | 4000 | 85
P00000DKZ | Eaton (formerly Cooper Lighting) | Metalux | 4WNLED-LD1-41-F-[Voltages 120V through 277V]-[Options include EL]L840-SD1-U | Indoor Luminaires | Linear Ambient | Direct Linear Ambient Luminaires | Standard | FALSE | [9 empty] | 1/30/2014 | Not Yet Verified | Not Yet Verified | Not Yet Verified |  |  | 4138.53 | 86.04 | 48.1 | 14 | 0.973 | 4000 | 85
P00000DL0 | Eaton (formerly Cooper Lighting) | Metalux | 4WNLED-LD1-41-F-[Voltages 120V through 277V]-[Options include EL]L840-5LTD1-U | Indoor Luminaires | Linear Ambient | Direct Linear Ambient Luminaires | Standard | FALSE | [9 empty] | 1/30/2014 | Not Yet Verified | Not Yet Verified | Not Yet Verified |  |  | 4138.53 | 86.04 | 48.1 | 10 | 0.97 | 4000 | 85
P00000MEZ | Eaton (formerly Cooper Lighting) | Metalux | SN-LD1-22-LW-UNV-L835-CD1-U | Indoor Luminaires | Linear Ambient | Direct Linear Ambient Luminaires | Standard | TRUE | 2052 | 89.2 | 23 | 13.68 |  |  |  | 5 | 72000 | 6/16/2014 | Not Yet Verified | Not Yet Verified | Not Yet Verified |  | 2.1
P00000MF0 | Eaton (formerly Cooper Lighting) | Metalux | SNLED -LD1-44-LW-UNV-L835-CD1-U | Indoor Luminaires | Linear Ambient | Direct Linear Ambient Luminaires | Standard | TRUE | 4421 | 89.1 | 49.58 | 6.49 |  |  |  | 5 | 72000 | 6/16/2014 | Not Yet Verified | Not Yet Verified | Not Yet Verified |  | 2.1
P00000MF1 | Eaton (formerly Cooper Lighting) | Metalux | 8TSNLED-LD1-86-RM-UNV-L830-CD2-U | Indoor Luminaires | Linear Ambient | Direct Linear Ambient Luminaires | Standard | TRUE | 9456 | 94.52 | 99.62 | 7.16 | 0.996 | 3104 | 83.3 | 5 | 72000 | 6/16/2014 | Not Yet Verified | Not Yet Verified | Not Yet Verified |  | 2.1
P00000MF2 | Eaton (formerly Cooper Lighting) | Metalux | SNLED-LD1-45-RW-UNV-850-CD1-U | Indoor Luminaires | Linear Ambient | Direct Linear Ambient Luminaires | Standard | TRUE | 4581 | 92.81 | 49.36 | 10.63 | 0.957 | 5246 | 85.1 | 5 | 72000 | 6/16/2014 | Not Yet Verified | Not Yet Verified | Not Yet Verified |  | 2.1
P00000MF3 | Eaton (formerly Cooper Lighting) | Metalux | 2SNLED-LD1-24-[Voltages include 120 thru 277V]-[Options include EL7W and PI/CPI]-L835-CD1-[All Packaging] | Indoor Luminaires | Linear Ambient | Direct Linear Ambient Luminaires | Standard | FALSE | [9 empty] | 6/16/2014 | Not Yet Verified | Not Yet Verified | Not Yet Verified |  |  | 2416 | 104.6 | 23.1 | 9 | 0.99 | 3500 | 85
P00000MF4 | Eaton (formerly Cooper Lighting) | Metalux | 2SNLED-LD1-24-[Voltages include 120 thru 277V]-[Options include EL7W and PI/CPI]-L840-CD1-[All Packaging] | Indoor Luminaires | Linear Ambient | Direct Linear Ambient Luminaires | Standard | FALSE | [9 empty] | 6/16/2014 | Not Yet Verified | Not Yet Verified | Not Yet Verified |  |  | 2481 | 107.4 | 23.1 | 9 | 0.99 | 4000 | 85
P00000MF5 | Eaton (formerly Cooper Lighting) | Metalux | 2SNLED-LD1-24-[Voltages include 120 thru 277V]-[Options include EL7W and PI/CPI]-L850-CD1-[All Packaging] | Indoor Luminaires | Linear Ambient | Direct Linear Ambient Luminaires | Standard | FALSE | [9 empty] | 6/16/2014 | Not Yet Verified | Not Yet Verified | Not Yet Verified |  |  | 2492 | 107.9 | 23.1 | 9 | 0.99 | 5000 | 85
P00000MF6 | Eaton (formerly Cooper Lighting) | Metalux | SNLED-LD1-32-[Voltages include 120 thru 277V]-[Options include EL7W and PI/CPI]-L835-CD1-[All Packaging] | Indoor Luminaires | Linear Ambient | Direct Linear Ambient Luminaires | Standard | FALSE | [9 empty] | 6/16/2014 | Not Yet Verified | Not Yet Verified | Not Yet Verified |  |  | 3171 | 111.3 | 28.5 | 6 | 1 | 3500 | 85
P00000MF7 | Eaton (formerly Cooper Lighting) | Metalux | SNLED-LD1-32-[Voltages include 120 thru 277V]-[Options include EL7W and PI/CPI]-L840-CD1-[All Packaging] | Indoor Luminaires | Linear Ambient | Direct Linear Ambient Luminaires | Standard | FALSE | [9 empty] | 6/16/2014 | Not Yet Verified | Not Yet Verified | Not Yet Verified |  |  | 3256 | 114.2 | 28.5 | 6 | 1 | 4000 | 85
P00000MF8 | Eaton (formerly Cooper Lighting) | Metalux | SNLED-LD1-32-[Voltages include 120 thru 277V]-[Options include EL7W and PI/CPI]-L850-CD1-[All Packaging] | Indoor Luminaires | Linear Ambient | Direct Linear Ambient Luminaires | Standard | FALSE | [9 empty] | 6/16/2014 | Not Yet Verified | Not Yet Verified | Not Yet Verified |  |  | 3271 | 114.8 | 28.5 | 6 | 1 | 5000 | 85
P00000MF9 | Eaton (formerly Cooper Lighting) | Metalux | SNLED-LD1-50-[Voltages include 120 thru 277V]-[Options include EL7W and PI/CPI]-L835-CD1-[All Packaging] | Indoor Luminaires | Linear Ambient | Direct Linear Ambient Luminaires | Standard | FALSE | [9 empty] | 6/16/2014 | Not Yet Verified | Not Yet Verified | Not Yet Verified |  |  | 5037 | 101.6 | 49.6 | 8 | 0.99 | 3500 | 85
P00000MFA | Eaton (formerly Cooper Lighting) | Metalux | SNLED-LD1-50-[Voltages include 120 thru 277V]-[Options include EL7W and PI/CPI]-L840-CD1-[All Packaging] | Indoor Luminaires | Linear Ambient | Direct Linear Ambient Luminaires | Standard | FALSE | [9 empty] | 6/16/2014 | Not Yet Verified | Not Yet Verified | Not Yet Verified |  |  | 5172 | 104.3 | 49.6 | 8 | 0.99 | 4000 | 85
P00000MFB | Eaton (formerly Cooper Lighting) | Metalux | SNLED-LD1-50-[Voltages include 120 thru 277V]-[Options include EL7W and PI/CPI]-L850-CD1-[All Packaging] | Indoor Luminaires | Linear Ambient | Direct Linear Ambient Luminaires | Standard | FALSE | [9 empty] | 6/16/2014 | Not Yet Verified | Not Yet Verified | Not Yet Verified |  |  | 5196 | 104.8 | 49.6 | 8 | 0.99 | 5000 | 85
P00000MFC | Eaton (formerly Cooper Lighting) | Metalux | SNLED-LD1-61-[Voltages include 120 thru 277V]-[Options include EL7W and PI/CPI]-L835-CD1-[All Packaging] | Indoor Luminaires | Linear Ambient | Direct Linear Ambient Luminaires | Standard | FALSE | [9 empty] | 6/16/2014 | Not Yet Verified | Not Yet Verified | Not Yet Verified |  |  | 6141 | 115.4 | 53.2 | 8 | 0.99 | 3500 | 85
P00000MFD | Eaton (formerly Cooper Lighting) | Metalux | SNLED-LD1-61-[Voltages include 120 thru 277V]-[Options include EL7W and PI/CPI]-L840-CD1-[All Packaging] | Indoor Luminaires | Linear Ambient | Direct Linear Ambient Luminaires | Standard | FALSE | [9 empty] | 6/16/2014 | Not Yet Verified | Not Yet Verified | Not Yet Verified |  |  | 6306 | 118.5 | 53.2 | 8 | 0.99 | 4000 | 85
P00000MFE | Eaton (formerly Cooper Lighting) | Metalux | SNLED-LD1-61-[Voltages include 120 thru 277V]-[Options include EL7W and PI/CPI]-L850-CD1-[All Packaging] | Indoor Luminaires | Linear Ambient | Direct Linear Ambient Luminaires | Standard | FALSE | [9 empty] | 6/16/2014 | Not Yet Verified | Not Yet Verified | Not Yet Verified |  |  | 6334 | 119.1 | 53.2 | 8 | 0.99 | 5000 | 85
P00000MFF | Eaton (formerly Cooper Lighting) | Metalux | 8TSNLED-LD1-68-[Voltages include 120 thru 277V]-[Options include EL7W and PI/CPI]-L835-CD1-[All Packaging] | Indoor Luminaires | Linear Ambient | Direct Linear Ambient Luminaires | Standard | FALSE | [9 empty] | 6/16/2014 | Not Yet Verified | Not Yet Verified | Not Yet Verified |  |  | 6800 | 106.8 | 63.7 | 9 | 0.98 | 3500 | 85
P00000MFG | Eaton (formerly Cooper Lighting) | Metalux | 8TSNLED-LD1-68-[Voltages include 120 thru 277V]-[Options include EL7W and PI/CPI]-L840-CD1-[All Packaging] | Indoor Luminaires | Linear Ambient | Direct Linear Ambient Luminaires | Standard | FALSE | [9 empty] | 6/16/2014 | Not Yet Verified | Not Yet Verified | Not Yet Verified |  |  | 6982 | 109.6 | 63.7 | 9 | 0.98 | 4000 | 85
P00000MFH | Eaton (formerly Cooper Lighting) | Metalux | 8TSNLED-LD1-68-[Voltages include 120 thru 277V]-[Options include EL7W and PI/CPI]-L850-CD1-[All Packaging] | Indoor Luminaires | Linear Ambient | Direct Linear Ambient Luminaires | Standard | FALSE | [9 empty] | 6/16/2014 | Not Yet Verified | Not Yet Verified | Not Yet Verified |  |  | 7014 | 110.1 | 63.7 | 9 | 0.98 | 5000 | 85
P00000MFI | Eaton (formerly Cooper Lighting) | Metalux | 8TSNLED-LD1-96-[Voltages include 120 thru 277V]-[Options include EL7W and PI/CPI]-L835-CD2-[All Packaging] | Indoor Luminaires | Linear Ambient | Direct Linear Ambient Luminaires | Standard | FALSE | [9 empty] | 6/16/2014 | Not Yet Verified | Not Yet Verified | Not Yet Verified |  |  | 10074 | 102.8 | 98 | 8 | 0.99 | 3500 | 85
P00000MFJ | Eaton (formerly Cooper Lighting) | Metalux | 8TSNLED-LD1-96-[Voltages include 120 thru 277V]-[Options include EL7W and PI/CPI]-L840-CD2-[All Packaging] | Indoor Luminaires | Linear Ambient | Direct Linear Ambient Luminaires | Standard | FALSE | [9 empty] | 6/16/2014 | Not Yet Verified | Not Yet Verified | Not Yet Verified |  |  | 10344 | 105.5 | 98 | 8 | 0.99 | 4000 | 85
P00000MFK | Eaton (formerly Cooper Lighting) | Metalux | 8TSNLED-LD1-96-[Voltages include 120 thru 277V]-[Options include EL7W and PI/CPI]-L850-CD2-[All Packaging] | Indoor Luminaires | Linear Ambient | Direct Linear Ambient Luminaires | Standard | FALSE | [9 empty] | 6/16/2014 | Not Yet Verified | Not Yet Verified | Not Yet Verified |  |  | 10391 | 106 | 98 | 8 | 0.99 | 5000 | 85
P00000MFL | Eaton (formerly Cooper Lighting) | Metalux | 8TSNLED-LD1-116-[Voltages include 120 thru 277V]-[Options include EL7W and PI/CPI]-L835-CD2-[All Packaging] | Indoor Luminaires | Linear Ambient | Direct Linear Ambient Luminaires | Standard | FALSE | [9 empty] | 6/16/2014 | Not Yet Verified | Not Yet Verified | Not Yet Verified |  |  | 12282 | 110.3 | 111.4 | 8 | 0.99 | 3500 | 85
P00000MFM | Eaton (formerly Cooper Lighting) | Metalux | 8TSNLED-LD1-116-[Voltages include 120 thru 277V]-[Options include EL7W and PI/CPI]-L840-CD2-[All Packaging] | Indoor Luminaires | Linear Ambient | Direct Linear Ambient Luminaires | Standard | FALSE | [9 empty] | 6/16/2014 | Not Yet Verified | Not Yet Verified | Not Yet Verified |  |  | 12612 | 113.2 | 111.4 | 8 | 0.99 | 4000 | 85
P00000MFN | Eaton (formerly Cooper Lighting) | Metalux | 8TSNLED-LD1-116-[Voltages include 120 thru 277V]-[Options include EL7W and PI/CPI]-L850-CD2-[All Packaging] | Indoor Luminaires | Linear Ambient | Direct Linear Ambient Luminaires | Standard | FALSE | [9 empty] | 6/16/2014 | Not Yet Verified | Not Yet Verified | Not Yet Verified |  |  | 12669 | 113.8 | 111.4 | 8 | 0.99 | 5000 | 85
P00000MFO | Eaton (formerly Cooper Lighting) | Metalux | 2SNLED-LD1-23-[Voltages include 120 thru 277V]-LC-[Options include EL7W and PI/CPI]-L835-CD1-[All Packaging] | Indoor Luminaires | Linear Ambient | Direct Linear Ambient Luminaires | Standard | FALSE | [9 empty] | 6/16/2014 | Not Yet Verified | Not Yet Verified | Not Yet Verified |  |  | 2227 | 96.4 | 23.1 | 9 | 0.99 | 3500 | 85
P00000MFP | Eaton (formerly Cooper Lighting) | Metalux | 2SNLED-LD1-23-[Voltages include 120 thru 277V]-LC-[Options include EL7W and PI/CPI]-L840-CD1-[All Packaging] | Indoor Luminaires | Linear Ambient | Direct Linear Ambient Luminaires | Standard | FALSE | [9 empty] | 6/16/2014 | Not Yet Verified | Not Yet Verified | Not Yet Verified |  |  | 2287 | 99 | 23.1 | 9 | 0.99 | 4000 | 85
P00000MFQ | Eaton (formerly Cooper Lighting) | Metalux | 2SNLED-LD1-23-[Voltages include 120 thru 277V]-LC-[Options include EL7W and PI/CPI]-L850-CD1-[All Packaging] | Indoor Luminaires | Linear Ambient | Direct Linear Ambient Luminaires | Standard | FALSE | [9 empty] | 6/16/2014 | Not Yet Verified | Not Yet Verified | Not Yet Verified |  |  | 2297 | 99.4 | 23.1 | 9 | 0.99 | 5000 | 85
P00000MFR | Eaton (formerly Cooper Lighting) | Metalux | SNLED-LD1-31-[Voltages include 120 thru 277V]-LC-[Options include EL7W and PI/CPI]-L835-CD1-[All Packaging] | Indoor Luminaires | Linear Ambient | Direct Linear Ambient Luminaires | Standard | FALSE | [9 empty] | 6/16/2014 | Not Yet Verified | Not Yet Verified | Not Yet Verified |  |  | 3166 | 111.1 | 28.5 | 6 | 1 | 3500 | 85
P00000MFS | Eaton (formerly Cooper Lighting) | Metalux | SNLED-LD1-31-[Voltages include 120 thru 277V]-LC-[Options include EL7W and PI/CPI]-L840-CD1-[All Packaging] | Indoor Luminaires | Linear Ambient | Direct Linear Ambient Luminaires | Standard | FALSE | [9 empty] | 6/16/2014 | Not Yet Verified | Not Yet Verified | Not Yet Verified |  |  | 3251 | 114.1 | 28.5 | 6 | 1 | 4000 | 85
P00000MFT | Eaton (formerly Cooper Lighting) | Metalux | SNLED-LD1-31-[Voltages include 120 thru 277V]-LC-[Options include EL7W and PI/CPI]-L850-CD1-[All Packaging] | Indoor Luminaires | Linear Ambient | Direct Linear Ambient Luminaires | Standard | FALSE | [9 empty] | 6/16/2014 | Not Yet Verified | Not Yet Verified | Not Yet Verified |  |  | 3266 | 114.6 | 28.5 | 6 | 1 | 5000 | 85
P00000MFU | Eaton (formerly Cooper Lighting) | Metalux | SNLED-LD1-49-[Voltages include 120 thru 277V]-LC-[Options include EL7W and PI/CPI]-L835-CD1-[All Packaging] | Indoor Luminaires | Linear Ambient | Direct Linear Ambient Luminaires | Standard | FALSE | [9 empty] | 6/16/2014 | Not Yet Verified | Not Yet Verified | Not Yet Verified |  |  | 5013 | 101.1 | 49.6 | 8 | 0.99 | 3500 | 85
P00000MFV | Eaton (formerly Cooper Lighting) | Metalux | SNLED-LD1-49-[Voltages include 120 thru 277V]-LC-[Options include EL7W and PI/CPI]-L840-CD1-[All Packaging] | Indoor Luminaires | Linear Ambient | Direct Linear Ambient Luminaires | Standard | FALSE | [9 empty] | 6/16/2014 | Not Yet Verified | Not Yet Verified | Not Yet Verified |  |  | 5148 | 103.8 | 49.6 | 8 | 0.99 | 4000 | 85
P00000MFW | Eaton (formerly Cooper Lighting) | Metalux | SNLED-LD1-49-[Voltages include 120 thru 277V]-LC-[Options include EL7W and PI/CPI]-L850-CD1-[All Packaging] | Indoor Luminaires | Linear Ambient | Direct Linear Ambient Luminaires | Standard | FALSE | [9 empty] | 6/16/2014 | Not Yet Verified | Not Yet Verified | Not Yet Verified |  |  | 5171 | 104.3 | 49.6 | 8 | 0.99 | 5000 | 85
P00000MFX | Eaton (formerly Cooper Lighting) | Metalux | SNLED-LD1-58-[Voltages include 120 thru 277V]-LC-[Options include EL7W and PI/CPI]-L835-CD1-[All Packaging] | Indoor Luminaires | Linear Ambient | Direct Linear Ambient Luminaires | Standard | FALSE | [9 empty] | 6/16/2014 | Not Yet Verified | Not Yet Verified | Not Yet Verified |  |  | 5814 | 109.3 | 53.2 | 8 | 0.99 | 3500 | 85
P00000MFY | Eaton (formerly Cooper Lighting) | Metalux | SNLED-LD1-58-[Voltages include 120 thru 277V]-LC-[Options include EL7W and PI/CPI]-L840-CD1-[All Packaging] | Indoor Luminaires | Linear Ambient | Direct Linear Ambient Luminaires | Standard | FALSE | [9 empty] | 6/16/2014 | Not Yet Verified | Not Yet Verified | Not Yet Verified |  |  | 5970 | 112.2 | 53.2 | 8 | 0.99 | 4000 | 85
P00000MFZ | Eaton (formerly Cooper Lighting) | Metalux | SNLED-LD1-58-[Voltages include 120 thru 277V]-LC-[Options include EL7W and PI/CPI]-L850-CD1-[All Packaging] | Indoor Luminaires | Linear Ambient | Direct Linear Ambient Luminaires | Standard | FALSE | [9 empty] | 6/16/2014 | Not Yet Verified | Not Yet Verified | Not Yet Verified |  |  | 5997 | 112.7 | 53.2 | 8 | 0.99 | 5000 | 85
P00000MG0 | Eaton (formerly Cooper Lighting) | Metalux | 8TSNLED-LD1-67-[Voltages include 120 thru 277V]-LC-[Options include EL7W and PI/CPI]-L835-CD1-[All Packaging] | Indoor Luminaires | Linear Ambient | Direct Linear Ambient Luminaires | Standard | FALSE | [9 empty] | 6/16/2014 | Not Yet Verified | Not Yet Verified | Not Yet Verified |  |  | 6700 | 105.2 | 63.7 | 9 | 0.98 | 3500 | 85
P00000MG1 | Eaton (formerly Cooper Lighting) | Metalux | 8TSNLED-LD1-67-[Voltages include 120 thru 277V]-LC-[Options include EL7W and PI/CPI]-L840-CD1-[All Packaging] | Indoor Luminaires | Linear Ambient | Direct Linear Ambient Luminaires | Standard | FALSE | [9 empty] | 6/16/2014 | Not Yet Verified | Not Yet Verified | Not Yet Verified |  |  | 6880 | 108 | 63.7 | 9 | 0.98 | 4000 | 85
P00000MG2 | Eaton (formerly Cooper Lighting) | Metalux | 8TSNLED-LD1-67-[Voltages include 120 thru 277V]-LC-[Options include EL7W and PI/CPI]-L850-CD1-[All Packaging] | Indoor Luminaires | Linear Ambient | Direct Linear Ambient Luminaires | Standard | FALSE | [9 empty] | 6/16/2014 | Not Yet Verified | Not Yet Verified | Not Yet Verified |  |  | 6911 | 108.5 | 63.7 | 9 | 0.98 | 5000 | 85
P00000MG3 | Eaton (formerly Cooper Lighting) | Metalux | 8TSNLED-LD1-94-[Voltages include 120 thru 277V]-LC-[Options include EL7W and PI/CPI]-L835-CD2-[All Packaging] | Indoor Luminaires | Linear Ambient | Direct Linear Ambient Luminaires | Standard | FALSE | [9 empty] | 6/16/2014 | Not Yet Verified | Not Yet Verified | Not Yet Verified |  |  | 10026 | 102.3 | 98 | 8 | 0.99 | 3500 | 85
P00000MG4 | Eaton (formerly Cooper Lighting) | Metalux | 8TSNLED-LD1-94-[Voltages include 120 thru 277V]-LC-[Options include EL7W and PI/CPI]-L840-CD2-[All Packaging] | Indoor Luminaires | Linear Ambient | Direct Linear Ambient Luminaires | Standard | FALSE | [9 empty] | 6/16/2014 | Not Yet Verified | Not Yet Verified | Not Yet Verified |  |  | 10295 | 105 | 98 | 8 | 0.99 | 4000 | 85
P00000MG5 | Eaton (formerly Cooper Lighting) | Metalux | 8TSNLED-LD1-94-[Voltages include 120 thru 277V]-LC-[Options include EL7W and PI/CPI]-L850-CD2-[All Packaging] | Indoor Luminaires | Linear Ambient | Direct Linear Ambient Luminaires | Standard | FALSE | [9 empty] | 6/16/2014 | Not Yet Verified | Not Yet Verified | Not Yet Verified |  |  | 10342 | 105.5 | 98 | 8 | 0.99 | 5000 | 85
P00000MG6 | Eaton (formerly Cooper Lighting) | Metalux | 8TSNLED-LD1-115-[Voltages include 120 thru 277V]-LC-[Options include EL7W and PI/CPI]-L835-CD2-[All Packaging] | Indoor Luminaires | Linear Ambient | Direct Linear Ambient Luminaires | Standard | FALSE | [9 empty] | 6/16/2014 | Not Yet Verified | Not Yet Verified | Not Yet Verified |  |  | 11628 | 104.4 | 111.4 | 8 | 0.99 | 3500 | 85
P00000MG7 | Eaton (formerly Cooper Lighting) | Metalux | 8TSNLED-LD1-115-[Voltages include 120 thru 277V]-LC-[Options include EL7W and PI/CPI]-L840-CD2-[All Packaging] | Indoor Luminaires | Linear Ambient | Direct Linear Ambient Luminaires | Standard | FALSE | [9 empty] | 6/16/2014 | Not Yet Verified | Not Yet Verified | Not Yet Verified |  |  | 11940 | 107.2 | 111.4 | 8 | 0.99 | 4000 | 85
P00000MG8 | Eaton (formerly Cooper Lighting) | Metalux | 8TSNLED-LD1-115-[Voltages include 120 thru 277V]-LC-[Options include EL7W and PI/CPI]-L850-CD2-[All Packaging] | Indoor Luminaires | Linear Ambient | Direct Linear Ambient Luminaires | Standard | FALSE | [9 empty] | 6/16/2014 | Not Yet Verified | Not Yet Verified | Not Yet Verified |  |  | 11994 | 107.7 | 111.4 | 8 | 0.99 | 5000 | 85
P00000MG9 | Eaton (formerly Cooper Lighting) | Metalux | 2SNLED-LD1-23-[Voltages include 120 thru 277V]-LN-[Options include EL7W and PI/CPI]-L835-CD1-[All Packaging] | Indoor Luminaires | Linear Ambient | Direct Linear Ambient Luminaires | Standard | FALSE | [9 empty] | 6/16/2014 | Not Yet Verified | Not Yet Verified | Not Yet Verified |  |  | 2256 | 97.7 | 23.1 | 9 | 0.99 | 3500 | 85
P00000MGA | Eaton (formerly Cooper Lighting) | Metalux | 2SNLED-LD1-23-[Voltages include 120 thru 277V]-LN-[Options include EL7W and PI/CPI]-L840-CD1-[All Packaging] | Indoor Luminaires | Linear Ambient | Direct Linear Ambient Luminaires | Standard | FALSE | [9 empty] | 6/16/2014 | Not Yet Verified | Not Yet Verified | Not Yet Verified |  |  | 2317 | 100.3 | 23.1 | 9 | 0.99 | 4000 | 85
P00000MGB | Eaton (formerly Cooper Lighting) | Metalux | 2SNLED-LD1-23-[Voltages include 120 thru 277V]-LN-[Options include EL7W and PI/CPI]-L850-CD1-[All Packaging] | Indoor Luminaires | Linear Ambient | Direct Linear Ambient Luminaires | Standard | FALSE | [9 empty] | 6/16/2014 | Not Yet Verified | Not Yet Verified | Not Yet Verified |  |  | 2327 | 100.7 | 23.1 | 9 | 0.99 | 5000 | 85
P00000MGC | Eaton (formerly Cooper Lighting) | Metalux | SNLED-LD1-30-[Voltages include 120 thru 277V]-LN-[Options include EL7W and PI/CPI]-L835-CD1-[All Packaging] | Indoor Luminaires | Linear Ambient | Direct Linear Ambient Luminaires | Standard | FALSE | [9 empty] | 6/16/2014 | Not Yet Verified | Not Yet Verified | Not Yet Verified |  |  | 3034 | 106.4 | 28.5 | 6 | 1 | 3500 | 85
P00000MGD | Eaton (formerly Cooper Lighting) | Metalux | SNLED-LD1-30-[Voltages include 120 thru 277V]-LN-[Options include EL7W and PI/CPI]-L840-CD1-[All Packaging] | Indoor Luminaires | Linear Ambient | Direct Linear Ambient Luminaires | Standard | FALSE | [9 empty] | 6/16/2014 | Not Yet Verified | Not Yet Verified | Not Yet Verified |  |  | 3115 | 109.3 | 28.5 | 6 | 1 | 4000 | 85
P00000MGE | Eaton (formerly Cooper Lighting) | Metalux | SNLED-LD1-30-[Voltages include 120 thru 277V]-LN-[Options include EL7W and PI/CPI]-L850-CD1-[All Packaging] | Indoor Luminaires | Linear Ambient | Direct Linear Ambient Luminaires | Standard | FALSE | [9 empty] | 6/16/2014 | Not Yet Verified | Not Yet Verified | Not Yet Verified |  |  | 3129 | 109.8 | 28.5 | 6 | 1 | 5000 | 85
P00000MGF | Eaton (formerly Cooper Lighting) | Metalux | SNLED-LD1-48-[Voltages include 120 thru 277V]-LN-[Options include EL7W and PI/CPI]-L835-CD1-[All Packaging] | Indoor Luminaires | Linear Ambient | Direct Linear Ambient Luminaires | Standard | FALSE | [9 empty] | 6/16/2014 | Not Yet Verified | Not Yet Verified | Not Yet Verified |  |  | 4793 | 96.6 | 49.6 | 8 | 0.99 | 3500 | 85
P00000MGG | Eaton (formerly Cooper Lighting) | Metalux | SNLED-LD1-48-[Voltages include 120 thru 277V]-LN-[Options include EL7W and PI/CPI]-L840-CD1-[All Packaging] | Indoor Luminaires | Linear Ambient | Direct Linear Ambient Luminaires | Standard | FALSE | [9 empty] | 6/16/2014 | Not Yet Verified | Not Yet Verified | Not Yet Verified |  |  | 4922 | 99.2 | 49.6 | 8 | 0.99 | 4000 | 85
P00000MGH | Eaton (formerly Cooper Lighting) | Metalux | SNLED-LD1-48-[Voltages include 120 thru 277V]-LN-[Options include EL7W and PI/CPI]-L850-CD1-[All Packaging] | Indoor Luminaires | Linear Ambient | Direct Linear Ambient Luminaires | Standard | FALSE | [9 empty] | 6/16/2014 | Not Yet Verified | Not Yet Verified | Not Yet Verified |  |  | 4944 | 99.7 | 49.6 | 8 | 0.99 | 5000 | 85
P00000MGI | Eaton (formerly Cooper Lighting) | Metalux | SNLED-LD1-57-[Voltages include 120 thru 277V]-LN-[Options include EL7W and PI/CPI]-L835-CD1-[All Packaging] | Indoor Luminaires | Linear Ambient | Direct Linear Ambient Luminaires | Standard | FALSE | [9 empty] | 6/16/2014 | Not Yet Verified | Not Yet Verified | Not Yet Verified |  |  | 5736 | 107.8 | 53.2 | 8 | 0.99 | 3500 | 85
P00000MGJ | Eaton (formerly Cooper Lighting) | Metalux | SNLED-LD1-57-[Voltages include 120 thru 277V]-LN-[Options include EL7W and PI/CPI]-L840-CD1-[All Packaging] | Indoor Luminaires | Linear Ambient | Direct Linear Ambient Luminaires | Standard | FALSE | [9 empty] | 6/16/2014 | Not Yet Verified | Not Yet Verified | Not Yet Verified |  |  | 5890 | 110.7 | 53.2 | 8 | 0.99 | 4000 | 85
P00000MGK | Eaton (formerly Cooper Lighting) | Metalux | SNLED-LD1-57-[Voltages include 120 thru 277V]-LN-[Options include EL7W and PI/CPI]-L850-CD1-[All Packaging] | Indoor Luminaires | Linear Ambient | Direct Linear Ambient Luminaires | Standard | FALSE | [9 empty] | 6/16/2014 | Not Yet Verified | Not Yet Verified | Not Yet Verified |  |  | 5917 | 111.2 | 53.2 | 8 | 0.99 | 5000 | 85
P00000MGL | Eaton (formerly Cooper Lighting) | Metalux | 8TSNLED-LD1-64-[Voltages include 120 thru 277V]-LN-[Options include EL7W and PI/CPI]-L835-CD1-[All Packaging] | Indoor Luminaires | Linear Ambient | Direct Linear Ambient Luminaires | Standard | FALSE | [9 empty] | 6/16/2014 | Not Yet Verified | Not Yet Verified | Not Yet Verified |  |  | 6400 | 100.5 | 63.7 | 9 | 0.98 | 3500 | 85
P00000MGM | Eaton (formerly Cooper Lighting) | Metalux | 8TSNLED-LD1-64-[Voltages include 120 thru 277V]-LN-[Options include EL7W and PI/CPI]-L840-CD1-[All Packaging] | Indoor Luminaires | Linear Ambient | Direct Linear Ambient Luminaires | Standard | FALSE | [9 empty] | 6/16/2014 | Not Yet Verified | Not Yet Verified | Not Yet Verified |  |  | 6572 | 103.2 | 63.7 | 9 | 0.98 | 4000 | 85
P00000MGN | Eaton (formerly Cooper Lighting) | Metalux | 8TSNLED-LD1-64-[Voltages include 120 thru 277V]-LN-[Options include EL7W and PI/CPI]-L850-CD1-[All Packaging] | Indoor Luminaires | Linear Ambient | Direct Linear Ambient Luminaires | Standard | FALSE | [9 empty] | 6/16/2014 | Not Yet Verified | Not Yet Verified | Not Yet Verified |  |  | 6602 | 103.6 | 63.7 | 9 | 0.98 | 5000 | 85
P00000MGO | Eaton (formerly Cooper Lighting) | Metalux | 8TSNLED-LD1-90-[Voltages include 120 thru 277V]-LN-[Options include EL7W and PI/CPI]-L835-CD2-[All Packaging] | Indoor Luminaires | Linear Ambient | Direct Linear Ambient Luminaires | Standard | FALSE | [9 empty] | 6/16/2014 | Not Yet Verified | Not Yet Verified | Not Yet Verified |  |  | 9586 | 97.8 | 98 | 8 | 0.99 | 3500 | 85
P00000MGP | Eaton (formerly Cooper Lighting) | Metalux | 8TSNLED-LD1-90-[Voltages include 120 thru 277V]-LN-[Options include EL7W and PI/CPI]-L840-CD2-[All Packaging] | Indoor Luminaires | Linear Ambient | Direct Linear Ambient Luminaires | Standard | FALSE | [9 empty] | 6/16/2014 | Not Yet Verified | Not Yet Verified | Not Yet Verified |  |  | 9843 | 100.4 | 98 | 8 | 0.99 | 4000 | 85
P00000MGQ | Eaton (formerly Cooper Lighting) | Metalux | 8TSNLED-LD1-90-[Voltages include 120 thru 277V]-LN-[Options include EL7W and PI/CPI]-L850-CD2-[All Packaging] | Indoor Luminaires | Linear Ambient | Direct Linear Ambient Luminaires | Standard | FALSE | [9 empty] | 6/16/2014 | Not Yet Verified | Not Yet Verified | Not Yet Verified |  |  | 9888 | 100.9 | 98 | 8 | 0.99 | 5000 | 85
P00000MGR | Eaton (formerly Cooper Lighting) | Metalux | 8TSNLED-LD1-109-[Voltages include 120 thru 277V]-LN-[Options include EL7W and PI/CPI]-L835-CD2-[All Packaging] | Indoor Luminaires | Linear Ambient | Direct Linear Ambient Luminaires | Standard | FALSE | [9 empty] | 6/16/2014 | Not Yet Verified | Not Yet Verified | Not Yet Verified |  |  | 11472 | 103 | 111.4 | 8 | 0.99 | 3500 | 85
P00000MGS | Eaton (formerly Cooper Lighting) | Metalux | 8TSNLED-LD1-109-[Voltages include 120 thru 277V]-LN-[Options include EL7W and PI/CPI]-L840-CD2-[All Packaging] | Indoor Luminaires | Linear Ambient | Direct Linear Ambient Luminaires | Standard | FALSE | [9 empty] | 6/16/2014 | Not Yet Verified | Not Yet Verified | Not Yet Verified |  |  | 11780 | 105.8 | 111.4 | 8 | 0.99 | 4000 | 85
P00000MGT | Eaton (formerly Cooper Lighting) | Metalux | 8TSNLED-LD1-109-[Voltages include 120 thru 277V]-LN-[Options include EL7W and PI/CPI]-L850-CD2-[All Packaging] | Indoor Luminaires | Linear Ambient | Direct Linear Ambient Luminaires | Standard | FALSE | [9 empty] | 6/16/2014 | Not Yet Verified | Not Yet Verified | Not Yet Verified |  |  | 11833 | 106.3 | 111.4 | 8 | 0.99 | 5000 | 85
P00000MGU | Eaton (formerly Cooper Lighting) | Metalux | 2SNLED-LD1-21-[Voltages include 120 thru 277V]-LW-[Options include EL7W and PI/CPI]-L835-CD1-[All Packaging] | Indoor Luminaires | Linear Ambient | Direct Linear Ambient Luminaires | Standard | FALSE | [9 empty] | 6/16/2014 | Not Yet Verified | Not Yet Verified | Not Yet Verified |  |  | 2052 | 88.8 | 23.1 | 9 | 0.99 | 3500 | 85
P00000MGV | Eaton (formerly Cooper Lighting) | Metalux | 2SNLED-LD1-21-[Voltages include 120 thru 277V]-LW-[Options include EL7W and PI/CPI]-L840-CD1-[All Packaging] | Indoor Luminaires | Linear Ambient | Direct Linear Ambient Luminaires | Standard | FALSE | [9 empty] | 6/16/2014 | Not Yet Verified | Not Yet Verified | Not Yet Verified |  |  | 2107 | 91.2 | 23.1 | 9 | 0.99 | 4000 | 85
P00000MGW | Eaton (formerly Cooper Lighting) | Metalux | 2SNLED-LD1-21-[Voltages include 120 thru 277V]-LW-[Options include EL7W and PI/CPI]-L850-CD1-[All Packaging] | Indoor Luminaires | Linear Ambient | Direct Linear Ambient Luminaires | Standard | FALSE | [9 empty] | 6/16/2014 | Not Yet Verified | Not Yet Verified | Not Yet Verified |  |  | 2117 | 91.6 | 23.1 | 9 | 0.99 | 5000 | 85
P00000MGX | Eaton (formerly Cooper Lighting) | Metalux | SNLED-LD1-28-[Voltages include 120 thru 277V]-LW-[Options include EL7W and PI/CPI]-L835-CD1-[All Packaging] | Indoor Luminaires | Linear Ambient | Direct Linear Ambient Luminaires | Standard | FALSE | [9 empty] | 6/16/2014 | Not Yet Verified | Not Yet Verified | Not Yet Verified |  |  | 2809 | 98.6 | 28.5 | 6 | 1 | 3500 | 85
P00000MGY | Eaton (formerly Cooper Lighting) | Metalux | SNLED-LD1-28-[Voltages include 120 thru 277V]-LW-[Options include EL7W and PI/CPI]-L840-CD1-[All Packaging] | Indoor Luminaires | Linear Ambient | Direct Linear Ambient Luminaires | Standard | FALSE | [9 empty] | 6/16/2014 | Not Yet Verified | Not Yet Verified | Not Yet Verified |  |  | 2884 | 101.2 | 28.5 | 6 | 1 | 4000 | 85
P00000MGZ | Eaton (formerly Cooper Lighting) | Metalux | SNLED-LD1-28-[Voltages include 120 thru 277V]-LW-[Options include EL7W and PI/CPI]-L850-CD1-[All Packaging] | Indoor Luminaires | Linear Ambient | Direct Linear Ambient Luminaires | Standard | FALSE | [9 empty] | 6/16/2014 | Not Yet Verified | Not Yet Verified | Not Yet Verified |  |  | 2897 | 101.7 | 28.5 | 6 | 1 | 5000 | 85
P00000MH0 | Eaton (formerly Cooper Lighting) | Metalux | SNLED-LD1-44-[Voltages include 120 thru 277V]-LW-[Options include EL7W and PI/CPI]-L835-CD1-[All Packaging] | Indoor Luminaires | Linear Ambient | Direct Linear Ambient Luminaires | Standard | FALSE | [9 empty] | 6/16/2014 | Not Yet Verified | Not Yet Verified | Not Yet Verified |  |  | 4421 | 89.1 | 49.6 | 8 | 0.99 | 3500 | 85
P00000MH1 | Eaton (formerly Cooper Lighting) | Metalux | SNLED-LD1-44-[Voltages include 120 thru 277V]-LW-[Options include EL7W and PI/CPI]-L840-CD1-[All Packaging] | Indoor Luminaires | Linear Ambient | Direct Linear Ambient Luminaires | Standard | FALSE | [9 empty] | 6/16/2014 | Not Yet Verified | Not Yet Verified | Not Yet Verified |  |  | 4540 | 91.5 | 49.6 | 8 | 0.99 | 4000 | 85
P00000MH2 | Eaton (formerly Cooper Lighting) | Metalux | SNLED-LD1-44-[Voltages include 120 thru 277V]-LW-[Options include EL7W and PI/CPI]-L850-CD1-[All Packaging] | Indoor Luminaires | Linear Ambient | Direct Linear Ambient Luminaires | Standard | FALSE | [9 empty] | 6/16/2014 | Not Yet Verified | Not Yet Verified | Not Yet Verified |  |  | 4560 | 91.9 | 49.6 | 8 | 0.99 | 5000 | 85
P00000MH3 | Eaton (formerly Cooper Lighting) | Metalux | SNLED-LD1-52-[Voltages include 120 thru 277V]-LW-[Options include EL7W and PI/CPI]-L835-CD1-[All Packaging] | Indoor Luminaires | Linear Ambient | Direct Linear Ambient Luminaires | Standard | FALSE | [9 empty] | 6/16/2014 | Not Yet Verified | Not Yet Verified | Not Yet Verified |  |  | 5245 | 98.6 | 53.2 | 8 | 0.99 | 3500 | 85
P00000MH4 | Eaton (formerly Cooper Lighting) | Metalux | SNLED-LD1-52-[Voltages include 120 thru 277V]-LW-[Options include EL7W and PI/CPI]-L840-CD1-[All Packaging] | Indoor Luminaires | Linear Ambient | Direct Linear Ambient Luminaires | Standard | FALSE | [9 empty] | 6/16/2014 | Not Yet Verified | Not Yet Verified | Not Yet Verified |  |  | 5386 | 101.2 | 53.2 | 8 | 0.99 | 4000 | 85
P00000MH5 | Eaton (formerly Cooper Lighting) | Metalux | SNLED-LD1-52-[Voltages include 120 thru 277V]-LW-[Options include EL7W and PI/CPI]-L850-CD1-[All Packaging] | Indoor Luminaires | Linear Ambient | Direct Linear Ambient Luminaires | Standard | FALSE | [9 empty] | 6/16/2014 | Not Yet Verified | Not Yet Verified | Not Yet Verified |  |  | 5410 | 101.7 | 53.2 | 8 | 0.99 | 5000 | 85
P00000MH6 | Eaton (formerly Cooper Lighting) | Metalux | 8TSNLED-LD1-60-[Voltages include 120 thru 277V]-LW-[Options include EL7W and PI/CPI]-L835-CD1-[All Packaging] | Indoor Luminaires | Linear Ambient | Direct Linear Ambient Luminaires | Standard | FALSE | [9 empty] | 6/16/2014 | Not Yet Verified | Not Yet Verified | Not Yet Verified |  |  | 6000 | 94.2 | 63.7 | 9 | 0.98 | 3500 | 85
P00000MH7 | Eaton (formerly Cooper Lighting) | Metalux | 8TSNLED-LD1-60-[Voltages include 120 thru 277V]-LW-[Options include EL7W and PI/CPI]-L840-CD1-[All Packaging] | Indoor Luminaires | Linear Ambient | Direct Linear Ambient Luminaires | Standard | FALSE | [9 empty] | 6/16/2014 | Not Yet Verified | Not Yet Verified | Not Yet Verified |  |  | 6161 | 96.7 | 63.7 | 9 | 0.98 | 4000 | 85
P00000MH8 | Eaton (formerly Cooper Lighting) | Metalux | 8TSNLED-LD1-60-[Voltages include 120 thru 277V]-LW-[Options include EL7W and PI/CPI]-L850-CD1-[All Packaging] | Indoor Luminaires | Linear Ambient | Direct Linear Ambient Luminaires | Standard | FALSE | [9 empty] | 6/16/2014 | Not Yet Verified | Not Yet Verified | Not Yet Verified |  |  | 6189 | 97.2 | 63.7 | 9 | 0.98 | 5000 | 85
P00000MH9 | Eaton (formerly Cooper Lighting) | Metalux | 8TSNLED-LD1-85-[Voltages include 120 thru 277V]-LW-[Options include EL7W and PI/CPI]-L835-CD2-[All Packaging] | Indoor Luminaires | Linear Ambient | Direct Linear Ambient Luminaires | Standard | FALSE | [9 empty] | 6/16/2014 | Not Yet Verified | Not Yet Verified | Not Yet Verified |  |  | 9079 | 92.6 | 98 | 8 | 0.99 | 3500 | 85
P00000MHA | Eaton (formerly Cooper Lighting) | Metalux | 8TSNLED-LD1-85-[Voltages include 120 thru 277V]-LW-[Options include EL7W and PI/CPI]-L840-CD2-[All Packaging] | Indoor Luminaires | Linear Ambient | Direct Linear Ambient Luminaires | Standard | FALSE | [9 empty] | 6/16/2014 | Not Yet Verified | Not Yet Verified | Not Yet Verified |  |  | 9323 | 95.1 | 98 | 8 | 0.99 | 4000 | 85
P00000MHB | Eaton (formerly Cooper Lighting) | Metalux | 8TSNLED-LD1-85-[Voltages include 120 thru 277V]-LW-[Options include EL7W and PI/CPI]-L850-CD2-[All Packaging] | Indoor Luminaires | Linear Ambient | Direct Linear Ambient Luminaires | Standard | FALSE | [9 empty] | 6/16/2014 | Not Yet Verified | Not Yet Verified | Not Yet Verified |  |  | 9365 | 95.5 | 98 | 8 | 0.99 | 5000 | 85
P00000MHC | Eaton (formerly Cooper Lighting) | Metalux | 8TSNLED-LD1-99-[Voltages include 120 thru 277V]-LW-[Options include EL7W and PI/CPI]-L835-CD2-[All Packaging] | Indoor Luminaires | Linear Ambient | Direct Linear Ambient Luminaires | Standard | FALSE | [9 empty] | 6/16/2014 | Not Yet Verified | Not Yet Verified | Not Yet Verified |  |  | 10490 | 94.2 | 111.4 | 8 | 0.99 | 3500 | 85
P00000MHD | Eaton (formerly Cooper Lighting) | Metalux | 8TSNLED-LD1-99-[Voltages include 120 thru 277V]-LW-[Options include EL7W and PI/CPI]-L840-CD2-[All Packaging] | Indoor Luminaires | Linear Ambient | Direct Linear Ambient Luminaires | Standard | FALSE | [9 empty] | 6/16/2014 | Not Yet Verified | Not Yet Verified | Not Yet Verified |  |  | 10772 | 96.7 | 111.4 | 8 | 0.99 | 4000 | 85
P00000MHE | Eaton (formerly Cooper Lighting) | Metalux | 8TSNLED-LD1-99-[Voltages include 120 thru 277V]-LW-[Options include EL7W and PI/CPI]-L850-CD2-[All Packaging] | Indoor Luminaires | Linear Ambient | Direct Linear Ambient Luminaires | Standard | FALSE | [9 empty] | 6/16/2014 | Not Yet Verified | Not Yet Verified | Not Yet Verified |  |  | 10820 | 97.2 | 111.4 | 8 | 0.99 | 5000 | 85
P00000MHF | Eaton (formerly Cooper Lighting) | Metalux | 2SNLED-LD1-22-[Voltages include 120 thru 277V]-RM-[Options include EL7W and PI/CPI]-L835-CD1-[All Packaging] | Indoor Luminaires | Linear Ambient | Direct Linear Ambient Luminaires | Standard | FALSE | [9 empty] | 6/16/2014 | Not Yet Verified | Not Yet Verified | Not Yet Verified |  |  | 2286 | 99 | 23.1 | 9 | 0.99 | 3500 | 85
P00000MHG | Eaton (formerly Cooper Lighting) | Metalux | 2SNLED-LD1-22-[Voltages include 120 thru 277V]-RM-[Options include EL7W and PI/CPI]-L840-CD1-[All Packaging] | Indoor Luminaires | Linear Ambient | Direct Linear Ambient Luminaires | Standard | FALSE | [9 empty] | 6/16/2014 | Not Yet Verified | Not Yet Verified | Not Yet Verified |  |  | 2348 | 101.6 | 23.1 | 9 | 0.99 | 4000 | 85
P00000MHH | Eaton (formerly Cooper Lighting) | Metalux | 2SNLED-LD1-22-[Voltages include 120 thru 277V]-RM-[Options include EL7W and PI/CPI]-L850-CD1-[All Packaging] | Indoor Luminaires | Linear Ambient | Direct Linear Ambient Luminaires | Standard | FALSE | [9 empty] | 6/16/2014 | Not Yet Verified | Not Yet Verified | Not Yet Verified |  |  | 2358 | 102.1 | 23.1 | 9 | 0.99 | 5000 | 85
P00000MHI | Eaton (formerly Cooper Lighting) | Metalux | SNLED-LD1-28-[Voltages include 120 thru 277V]-RM-[Options include EL7W and PI/CPI]-L835-CD1-[All Packaging] | Indoor Luminaires | Linear Ambient | Direct Linear Ambient Luminaires | Standard | FALSE | [9 empty] | 6/16/2014 | Not Yet Verified | Not Yet Verified | Not Yet Verified |  |  | 3028 | 106.2 | 28.5 | 6 | 1 | 3500 | 85
P00000MHJ | Eaton (formerly Cooper Lighting) | Metalux | SNLED-LD1-28-[Voltages include 120 thru 277V]-RM-[Options include EL7W and PI/CPI]-L840-CD1-[All Packaging] | Indoor Luminaires | Linear Ambient | Direct Linear Ambient Luminaires | Standard | FALSE | [9 empty] | 6/16/2014 | Not Yet Verified | Not Yet Verified | Not Yet Verified |  |  | 3109 | 109.1 | 28.5 | 6 | 1 | 4000 | 85
P00000MHK | Eaton (formerly Cooper Lighting) | Metalux | SNLED-LD1-28-[Voltages include 120 thru 277V]-RM-[Options include EL7W and PI/CPI]-L850-CD1-[All Packaging] | Indoor Luminaires | Linear Ambient | Direct Linear Ambient Luminaires | Standard | FALSE | [9 empty] | 6/16/2014 | Not Yet Verified | Not Yet Verified | Not Yet Verified |  |  | 3123 | 109.6 | 28.5 | 6 | 1 | 5000 | 85
P00000MHL | Eaton (formerly Cooper Lighting) | Metalux | SNLED-LD1-45-[Voltages include 120 thru 277V]-RM-[Options include EL7W and PI/CPI]-L835-CD1-[All Packaging] | Indoor Luminaires | Linear Ambient | Direct Linear Ambient Luminaires | Standard | FALSE | [9 empty] | 6/16/2014 | Not Yet Verified | Not Yet Verified | Not Yet Verified |  |  | 4736 | 95.5 | 49.6 | 8 | 0.99 | 3500 | 85
P00000MHM | Eaton (formerly Cooper Lighting) | Metalux | SNLED-LD1-45-[Voltages include 120 thru 277V]-RM-[Options include EL7W and PI/CPI]-L840-CD1-[All Packaging] | Indoor Luminaires | Linear Ambient | Direct Linear Ambient Luminaires | Standard | FALSE | [9 empty] | 6/16/2014 | Not Yet Verified | Not Yet Verified | Not Yet Verified |  |  | 4863 | 98 | 49.6 | 8 | 0.99 | 4000 | 85
P00000MHN | Eaton (formerly Cooper Lighting) | Metalux | SNLED-LD1-45-[Voltages include 120 thru 277V]-RM-[Options include EL7W and PI/CPI]-L850-CD1-[All Packaging] | Indoor Luminaires | Linear Ambient | Direct Linear Ambient Luminaires | Standard | FALSE | [9 empty] | 6/16/2014 | Not Yet Verified | Not Yet Verified | Not Yet Verified |  |  | 4885 | 98.5 | 49.6 | 8 | 0.99 | 5000 | 85
P00000MHO | Eaton (formerly Cooper Lighting) | Metalux | SNLED-LD1-57-[Voltages include 120 thru 277V]-RM-[Options include EL7W and PI/CPI]-L835-CD1-[All Packaging] | Indoor Luminaires | Linear Ambient | Direct Linear Ambient Luminaires | Standard | FALSE | [9 empty] | 6/16/2014 | Not Yet Verified | Not Yet Verified | Not Yet Verified |  |  | 5844 | 109.8 | 53.2 | 8 | 0.99 | 3500 | 85
P00000MHP | Eaton (formerly Cooper Lighting) | Metalux | SNLED-LD1-57-[Voltages include 120 thru 277V]-RM-[Options include EL7W and PI/CPI]-L840-CD1-[All Packaging] | Indoor Luminaires | Linear Ambient | Direct Linear Ambient Luminaires | Standard | FALSE | [9 empty] | 6/16/2014 | Not Yet Verified | Not Yet Verified | Not Yet Verified |  |  | 6001 | 112.8 | 53.2 | 8 | 0.99 | 4000 | 85
P00000MHQ | Eaton (formerly Cooper Lighting) | Metalux | SNLED-LD1-57-[Voltages include 120 thru 277V]-RM-[Options include EL7W and PI/CPI]-L850-CD1-[All Packaging] | Indoor Luminaires | Linear Ambient | Direct Linear Ambient Luminaires | Standard | FALSE | [9 empty] | 6/16/2014 | Not Yet Verified | Not Yet Verified | Not Yet Verified |  |  | 6028 | 113.3 | 53.2 | 8 | 0.99 | 5000 | 85
P00000MHR | Eaton (formerly Cooper Lighting) | Metalux | 8TSNLED-LD1-59-[Voltages include 120 thru 277V]-RM-[Options include EL7W and PI/CPI]-L835-CD1-[All Packaging] | Indoor Luminaires | Linear Ambient | Direct Linear Ambient Luminaires | Standard | FALSE | [9 empty] | 6/16/2014 | Not Yet Verified | Not Yet Verified | Not Yet Verified |  |  | 6621 | 104 | 63.7 | 9 | 0.98 | 3500 | 85
P00000MHS | Eaton (formerly Cooper Lighting) | Metalux | 8TSNLED-LD1-59-[Voltages include 120 thru 277V]-RM-[Options include EL7W and PI/CPI]-L840-CD1-[All Packaging] | Indoor Luminaires | Linear Ambient | Direct Linear Ambient Luminaires | Standard | FALSE | [9 empty] | 6/16/2014 | Not Yet Verified | Not Yet Verified | Not Yet Verified |  |  | 6799 | 106.7 | 63.7 | 9 | 0.98 | 4000 | 85
P00000MHT | Eaton (formerly Cooper Lighting) | Metalux | 8TSNLED-LD1-59-[Voltages include 120 thru 277V]-RM-[Options include EL7W and PI/CPI]-L850-CD1-[All Packaging] | Indoor Luminaires | Linear Ambient | Direct Linear Ambient Luminaires | Standard | FALSE | [9 empty] | 6/16/2014 | Not Yet Verified | Not Yet Verified | Not Yet Verified |  |  | 6830 | 107.2 | 63.7 | 9 | 0.98 | 5000 | 85
P00000MHU | Eaton (formerly Cooper Lighting) | Metalux | 8TSNLED-LD1-86-[Voltages include 120 thru 277V]-RM-[Options include EL7W and PI/CPI]-L835-CD2-[All Packaging] | Indoor Luminaires | Linear Ambient | Direct Linear Ambient Luminaires | Standard | FALSE | [9 empty] | 6/16/2014 | Not Yet Verified | Not Yet Verified | Not Yet Verified |  |  | 9783 | 99.8 | 98 | 8 | 0.99 | 3500 | 85
P00000MHV | Eaton (formerly Cooper Lighting) | Metalux | 8TSNLED-LD1-86-[Voltages include 120 thru 277V]-RM-[Options include EL7W and PI/CPI]-L840-CD2-[All Packaging] | Indoor Luminaires | Linear Ambient | Direct Linear Ambient Luminaires | Standard | FALSE | [9 empty] | 6/16/2014 | Not Yet Verified | Not Yet Verified | Not Yet Verified |  |  | 10046 | 102.5 | 98 | 8 | 0.99 | 4000 | 85
P00000MHW | Eaton (formerly Cooper Lighting) | Metalux | 8TSNLED-LD1-86-[Voltages include 120 thru 277V]-RM-[Options include EL7W and PI/CPI]-L850-CD2-[All Packaging] | Indoor Luminaires | Linear Ambient | Direct Linear Ambient Luminaires | Standard | FALSE | [9 empty] | 6/16/2014 | Not Yet Verified | Not Yet Verified | Not Yet Verified |  |  | 10091 | 102.9 | 98 | 8 | 0.99 | 5000 | 85
P00000MHX | Eaton (formerly Cooper Lighting) | Metalux | 8TSNLED-LD1-110-[Voltages include 120 thru 277V]-RM-[Options include EL7W and PI/CPI]-L835-CD2-[All Packaging] | Indoor Luminaires | Linear Ambient | Direct Linear Ambient Luminaires | Standard | FALSE | [9 empty] | 6/16/2014 | Not Yet Verified | Not Yet Verified | Not Yet Verified |  |  | 11688 | 104.9 | 111.4 | 8 | 0.99 | 3500 | 85
P00000MHY | Eaton (formerly Cooper Lighting) | Metalux | 8TSNLED-LD1-110-[Voltages include 120 thru 277V]-RM-[Options include EL7W and PI/CPI]-L840-CD2-[All Packaging] | Indoor Luminaires | Linear Ambient | Direct Linear Ambient Luminaires | Standard | FALSE | [9 empty] | 6/16/2014 | Not Yet Verified | Not Yet Verified | Not Yet Verified |  |  | 12002 | 107.8 | 111.4 | 8 | 0.99 | 4000 | 85
P00000MHZ | Eaton (formerly Cooper Lighting) | Metalux | 8TSNLED-LD1-110-[Voltages include 120 thru 277V]-RM-[Options include EL7W and PI/CPI]-L850-CD2-[All Packaging] | Indoor Luminaires | Linear Ambient | Direct Linear Ambient Luminaires | Standard | FALSE | [9 empty] | 6/16/2014 | Not Yet Verified | Not Yet Verified | Not Yet Verified |  |  | 12324 | 110.7 | 111.4 | 8 | 0.99 | 5000 | 85
P00000MI0 | Eaton (formerly Cooper Lighting) | Metalux | 2SNLED-LD1-22-[Voltages include 120 thru 277V]-RW-[Options include EL7W and PI/CPI]-L835-CD1-[All Packaging] | Indoor Luminaires | Linear Ambient | Direct Linear Ambient Luminaires | Standard | FALSE | [9 empty] | 6/16/2014 | Not Yet Verified | Not Yet Verified | Not Yet Verified |  |  | 2146 | 92.9 | 23.1 | 9 | 0.99 | 3500 | 85
P00000MI1 | Eaton (formerly Cooper Lighting) | Metalux | 2SNLED-LD1-22-[Voltages include 120 thru 277V]-RW-[Options include EL7W and PI/CPI]-L840-CD1-[All Packaging] | Indoor Luminaires | Linear Ambient | Direct Linear Ambient Luminaires | Standard | FALSE | [9 empty] | 6/16/2014 | Not Yet Verified | Not Yet Verified | Not Yet Verified |  |  | 2204 | 95.4 | 23.1 | 8 | 0.99 | 4000 | 85
P00000MI2 | Eaton (formerly Cooper Lighting) | Metalux | 2SNLED-LD1-22-[Voltages include 120 thru 277V]-RW-[Options include EL7W and PI/CPI]-L850-CD1-[All Packaging] | Indoor Luminaires | Linear Ambient | Direct Linear Ambient Luminaires | Standard | FALSE | [9 empty] | 6/16/2014 | Not Yet Verified | Not Yet Verified | Not Yet Verified |  |  | 2214 | 95.8 | 23.1 | 9 | 0.99 | 5000 | 85
P00000MI3 | Eaton (formerly Cooper Lighting) | Metalux | SNLED-LD1-28-[Voltages include 120 thru 277V]-RW-[Options include EL7W and PI/CPI]-L835-CD1-[All Packaging] | Indoor Luminaires | Linear Ambient | Direct Linear Ambient Luminaires | Standard | FALSE | [9 empty] | 6/16/2014 | Not Yet Verified | Not Yet Verified | Not Yet Verified |  |  | 2844 | 99.8 | 28.5 | 6 | 1 | 3500 | 85
P00000MI4 | Eaton (formerly Cooper Lighting) | Metalux | SNLED-LD1-28-[Voltages include 120 thru 277V]-RW-[Options include EL7W and PI/CPI]-L840-CD1-[All Packaging] | Indoor Luminaires | Linear Ambient | Direct Linear Ambient Luminaires | Standard | FALSE | [9 empty] | 6/16/2014 | Not Yet Verified | Not Yet Verified | Not Yet Verified |  |  | 2920 | 102.5 | 28.5 | 6 | 1 | 4000 | 85
P00000MI5 | Eaton (formerly Cooper Lighting) | Metalux | SNLED-LD1-28-[Voltages include 120 thru 277V]-RW-[Options include EL7W and PI/CPI]-L850-CD1-[All Packaging] | Indoor Luminaires | Linear Ambient | Direct Linear Ambient Luminaires | Standard | FALSE | [9 empty] | 6/16/2014 | Not Yet Verified | Not Yet Verified | Not Yet Verified |  |  | 2934 | 102.9 | 28.5 | 6 | 1 | 5000 | 85
P00000MI6 | Eaton (formerly Cooper Lighting) | Metalux | SNLED-LD1-45-[Voltages include 120 thru 277V]-RW-[Options include EL7W and PI/CPI]-L835-CD1-[All Packaging] | Indoor Luminaires | Linear Ambient | Direct Linear Ambient Luminaires | Standard | FALSE | [9 empty] | 6/16/2014 | Not Yet Verified | Not Yet Verified | Not Yet Verified |  |  | 4429 | 89.3 | 49.6 | 8 | 0.99 | 3500 | 85
P00000MI7 | Eaton (formerly Cooper Lighting) | Metalux | SNLED-LD1-45-[Voltages include 120 thru 277V]-RW-[Options include EL7W and PI/CPI]-L840-CD1-[All Packaging] | Indoor Luminaires | Linear Ambient | Direct Linear Ambient Luminaires | Standard | FALSE | [9 empty] | 6/16/2014 | Not Yet Verified | Not Yet Verified | Not Yet Verified |  |  | 4548 | 91.7 | 49.6 | 8 | 0.99 | 4000 | 85
P00000MI8 | Eaton (formerly Cooper Lighting) | Metalux | SNLED-LD1-45-[Voltages include 120 thru 277V]-RW-[Options include EL7W and PI/CPI]-L850-CD1-[All Packaging] | Indoor Luminaires | Linear Ambient | Direct Linear Ambient Luminaires | Standard | FALSE | [9 empty] | 6/16/2014 | Not Yet Verified | Not Yet Verified | Not Yet Verified |  |  | 4569 | 92.1 | 49.6 | 8 | 0.99 | 5000 | 85
P00000MI9 | Eaton (formerly Cooper Lighting) | Metalux | SNLED-LD1-57-[Voltages include 120 thru 277V]-RW-[Options include EL7W and PI/CPI]-L835-CD1-[All Packaging] | Indoor Luminaires | Linear Ambient | Direct Linear Ambient Luminaires | Standard | FALSE | [9 empty] | 6/16/2014 | Not Yet Verified | Not Yet Verified | Not Yet Verified |  |  | 5486 | 103.1 | 53.2 | 8 | 0.99 | 3500 | 85
P00000MIA | Eaton (formerly Cooper Lighting) | Metalux | SNLED-LD1-57-[Voltages include 120 thru 277V]-RW-[Options include EL7W and PI/CPI]-L840-CD1-[All Packaging] | Indoor Luminaires | Linear Ambient | Direct Linear Ambient Luminaires | Standard | FALSE | [9 empty] | 6/16/2014 | Not Yet Verified | Not Yet Verified | Not Yet Verified |  |  | 5633 | 105.9 | 53.2 | 8 | 0.99 | 4000 | 85
P00000MIB | Eaton (formerly Cooper Lighting) | Metalux | SNLED-LD1-57-[Voltages include 120 thru 277V]-RW-[Options include EL7W and PI/CPI]-L850-CD1-[All Packaging] | Indoor Luminaires | Linear Ambient | Direct Linear Ambient Luminaires | Standard | FALSE | [9 empty] | 6/16/2014 | Not Yet Verified | Not Yet Verified | Not Yet Verified |  |  | 5659 | 106.4 | 53.2 | 8 | 0.99 | 5000 | 85
P00000MIC | Eaton (formerly Cooper Lighting) | Metalux | 8TSNLED-LD1-59-[Voltages include 120 thru 277V]-RW-[Options include EL7W and PI/CPI]-L835-CD1-[All Packaging] | Indoor Luminaires | Linear Ambient | Direct Linear Ambient Luminaires | Standard | FALSE | [9 empty] | 6/16/2014 | Not Yet Verified | Not Yet Verified | Not Yet Verified |  |  | 6189 | 97.2 | 63.7 | 9 | 0.98 | 3500 | 85
P00000MID | Eaton (formerly Cooper Lighting) | Metalux | 8TSNLED-LD1-59-[Voltages include 120 thru 277V]-RW-[Options include EL7W and PI/CPI]-L840-CD1-[All Packaging] | Indoor Luminaires | Linear Ambient | Direct Linear Ambient Luminaires | Standard | FALSE | [9 empty] | 6/16/2014 | Not Yet Verified | Not Yet Verified | Not Yet Verified |  |  | 6355 | 99.8 | 63.7 | 9 | 0.98 | 4000 | 85
P00000MIE | Eaton (formerly Cooper Lighting) | Metalux | 8TSNLED-LD1-59-[Voltages include 120 thru 277V]-RW-[Options include EL7W and PI/CPI]-L850-CD1-[All Packaging] | Indoor Luminaires | Linear Ambient | Direct Linear Ambient Luminaires | Standard | FALSE | [9 empty] | 6/16/2014 | Not Yet Verified | Not Yet Verified | Not Yet Verified |  |  | 6384 | 100.2 | 63.7 | 9 | 0.98 | 5000 | 85
P00000MIF | Eaton (formerly Cooper Lighting) | Metalux | 8TSNLED-LD1-86-[Voltages include 120 thru 277V]-RW-[Options include EL7W and PI/CPI]-L835-CD2-[All Packaging] | Indoor Luminaires | Linear Ambient | Direct Linear Ambient Luminaires | Standard | FALSE | [9 empty] | 6/16/2014 | Not Yet Verified | Not Yet Verified | Not Yet Verified |  |  | 9096 | 92.8 | 98 | 8 | 0.99 | 3500 | 85
P00000MIG | Eaton (formerly Cooper Lighting) | Metalux | 8TSNLED-LD1-86-[Voltages include 120 thru 277V]-RW-[Options include EL7W and PI/CPI]-L840-CD2-[All Packaging] | Indoor Luminaires | Linear Ambient | Direct Linear Ambient Luminaires | Standard | FALSE | [9 empty] | 6/16/2014 | Not Yet Verified | Not Yet Verified | Not Yet Verified |  |  | 9340 | 95.3 | 98 | 8 | 0.99 | 4000 | 85
P00000MIH | Eaton (formerly Cooper Lighting) | Metalux | 8TSNLED-LD1-86-[Voltages include 120 thru 277V]-RW-[Options include EL7W and PI/CPI]-L850-CD2-[All Packaging] | Indoor Luminaires | Linear Ambient | Direct Linear Ambient Luminaires | Standard | FALSE | [9 empty] | 6/16/2014 | Not Yet Verified | Not Yet Verified | Not Yet Verified |  |  | 9383 | 95.7 | 98 | 8 | 0.99 | 5000 | 85
P00000MII | Eaton (formerly Cooper Lighting) | Metalux | 8TSNLED-LD1-110-[Voltages include 120 thru 277V]-RW-[Options include EL7W and PI/CPI]-L835-CD2-[All Packaging] | Indoor Luminaires | Linear Ambient | Direct Linear Ambient Luminaires | Standard | FALSE | [9 empty] | 6/16/2014 | Not Yet Verified | Not Yet Verified | Not Yet Verified |  |  | 10972 | 98.5 | 111.4 | 8 | 0.99 | 3500 | 85
P00000MIJ | Eaton (formerly Cooper Lighting) | Metalux | 8TSNLED-LD1-110-[Voltages include 120 thru 277V]-RW-[Options include EL7W and PI/CPI]-L840-CD2-[All Packaging] | Indoor Luminaires | Linear Ambient | Direct Linear Ambient Luminaires | Standard | FALSE | [9 empty] | 6/16/2014 | Not Yet Verified | Not Yet Verified | Not Yet Verified |  |  | 11266 | 101.2 | 111.4 | 8 | 0.99 | 4000 | 85
P00000MIK | Eaton (formerly Cooper Lighting) | Metalux | 8TSNLED-LD1-110-[Voltages include 120 thru 277V]-RW-[Options include EL7W and PI/CPI]-L850-CD2-[All Packaging] | Indoor Luminaires | Linear Ambient | Direct Linear Ambient Luminaires | Standard | FALSE | [9 empty] | 6/16/2014 | Not Yet Verified | Not Yet Verified | Not Yet Verified |  |  | 11318 | 101.6 | 111.4 | 8 | 0.99 | 5000 | 85
P8GEMGWXP | Eaton (formerly Cooper Lighting) | Metalux | 4SLWP4040ND-UNV-[ALL PACKAGING] | Indoor Luminaires | Linear Ambient | Direct Linear Ambient Luminaires | Standard | TRUE | 4358.1 | 94.68 | 46.32 | 9.46 | 0.9 | 3856 | 83.1 | 5 | 50000 | 10/15/2014 | Not Dimmable | Not Dimmable | Not Yet Verified |  | 2.1
PTHRD3RGF | Eaton (formerly Cooper Lighting) | Corelite Divide | DSI-WS-1L30-1C-UNV-4-SC | Indoor Luminaires | Linear Ambient | Direct Linear Ambient Luminaires | Standard | TRUE | 3013 | 96 | 31.4 | 9.99 | 0.911 | 2969 | 82.5 | 5 | 50000 | 1/26/2015 | Dimmable | Continuous (Can dim down to ≤ 10% (W)) | Not Yet Verified |  | 2.1
PBNE8AREU | Eaton (formerly Cooper Lighting) | Corelite Divide | DSI-WS-5L30-1C-UNV-4-SC | Indoor Luminaires | Linear Ambient | Direct Linear Ambient Luminaires | Standard | TRUE | 8014 | 83.48 | 96 |  | 0.9998 |  |  | 5 | 50000 | 1/26/2015 | Dimmable | Continuous (Can dim down to ≤ 10% (W)) | Not Yet Verified |  | 2.1
PS5S6CWR | Eaton (formerly Cooper Lighting) | Corelite Divide | DSI-WS-1L30-1[All Wiring]-[Voltages Includes 120V thru 277V]-SU-JB[4 foot length increments]-Blank[Integral Control Options include DS, 2S and Blank]DC[All Finish] | Indoor Luminaires | Linear Ambient | Direct Linear Ambient Luminaires | Standard | FALSE | [9 empty] | 1/26/2015 | Dimmable | Continuous (Can dim down to ≤ 10% (W)) | Not Yet Verified |  |  | 3058 | 97.7 | 31.3 | 7.63 | 0.998 | 3000 | 82
PSK24V9F | Eaton (formerly Cooper Lighting) | Corelite Divide | DSI-WS-1L35-1[All Wiring]-[Voltages Includes 120V thru 277V]-SU-JB[4 foot length increments]-Blank[Integral Control Options include DS, 2S and Blank]DC[All Finish] | Indoor Luminaires | Linear Ambient | Direct Linear Ambient Luminaires | Standard | FALSE | [9 empty] | 1/26/2015 | Dimmable | Continuous (Can dim down to ≤ 10% (W)) | Not Yet Verified |  |  | 3101.42 | 98.46 | 31.5 | 7.63 | 0.998 | 3500 | 82
PK4EDJ22 | Eaton (formerly Cooper Lighting) | Corelite Divide | DSI-WS-1L40-1[All Wiring]-[Voltages Includes 120V thru 277V]-SU-JB[4 foot length increments]-Blank[Integral Control Options include DS, 2S and Blank]DC[All Finish] | Indoor Luminaires | Linear Ambient | Direct Linear Ambient Luminaires | Standard | FALSE | [9 empty] | 1/26/2015 | Dimmable | Continuous (Can dim down to ≤ 10% (W)) | Not Yet Verified |  |  | 3261.66 | 102.25 | 31.9 | 7.63 | 0.998 | 4000 | 82
PAMSREJF | Eaton (formerly Cooper Lighting) | Corelite Divide | DSI-WS-1L30-1[All Wiring]-[Voltages Includes 120V thru 277V]-SU-JB[4 foot length increments]-Blank[Integral Control Options include DS, 2S and Blank]FC[All Finish] | Indoor Luminaires | Linear Ambient | Direct Linear Ambient Luminaires | Standard | FALSE | [9 empty] | 1/26/2015 | Dimmable | Continuous (Can dim down to ≤ 10% (W)) | Not Yet Verified |  |  | 3045 | 97.28 | 31.3 | 7.63 | 0.998 | 3000 | 82
P96SKVA1 | Eaton (formerly Cooper Lighting) | Corelite Divide | DSI-WS-1L35-1[All Wiring]-[Voltages Includes 120V thru 277V]-SU-JB[4 foot length increments]-Blank[Integral Control Options include DS, 2S and Blank]FC[All Finish] | Indoor Luminaires | Linear Ambient | Direct Linear Ambient Luminaires | Standard | FALSE | [9 empty] | 1/26/2015 | Dimmable | Continuous (Can dim down to ≤ 10% (W)) | Not Yet Verified |  |  | 3088.24 | 98.04 | 31.5 | 7.63 | 0.998 | 3500 | 82
PAJ3EPDC | Eaton (formerly Cooper Lighting) | Corelite Divide | DSI-WS-1L40-1[All Wiring]-[Voltages Includes 120V thru 277V]-SU-JB[4 foot length increments]-Blank[Integral Control Options include DS, 2S and Blank]FC[All Finish] | Indoor Luminaires | Linear Ambient | Direct Linear Ambient Luminaires | Standard | FALSE | [9 empty] | 1/26/2015 | Dimmable | Continuous (Can dim down to ≤ 10% (W)) | Not Yet Verified |  |  | 3247.8 | 101.81 | 31.9 | 7.63 | 0.998 | 4000 | 82
P2MDBTQJ | Eaton (formerly Cooper Lighting) | Corelite Divide | DSI-WS-1L30-1[All Wiring]-[Voltages Includes 120V thru 277V]-SU-JB[4 foot length increments]-Blank[Integral Control Options include DS, 2S and Blank]SC[All Finish] | Indoor Luminaires | Linear Ambient | Direct Linear Ambient Luminaires | Standard | FALSE | [9 empty] | 1/26/2015 | Dimmable | Continuous (Can dim down to ≤ 10% (W)) | Not Yet Verified |  |  | 3013 | 95.96 | 31.4 | 7.63 | 0.998 | 3000 | 82
PVFZ37BR | Eaton (formerly Cooper Lighting) | Corelite Divide | DSI-WS-1L35-1[All Wiring]-[Voltages Includes 120V thru 277V]-SU-JB[4 foot length increments]-Blank[Integral Control Options include DS, 2S and Blank]SC[All Finish] | Indoor Luminaires | Linear Ambient | Direct Linear Ambient Luminaires | Standard | FALSE | [9 empty] | 1/26/2015 | Dimmable | Continuous (Can dim down to ≤ 10% (W)) | Not Yet Verified |  |  | 3055.78 | 97.01 | 31.5 | 7.63 | 0.998 | 3500 | 82
PTAR7MKS | Eaton (formerly Cooper Lighting) | Corelite Divide | DSI-WS-1L40-1[All Wiring]-[Voltages Includes 120V thru 277V]-SU-JB[4 foot length increments]-Blank[Integral Control Options include DS, 2S and Blank]SC[All Finish] | Indoor Luminaires | Linear Ambient | Direct Linear Ambient Luminaires | Standard | FALSE | [9 empty] | 1/26/2015 | Dimmable | Continuous (Can dim down to ≤ 10% (W)) | Not Yet Verified |  |  | 3213.67 | 100.74 | 31.9 | 7.63 | 0.998 | 4000 | 82
PPKTA8RJ | Eaton (formerly Cooper Lighting) | Corelite Divide | DSI-WS-1L30-1[All Wiring]-[Voltages Includes 120V thru 277V]-SU-JB[4 foot length increments]-Blank[Integral Control Options include DS, 2S and Blank]Blank[All Finish] | Indoor Luminaires | Linear Ambient | Direct Linear Ambient Luminaires | Standard | FALSE | [9 empty] | 1/26/2015 | Dimmable | Continuous (Can dim down to ≤ 10% (W)) | Not Yet Verified |  |  | 3108 | 98.98 | 31.4 | 7.63 | 0.998 | 3000 | 82
PVN96YYH | Eaton (formerly Cooper Lighting) | Corelite Divide | DSI-WS-1L35-1[All Wiring]-[Voltages Includes 120V thru 277V]-SU-JB[4 foot length increments]-Blank[Integral Control Options include DS, 2S and Blank]Blank[All Finish] | Indoor Luminaires | Linear Ambient | Direct Linear Ambient Luminaires | Standard | FALSE | [9 empty] | 1/26/2015 | Dimmable | Continuous (Can dim down to ≤ 10% (W)) | Not Yet Verified |  |  | 3152.13 | 100.07 | 31.5 | 7.63 | 0.998 | 3500 | 82
PANPW56Q | Eaton (formerly Cooper Lighting) | Corelite Divide | DSI-WS-1L40-1[All Wiring]-[Voltages Includes 120V thru 277V]-SU-JB[4 foot length increments]-Blank[Integral Control Options include DS, 2S and Blank]Blank[All Finish] | Indoor Luminaires | Linear Ambient | Direct Linear Ambient Luminaires | Standard | FALSE | [9 empty] | 1/26/2015 | Dimmable | Continuous (Can dim down to ≤ 10% (W)) | Not Yet Verified |  |  | 3314.99 | 103.92 | 31.9 | 7.63 | 0.998 | 4000 | 82
P12SX9JT | Eaton (formerly Cooper Lighting) | Corelite Divide | DSI-WS-2L30-1[All Wiring]-[Voltages Includes 120V thru 277V]-SU-JB[4 foot length increments]-Blank[Integral Control Options include DS, 2S and Blank]DC[All Finish] | Indoor Luminaires | Linear Ambient | Direct Linear Ambient Luminaires | Standard | FALSE | [9 empty] | 1/26/2015 | Dimmable | Continuous (Can dim down to ≤ 10% (W)) | Not Yet Verified |  |  | 4332.57 | 94.45 | 45.87 | 6.5 | 0.999 | 3000 | 82
PJMGB3VP | Eaton (formerly Cooper Lighting) | Corelite Divide | DSI-WS-2L35-1[All Wiring]-[Voltages Includes 120V thru 277V]-SU-JB[4 foot length increments]-Blank[Integral Control Options include DS, 2S and Blank]DC[All Finish] | Indoor Luminaires | Linear Ambient | Direct Linear Ambient Luminaires | Standard | FALSE | [9 empty] | 1/26/2015 | Dimmable | Continuous (Can dim down to ≤ 10% (W)) | Not Yet Verified |  |  | 4394.1 | 95.79 | 45.87 | 6.5 | 0.999 | 3500 | 82
PAWBV99A | Eaton (formerly Cooper Lighting) | Corelite Divide | DSI-WS-2L40-1[All Wiring]-[Voltages Includes 120V thru 277V]-SU-JB[4 foot length increments]-Blank[Integral Control Options include DS, 2S and Blank]DC[All Finish] | Indoor Luminaires | Linear Ambient | Direct Linear Ambient Luminaires | Standard | FALSE | [9 empty] | 1/26/2015 | Dimmable | Continuous (Can dim down to ≤ 10% (W)) | Not Yet Verified |  |  | 4621.12 | 100.74 | 45.87 | 6.5 | 0.999 | 4000 | 82
P417JNGT | Eaton (formerly Cooper Lighting) | Corelite Divide | DSI-WS-2L30-1[All Wiring]-[Voltages Includes 120V thru 277V]-SU-JB[4 foot length increments]-Blank[Integral Control Options include DS, 2S and Blank]FC[All Finish] | Indoor Luminaires | Linear Ambient | Direct Linear Ambient Luminaires | Standard | FALSE | [9 empty] | 1/26/2015 | Dimmable | Continuous (Can dim down to ≤ 10% (W)) | Not Yet Verified |  |  | 4314.16 | 94.05 | 45.87 | 6.5 | 0.999 | 3000 | 82
PXBMRPCY | Eaton (formerly Cooper Lighting) | Corelite Divide | DSI-WS-2L35-1[All Wiring]-[Voltages Includes 120V thru 277V]-SU-JB[4 foot length increments]-Blank[Integral Control Options include DS, 2S and Blank]FC[All Finish] | Indoor Luminaires | Linear Ambient | Direct Linear Ambient Luminaires | Standard | FALSE | [9 empty] | 1/26/2015 | Dimmable | Continuous (Can dim down to ≤ 10% (W)) | Not Yet Verified |  |  | 4375.42 | 95.39 | 45.87 | 6.5 | 0.999 | 3500 | 82
PTAN9F2K | Eaton (formerly Cooper Lighting) | Corelite Divide | DSI-WS-2L40-1[All Wiring]-[Voltages Includes 120V thru 277V]-SU-JB[4 foot length increments]-Blank[Integral Control Options include DS, 2S and Blank]FC[All Finish] | Indoor Luminaires | Linear Ambient | Direct Linear Ambient Luminaires | Standard | FALSE | [9 empty] | 1/26/2015 | Dimmable | Continuous (Can dim down to ≤ 10% (W)) | Not Yet Verified |  |  | 4601.48 | 100.32 | 45.87 | 6.5 | 0.999 | 4000 | 82
PA245C59 | Eaton (formerly Cooper Lighting) | Corelite Divide | DSI-WS-2L30-1[All Wiring]-[Voltages Includes 120V thru 277V]-SU-JB[4 foot length increments]-Blank[Integral Control Options include DS, 2S and Blank]SC[All Finish] | Indoor Luminaires | Linear Ambient | Direct Linear Ambient Luminaires | Standard | FALSE | [9 empty] | 1/26/2015 | Dimmable | Continuous (Can dim down to ≤ 10% (W)) | Not Yet Verified |  |  | 4268.82 | 93.06 | 45.87 | 6.5 | 0.999 | 3000 | 82
P2NB67P6 | Eaton (formerly Cooper Lighting) | Corelite Divide | DSI-WS-2L35-1[All Wiring]-[Voltages Includes 120V thru 277V]-SU-JB[4 foot length increments]-Blank[Integral Control Options include DS, 2S and Blank]SC[All Finish] | Indoor Luminaires | Linear Ambient | Direct Linear Ambient Luminaires | Standard | FALSE | [9 empty] | 1/26/2015 | Dimmable | Continuous (Can dim down to ≤ 10% (W)) | Not Yet Verified |  |  | 4329.44 | 94.38 | 45.87 | 6.5 | 0.999 | 3500 | 82
PBVPWB9W | Eaton (formerly Cooper Lighting) | Corelite Divide | DSI-WS-2L40-1[All Wiring]-[Voltages Includes 120V thru 277V]-SU-JB[4 foot length increments]-Blank[Integral Control Options include DS, 2S and Blank]SC[All Finish] | Indoor Luminaires | Linear Ambient | Direct Linear Ambient Luminaires | Standard | FALSE | [9 empty] | 1/26/2015 | Dimmable | Continuous (Can dim down to ≤ 10% (W)) | Not Yet Verified |  |  | 4553.12 | 99.26 | 45.87 | 6.5 | 0.999 | 4000 | 82
PK6WQTZS | Eaton (formerly Cooper Lighting) | Corelite Divide | DSI-WS-2L30-1[All Wiring]-[Voltages Includes 120V thru 277V]-SU-JB[4 foot length increments]-Blank[Integral Control Options include DS, 2S and Blank]Blank[All Finish] | Indoor Luminaires | Linear Ambient | Direct Linear Ambient Luminaires | Standard | FALSE | [9 empty] | 1/26/2015 | Dimmable | Continuous (Can dim down to ≤ 10% (W)) | Not Yet Verified |  |  | 4403.41 | 96 | 45.87 | 6.5 | 0.999 | 3000 | 82
PVZV3GZ4 | Eaton (formerly Cooper Lighting) | Corelite Divide | DSI-WS-2L35-1[All Wiring]-[Voltages Includes 120V thru 277V]-SU-JB[4 foot length increments]-Blank[Integral Control Options include DS, 2S and Blank]Blank[All Finish] | Indoor Luminaires | Linear Ambient | Direct Linear Ambient Luminaires | Standard | FALSE | [9 empty] | 1/26/2015 | Dimmable | Continuous (Can dim down to ≤ 10% (W)) | Not Yet Verified |  |  | 4465.94 | 97.36 | 45.87 | 6.5 | 0.999 | 3500 | 82
P8DPJMT6 | Eaton (formerly Cooper Lighting) | Corelite Divide | DSI-WS-2L40-1[All Wiring]-[Voltages Includes 120V thru 277V]-SU-JB[4 foot length increments]-Blank[Integral Control Options include DS, 2S and Blank]Blank[All Finish] | Indoor Luminaires | Linear Ambient | Direct Linear Ambient Luminaires | Standard | FALSE | [9 empty] | 1/26/2015 | Dimmable | Continuous (Can dim down to ≤ 10% (W)) | Not Yet Verified |  |  | 4696.68 | 102.39 | 45.87 | 6.5 | 0.999 | 4000 | 82
PZJUSZ3S | Eaton (formerly Cooper Lighting) | Corelite Divide | DSI-WS-3L30-1[All Wiring]-[Voltages Includes 120V thru 277V]-SU-JB[4 foot length increments]-Blank[Integral Control Options include DS, 2S and Blank]DC[All Finish] | Indoor Luminaires | Linear Ambient | Direct Linear Ambient Luminaires | Standard | FALSE | [9 empty] | 1/26/2015 | Dimmable | Continuous (Can dim down to ≤ 10% (W)) | Not Yet Verified |  |  | 5031.94 | 89.06 | 56.5 | 8.02 | 0.998 | 3000 | 82
PR8PE2ZZ | Eaton (formerly Cooper Lighting) | Corelite Divide | DSI-WS-3L35-1[All Wiring]-[Voltages Includes 120V thru 277V]-SU-JB[4 foot length increments]-Blank[Integral Control Options include DS, 2S and Blank]DC[All Finish] | Indoor Luminaires | Linear Ambient | Direct Linear Ambient Luminaires | Standard | FALSE | [9 empty] | 1/26/2015 | Dimmable | Continuous (Can dim down to ≤ 10% (W)) | Not Yet Verified |  |  | 5103.39 | 90.33 | 56.5 | 8.02 | 0.998 | 3500 | 82
P6GRVFTG | Eaton (formerly Cooper Lighting) | Corelite Divide | DSI-WS-3L40-1[All Wiring]-[Voltages Includes 120V thru 277V]-SU-JB[4 foot length increments]-Blank[Integral Control Options include DS, 2S and Blank]DC[All Finish] | Indoor Luminaires | Linear Ambient | Direct Linear Ambient Luminaires | Standard | FALSE | [9 empty] | 1/26/2015 | Dimmable | Continuous (Can dim down to ≤ 10% (W)) | Not Yet Verified |  |  | 5367.07 | 94.99 | 56.5 | 8.02 | 0.998 | 4000 | 82
PYRDZYCC | Eaton (formerly Cooper Lighting) | Corelite Divide | DSI-WS-3L30-1[All Wiring]-[Voltages Includes 120V thru 277V]-SU-JB[4 foot length increments]-Blank[Integral Control Options include DS, 2S and Blank]FC[All Finish] | Indoor Luminaires | Linear Ambient | Direct Linear Ambient Luminaires | Standard | FALSE | [9 empty] | 1/26/2015 | Dimmable | Continuous (Can dim down to ≤ 10% (W)) | Not Yet Verified |  |  | 5010.55 | 88.68 | 56.5 | 8.02 | 0.998 | 3000 | 82
PRAMZS1W | Eaton (formerly Cooper Lighting) | Corelite Divide | DSI-WS-3L35-1[All Wiring]-[Voltages Includes 120V thru 277V]-SU-JB[4 foot length increments]-Blank[Integral Control Options include DS, 2S and Blank]FC[All Finish] | Indoor Luminaires | Linear Ambient | Direct Linear Ambient Luminaires | Standard | FALSE | [9 empty] | 1/26/2015 | Dimmable | Continuous (Can dim down to ≤ 10% (W)) | Not Yet Verified |  |  | 5081.7 | 89.94 | 56.5 | 8.02 | 0.998 | 3500 | 82
PWC747AD | Eaton (formerly Cooper Lighting) | Corelite Divide | DSI-WS-3L40-1[All Wiring]-[Voltages Includes 120V thru 277V]-SU-JB[4 foot length increments]-Blank[Integral Control Options include DS, 2S and Blank]FC[All Finish] | Indoor Luminaires | Linear Ambient | Direct Linear Ambient Luminaires | Standard | FALSE | [9 empty] | 1/26/2015 | Dimmable | Continuous (Can dim down to ≤ 10% (W)) | Not Yet Verified |  |  | 5344.25 | 94.59 | 56.5 | 8.02 | 0.998 | 4000 | 82
P1GYQADB | Eaton (formerly Cooper Lighting) | Corelite Divide | DSI-WS-3L30-1[All Wiring]-[Voltages Includes 120V thru 277V]-SU-JB[4 foot length increments]-Blank[Integral Control Options include DS, 2S and Blank]SC[All Finish] | Indoor Luminaires | Linear Ambient | Direct Linear Ambient Luminaires | Standard | FALSE | [9 empty] | 1/26/2015 | Dimmable | Continuous (Can dim down to ≤ 10% (W)) | Not Yet Verified |  |  | 4957.89 | 87.75 | 56.5 | 8.02 | 0.998 | 3000 | 82
P68YFAYB | Eaton (formerly Cooper Lighting) | Corelite Divide | DSI-WS-3L35-1[All Wiring]-[Voltages Includes 120V thru 277V]-SU-JB[4 foot length increments]-Blank[Integral Control Options include DS, 2S and Blank]SC[All Finish] | Indoor Luminaires | Linear Ambient | Direct Linear Ambient Luminaires | Standard | FALSE | [9 empty] | 1/26/2015 | Dimmable | Continuous (Can dim down to ≤ 10% (W)) | Not Yet Verified |  |  | 5028.29 | 89 | 56.5 | 8.02 | 0.998 | 3500 | 82
P3Q3AZPA | Eaton (formerly Cooper Lighting) | Corelite Divide | DSI-WS-3L40-1[All Wiring]-[Voltages Includes 120V thru 277V]-SU-JB[4 foot length increments]-Blank[Integral Control Options include DS, 2S and Blank]SC[All Finish] | Indoor Luminaires | Linear Ambient | Direct Linear Ambient Luminaires | Standard | FALSE | [9 empty] | 1/26/2015 | Dimmable | Continuous (Can dim down to ≤ 10% (W)) | Not Yet Verified |  |  | 5288.09 | 93.59 | 56.5 | 8.02 | 0.998 | 4000 | 82
P8BQK8DK | Eaton (formerly Cooper Lighting) | Corelite Divide | DSI-WS-3L30-1[All Wiring]-[Voltages Includes 120V thru 277V]-SU-JB[4 foot length increments]-Blank[Integral Control Options include DS, 2S and Blank]Blank[All Finish] | Indoor Luminaires | Linear Ambient | Direct Linear Ambient Luminaires | Standard | FALSE | [9 empty] | 1/26/2015 | Dimmable | Continuous (Can dim down to ≤ 10% (W)) | Not Yet Verified |  |  | 5114.21 | 90.52 | 56.5 | 8.02 | 0.998 | 3000 | 82
PET2JSD7 | Eaton (formerly Cooper Lighting) | Corelite Divide | DSI-WS-3L35-1[All Wiring]-[Voltages Includes 120V thru 277V]-SU-JB[4 foot length increments]-Blank[Integral Control Options include DS, 2S and Blank]Blank[All Finish] | Indoor Luminaires | Linear Ambient | Direct Linear Ambient Luminaires | Standard | FALSE | [9 empty] | 1/26/2015 | Dimmable | Continuous (Can dim down to ≤ 10% (W)) | Not Yet Verified |  |  | 5186.84 | 91.8 | 56.5 | 8.02 | 0.998 | 3500 | 82
PJRJY9BU | Eaton (formerly Cooper Lighting) | Corelite Divide | DSI-WS-3L40-1[All Wiring]-[Voltages Includes 120V thru 277V]-SU-JB[4 foot length increments]-Blank[Integral Control Options include DS, 2S and Blank]Blank[All Finish] | Indoor Luminaires | Linear Ambient | Direct Linear Ambient Luminaires | Standard | FALSE | [9 empty] | 1/26/2015 | Dimmable | Continuous (Can dim down to ≤ 10% (W)) | Not Yet Verified |  |  | 5454.82 | 96.55 | 56.5 | 8.02 | 0.998 | 4000 | 82
PBYUSBV3 | Eaton (formerly Cooper Lighting) | Corelite Divide | DSI-WS-4L30-1[All Wiring]-[Voltages Includes 120V thru 277V]-SU-JB[4 foot length increments]-Blank[Integral Control Options include DS, 2S and Blank]DC[All Finish] | Indoor Luminaires | Linear Ambient | Direct Linear Ambient Luminaires | Standard | FALSE | [9 empty] | 1/26/2015 | Dimmable | Continuous (Can dim down to ≤ 10% (W)) | Not Yet Verified |  |  | 6465.22 | 86.32 | 74.9 | 7 | 0.999 | 3000 | 82
PXE3GWD2 | Eaton (formerly Cooper Lighting) | Corelite Divide | DSI-WS-4L35-1[All Wiring]-[Voltages Includes 120V thru 277V]-SU-JB[4 foot length increments]-Blank[Integral Control Options include DS, 2S and Blank]DC[All Finish] | Indoor Luminaires | Linear Ambient | Direct Linear Ambient Luminaires | Standard | FALSE | [9 empty] | 1/26/2015 | Dimmable | Continuous (Can dim down to ≤ 10% (W)) | Not Yet Verified |  |  | 6557.03 | 87.54 | 74.9 | 7 | 0.999 | 3500 | 82
PFHEB922 | Eaton (formerly Cooper Lighting) | Corelite Divide | DSI-WS-4L40-1[All Wiring]-[Voltages Includes 120V thru 277V]-SU-JB[4 foot length increments]-Blank[Integral Control Options include DS, 2S and Blank]DC[All Finish] | Indoor Luminaires | Linear Ambient | Direct Linear Ambient Luminaires | Standard | FALSE | [9 empty] | 1/26/2015 | Dimmable | Continuous (Can dim down to ≤ 10% (W)) | Not Yet Verified |  |  | 6895.81 | 92.07 | 74.9 | 7 | 0.999 | 4000 | 82
PQ76TVDU | Eaton (formerly Cooper Lighting) | Corelite Divide | DSI-WS-4L30-1[All Wiring]-[Voltages Includes 120V thru 277V]-SU-JB[4 foot length increments]-Blank[Integral Control Options include DS, 2S and Blank]FC[All Finish] | Indoor Luminaires | Linear Ambient | Direct Linear Ambient Luminaires | Standard | FALSE | [9 empty] | 1/26/2015 | Dimmable | Continuous (Can dim down to ≤ 10% (W)) | Not Yet Verified |  |  | 6437.74 | 85.95 | 74.9 | 7 | 0.999 | 3000 | 82
P9TM1NR6 | Eaton (formerly Cooper Lighting) | Corelite Divide | DSI-WS-4L35-1[All Wiring]-[Voltages Includes 120V thru 277V]-SU-JB[4 foot length increments]-Blank[Integral Control Options include DS, 2S and Blank]FC[All Finish] | Indoor Luminaires | Linear Ambient | Direct Linear Ambient Luminaires | Standard | FALSE | [9 empty] | 1/26/2015 | Dimmable | Continuous (Can dim down to ≤ 10% (W)) | Not Yet Verified |  |  | 6529.15 | 87.17 | 74.9 | 7 | 0.999 | 3500 | 82
PN646USS | Eaton (formerly Cooper Lighting) | Corelite Divide | DSI-WS-4L40-1[All Wiring]-[Voltages Includes 120V thru 277V]-SU-JB[4 foot length increments]-Blank[Integral Control Options include DS, 2S and Blank]FC[All Finish] | Indoor Luminaires | Linear Ambient | Direct Linear Ambient Luminaires | Standard | FALSE | [9 empty] | 1/26/2015 | Dimmable | Continuous (Can dim down to ≤ 10% (W)) | Not Yet Verified |  |  | 6866.49 | 91.68 | 74.9 | 7 | 0.999 | 4000 | 82
PP9B5AFD | Eaton (formerly Cooper Lighting) | Corelite Divide | DSI-WS-4L30-1[All Wiring]-[Voltages Includes 120V thru 277V]-SU-JB[4 foot length increments]-Blank[Integral Control Options include DS, 2S and Blank]SC[All Finish] | Indoor Luminaires | Linear Ambient | Direct Linear Ambient Luminaires | Standard | FALSE | [9 empty] | 1/26/2015 | Dimmable | Continuous (Can dim down to ≤ 10% (W)) | Not Yet Verified |  |  | 6370.08 | 85.05 | 74.9 | 7 | 0.999 | 3000 | 82
PSYEFNKR | Eaton (formerly Cooper Lighting) | Corelite Divide | DSI-WS-4L30-1[All Wiring]-[Voltages Includes 120V thru 277V]-SU-JB[8 foot length increments]-Blank[Integral Control Options include DS, 2S and Blank]Blank[All Finish] | Indoor Luminaires | Linear Ambient | Direct Linear Ambient Luminaires | Standard | FALSE | [9 empty] | 1/26/2015 | Dimmable | Continuous (Can dim down to ≤ 10% (W)) | Not Yet Verified |  |  | 13141.87 | 87.73 | 149.8 | 7 | 0.999 | 3000 | 82
P296KHMU | Eaton (formerly Cooper Lighting) | Corelite Divide | DSI-WS-4L35-1[All Wiring]-[Voltages Includes 120V thru 277V]-SU-JB[8 foot length increments]-Blank[Integral Control Options include DS, 2S and Blank]Blank[All Finish] | Indoor Luminaires | Linear Ambient | Direct Linear Ambient Luminaires | Standard | FALSE | [9 empty] | 1/26/2015 | Dimmable | Continuous (Can dim down to ≤ 10% (W)) | Not Yet Verified |  |  | 13328.48 | 88.98 | 149.8 | 7 | 0.999 | 3500 | 82
PHWBUJ87 | Eaton (formerly Cooper Lighting) | Corelite Divide | DSI-WS-4L40-1[All Wiring]-[Voltages Includes 120V thru 277V]-SU-JB[8 foot length increments]-Blank[Integral Control Options include DS, 2S and Blank]Blank[All Finish] | Indoor Luminaires | Linear Ambient | Direct Linear Ambient Luminaires | Standard | FALSE | [9 empty] | 1/26/2015 | Dimmable | Continuous (Can dim down to ≤ 10% (W)) | Not Yet Verified |  |  | 14017.12 | 93.57 | 149.8 | 7 | 0.999 | 4000 | 82
PW7J8JKC | Eaton (formerly Cooper Lighting) | Corelite Divide | DSI-WS-5L30-1[All Wiring]-[Voltages Includes 120V thru 277V]-SU-JB[8 foot length increments]-Blank[Integral Control Options include DS, 2S and Blank]DC[All Finish] | Indoor Luminaires | Linear Ambient | Direct Linear Ambient Luminaires | Standard | FALSE | [9 empty] | 1/26/2015 | Dimmable | Continuous (Can dim down to ≤ 10% (W)) | Not Yet Verified |  |  | 16178 | 84.44 | 191.6 | 6.05 | 0.998 | 3000 | 82
PZJQ5GWD | Eaton (formerly Cooper Lighting) | Corelite Divide | DSI-WS-5L35-1[All Wiring]-[Voltages Includes 120V thru 277V]-SU-JB[8 foot length increments]-Blank[Integral Control Options include DS, 2S and Blank]DC[All Finish] | Indoor Luminaires | Linear Ambient | Direct Linear Ambient Luminaires | Standard | FALSE | [9 empty] | 1/26/2015 | Dimmable | Continuous (Can dim down to ≤ 10% (W)) | Not Yet Verified |  |  | 16407.73 | 85.81 | 191.2 | 6.05 | 0.998 | 3500 | 82
PBQFM73N | Eaton (formerly Cooper Lighting) | Corelite Divide | DSI-WS-5L40-1[All Wiring]-[Voltages Includes 120V thru 277V]-SU-JB[8 foot length increments]-Blank[Integral Control Options include DS, 2S and Blank]DC[All Finish] | Indoor Luminaires | Linear Ambient | Direct Linear Ambient Luminaires | Standard | FALSE | [9 empty] | 1/26/2015 | Dimmable | Continuous (Can dim down to ≤ 10% (W)) | Not Yet Verified |  |  | 17255.45 | 90.15 | 191.4 | 6.05 | 0.998 | 4000 | 82
PPCUHXGZ | Eaton (formerly Cooper Lighting) | Corelite Divide | DSI-WS-5L30-1[All Wiring]-[Voltages Includes 120V thru 277V]-SU-JB[8 foot length increments]-Blank[Integral Control Options include DS, 2S and Blank]FC[All Finish] | Indoor Luminaires | Linear Ambient | Direct Linear Ambient Luminaires | Standard | FALSE | [9 empty] | 1/26/2015 | Dimmable | Continuous (Can dim down to ≤ 10% (W)) | Not Yet Verified |  |  | 16130 | 84.19 | 191.6 | 6.05 | 0.998 | 3000 | 82
PZ86VHY6 | Eaton (formerly Cooper Lighting) | Corelite Divide | DSI-WS-5L35-1[All Wiring]-[Voltages Includes 120V thru 277V]-SU-JB[8 foot length increments]-Blank[Integral Control Options include DS, 2S and Blank]FC[All Finish] | Indoor Luminaires | Linear Ambient | Direct Linear Ambient Luminaires | Standard | FALSE | [9 empty] | 1/26/2015 | Dimmable | Continuous (Can dim down to ≤ 10% (W)) | Not Yet Verified |  |  | 16359.05 | 85.56 | 191.2 | 6.05 | 0.998 | 3500 | 82
P26GD9NB | Eaton (formerly Cooper Lighting) | Corelite Divide | DSI-WS-5L40-1[All Wiring]-[Voltages Includes 120V thru 277V]-SU-JB[8 foot length increments]-Blank[Integral Control Options include DS, 2S and Blank]FC[All Finish] | Indoor Luminaires | Linear Ambient | Direct Linear Ambient Luminaires | Standard | FALSE | [9 empty] | 1/26/2015 | Dimmable | Continuous (Can dim down to ≤ 10% (W)) | Not Yet Verified |  |  | 17204.26 | 89.89 | 191.4 | 6.05 | 0.998 | 4000 | 82
PZSRB1RG | Eaton (formerly Cooper Lighting) | Corelite Divide | DSI-WS-5L30-1[All Wiring]-[Voltages Includes 120V thru 277V]-SU-JB[8 foot length increments]-Blank[Integral Control Options include DS, 2S and Blank]SC[All Finish] | Indoor Luminaires | Linear Ambient | Direct Linear Ambient Luminaires | Standard | FALSE | [9 empty] | 1/26/2015 | Dimmable | Continuous (Can dim down to ≤ 10% (W)) | Not Yet Verified |  |  | 16028 | 83.65 | 191.6 | 6.05 | 0.998 | 3000 | 82
PF6HNEVG | Eaton (formerly Cooper Lighting) | Corelite Divide | DSI-WS-5L35-1[All Wiring]-[Voltages Includes 120V thru 277V]-SU-JB[8 foot length increments]-Blank[Integral Control Options include DS, 2S and Blank]SC[All Finish] | Indoor Luminaires | Linear Ambient | Direct Linear Ambient Luminaires | Standard | FALSE | [9 empty] | 1/26/2015 | Dimmable | Continuous (Can dim down to ≤ 10% (W)) | Not Yet Verified |  |  | 16255.6 | 85.02 | 191.2 | 6.05 | 0.998 | 3500 | 82
P51ZXDNA | Eaton (formerly Cooper Lighting) | Corelite Divide | DSI-WS-5L40-1[All Wiring]-[Voltages Includes 120V thru 277V]-SU-JB[8 foot length increments]-Blank[Integral Control Options include DS, 2S and Blank]SC[All Finish] | Indoor Luminaires | Linear Ambient | Direct Linear Ambient Luminaires | Standard | FALSE | [9 empty] | 1/26/2015 | Dimmable | Continuous (Can dim down to ≤ 10% (W)) | Not Yet Verified |  |  | 17095.46 | 89.32 | 191.4 | 6.05 | 0.998 | 4000 | 82
PMTK98GJ | Eaton (formerly Cooper Lighting) | Corelite Divide | DSI-WS-5L30-1[All Wiring]-[Voltages Includes 120V thru 277V]-SU-JB[8 foot length increments]-Blank[Integral Control Options include DS, 2S and Blank]Blank[All Finish] | Indoor Luminaires | Linear Ambient | Direct Linear Ambient Luminaires | Standard | FALSE | [9 empty] | 1/26/2015 | Dimmable | Continuous (Can dim down to ≤ 10% (W)) | Not Yet Verified |  |  | 16404 | 85.44 | 192 | 6.05 | 0.998 | 3000 | 82
PU8G7QKY | Eaton (formerly Cooper Lighting) | Corelite Divide | DSI-WS-5L35-1[All Wiring]-[Voltages Includes 120V thru 277V]-SU-JB[8 foot length increments]-Blank[Integral Control Options include DS, 2S and Blank]Blank[All Finish] | Indoor Luminaires | Linear Ambient | Direct Linear Ambient Luminaires | Standard | FALSE | [9 empty] | 1/26/2015 | Dimmable | Continuous (Can dim down to ≤ 10% (W)) | Not Yet Verified |  |  | 16636.94 | 87.01 | 191.2 | 6.05 | 0.998 | 3500 | 82
PVCG72TT | Eaton (formerly Cooper Lighting) | Corelite Divide | DSI-WS-5L40-1[All Wiring]-[Voltages Includes 120V thru 277V]-SU-JB[8 foot length increments]-Blank[Integral Control Options include DS, 2S and Blank]Blank[All Finish] | Indoor Luminaires | Linear Ambient | Direct Linear Ambient Luminaires | Standard | FALSE | [9 empty] | 1/26/2015 | Dimmable | Continuous (Can dim down to ≤ 10% (W)) | Not Yet Verified |  |  | 17496.51 | 91.41 | 191.4 | 6.05 | 0.998 | 4000 | 82
PCXGCCY7 | Eaton (formerly Cooper Lighting) | Corelite Divide | DSI-WS-1L30-1[All Wiring]-[Voltages include 120V thru 277V]-A[All Power Feed][All Suspension Length]-[All Ceiling Type][4 foot length increments]-Blank[Integral Control Options include DS, 2S and Blank]DC[All Finish] | Indoor Luminaires | Linear Ambient | Direct Linear Ambient Luminaires | Standard | FALSE | [9 empty] | 1/26/2015 | Dimmable | Continuous (Can dim down to ≤ 10% (W)) | Not Yet Verified |  |  | 3058 | 97.7 | 31.3 | 7.63 | 0.998 | 3000 | 82
PFTS69AP | Eaton (formerly Cooper Lighting) | Corelite Divide | DSI-WS-1L35-1[All Wiring]-[Voltages include 120V thru 277V]-A[All Power Feed][All Suspension Length]-[All Ceiling Type][4 foot length increments]-Blank[Integral Control Options include DS, 2S and Blank]DC[All Finish] | Indoor Luminaires | Linear Ambient | Direct Linear Ambient Luminaires | Standard | FALSE | [9 empty] | 1/26/2015 | Dimmable | Continuous (Can dim down to ≤ 10% (W)) | Not Yet Verified |  |  | 3101.42 | 98.46 | 31.5 | 7.63 | 0.998 | 3500 | 82
P9EB2H7X | Eaton (formerly Cooper Lighting) | Corelite Divide | DSI-WS-1L40-1[All Wiring]-[Voltages include 120V thru 277V]-A[All Power Feed][All Suspension Length]-[All Ceiling Type][4 foot length increments]-Blank[Integral Control Options include DS, 2S and Blank]DC[All Finish] | Indoor Luminaires | Linear Ambient | Direct Linear Ambient Luminaires | Standard | FALSE | [9 empty] | 1/26/2015 | Dimmable | Continuous (Can dim down to ≤ 10% (W)) | Not Yet Verified |  |  | 3261.66 | 102.25 | 31.9 | 7.63 | 0.998 | 4000 | 82
P7AQZJUJ | Eaton (formerly Cooper Lighting) | Corelite Divide | DSI-WS-1L30-1[All Wiring]-[Voltages include 120V thru 277V]-A[All Power Feed][All Suspension Length]-[All Ceiling Type][4 foot length increments]-Blank[Integral Control Options include DS, 2S and Blank]FC[All Finish] | Indoor Luminaires | Linear Ambient | Direct Linear Ambient Luminaires | Standard | FALSE | [9 empty] | 1/26/2015 | Dimmable | Continuous (Can dim down to ≤ 10% (W)) | Not Yet Verified |  |  | 3045 | 97.28 | 31.3 | 7.63 | 0.998 | 3000 | 82
PXTZM5TJ | Eaton (formerly Cooper Lighting) | Corelite Divide | DSI-WS-1L35-1[All Wiring]-[Voltages include 120V thru 277V]-A[All Power Feed][All Suspension Length]-[All Ceiling Type][4 foot length increments]-Blank[Integral Control Options include DS, 2S and Blank]FC[All Finish] | Indoor Luminaires | Linear Ambient | Direct Linear Ambient Luminaires | Standard | FALSE | [9 empty] | 1/26/2015 | Dimmable | Continuous (Can dim down to ≤ 10% (W)) | Not Yet Verified |  |  | 3088.24 | 98.04 | 31.5 | 7.63 | 0.998 | 3500 | 82
P5C65UNN | Eaton (formerly Cooper Lighting) | Corelite Divide | DSI-WS-1L40-1[All Wiring]-[Voltages include 120V thru 277V]-A[All Power Feed][All Suspension Length]-[All Ceiling Type][4 foot length increments]-Blank[Integral Control Options include DS, 2S and Blank]FC[All Finish] | Indoor Luminaires | Linear Ambient | Direct Linear Ambient Luminaires | Standard | FALSE | [9 empty] | 1/26/2015 | Dimmable | Continuous (Can dim down to ≤ 10% (W)) | Not Yet Verified |  |  | 3247.8 | 101.81 | 31.9 | 7.63 | 0.998 | 4000 | 82
PR1BQJKW | Eaton (formerly Cooper Lighting) | Corelite Divide | DSI-WS-1L30-1[All Wiring]-[Voltages include 120V thru 277V]-A[All Power Feed][All Suspension Length]-[All Ceiling Type][4 foot length increments]-Blank[Integral Control Options include DS, 2S and Blank]SC[All Finish] | Indoor Luminaires | Linear Ambient | Direct Linear Ambient Luminaires | Standard | FALSE | [9 empty] | 1/26/2015 | Dimmable | Continuous (Can dim down to ≤ 10% (W)) | Not Yet Verified |  |  | 3013 | 95.96 | 31.4 | 7.63 | 0.998 | 3000 | 82
P7EETV6E | Eaton (formerly Cooper Lighting) | Corelite Divide | DSI-WS-1L35-1[All Wiring]-[Voltages include 120V thru 277V]-A[All Power Feed][All Suspension Length]-[All Ceiling Type][4 foot length increments]-Blank[Integral Control Options include DS, 2S and Blank]SC[All Finish] | Indoor Luminaires | Linear Ambient | Direct Linear Ambient Luminaires | Standard | FALSE | [9 empty] | 1/26/2015 | Dimmable | Continuous (Can dim down to ≤ 10% (W)) | Not Yet Verified |  |  | 3055.78 | 97.01 | 31.5 | 7.63 | 0.998 | 3500 | 82
PW2P3EXU | Eaton (formerly Cooper Lighting) | Corelite Divide | DSI-WS-1L40-1[All Wiring]-[Voltages include 120V thru 277V]-A[All Power Feed][All Suspension Length]-[All Ceiling Type][4 foot length increments]-Blank[Integral Control Options include DS, 2S and Blank]SC[All Finish] | Indoor Luminaires | Linear Ambient | Direct Linear Ambient Luminaires | Standard | FALSE | [9 empty] | 1/26/2015 | Dimmable | Continuous (Can dim down to ≤ 10% (W)) | Not Yet Verified |  |  | 3213.67 | 100.74 | 31.9 | 7.63 | 0.998 | 4000 | 82
P92UETDD | Eaton (formerly Cooper Lighting) | Corelite Divide | DSI-WS-1L30-1[All Wiring]-[Voltages include 120V thru 277V]-A[All Power Feed][All Suspension Length]-[All Ceiling Type][4 foot length increments]-Blank[Integral Control Options include DS, 2S and Blank]Blank[All Finish] | Indoor Luminaires | Linear Ambient | Direct Linear Ambient Luminaires | Standard | FALSE | [9 empty] | 1/26/2015 | Dimmable | Continuous (Can dim down to ≤ 10% (W)) | Not Yet Verified |  |  | 3108 | 98.98 | 31.4 | 7.63 | 0.998 | 3000 | 82
PCF7ZVJS | Eaton (formerly Cooper Lighting) | Corelite Divide | DSI-WS-1L35-1[All Wiring]-[Voltages include 120V thru 277V]-A[All Power Feed][All Suspension Length]-[All Ceiling Type][4 foot length increments]-Blank[Integral Control Options include DS, 2S and Blank]Blank[All Finish] | Indoor Luminaires | Linear Ambient | Direct Linear Ambient Luminaires | Standard | FALSE | [9 empty] | 1/26/2015 | Dimmable | Continuous (Can dim down to ≤ 10% (W)) | Not Yet Verified |  |  | 3152.13 | 100.07 | 31.5 | 7.63 | 0.998 | 3500 | 82
PKPJAHYZ | Eaton (formerly Cooper Lighting) | Corelite Divide | DSI-WS-1L40-1[All Wiring]-[Voltages include 120V thru 277V]-A[All Power Feed][All Suspension Length]-[All Ceiling Type][4 foot length increments]-Blank[Integral Control Options include DS, 2S and Blank]Blank[All Finish] | Indoor Luminaires | Linear Ambient | Direct Linear Ambient Luminaires | Standard | FALSE | [9 empty] | 1/26/2015 | Dimmable | Continuous (Can dim down to ≤ 10% (W)) | Not Yet Verified |  |  | 3314.99 | 103.92 | 31.9 | 7.63 | 0.998 | 4000 | 82
PNV4KXDH | Eaton (formerly Cooper Lighting) | Corelite Divide | DSI-WS-2L30-1[All Wiring]-[Voltages include 120V thru 277V]-A[All Power Feed][All Suspension Length]-[All Ceiling Type][4 foot length increments]-Blank[Integral Control Options include DS, 2S and Blank]DC[All Finish] | Indoor Luminaires | Linear Ambient | Direct Linear Ambient Luminaires | Standard | FALSE | [9 empty] | 1/26/2015 | Dimmable | Continuous (Can dim down to ≤ 10% (W)) | Not Yet Verified |  |  | 4332.57 | 94.45 | 45.87 | 6.5 | 0.999 | 3000 | 82
PKTCQ14R | Eaton (formerly Cooper Lighting) | Corelite Divide | DSI-WS-2L35-1[All Wiring]-[Voltages include 120V thru 277V]-A[All Power Feed][All Suspension Length]-[All Ceiling Type][4 foot length increments]-Blank[Integral Control Options include DS, 2S and Blank]DC[All Finish] | Indoor Luminaires | Linear Ambient | Direct Linear Ambient Luminaires | Standard | FALSE | [9 empty] | 1/26/2015 | Dimmable | Continuous (Can dim down to ≤ 10% (W)) | Not Yet Verified |  |  | 4394.1 | 95.79 | 45.87 | 6.5 | 0.999 | 3500 | 82
P9SK2FT5 | Eaton (formerly Cooper Lighting) | Corelite Divide | DSI-WS-2L40-1[All Wiring]-[Voltages include 120V thru 277V]-A[All Power Feed][All Suspension Length]-[All Ceiling Type][4 foot length increments]-Blank[Integral Control Options include DS, 2S and Blank]DC[All Finish] | Indoor Luminaires | Linear Ambient | Direct Linear Ambient Luminaires | Standard | FALSE | [9 empty] | 1/26/2015 | Dimmable | Continuous (Can dim down to ≤ 10% (W)) | Not Yet Verified |  |  | 4621.12 | 100.74 | 45.87 | 6.5 | 0.999 | 4000 | 82
P9H49WYM | Eaton (formerly Cooper Lighting) | Corelite Divide | DSI-WS-2L30-1[All Wiring]-[Voltages include 120V thru 277V]-A[All Power Feed][All Suspension Length]-[All Ceiling Type][4 foot length increments]-Blank[Integral Control Options include DS, 2S and Blank]FC[All Finish] | Indoor Luminaires | Linear Ambient | Direct Linear Ambient Luminaires | Standard | FALSE | [9 empty] | 1/26/2015 | Dimmable | Continuous (Can dim down to ≤ 10% (W)) | Not Yet Verified |  |  | 4314.16 | 94.05 | 45.87 | 6.5 | 0.999 | 3000 | 82
PPD3684X | Eaton (formerly Cooper Lighting) | Corelite Divide | DSI-WS-2L35-1[All Wiring]-[Voltages include 120V thru 277V]-A[All Power Feed][All Suspension Length]-[All Ceiling Type][4 foot length increments]-Blank[Integral Control Options include DS, 2S and Blank]FC[All Finish] | Indoor Luminaires | Linear Ambient | Direct Linear Ambient Luminaires | Standard | FALSE | [9 empty] | 1/26/2015 | Dimmable | Continuous (Can dim down to ≤ 10% (W)) | Not Yet Verified |  |  | 4375.42 | 95.39 | 45.87 | 6.5 | 0.999 | 3500 | 82
PF155A52 | Eaton (formerly Cooper Lighting) | Corelite Divide | DSI-WS-2L40-1[All Wiring]-[Voltages include 120V thru 277V]-A[All Power Feed][All Suspension Length]-[All Ceiling Type][4 foot length increments]-Blank[Integral Control Options include DS, 2S and Blank]FC[All Finish] | Indoor Luminaires | Linear Ambient | Direct Linear Ambient Luminaires | Standard | FALSE | [9 empty] | 1/26/2015 | Dimmable | Continuous (Can dim down to ≤ 10% (W)) | Not Yet Verified |  |  | 4601.48 | 100.32 | 45.87 | 6.5 | 0.999 | 4000 | 82
PX5K5QAM | Eaton (formerly Cooper Lighting) | Corelite Divide | DSI-WS-2L30-1[All Wiring]-[Voltages include 120V thru 277V]-A[All Power Feed][All Suspension Length]-[All Ceiling Type][4 foot length increments]-Blank[Integral Control Options include DS, 2S and Blank]SC[All Finish] | Indoor Luminaires | Linear Ambient | Direct Linear Ambient Luminaires | Standard | FALSE | [9 empty] | 1/26/2015 | Dimmable | Continuous (Can dim down to ≤ 10% (W)) | Not Yet Verified |  |  | 4268.82 | 93.06 | 45.87 | 6.5 | 0.999 | 3000 | 82
P79HBF4P | Eaton (formerly Cooper Lighting) | Corelite Divide | DSI-WS-2L35-1[All Wiring]-[Voltages include 120V thru 277V]-A[All Power Feed][All Suspension Length]-[All Ceiling Type][4 foot length increments]-Blank[Integral Control Options include DS, 2S and Blank]SC[All Finish] | Indoor Luminaires | Linear Ambient | Direct Linear Ambient Luminaires | Standard | FALSE | [9 empty] | 1/26/2015 | Dimmable | Continuous (Can dim down to ≤ 10% (W)) | Not Yet Verified |  |  | 4329.44 | 94.38 | 45.87 | 6.5 | 0.999 | 3500 | 82
PN9KAR77 | Eaton (formerly Cooper Lighting) | Corelite Divide | DSI-WS-2L40-1[All Wiring]-[Voltages include 120V thru 277V]-A[All Power Feed][All Suspension Length]-[All Ceiling Type][4 foot length increments]-Blank[Integral Control Options include DS, 2S and Blank]SC[All Finish] | Indoor Luminaires | Linear Ambient | Direct Linear Ambient Luminaires | Standard | FALSE | [9 empty] | 1/26/2015 | Dimmable | Continuous (Can dim down to ≤ 10% (W)) | Not Yet Verified |  |  | 4553.12 | 99.26 | 45.87 | 6.5 | 0.999 | 4000 | 82
PQJT2943 | Eaton (formerly Cooper Lighting) | Corelite Divide | DSI-WS-2L30-1[All Wiring]-[Voltages include 120V thru 277V]-A[All Power Feed][All Suspension Length]-[All Ceiling Type][4 foot length increments]-Blank[Integral Control Options include DS, 2S and Blank]Blank[All Finish] | Indoor Luminaires | Linear Ambient | Direct Linear Ambient Luminaires | Standard | FALSE | [9 empty] | 1/26/2015 | Dimmable | Continuous (Can dim down to ≤ 10% (W)) | Not Yet Verified |  |  | 4403.41 | 96 | 45.87 | 6.5 | 0.999 | 3000 | 82
P1R6FXDM | Eaton (formerly Cooper Lighting) | Corelite Divide | DSI-WS-2L35-1[All Wiring]-[Voltages include 120V thru 277V]-A[All Power Feed][All Suspension Length]-[All Ceiling Type][4 foot length increments]-Blank[Integral Control Options include DS, 2S and Blank]Blank[All Finish] | Indoor Luminaires | Linear Ambient | Direct Linear Ambient Luminaires | Standard | FALSE | [9 empty] | 1/26/2015 | Dimmable | Continuous (Can dim down to ≤ 10% (W)) | Not Yet Verified |  |  | 4465.94 | 97.36 | 45.87 | 6.5 | 0.999 | 3500 | 82
PPTEFYAR | Eaton (formerly Cooper Lighting) | Corelite Divide | DSI-WS-2L40-1[All Wiring]-[Voltages include 120V thru 277V]-A[All Power Feed][All Suspension Length]-[All Ceiling Type][4 foot length increments]-Blank[Integral Control Options include DS, 2S and Blank]Blank[All Finish] | Indoor Luminaires | Linear Ambient | Direct Linear Ambient Luminaires | Standard | FALSE | [9 empty] | 1/26/2015 | Dimmable | Continuous (Can dim down to ≤ 10% (W)) | Not Yet Verified |  |  | 4696.68 | 102.39 | 45.87 | 6.5 | 0.999 | 4000 | 82
PEV439J4 | Eaton (formerly Cooper Lighting) | Corelite Divide | DSI-WS-3L30-1[All Wiring]-[Voltages include 120V thru 277V]-A[All Power Feed][All Suspension Length]-[All Ceiling Type][4 foot length increments]-Blank[Integral Control Options include DS, 2S and Blank]DC[All Finish] | Indoor Luminaires | Linear Ambient | Direct Linear Ambient Luminaires | Standard | FALSE | [9 empty] | 1/26/2015 | Dimmable | Continuous (Can dim down to ≤ 10% (W)) | Not Yet Verified |  |  | 5031.94 | 89.06 | 56.5 | 8.02 | 0.998 | 3000 | 82
P1U4U84H | Eaton (formerly Cooper Lighting) | Corelite Divide | DSI-WS-3L35-1[All Wiring]-[Voltages include 120V thru 277V]-A[All Power Feed][All Suspension Length]-[All Ceiling Type][4 foot length increments]-Blank[Integral Control Options include DS, 2S and Blank]DC[All Finish] | Indoor Luminaires | Linear Ambient | Direct Linear Ambient Luminaires | Standard | FALSE | [9 empty] | 1/26/2015 | Dimmable | Continuous (Can dim down to ≤ 10% (W)) | Not Yet Verified |  |  | 5103.39 | 90.33 | 56.5 | 8.02 | 0.998 | 3500 | 82
PV2CQFUG | Eaton (formerly Cooper Lighting) | Corelite Divide | DSI-WS-3L40-1[All Wiring]-[Voltages include 120V thru 277V]-A[All Power Feed][All Suspension Length]-[All Ceiling Type][4 foot length increments]-Blank[Integral Control Options include DS, 2S and Blank]DC[All Finish] | Indoor Luminaires | Linear Ambient | Direct Linear Ambient Luminaires | Standard | FALSE | [9 empty] | 1/26/2015 | Dimmable | Continuous (Can dim down to ≤ 10% (W)) | Not Yet Verified |  |  | 5367.07 | 94.99 | 56.5 | 8.02 | 0.998 | 4000 | 82
PUM6U1C9 | Eaton (formerly Cooper Lighting) | Corelite Divide | DSI-WS-3L30-1[All Wiring]-[Voltages include 120V thru 277V]-A[All Power Feed][All Suspension Length]-[All Ceiling Type][4 foot length increments]-Blank[Integral Control Options include DS, 2S and Blank]FC[All Finish] | Indoor Luminaires | Linear Ambient | Direct Linear Ambient Luminaires | Standard | FALSE | [9 empty] | 1/26/2015 | Dimmable | Continuous (Can dim down to ≤ 10% (W)) | Not Yet Verified |  |  | 5010.55 | 88.68 | 56.5 | 8.02 | 0.998 | 3000 | 82
PSE526RK | Eaton (formerly Cooper Lighting) | Corelite Divide | DSI-WS-3L35-1[All Wiring]-[Voltages include 120V thru 277V]-A[All Power Feed][All Suspension Length]-[All Ceiling Type][4 foot length increments]-Blank[Integral Control Options include DS, 2S and Blank]FC[All Finish] | Indoor Luminaires | Linear Ambient | Direct Linear Ambient Luminaires | Standard | FALSE | [9 empty] | 1/26/2015 | Dimmable | Continuous (Can dim down to ≤ 10% (W)) | Not Yet Verified |  |  | 5081.7 | 89.94 | 56.5 | 8.02 | 0.998 | 3500 | 82
PZY89V89 | Eaton (formerly Cooper Lighting) | Corelite Divide | DSI-WS-3L40-1[All Wiring]-[Voltages include 120V thru 277V]-A[All Power Feed][All Suspension Length]-[All Ceiling Type][4 foot length increments]-Blank[Integral Control Options include DS, 2S and Blank]FC[All Finish] | Indoor Luminaires | Linear Ambient | Direct Linear Ambient Luminaires | Standard | FALSE | [9 empty] | 1/26/2015 | Dimmable | Continuous (Can dim down to ≤ 10% (W)) | Not Yet Verified |  |  | 5344.25 | 94.59 | 56.5 | 8.02 | 0.998 | 4000 | 82
P6CWYKC3 | Eaton (formerly Cooper Lighting) | Corelite Divide | DSI-WS-3L30-1[All Wiring]-[Voltages include 120V thru 277V]-A[All Power Feed][All Suspension Length]-[All Ceiling Type][4 foot length increments]-Blank[Integral Control Options include DS, 2S and Blank]SC[All Finish] | Indoor Luminaires | Linear Ambient | Direct Linear Ambient Luminaires | Standard | FALSE | [9 empty] | 1/26/2015 | Dimmable | Continuous (Can dim down to ≤ 10% (W)) | Not Yet Verified |  |  | 4957.89 | 87.75 | 56.5 | 8.02 | 0.998 | 3000 | 82
P2B1SRJV | Eaton (formerly Cooper Lighting) | Corelite Divide | DSI-WS-3L35-1[All Wiring]-[Voltages include 120V thru 277V]-A[All Power Feed][All Suspension Length]-[All Ceiling Type][4 foot length increments]-Blank[Integral Control Options include DS, 2S and Blank]SC[All Finish] | Indoor Luminaires | Linear Ambient | Direct Linear Ambient Luminaires | Standard | FALSE | [9 empty] | 1/26/2015 | Dimmable | Continuous (Can dim down to ≤ 10% (W)) | Not Yet Verified |  |  | 5028.29 | 89 | 56.5 | 8.02 | 0.998 | 3500 | 82
PH8JJG5J | Eaton (formerly Cooper Lighting) | Corelite Divide | DSI-WS-3L40-1[All Wiring]-[Voltages include 120V thru 277V]-A[All Power Feed][All Suspension Length]-[All Ceiling Type][4 foot length increments]-Blank[Integral Control Options include DS, 2S and Blank]SC[All Finish] | Indoor Luminaires | Linear Ambient | Direct Linear Ambient Luminaires | Standard | FALSE | [9 empty] | 1/26/2015 | Dimmable | Continuous (Can dim down to ≤ 10% (W)) | Not Yet Verified |  |  | 5288.09 | 93.59 | 56.5 | 8.02 | 0.998 | 4000 | 82
PQ93BN86 | Eaton (formerly Cooper Lighting) | Corelite Divide | DSI-WS-3L30-1[All Wiring]-[Voltages include 120V thru 277V]-A[All Power Feed][All Suspension Length]-[All Ceiling Type][4 foot length increments]-Blank[Integral Control Options include DS, 2S and Blank]Blank[All Finish] | Indoor Luminaires | Linear Ambient | Direct Linear Ambient Luminaires | Standard | FALSE | [9 empty] | 1/26/2015 | Dimmable | Continuous (Can dim down to ≤ 10% (W)) | Not Yet Verified |  |  | 5114.21 | 90.52 | 56.5 | 8.02 | 0.998 | 3000 | 82
PCERWVGX | Eaton (formerly Cooper Lighting) | Corelite Divide | DSI-WS-3L35-1[All Wiring]-[Voltages include 120V thru 277V]-A[All Power Feed][All Suspension Length]-[All Ceiling Type][4 foot length increments]-Blank[Integral Control Options include DS, 2S and Blank]Blank[All Finish] | Indoor Luminaires | Linear Ambient | Direct Linear Ambient Luminaires | Standard | FALSE | [9 empty] | 1/26/2015 | Dimmable | Continuous (Can dim down to ≤ 10% (W)) | Not Yet Verified |  |  | 5186.84 | 91.8 | 56.5 | 8.02 | 0.998 | 3500 | 82
PJJ5Q9GZ | Eaton (formerly Cooper Lighting) | Corelite Divide | DSI-WS-3L40-1[All Wiring]-[Voltages include 120V thru 277V]-A[All Power Feed][All Suspension Length]-[All Ceiling Type][4 foot length increments]-Blank[Integral Control Options include DS, 2S and Blank]Blank[All Finish] | Indoor Luminaires | Linear Ambient | Direct Linear Ambient Luminaires | Standard | FALSE | [9 empty] | 1/26/2015 | Dimmable | Continuous (Can dim down to ≤ 10% (W)) | Not Yet Verified |  |  | 5454.82 | 96.55 | 56.5 | 8.02 | 0.998 | 4000 | 82
PDDKRGZR | Eaton (formerly Cooper Lighting) | Corelite Divide | DSI-WS-4L30-1[All Wiring]-[Voltages include 120V thru 277V]-A[All Power Feed][All Suspension Length]-[All Ceiling Type][4 foot length increments]-Blank[Integral Control Options include DS, 2S and Blank]DC[All Finish] | Indoor Luminaires | Linear Ambient | Direct Linear Ambient Luminaires | Standard | FALSE | [9 empty] | 1/26/2015 | Dimmable | Continuous (Can dim down to ≤ 10% (W)) | Not Yet Verified |  |  | 6465.22 | 86.32 | 74.9 | 7 | 0.999 | 3000 | 82
P1Y1PDZS | Eaton (formerly Cooper Lighting) | Corelite Divide | DSI-WS-4L35-1[All Wiring]-[Voltages include 120V thru 277V]-A[All Power Feed][All Suspension Length]-[All Ceiling Type][4 foot length increments]-Blank[Integral Control Options include DS, 2S and Blank]DC[All Finish] | Indoor Luminaires | Linear Ambient | Direct Linear Ambient Luminaires | Standard | FALSE | [9 empty] | 1/26/2015 | Dimmable | Continuous (Can dim down to ≤ 10% (W)) | Not Yet Verified |  |  | 6557.03 | 87.54 | 74.9 | 7 | 0.999 | 3500 | 82
PC4W7D6Y | Eaton (formerly Cooper Lighting) | Corelite Divide | DSI-WS-4L40-1[All Wiring]-[Voltages include 120V thru 277V]-A[All Power Feed][All Suspension Length]-[All Ceiling Type][4 foot length increments]-Blank[Integral Control Options include DS, 2S and Blank]DC[All Finish] | Indoor Luminaires | Linear Ambient | Direct Linear Ambient Luminaires | Standard | FALSE | [9 empty] | 1/26/2015 | Dimmable | Continuous (Can dim down to ≤ 10% (W)) | Not Yet Verified |  |  | 6895.81 | 92.07 | 74.9 | 7 | 0.999 | 4000 | 82
P7K66B89 | Eaton (formerly Cooper Lighting) | Corelite Divide | DSI-WS-4L30-1[All Wiring]-[Voltages include 120V thru 277V]-A[All Power Feed][All Suspension Length]-[All Ceiling Type][4 foot length increments]-Blank[Integral Control Options include DS, 2S and Blank]FC[All Finish] | Indoor Luminaires | Linear Ambient | Direct Linear Ambient Luminaires | Standard | FALSE | [9 empty] | 1/26/2015 | Dimmable | Continuous (Can dim down to ≤ 10% (W)) | Not Yet Verified |  |  | 6437.74 | 85.95 | 74.9 | 7 | 0.999 | 3000 | 82
PYQ5GYUK | Eaton (formerly Cooper Lighting) | Corelite Divide | DSI-WS-4L35-1[All Wiring]-[Voltages include 120V thru 277V]-A[All Power Feed][All Suspension Length]-[All Ceiling Type][4 foot length increments]-Blank[Integral Control Options include DS, 2S and Blank]FC[All Finish] | Indoor Luminaires | Linear Ambient | Direct Linear Ambient Luminaires | Standard | FALSE | [9 empty] | 1/26/2015 | Dimmable | Continuous (Can dim down to ≤ 10% (W)) | Not Yet Verified |  |  | 6529.15 | 87.17 | 74.9 | 7 | 0.999 | 3500 | 82
P5SWFJRN | Eaton (formerly Cooper Lighting) | Corelite Divide | DSI-WS-4L40-1[All Wiring]-[Voltages include 120V thru 277V]-A[All Power Feed][All Suspension Length]-[All Ceiling Type][4 foot length increments]-Blank[Integral Control Options include DS, 2S and Blank]FC[All Finish] | Indoor Luminaires | Linear Ambient | Direct Linear Ambient Luminaires | Standard | FALSE | [9 empty] | 1/26/2015 | Dimmable | Continuous (Can dim down to ≤ 10% (W)) | Not Yet Verified |  |  | 6866.49 | 91.68 | 74.9 | 7 | 0.999 | 4000 | 82
PRZGSTFF | Eaton (formerly Cooper Lighting) | Corelite Divide | DSI-WS-4L30-1[All Wiring]-[Voltages include 120V thru 277V]-A[All Power Feed][All Suspension Length]-[All Ceiling Type][4 foot length increments]-Blank[Integral Control Options include DS, 2S and Blank]SC[All Finish] | Indoor Luminaires | Linear Ambient | Direct Linear Ambient Luminaires | Standard | FALSE | [9 empty] | 1/26/2015 | Dimmable | Continuous (Can dim down to ≤ 10% (W)) | Not Yet Verified |  |  | 6370.08 | 85.05 | 74.9 | 7 | 0.999 | 3000 | 82
PRHT5KBF | Eaton (formerly Cooper Lighting) | Corelite Divide | DSI-WS-4L35-1[All Wiring]-[Voltages include 120V thru 277V]-A[All Power Feed][All Suspension Length]-[All Ceiling Type][4 foot length increments]-Blank[Integral Control Options include DS, 2S and Blank]SC[All Finish] | Indoor Luminaires | Linear Ambient | Direct Linear Ambient Luminaires | Standard | FALSE | [9 empty] | 1/26/2015 | Dimmable | Continuous (Can dim down to ≤ 10% (W)) | Not Yet Verified |  |  | 6460.54 | 86.26 | 74.9 | 7 | 0.999 | 3500 | 82
P4QUE2SB | Eaton (formerly Cooper Lighting) | Corelite Divide | DSI-WS-4L40-1[All Wiring]-[Voltages include 120V thru 277V]-A[All Power Feed][All Suspension Length]-[All Ceiling Type][4 foot length increments]-Blank[Integral Control Options include DS, 2S and Blank]SC[All Finish] | Indoor Luminaires | Linear Ambient | Direct Linear Ambient Luminaires | Standard | FALSE | [9 empty] | 1/26/2015 | Dimmable | Continuous (Can dim down to ≤ 10% (W)) | Not Yet Verified |  |  | 6794.33 | 90.71 | 74.9 | 7 | 0.999 | 4000 | 82
PJ6FREFH | Eaton (formerly Cooper Lighting) | Corelite Divide | DSI-WS-4L30-1[All Wiring]-[Voltages include 120V thru 277V]-A[All Power Feed][All Suspension Length]-[All Ceiling Type][4 foot length increments]-Blank[Integral Control Options include DS, 2S and Blank]Blank[All Finish] | Indoor Luminaires | Linear Ambient | Direct Linear Ambient Luminaires | Standard | FALSE | [9 empty] | 1/26/2015 | Dimmable | Continuous (Can dim down to ≤ 10% (W)) | Not Yet Verified |  |  | 6570.93 | 87.73 | 74.9 | 7 | 0.999 | 3000 | 82
PMA15RMR | Eaton (formerly Cooper Lighting) | Corelite Divide | DSI-WS-4L35-1[All Wiring]-[Voltages include 120V thru 277V]-A[All Power Feed][All Suspension Length]-[All Ceiling Type][4 foot length increments]-Blank[Integral Control Options include DS, 2S and Blank]Blank[All Finish] | Indoor Luminaires | Linear Ambient | Direct Linear Ambient Luminaires | Standard | FALSE | [9 empty] | 1/26/2015 | Dimmable | Continuous (Can dim down to ≤ 10% (W)) | Not Yet Verified |  |  | 6664.24 | 88.98 | 74.9 | 7 | 0.999 | 3500 | 82
PVYQU23H | Eaton (formerly Cooper Lighting) | Corelite Divide | DSI-WS-4L40-1[All Wiring]-[Voltages include 120V thru 277V]-A[All Power Feed][All Suspension Length]-[All Ceiling Type][4 foot length increments]-Blank[Integral Control Options include DS, 2S and Blank]Blank[All Finish] | Indoor Luminaires | Linear Ambient | Direct Linear Ambient Luminaires | Standard | FALSE | [9 empty] | 1/26/2015 | Dimmable | Continuous (Can dim down to ≤ 10% (W)) | Not Yet Verified |  |  | 7008.56 | 93.57 | 74.9 | 7 | 0.999 | 4000 | 82
PFMMNTEB | Eaton (formerly Cooper Lighting) | Corelite Divide | DSI-WS-5L30-1[All Wiring]-[Voltages include 120V thru 277V]-A[All Power Feed][All Suspension Length]-[All Ceiling Type][4 foot length increments]-Blank[Integral Control Options include DS, 2S and Blank]DC[All Finish] | Indoor Luminaires | Linear Ambient | Direct Linear Ambient Luminaires | Standard | FALSE | [9 empty] | 1/26/2015 | Dimmable | Continuous (Can dim down to ≤ 10% (W)) | Not Yet Verified |  |  | 8089 | 84.44 | 95.8 | 6.05 | 0.998 | 3000 | 82
PCCAT8KG | Eaton (formerly Cooper Lighting) | Corelite Divide | DSI-WS-5L35-1[All Wiring]-[Voltages include 120V thru 277V]-A[All Power Feed][All Suspension Length]-[All Ceiling Type][4 foot length increments]-Blank[Integral Control Options include DS, 2S and Blank]DC[All Finish] | Indoor Luminaires | Linear Ambient | Direct Linear Ambient Luminaires | Standard | FALSE | [9 empty] | 1/26/2015 | Dimmable | Continuous (Can dim down to ≤ 10% (W)) | Not Yet Verified |  |  | 8203.86 | 85.81 | 95.6 | 6.05 | 0.998 | 3500 | 82
P4AANA8D | Eaton (formerly Cooper Lighting) | Corelite Divide | DSI-WS-5L40-1[All Wiring]-[Voltages include 120V thru 277V]-A[All Power Feed][All Suspension Length]-[All Ceiling Type][4 foot length increments]-Blank[Integral Control Options include DS, 2S and Blank]DC[All Finish] | Indoor Luminaires | Linear Ambient | Direct Linear Ambient Luminaires | Standard | FALSE | [9 empty] | 1/26/2015 | Dimmable | Continuous (Can dim down to ≤ 10% (W)) | Not Yet Verified |  |  | 8627.73 | 90.15 | 95.7 | 6.05 | 0.998 | 4000 | 82
PH2A511H | Eaton (formerly Cooper Lighting) | Corelite Divide | DSI-WS-5L30-1[All Wiring]-[Voltages include 120V thru 277V]-A[All Power Feed][All Suspension Length]-[All Ceiling Type][4 foot length increments]-Blank[Integral Control Options include DS, 2S and Blank]FC[All Finish] | Indoor Luminaires | Linear Ambient | Direct Linear Ambient Luminaires | Standard | FALSE | [9 empty] | 1/26/2015 | Dimmable | Continuous (Can dim down to ≤ 10% (W)) | Not Yet Verified |  |  | 8065 | 84.19 | 95.8 | 6.05 | 0.998 | 3000 | 82
P1EW9Z4D | Eaton (formerly Cooper Lighting) | Corelite Divide | DSI-WS-5L35-1[All Wiring]-[Voltages include 120V thru 277V]-A[All Power Feed][All Suspension Length]-[All Ceiling Type][4 foot length increments]-Blank[Integral Control Options include DS, 2S and Blank]FC[All Finish] | Indoor Luminaires | Linear Ambient | Direct Linear Ambient Luminaires | Standard | FALSE | [9 empty] | 1/26/2015 | Dimmable | Continuous (Can dim down to ≤ 10% (W)) | Not Yet Verified |  |  | 8179.52 | 85.56 | 95.6 | 6.05 | 0.998 | 3500 | 82
PU5CXBGJ | Eaton (formerly Cooper Lighting) | Corelite Divide | DSI-WS-5L40-1[All Wiring]-[Voltages include 120V thru 277V]-A[All Power Feed][All Suspension Length]-[All Ceiling Type][4 foot length increments]-Blank[Integral Control Options include DS, 2S and Blank]FC[All Finish] | Indoor Luminaires | Linear Ambient | Direct Linear Ambient Luminaires | Standard | FALSE | [9 empty] | 1/26/2015 | Dimmable | Continuous (Can dim down to ≤ 10% (W)) | Not Yet Verified |  |  | 8602.13 | 89.89 | 95.7 | 6.05 | 0.998 | 4000 | 82
P71NSAJ1 | Eaton (formerly Cooper Lighting) | Corelite Divide | DSI-WS-5L30-1[All Wiring]-[Voltages include 120V thru 277V]-A[All Power Feed][All Suspension Length]-[All Ceiling Type][4 foot length increments]-Blank[Integral Control Options include DS, 2S and Blank]SC[All Finish] | Indoor Luminaires | Linear Ambient | Direct Linear Ambient Luminaires | Standard | FALSE | [9 empty] | 1/26/2015 | Dimmable | Continuous (Can dim down to ≤ 10% (W)) | Not Yet Verified |  |  | 8014 | 83.65 | 95.8 | 6.05 | 0.998 | 3000 | 82
PYPF24D7 | Eaton (formerly Cooper Lighting) | Corelite Divide | DSI-WS-5L35-1[All Wiring]-[Voltages include 120V thru 277V]-A[All Power Feed][All Suspension Length]-[All Ceiling Type][4 foot length increments]-Blank[Integral Control Options include DS, 2S and Blank]SC[All Finish] | Indoor Luminaires | Linear Ambient | Direct Linear Ambient Luminaires | Standard | FALSE | [9 empty] | 1/26/2015 | Dimmable | Continuous (Can dim down to ≤ 10% (W)) | Not Yet Verified |  |  | 8127.8 | 85.02 | 95.6 | 6.05 | 0.998 | 3500 | 82
PUMT2P3N | Eaton (formerly Cooper Lighting) | Corelite Divide | DSI-WS-5L40-1[All Wiring]-[Voltages include 120V thru 277V]-A[All Power Feed][All Suspension Length]-[All Ceiling Type][4 foot length increments]-Blank[Integral Control Options include DS, 2S and Blank]SC[All Finish] | Indoor Luminaires | Linear Ambient | Direct Linear Ambient Luminaires | Standard | FALSE | [9 empty] | 1/26/2015 | Dimmable | Continuous (Can dim down to ≤ 10% (W)) | Not Yet Verified |  |  | 8547.73 | 89.32 | 95.7 | 6.05 | 0.998 | 4000 | 82
P8PUJRDK | Eaton (formerly Cooper Lighting) | Corelite Divide | DSI-WS-5L30-1[All Wiring]-[Voltages include 120V thru 277V]-A[All Power Feed][All Suspension Length]-[All Ceiling Type][4 foot length increments]-Blank[Integral Control Options include DS, 2S and Blank]Blank[All Finish] | Indoor Luminaires | Linear Ambient | Direct Linear Ambient Luminaires | Standard | FALSE | [9 empty] | 1/26/2015 | Dimmable | Continuous (Can dim down to ≤ 10% (W)) | Not Yet Verified |  |  | 8202 | 85.44 | 96 | 6.05 | 0.998 | 3000 | 82
PF7Z825K | Eaton (formerly Cooper Lighting) | Corelite Divide | DSI-WS-5L35-1[All Wiring]-[Voltages include 120V thru 277V]-A[All Power Feed][All Suspension Length]-[All Ceiling Type][4 foot length increments]-Blank[Integral Control Options include DS, 2S and Blank]Blank[All Finish] | Indoor Luminaires | Linear Ambient | Direct Linear Ambient Luminaires | Standard | FALSE | [9 empty] | 1/26/2015 | Dimmable | Continuous (Can dim down to ≤ 10% (W)) | Not Yet Verified |  |  | 8318.47 | 87.01 | 95.6 | 6.05 | 0.998 | 3500 | 82
PBYNZRTC | Eaton (formerly Cooper Lighting) | Corelite Divide | DSI-WS-5L40-1[All Wiring]-[Voltages include 120V thru 277V]-A[All Power Feed][All Suspension Length]-[All Ceiling Type][4 foot length increments]-Blank[Integral Control Options include DS, 2S and Blank]Blank[All Finish] | Indoor Luminaires | Linear Ambient | Direct Linear Ambient Luminaires | Standard | FALSE | [9 empty] | 1/26/2015 | Dimmable | Continuous (Can dim down to ≤ 10% (W)) | Not Yet Verified |  |  | 8748.25 | 91.41 | 95.7 | 6.05 | 0.998 | 4000 | 82
P1QG5ZF9 | Eaton (formerly Cooper Lighting) | Corelite Divide | DSI-WS-1L30-1[All Wiring]-[Voltages include 120V thru 277V]-A[All Power Feed][All Suspension Length]-[All Ceiling Type][8 foot length increments]-Blank[Integral Control Options include DS, 2S and Blank]DC[All Finish] | Indoor Luminaires | Linear Ambient | Direct Linear Ambient Luminaires | Standard | FALSE | [9 empty] | 1/26/2015 | Dimmable | Continuous (Can dim down to ≤ 10% (W)) | Not Yet Verified |  |  | 6116 | 97.7 | 62.6 | 7.63 | 0.998 | 3000 | 82
PTV5XP69 | Eaton (formerly Cooper Lighting) | Corelite Divide | DSI-WS-1L35-1[All Wiring]-[Voltages include 120V thru 277V]-A[All Power Feed][All Suspension Length]-[All Ceiling Type][8 foot length increments]-Blank[Integral Control Options include DS, 2S and Blank]DC[All Finish] | Indoor Luminaires | Linear Ambient | Direct Linear Ambient Luminaires | Standard | FALSE | [9 empty] | 1/26/2015 | Dimmable | Continuous (Can dim down to ≤ 10% (W)) | Not Yet Verified |  |  | 6202.85 | 98.46 | 63 | 7.63 | 0.998 | 3500 | 82
PM4GVFRS | Eaton (formerly Cooper Lighting) | Corelite Divide | DSI-WS-1L40-1[All Wiring]-[Voltages include 120V thru 277V]-A[All Power Feed][All Suspension Length]-[All Ceiling Type][8 foot length increments]-Blank[Integral Control Options include DS, 2S and Blank]DC[All Finish] | Indoor Luminaires | Linear Ambient | Direct Linear Ambient Luminaires | Standard | FALSE | [9 empty] | 1/26/2015 | Dimmable | Continuous (Can dim down to ≤ 10% (W)) | Not Yet Verified |  |  | 6523.33 | 102.25 | 63.8 | 7.63 | 0.998 | 4000 | 82
PSR4BJXT | Eaton (formerly Cooper Lighting) | Corelite Divide | DSI-WS-1L30-1[All Wiring]-[Voltages include 120V thru 277V]-A[All Power Feed][All Suspension Length]-[All Ceiling Type][8 foot length increments]-Blank[Integral Control Options include DS, 2S and Blank]FC[All Finish] | Indoor Luminaires | Linear Ambient | Direct Linear Ambient Luminaires | Standard | FALSE | [9 empty] | 1/26/2015 | Dimmable | Continuous (Can dim down to ≤ 10% (W)) | Not Yet Verified |  |  | 6090 | 97.28 | 62.6 | 7.63 | 0.998 | 3000 | 82
PYEC8KKG | Eaton (formerly Cooper Lighting) | Corelite Divide | DSI-WS-1L35-1[All Wiring]-[Voltages include 120V thru 277V]-A[All Power Feed][All Suspension Length]-[All Ceiling Type][8 foot length increments]-Blank[Integral Control Options include DS, 2S and Blank]FC[All Finish] | Indoor Luminaires | Linear Ambient | Direct Linear Ambient Luminaires | Standard | FALSE | [9 empty] | 1/26/2015 | Dimmable | Continuous (Can dim down to ≤ 10% (W)) | Not Yet Verified |  |  | 6176.48 | 98.04 | 63 | 7.63 | 0.998 | 3500 | 82
P9MQ27KY | Eaton (formerly Cooper Lighting) | Corelite Divide | DSI-WS-1L40-1[All Wiring]-[Voltages include 120V thru 277V]-A[All Power Feed][All Suspension Length]-[All Ceiling Type][8 foot length increments]-Blank[Integral Control Options include DS, 2S and Blank]FC[All Finish] | Indoor Luminaires | Linear Ambient | Direct Linear Ambient Luminaires | Standard | FALSE | [9 empty] | 1/26/2015 | Dimmable | Continuous (Can dim down to ≤ 10% (W)) | Not Yet Verified |  |  | 6495.59 | 101.81 | 63.8 | 7.63 | 0.998 | 4000 | 82
PN5MN8KZ | Eaton (formerly Cooper Lighting) | Corelite Divide | DSI-WS-1L30-1[All Wiring]-[Voltages include 120V thru 277V]-A[All Power Feed][All Suspension Length]-[All Ceiling Type][8 foot length increments]-Blank[Integral Control Options include DS, 2S and Blank]SC[All Finish] | Indoor Luminaires | Linear Ambient | Direct Linear Ambient Luminaires | Standard | FALSE | [9 empty] | 1/26/2015 | Dimmable | Continuous (Can dim down to ≤ 10% (W)) | Not Yet Verified |  |  | 6026 | 95.96 | 62.8 | 7.63 | 0.998 | 3000 | 82
P5EEJBVJ | Eaton (formerly Cooper Lighting) | Corelite Divide | DSI-WS-1L35-1[All Wiring]-[Voltages include 120V thru 277V]-A[All Power Feed][All Suspension Length]-[All Ceiling Type][8 foot length increments]-Blank[Integral Control Options include DS, 2S and Blank]SC[All Finish] | Indoor Luminaires | Linear Ambient | Direct Linear Ambient Luminaires | Standard | FALSE | [9 empty] | 1/26/2015 | Dimmable | Continuous (Can dim down to ≤ 10% (W)) | Not Yet Verified |  |  | 6111.57 | 97.01 | 63 | 7.63 | 0.998 | 3500 | 82
P9P3QTR5 | Eaton (formerly Cooper Lighting) | Corelite Divide | DSI-WS-1L40-1[All Wiring]-[Voltages include 120V thru 277V]-A[All Power Feed][All Suspension Length]-[All Ceiling Type][8 foot length increments]-Blank[Integral Control Options include DS, 2S and Blank]SC[All Finish] | Indoor Luminaires | Linear Ambient | Direct Linear Ambient Luminaires | Standard | FALSE | [9 empty] | 1/26/2015 | Dimmable | Continuous (Can dim down to ≤ 10% (W)) | Not Yet Verified |  |  | 6427.33 | 100.74 | 63.8 | 7.63 | 0.998 | 4000 | 82
PQ3ZDW3N | Eaton (formerly Cooper Lighting) | Corelite Divide | DSI-WS-1L30-1[All Wiring]-[Voltages include 120V thru 277V]-A[All Power Feed][All Suspension Length]-[All Ceiling Type][8 foot length increments]-Blank[Integral Control Options include DS, 2S and Blank]Blank[All Finish] | Indoor Luminaires | Linear Ambient | Direct Linear Ambient Luminaires | Standard | FALSE | [9 empty] | 1/26/2015 | Dimmable | Continuous (Can dim down to ≤ 10% (W)) | Not Yet Verified |  |  | 6216 | 98.98 | 62.8 | 7.63 | 0.998 | 3000 | 82
PS33HE4D | Eaton (formerly Cooper Lighting) | Corelite Divide | DSI-WS-1L35-1[All Wiring]-[Voltages include 120V thru 277V]-A[All Power Feed][All Suspension Length]-[All Ceiling Type][8 foot length increments]-Blank[Integral Control Options include DS, 2S and Blank]Blank[All Finish] | Indoor Luminaires | Linear Ambient | Direct Linear Ambient Luminaires | Standard | FALSE | [9 empty] | 1/26/2015 | Dimmable | Continuous (Can dim down to ≤ 10% (W)) | Not Yet Verified |  |  | 6304.27 | 100.07 | 63 | 7.63 | 0.998 | 3500 | 82
PWSZMM44 | Eaton (formerly Cooper Lighting) | Corelite Divide | DSI-WS-1L40-1[All Wiring]-[Voltages include 120V thru 277V]-A[All Power Feed][All Suspension Length]-[All Ceiling Type][8 foot length increments]-Blank[Integral Control Options include DS, 2S and Blank]Blank[All Finish] | Indoor Luminaires | Linear Ambient | Direct Linear Ambient Luminaires | Standard | FALSE | [9 empty] | 1/26/2015 | Dimmable | Continuous (Can dim down to ≤ 10% (W)) | Not Yet Verified |  |  | 6629.99 | 103.92 | 63.8 | 7.63 | 0.998 | 4000 | 82
PA8YHZ89 | Eaton (formerly Cooper Lighting) | Corelite Divide | DSI-WS-2L30-1[All Wiring]-[Voltages include 120V thru 277V]-A[All Power Feed][All Suspension Length]-[All Ceiling Type][8 foot length increments]-Blank[Integral Control Options include DS, 2S and Blank]DC[All Finish] | Indoor Luminaires | Linear Ambient | Direct Linear Ambient Luminaires | Standard | FALSE | [9 empty] | 1/26/2015 | Dimmable | Continuous (Can dim down to ≤ 10% (W)) | Not Yet Verified |  |  | 8665.15 | 94.45 | 91.74 | 6.5 | 0.999 | 3000 | 82
P8WMQ447 | Eaton (formerly Cooper Lighting) | Corelite Divide | DSI-WS-2L35-1[All Wiring]-[Voltages include 120V thru 277V]-A[All Power Feed][All Suspension Length]-[All Ceiling Type][8 foot length increments]-Blank[Integral Control Options include DS, 2S and Blank]DC[All Finish] | Indoor Luminaires | Linear Ambient | Direct Linear Ambient Luminaires | Standard | FALSE | [9 empty] | 1/26/2015 | Dimmable | Continuous (Can dim down to ≤ 10% (W)) | Not Yet Verified |  |  | 8788.19 | 95.79 | 91.74 | 6.5 | 0.999 | 3500 | 82
PCWJMTNN | Eaton (formerly Cooper Lighting) | Corelite Divide | DSI-WS-2L40-1[All Wiring]-[Voltages include 120V thru 277V]-A[All Power Feed][All Suspension Length]-[All Ceiling Type][8 foot length increments]-Blank[Integral Control Options include DS, 2S and Blank]DC[All Finish] | Indoor Luminaires | Linear Ambient | Direct Linear Ambient Luminaires | Standard | FALSE | [9 empty] | 1/26/2015 | Dimmable | Continuous (Can dim down to ≤ 10% (W)) | Not Yet Verified |  |  | 9242.25 | 100.74 | 91.74 | 6.5 | 0.999 | 4000 | 82
PMMB72EN | Eaton (formerly Cooper Lighting) | Corelite Divide | DSI-WS-2L30-1[All Wiring]-[Voltages include 120V thru 277V]-A[All Power Feed][All Suspension Length]-[All Ceiling Type][8 foot length increments]-Blank[Integral Control Options include DS, 2S and Blank]FC[All Finish] | Indoor Luminaires | Linear Ambient | Direct Linear Ambient Luminaires | Standard | FALSE | [9 empty] | 1/26/2015 | Dimmable | Continuous (Can dim down to ≤ 10% (W)) | Not Yet Verified |  |  | 8628.31 | 94.05 | 91.74 | 6.5 | 0.999 | 3000 | 82
P6DCGXAQ | Eaton (formerly Cooper Lighting) | Corelite Divide | DSI-WS-2L35-1[All Wiring]-[Voltages include 120V thru 277V]-A[All Power Feed][All Suspension Length]-[All Ceiling Type][8 foot length increments]-Blank[Integral Control Options include DS, 2S and Blank]FC[All Finish] | Indoor Luminaires | Linear Ambient | Direct Linear Ambient Luminaires | Standard | FALSE | [9 empty] | 1/26/2015 | Dimmable | Continuous (Can dim down to ≤ 10% (W)) | Not Yet Verified |  |  | 8750.83 | 95.39 | 91.74 | 6.5 | 0.999 | 3500 | 82
P5A574NU | Eaton (formerly Cooper Lighting) | Corelite Divide | DSI-WS-2L40-1[All Wiring]-[Voltages include 120V thru 277V]-A[All Power Feed][All Suspension Length]-[All Ceiling Type][8 foot length increments]-Blank[Integral Control Options include DS, 2S and Blank]FC[All Finish] | Indoor Luminaires | Linear Ambient | Direct Linear Ambient Luminaires | Standard | FALSE | [9 empty] | 1/26/2015 | Dimmable | Continuous (Can dim down to ≤ 10% (W)) | Not Yet Verified |  |  | 9202.96 | 100.32 | 91.74 | 6.5 | 0.999 | 4000 | 82
PGS4MAGU | Eaton (formerly Cooper Lighting) | Corelite Divide | DSI-WS-2L30-1[All Wiring]-[Voltages include 120V thru 277V]-A[All Power Feed][All Suspension Length]-[All Ceiling Type][8 foot length increments]-Blank[Integral Control Options include DS, 2S and Blank]SC[All Finish] | Indoor Luminaires | Linear Ambient | Direct Linear Ambient Luminaires | Standard | FALSE | [9 empty] | 1/26/2015 | Dimmable | Continuous (Can dim down to ≤ 10% (W)) | Not Yet Verified |  |  | 8537.64 | 93.06 | 91.74 | 6.5 | 0.999 | 3000 | 82
P6QA3SRY | Eaton (formerly Cooper Lighting) | Corelite Divide | DSI-WS-2L35-1[All Wiring]-[Voltages include 120V thru 277V]-A[All Power Feed][All Suspension Length]-[All Ceiling Type][8 foot length increments]-Blank[Integral Control Options include DS, 2S and Blank]SC[All Finish] | Indoor Luminaires | Linear Ambient | Direct Linear Ambient Luminaires | Standard | FALSE | [9 empty] | 1/26/2015 | Dimmable | Continuous (Can dim down to ≤ 10% (W)) | Not Yet Verified |  |  | 8658.87 | 94.38 | 91.74 | 6.5 | 0.999 | 3500 | 82
PWXM74XB | Eaton (formerly Cooper Lighting) | Corelite Divide | DSI-WS-2L40-1[All Wiring]-[Voltages include 120V thru 277V]-A[All Power Feed][All Suspension Length]-[All Ceiling Type][8 foot length increments]-Blank[Integral Control Options include DS, 2S and Blank]SC[All Finish] | Indoor Luminaires | Linear Ambient | Direct Linear Ambient Luminaires | Standard | FALSE | [9 empty] | 1/26/2015 | Dimmable | Continuous (Can dim down to ≤ 10% (W)) | Not Yet Verified |  |  | 9106.24 | 99.26 | 91.74 | 6.5 | 0.999 | 4000 | 82
PTHGF3TG | Eaton (formerly Cooper Lighting) | Corelite Divide | DSI-WS-2L30-1[All Wiring]-[Voltages include 120V thru 277V]-A[All Power Feed][All Suspension Length]-[All Ceiling Type][8 foot length increments]-Blank[Integral Control Options include DS, 2S and Blank]Blank[All Finish] | Indoor Luminaires | Linear Ambient | Direct Linear Ambient Luminaires | Standard | FALSE | [9 empty] | 1/26/2015 | Dimmable | Continuous (Can dim down to ≤ 10% (W)) | Not Yet Verified |  |  | 8806.83 | 96 | 91.74 | 6.5 | 0.999 | 3000 | 82
PWQPY94E | Eaton (formerly Cooper Lighting) | Corelite Divide | DSI-WS-2L35-1[All Wiring]-[Voltages include 120V thru 277V]-A[All Power Feed][All Suspension Length]-[All Ceiling Type][8 foot length increments]-Blank[Integral Control Options include DS, 2S and Blank]Blank[All Finish] | Indoor Luminaires | Linear Ambient | Direct Linear Ambient Luminaires | Standard | FALSE | [9 empty] | 1/26/2015 | Dimmable | Continuous (Can dim down to ≤ 10% (W)) | Not Yet Verified |  |  | 8931.89 | 97.36 | 91.74 | 6.5 | 0.999 | 3500 | 82
P4GV184A | Eaton (formerly Cooper Lighting) | Corelite Divide | DSI-WS-2L40-1[All Wiring]-[Voltages include 120V thru 277V]-A[All Power Feed][All Suspension Length]-[All Ceiling Type][8 foot length increments]-Blank[Integral Control Options include DS, 2S and Blank]Blank[All Finish] | Indoor Luminaires | Linear Ambient | Direct Linear Ambient Luminaires | Standard | FALSE | [9 empty] | 1/26/2015 | Dimmable | Continuous (Can dim down to ≤ 10% (W)) | Not Yet Verified |  |  | 9393.36 | 102.39 | 91.74 | 6.5 | 0.999 | 4000 | 82
PZCPFU1H | Eaton (formerly Cooper Lighting) | Corelite Divide | DSI-WS-3L30-1[All Wiring]-[Voltages include 120V thru 277V]-A[All Power Feed][All Suspension Length]-[All Ceiling Type][8 foot length increments]-Blank[Integral Control Options include DS, 2S and Blank]DC[All Finish] | Indoor Luminaires | Linear Ambient | Direct Linear Ambient Luminaires | Standard | FALSE | [9 empty] | 1/26/2015 | Dimmable | Continuous (Can dim down to ≤ 10% (W)) | Not Yet Verified |  |  | 10063.88 | 89.06 | 113 | 8.02 | 0.998 | 3000 | 82
PPU9A1SZ | Eaton (formerly Cooper Lighting) | Corelite Divide | DSI-WS-3L35-1[All Wiring]-[Voltages include 120V thru 277V]-A[All Power Feed][All Suspension Length]-[All Ceiling Type][8 foot length increments]-Blank[Integral Control Options include DS, 2S and Blank]DC[All Finish] | Indoor Luminaires | Linear Ambient | Direct Linear Ambient Luminaires | Standard | FALSE | [9 empty] | 1/26/2015 | Dimmable | Continuous (Can dim down to ≤ 10% (W)) | Not Yet Verified |  |  | 10206.79 | 90.33 | 113 | 8.02 | 0.998 | 3500 | 82
PHXEHYMJ | Eaton (formerly Cooper Lighting) | Corelite Divide | DSI-WS-3L40-1[All Wiring]-[Voltages include 120V thru 277V]-A[All Power Feed][All Suspension Length]-[All Ceiling Type][8 foot length increments]-Blank[Integral Control Options include DS, 2S and Blank]DC[All Finish] | Indoor Luminaires | Linear Ambient | Direct Linear Ambient Luminaires | Standard | FALSE | [9 empty] | 1/26/2015 | Dimmable | Continuous (Can dim down to ≤ 10% (W)) | Not Yet Verified |  |  | 10734.13 | 94.99 | 113 | 8.02 | 0.998 | 4000 | 82
PAXDSXU2 | Eaton (formerly Cooper Lighting) | Corelite Divide | DSI-WS-3L30-1[All Wiring]-[Voltages include 120V thru 277V]-A[All Power Feed][All Suspension Length]-[All Ceiling Type][8 foot length increments]-Blank[Integral Control Options include DS, 2S and Blank]FC[All Finish] | Indoor Luminaires | Linear Ambient | Direct Linear Ambient Luminaires | Standard | FALSE | [9 empty] | 1/26/2015 | Dimmable | Continuous (Can dim down to ≤ 10% (W)) | Not Yet Verified |  |  | 10021.1 | 88.68 | 113 | 8.02 | 0.998 | 3000 | 82
PQ1G54B3 | Eaton (formerly Cooper Lighting) | Corelite Divide | DSI-WS-3L35-1[All Wiring]-[Voltages include 120V thru 277V]-A[All Power Feed][All Suspension Length]-[All Ceiling Type][8 foot length increments]-Blank[Integral Control Options include DS, 2S and Blank]FC[All Finish] | Indoor Luminaires | Linear Ambient | Direct Linear Ambient Luminaires | Standard | FALSE | [9 empty] | 1/26/2015 | Dimmable | Continuous (Can dim down to ≤ 10% (W)) | Not Yet Verified |  |  | 10163.39 | 89.94 | 113 | 8.02 | 0.998 | 3500 | 82
PF3AH29G | Eaton (formerly Cooper Lighting) | Corelite Divide | DSI-WS-3L40-1[All Wiring]-[Voltages include 120V thru 277V]-A[All Power Feed][All Suspension Length]-[All Ceiling Type][8 foot length increments]-Blank[Integral Control Options include DS, 2S and Blank]FC[All Finish] | Indoor Luminaires | Linear Ambient | Direct Linear Ambient Luminaires | Standard | FALSE | [9 empty] | 1/26/2015 | Dimmable | Continuous (Can dim down to ≤ 10% (W)) | Not Yet Verified |  |  | 10688.5 | 94.59 | 113 | 8.02 | 0.998 | 4000 | 82
P6PYJMRW | Eaton (formerly Cooper Lighting) | Corelite Divide | DSI-WS-3L30-1[All Wiring]-[Voltages include 120V thru 277V]-A[All Power Feed][All Suspension Length]-[All Ceiling Type][8 foot length increments]-Blank[Integral Control Options include DS, 2S and Blank]SC[All Finish] | Indoor Luminaires | Linear Ambient | Direct Linear Ambient Luminaires | Standard | FALSE | [9 empty] | 1/26/2015 | Dimmable | Continuous (Can dim down to ≤ 10% (W)) | Not Yet Verified |  |  | 9915.78 | 87.75 | 113 | 8.02 | 0.998 | 3000 | 82
PVRTJS1Z | Eaton (formerly Cooper Lighting) | Corelite Divide | DSI-WS-3L35-1[All Wiring]-[Voltages include 120V thru 277V]-A[All Power Feed][All Suspension Length]-[All Ceiling Type][8 foot length increments]-Blank[Integral Control Options include DS, 2S and Blank]SC[All Finish] | Indoor Luminaires | Linear Ambient | Direct Linear Ambient Luminaires | Standard | FALSE | [9 empty] | 1/26/2015 | Dimmable | Continuous (Can dim down to ≤ 10% (W)) | Not Yet Verified |  |  | 10056.59 | 89 | 113 | 8.02 | 0.998 | 3500 | 82
PQJY7GR8 | Eaton (formerly Cooper Lighting) | Corelite Divide | DSI-WS-3L40-1[All Wiring]-[Voltages include 120V thru 277V]-A[All Power Feed][All Suspension Length]-[All Ceiling Type][8 foot length increments]-Blank[Integral Control Options include DS, 2S and Blank]SC[All Finish] | Indoor Luminaires | Linear Ambient | Direct Linear Ambient Luminaires | Standard | FALSE | [9 empty] | 1/26/2015 | Dimmable | Continuous (Can dim down to ≤ 10% (W)) | Not Yet Verified |  |  | 10576.17 | 93.59 | 113 | 8.02 | 0.998 | 4000 | 82
P33E7R6B | Eaton (formerly Cooper Lighting) | Corelite Divide | DSI-WS-3L30-1[All Wiring]-[Voltages include 120V thru 277V]-A[All Power Feed][All Suspension Length]-[All Ceiling Type][8 foot length increments]-Blank[Integral Control Options include DS, 2S and Blank]Blank[All Finish] | Indoor Luminaires | Linear Ambient | Direct Linear Ambient Luminaires | Standard | FALSE | [9 empty] | 1/26/2015 | Dimmable | Continuous (Can dim down to ≤ 10% (W)) | Not Yet Verified |  |  | 10228.43 | 90.52 | 113 | 8.02 | 0.998 | 3000 | 82
P4D97MCE | Eaton (formerly Cooper Lighting) | Corelite Divide | DSI-WS-3L35-1[All Wiring]-[Voltages include 120V thru 277V]-A[All Power Feed][All Suspension Length]-[All Ceiling Type][8 foot length increments]-Blank[Integral Control Options include DS, 2S and Blank]Blank[All Finish] | Indoor Luminaires | Linear Ambient | Direct Linear Ambient Luminaires | Standard | FALSE | [9 empty] | 1/26/2015 | Dimmable | Continuous (Can dim down to ≤ 10% (W)) | Not Yet Verified |  |  | 10373.67 | 91.8 | 113 | 8.02 | 0.998 | 3500 | 82
PHRHMCF5 | Eaton (formerly Cooper Lighting) | Corelite Divide | DSI-WS-3L40-1[All Wiring]-[Voltages include 120V thru 277V]-A[All Power Feed][All Suspension Length]-[All Ceiling Type][8 foot length increments]-Blank[Integral Control Options include DS, 2S and Blank]Blank[All Finish] | Indoor Luminaires | Linear Ambient | Direct Linear Ambient Luminaires | Standard | FALSE | [9 empty] | 1/26/2015 | Dimmable | Continuous (Can dim down to ≤ 10% (W)) | Not Yet Verified |  |  | 10909.64 | 96.55 | 113 | 8.02 | 0.998 | 4000 | 82
PJYWMKD1 | Eaton (formerly Cooper Lighting) | Corelite Divide | DSI-WS-4L30-1[All Wiring]-[Voltages include 120V thru 277V]-A[All Power Feed][All Suspension Length]-[All Ceiling Type][8 foot length increments]-Blank[Integral Control Options include DS, 2S and Blank]DC[All Finish] | Indoor Luminaires | Linear Ambient | Direct Linear Ambient Luminaires | Standard | FALSE | [9 empty] | 1/26/2015 | Dimmable | Continuous (Can dim down to ≤ 10% (W)) | Not Yet Verified |  |  | 12930.45 | 86.32 | 149.8 | 7 | 0.999 | 3000 | 82
PTMMVUHC | Eaton (formerly Cooper Lighting) | Corelite Divide | DSI-WS-4L35-1[All Wiring]-[Voltages include 120V thru 277V]-A[All Power Feed][All Suspension Length]-[All Ceiling Type][8 foot length increments]-Blank[Integral Control Options include DS, 2S and Blank]DC[All Finish] | Indoor Luminaires | Linear Ambient | Direct Linear Ambient Luminaires | Standard | FALSE | [9 empty] | 1/26/2015 | Dimmable | Continuous (Can dim down to ≤ 10% (W)) | Not Yet Verified |  |  | 13114.06 | 87.54 | 149.8 | 7 | 0.999 | 3500 | 82
PWTM5VU1 | Eaton (formerly Cooper Lighting) | Corelite Divide | DSI-WS-4L40-1[All Wiring]-[Voltages include 120V thru 277V]-A[All Power Feed][All Suspension Length]-[All Ceiling Type][8 foot length increments]-Blank[Integral Control Options include DS, 2S and Blank]DC[All Finish] | Indoor Luminaires | Linear Ambient | Direct Linear Ambient Luminaires | Standard | FALSE | [9 empty] | 1/26/2015 | Dimmable | Continuous (Can dim down to ≤ 10% (W)) | Not Yet Verified |  |  | 13791.61 | 92.07 | 149.8 | 7 | 0.999 | 4000 | 82
PNUNEXUG | Eaton (formerly Cooper Lighting) | Corelite Divide | DSI-WS-4L30-1[All Wiring]-[Voltages include 120V thru 277V]-A[All Power Feed][All Suspension Length]-[All Ceiling Type][8 foot length increments]-Blank[Integral Control Options include DS, 2S and Blank]FC[All Finish] | Indoor Luminaires | Linear Ambient | Direct Linear Ambient Luminaires | Standard | FALSE | [9 empty] | 1/26/2015 | Dimmable | Continuous (Can dim down to ≤ 10% (W)) | Not Yet Verified |  |  | 12875.48 | 85.95 | 149.8 | 7 | 0.999 | 3000 | 82
P4QWDJDT | Eaton (formerly Cooper Lighting) | Corelite Divide | DSI-WS-4L35-1[All Wiring]-[Voltages include 120V thru 277V]-A[All Power Feed][All Suspension Length]-[All Ceiling Type][8 foot length increments]-Blank[Integral Control Options include DS, 2S and Blank]FC[All Finish] | Indoor Luminaires | Linear Ambient | Direct Linear Ambient Luminaires | Standard | FALSE | [9 empty] | 1/26/2015 | Dimmable | Continuous (Can dim down to ≤ 10% (W)) | Not Yet Verified |  |  | 13058.31 | 87.17 | 149.8 | 7 | 0.999 | 3500 | 82
PEUVE2KK | Eaton (formerly Cooper Lighting) | Corelite Divide | DSI-WS-4L40-1[All Wiring]-[Voltages include 120V thru 277V]-A[All Power Feed][All Suspension Length]-[All Ceiling Type][8 foot length increments]-Blank[Integral Control Options include DS, 2S and Blank]FC[All Finish] | Indoor Luminaires | Linear Ambient | Direct Linear Ambient Luminaires | Standard | FALSE | [9 empty] | 1/26/2015 | Dimmable | Continuous (Can dim down to ≤ 10% (W)) | Not Yet Verified |  |  | 13732.98 | 91.68 | 149.8 | 7 | 0.999 | 4000 | 82
P2XM34BW | Eaton (formerly Cooper Lighting) | Corelite Divide | DSI-WS-4L30-1[All Wiring]-[Voltages include 120V thru 277V]-A[All Power Feed][All Suspension Length]-[All Ceiling Type][8 foot length increments]-Blank[Integral Control Options include DS, 2S and Blank]SC[All Finish] | Indoor Luminaires | Linear Ambient | Direct Linear Ambient Luminaires | Standard | FALSE | [9 empty] | 1/26/2015 | Dimmable | Continuous (Can dim down to ≤ 10% (W)) | Not Yet Verified |  |  | 12740.17 | 85.05 | 149.8 | 7 | 0.999 | 3000 | 82
P86RTXD7 | Eaton (formerly Cooper Lighting) | Corelite Divide | DSI-WS-4L35-1[All Wiring]-[Voltages include 120V thru 277V]-A[All Power Feed][All Suspension Length]-[All Ceiling Type][8 foot length increments]-Blank[Integral Control Options include DS, 2S and Blank]SC[All Finish] | Indoor Luminaires | Linear Ambient | Direct Linear Ambient Luminaires | Standard | FALSE | [9 empty] | 1/26/2015 | Dimmable | Continuous (Can dim down to ≤ 10% (W)) | Not Yet Verified |  |  | 12921.08 | 86.26 | 149.8 | 7 | 0.999 | 3500 | 82
PDJFXVUZ | Eaton (formerly Cooper Lighting) | Corelite Divide | DSI-WS-4L40-1[All Wiring]-[Voltages include 120V thru 277V]-A[All Power Feed][All Suspension Length]-[All Ceiling Type][8 foot length increments]-Blank[Integral Control Options include DS, 2S and Blank]SC[All Finish] | Indoor Luminaires | Linear Ambient | Direct Linear Ambient Luminaires | Standard | FALSE | [9 empty] | 1/26/2015 | Dimmable | Continuous (Can dim down to ≤ 10% (W)) | Not Yet Verified |  |  | 13588.66 | 90.71 | 149.8 | 7 | 0.999 | 4000 | 82
P61SJEUS | Eaton (formerly Cooper Lighting) | Corelite Divide | DSI-WS-4L30-1[All Wiring]-[Voltages include 120V thru 277V]-A[All Power Feed][All Suspension Length]-[All Ceiling Type][8 foot length increments]-Blank[Integral Control Options include DS, 2S and Blank]Blank[All Finish] | Indoor Luminaires | Linear Ambient | Direct Linear Ambient Luminaires | Standard | FALSE | [9 empty] | 1/26/2015 | Dimmable | Continuous (Can dim down to ≤ 10% (W)) | Not Yet Verified |  |  | 13141.87 | 87.73 | 149.8 | 7 | 0.999 | 3000 | 82
P82Z3HRV | Eaton (formerly Cooper Lighting) | Corelite Divide | DSI-WS-4L35-1[All Wiring]-[Voltages include 120V thru 277V]-A[All Power Feed][All Suspension Length]-[All Ceiling Type][8 foot length increments]-Blank[Integral Control Options include DS, 2S and Blank]Blank[All Finish] | Indoor Luminaires | Linear Ambient | Direct Linear Ambient Luminaires | Standard | FALSE | [9 empty] | 1/26/2015 | Dimmable | Continuous (Can dim down to ≤ 10% (W)) | Not Yet Verified |  |  | 13328.48 | 88.98 | 149.8 | 7 | 0.999 | 3500 | 82
P6AN4TV5 | Eaton (formerly Cooper Lighting) | Corelite Divide | DSI-WS-4L40-1[All Wiring]-[Voltages include 120V thru 277V]-A[All Power Feed][All Suspension Length]-[All Ceiling Type][8 foot length increments]-Blank[Integral Control Options include DS, 2S and Blank]Blank[All Finish] | Indoor Luminaires | Linear Ambient | Direct Linear Ambient Luminaires | Standard | FALSE | [9 empty] | 1/26/2015 | Dimmable | Continuous (Can dim down to ≤ 10% (W)) | Not Yet Verified |  |  | 14017.12 | 93.57 | 149.8 | 7 | 0.999 | 4000 | 82
PUFVXAWA | Eaton (formerly Cooper Lighting) | Corelite Divide | DSI-WS-5L30-1[All Wiring]-[Voltages include 120V thru 277V]-A[All Power Feed][All Suspension Length]-[All Ceiling Type][8 foot length increments]-Blank[Integral Control Options include DS, 2S and Blank]DC[All Finish] | Indoor Luminaires | Linear Ambient | Direct Linear Ambient Luminaires | Standard | FALSE | [9 empty] | 1/26/2015 | Dimmable | Continuous (Can dim down to ≤ 10% (W)) | Not Yet Verified |  |  | 16178 | 84.44 | 191.6 | 6.05 | 0.998 | 3000 | 82
PJPTG2V6 | Eaton (formerly Cooper Lighting) | Corelite Divide | DSI-WS-5L35-1[All Wiring]-[Voltages include 120V thru 277V]-A[All Power Feed][All Suspension Length]-[All Ceiling Type][8 foot length increments]-Blank[Integral Control Options include DS, 2S and Blank]DC[All Finish] | Indoor Luminaires | Linear Ambient | Direct Linear Ambient Luminaires | Standard | FALSE | [9 empty] | 1/26/2015 | Dimmable | Continuous (Can dim down to ≤ 10% (W)) | Not Yet Verified |  |  | 16407.73 | 85.81 | 191.2 | 6.05 | 0.998 | 3500 | 82
P75TZSE9 | Eaton (formerly Cooper Lighting) | Corelite Divide | DSI-WS-5L40-1[All Wiring]-[Voltages include 120V thru 277V]-A[All Power Feed][All Suspension Length]-[All Ceiling Type][8 foot length increments]-Blank[Integral Control Options include DS, 2S and Blank]DC[All Finish] | Indoor Luminaires | Linear Ambient | Direct Linear Ambient Luminaires | Standard | FALSE | [9 empty] | 1/26/2015 | Dimmable | Continuous (Can dim down to ≤ 10% (W)) | Not Yet Verified |  |  | 17255.45 | 90.15 | 191.4 | 6.05 | 0.998 | 4000 | 82
PE11PXNH | Eaton (formerly Cooper Lighting) | Corelite Divide | DSI-WS-5L30-1[All Wiring]-[Voltages include 120V thru 277V]-A[All Power Feed][All Suspension Length]-[All Ceiling Type][8 foot length increments]-Blank[Integral Control Options include DS, 2S and Blank]FC[All Finish] | Indoor Luminaires | Linear Ambient | Direct Linear Ambient Luminaires | Standard | FALSE | [9 empty] | 1/26/2015 | Dimmable | Continuous (Can dim down to ≤ 10% (W)) | Not Yet Verified |  |  | 16130 | 84.19 | 191.6 | 6.05 | 0.998 | 3000 | 82
PJ44B85N | Eaton (formerly Cooper Lighting) | Corelite Divide | DSI-WS-5L35-1[All Wiring]-[Voltages include 120V thru 277V]-A[All Power Feed][All Suspension Length]-[All Ceiling Type][8 foot length increments]-Blank[Integral Control Options include DS, 2S and Blank]FC[All Finish] | Indoor Luminaires | Linear Ambient | Direct Linear Ambient Luminaires | Standard | FALSE | [9 empty] | 1/26/2015 | Dimmable | Continuous (Can dim down to ≤ 10% (W)) | Not Yet Verified |  |  | 16359.05 | 85.56 | 191.2 | 6.05 | 0.998 | 3500 | 82
PV6XD8SZ | Eaton (formerly Cooper Lighting) | Corelite Divide | DSI-WS-5L40-1[All Wiring]-[Voltages include 120V thru 277V]-A[All Power Feed][All Suspension Length]-[All Ceiling Type][8 foot length increments]-Blank[Integral Control Options include DS, 2S and Blank]FC[All Finish] | Indoor Luminaires | Linear Ambient | Direct Linear Ambient Luminaires | Standard | FALSE | [9 empty] | 1/26/2015 | Dimmable | Continuous (Can dim down to ≤ 10% (W)) | Not Yet Verified |  |  | 17204.26 | 89.89 | 191.4 | 6.05 | 0.998 | 4000 | 82
PNGWS5Z9 | Eaton (formerly Cooper Lighting) | Corelite Divide | DSI-WS-5L30-1[All Wiring]-[Voltages include 120V thru 277V]-A[All Power Feed][All Suspension Length]-[All Ceiling Type][8 foot length increments]-Blank[Integral Control Options include DS, 2S and Blank]SC[All Finish] | Indoor Luminaires | Linear Ambient | Direct Linear Ambient Luminaires | Standard | FALSE | [9 empty] | 1/26/2015 | Dimmable | Continuous (Can dim down to ≤ 10% (W)) | Not Yet Verified |  |  | 16028 | 83.65 | 191.6 | 6.05 | 0.998 | 3000 | 82
PE5DAR5P | Eaton (formerly Cooper Lighting) | Corelite Divide | DSI-WS-5L35-1[All Wiring]-[Voltages include 120V thru 277V]-A[All Power Feed][All Suspension Length]-[All Ceiling Type][8 foot length increments]-Blank[Integral Control Options include DS, 2S and Blank]SC[All Finish] | Indoor Luminaires | Linear Ambient | Direct Linear Ambient Luminaires | Standard | FALSE | [9 empty] | 1/26/2015 | Dimmable | Continuous (Can dim down to ≤ 10% (W)) | Not Yet Verified |  |  | 16255.6 | 85.02 | 191.2 | 6.05 | 0.998 | 3500 | 82
PQ5HNJ3A | Eaton (formerly Cooper Lighting) | Corelite Divide | DSI-WS-5L40-1[All Wiring]-[Voltages include 120V thru 277V]-A[All Power Feed][All Suspension Length]-[All Ceiling Type][8 foot length increments]-Blank[Integral Control Options include DS, 2S and Blank]SC[All Finish] | Indoor Luminaires | Linear Ambient | Direct Linear Ambient Luminaires | Standard | FALSE | [9 empty] | 1/26/2015 | Dimmable | Continuous (Can dim down to ≤ 10% (W)) | Not Yet Verified |  |  | 17095.46 | 89.32 | 191.4 | 6.05 | 0.998 | 4000 | 82
PVYE31TN | Eaton (formerly Cooper Lighting) | Corelite Divide | DSI-WS-5L30-1[All Wiring]-[Voltages include 120V thru 277V]-A[All Power Feed][All Suspension Length]-[All Ceiling Type][8 foot length increments]-Blank[Integral Control Options include DS, 2S and Blank]Blank[All Finish] | Indoor Luminaires | Linear Ambient | Direct Linear Ambient Luminaires | Standard | FALSE | [9 empty] | 1/26/2015 | Dimmable | Continuous (Can dim down to ≤ 10% (W)) | Not Yet Verified |  |  | 16404 | 85.44 | 192 | 6.05 | 0.998 | 3000 | 82
P95VUYK2 | Eaton (formerly Cooper Lighting) | Corelite Divide | DSI-WS-5L35-1[All Wiring]-[Voltages include 120V thru 277V]-A[All Power Feed][All Suspension Length]-[All Ceiling Type][8 foot length increments]-Blank[Integral Control Options include DS, 2S and Blank]Blank[All Finish] | Indoor Luminaires | Linear Ambient | Direct Linear Ambient Luminaires | Standard | FALSE | [9 empty] | 1/26/2015 | Dimmable | Continuous (Can dim down to ≤ 10% (W)) | Not Yet Verified |  |  | 16636.94 | 87.01 | 191.2 | 6.05 | 0.998 | 3500 | 82
PTD73YHD | Eaton (formerly Cooper Lighting) | Corelite Divide | DSI-WS-5L40-1[All Wiring]-[Voltages include 120V thru 277V]-A[All Power Feed][All Suspension Length]-[All Ceiling Type][8 foot length increments]-Blank[Integral Control Options include DS, 2S and Blank]Blank[All Finish] | Indoor Luminaires | Linear Ambient | Direct Linear Ambient Luminaires | Standard | FALSE | [9 empty] | 1/26/2015 | Dimmable | Continuous (Can dim down to ≤ 10% (W)) | Not Yet Verified |  |  | 17496.51 | 91.41 | 191.4 | 6.05 | 0.998 | 4000 | 82
P5PPXE2P | Eaton (formerly Cooper Lighting) | Corelite Divide | DSI-WS-5L35-1[All Wiring]-[Voltages Includes 120V thru 277V]-SU-JB[4 foot length increments]-Blank[Integral Control Options include DS, 2S and Blank]Blank[All Finish] | Indoor Luminaires | Linear Ambient | Direct Linear Ambient Luminaires | Standard | FALSE | [9 empty] | 1/26/2015 | Dimmable | Continuous (Can dim down to ≤ 10% (W)) | Not Yet Verified |  |  | 8318.47 | 87.01 | 95.6 | 6.05 | 0.998 | 3500 | 82
P2G8ANPT | Eaton (formerly Cooper Lighting) | Corelite Divide | DSI-WS-5L40-1[All Wiring]-[Voltages Includes 120V thru 277V]-SU-JB[4 foot length increments]-Blank[Integral Control Options include DS, 2S and Blank]Blank[All Finish] | Indoor Luminaires | Linear Ambient | Direct Linear Ambient Luminaires | Standard | FALSE | [9 empty] | 1/26/2015 | Dimmable | Continuous (Can dim down to ≤ 10% (W)) | Not Yet Verified |  |  | 8748.25 | 91.41 | 95.7 | 6.05 | 0.998 | 4000 | 82
PH15Z9WT | Eaton (formerly Cooper Lighting) | Corelite Divide | DSI-WS-1L30-1[All Wiring]-[Voltages Includes 120V thru 277V]-SU-JB[8 foot length increments]-Blank[Integral Control Options include DS, 2S and Blank]DC[All Finish] | Indoor Luminaires | Linear Ambient | Direct Linear Ambient Luminaires | Standard | FALSE | [9 empty] | 1/26/2015 | Dimmable | Continuous (Can dim down to ≤ 10% (W)) | Not Yet Verified |  |  | 6116 | 97.7 | 62.6 | 7.63 | 0.998 | 3000 | 82
PUD39NX4 | Eaton (formerly Cooper Lighting) | Corelite Divide | DSI-WS-1L35-1[All Wiring]-[Voltages Includes 120V thru 277V]-SU-JB[8 foot length increments]-Blank[Integral Control Options include DS, 2S and Blank]DC[All Finish] | Indoor Luminaires | Linear Ambient | Direct Linear Ambient Luminaires | Standard | FALSE | [9 empty] | 1/26/2015 | Dimmable | Continuous (Can dim down to ≤ 10% (W)) | Not Yet Verified |  |  | 6202.85 | 98.46 | 63 | 7.63 | 0.998 | 3500 | 82
PH2XUYXQ | Eaton (formerly Cooper Lighting) | Corelite Divide | DSI-WS-1L40-1[All Wiring]-[Voltages Includes 120V thru 277V]-SU-JB[8 foot length increments]-Blank[Integral Control Options include DS, 2S and Blank]DC[All Finish] | Indoor Luminaires | Linear Ambient | Direct Linear Ambient Luminaires | Standard | FALSE | [9 empty] | 1/26/2015 | Dimmable | Continuous (Can dim down to ≤ 10% (W)) | Not Yet Verified |  |  | 6523.33 | 102.25 | 63.8 | 7.63 | 0.998 | 4000 | 82
PY4A9FGS | Eaton (formerly Cooper Lighting) | Corelite Divide | DSI-WS-1L30-1[All Wiring]-[Voltages Includes 120V thru 277V]-SU-JB[8 foot length increments]-Blank[Integral Control Options include DS, 2S and Blank]FC[All Finish] | Indoor Luminaires | Linear Ambient | Direct Linear Ambient Luminaires | Standard | FALSE | [9 empty] | 1/26/2015 | Dimmable | Continuous (Can dim down to ≤ 10% (W)) | Not Yet Verified |  |  | 6090 | 97.28 | 62.6 | 7.63 | 0.998 | 3000 | 82
PADFJP7N | Eaton (formerly Cooper Lighting) | Corelite Divide | DSI-WS-1L35-1[All Wiring]-[Voltages Includes 120V thru 277V]-SU-JB[8 foot length increments]-Blank[Integral Control Options include DS, 2S and Blank]FC[All Finish] | Indoor Luminaires | Linear Ambient | Direct Linear Ambient Luminaires | Standard | FALSE | [9 empty] | 1/26/2015 | Dimmable | Continuous (Can dim down to ≤ 10% (W)) | Not Yet Verified |  |  | 6176.48 | 98.04 | 63 | 7.63 | 0.998 | 3500 | 82
P2ZZ88JK | Eaton (formerly Cooper Lighting) | Corelite Divide | DSI-WS-1L40-1[All Wiring]-[Voltages Includes 120V thru 277V]-SU-JB[8 foot length increments]-Blank[Integral Control Options include DS, 2S and Blank]FC[All Finish] | Indoor Luminaires | Linear Ambient | Direct Linear Ambient Luminaires | Standard | FALSE | [9 empty] | 1/26/2015 | Dimmable | Continuous (Can dim down to ≤ 10% (W)) | Not Yet Verified |  |  | 6495.59 | 101.81 | 63.8 | 7.63 | 0.998 | 4000 | 82
PKWY2DUT | Eaton (formerly Cooper Lighting) | Corelite Divide | DSI-WS-1L30-1[All Wiring]-[Voltages Includes 120V thru 277V]-SU-JB[8 foot length increments]-Blank[Integral Control Options include DS, 2S and Blank]SC[All Finish] | Indoor Luminaires | Linear Ambient | Direct Linear Ambient Luminaires | Standard | FALSE | [9 empty] | 1/26/2015 | Dimmable | Continuous (Can dim down to ≤ 10% (W)) | Not Yet Verified |  |  | 6026 | 95.96 | 62.8 | 7.63 | 0.998 | 3000 | 82
PQMRZ2DV | Eaton (formerly Cooper Lighting) | Corelite Divide | DSI-WS-1L35-1[All Wiring]-[Voltages Includes 120V thru 277V]-SU-JB[8 foot length increments]-Blank[Integral Control Options include DS, 2S and Blank]SC[All Finish] | Indoor Luminaires | Linear Ambient | Direct Linear Ambient Luminaires | Standard | FALSE | [9 empty] | 1/26/2015 | Dimmable | Continuous (Can dim down to ≤ 10% (W)) | Not Yet Verified |  |  | 6111.57 | 97.01 | 63 | 7.63 | 0.998 | 3500 | 82
P65Z3QBT | Eaton (formerly Cooper Lighting) | Corelite Divide | DSI-WS-1L40-1[All Wiring]-[Voltages Includes 120V thru 277V]-SU-JB[8 foot length increments]-Blank[Integral Control Options include DS, 2S and Blank]SC[All Finish] | Indoor Luminaires | Linear Ambient | Direct Linear Ambient Luminaires | Standard | FALSE | [9 empty] | 1/26/2015 | Dimmable | Continuous (Can dim down to ≤ 10% (W)) | Not Yet Verified |  |  | 6427.33 | 100.74 | 63.8 | 7.63 | 0.998 | 4000 | 82
PAWZ9ZSS | Eaton (formerly Cooper Lighting) | Corelite Divide | DSI-WS-1L30-1[All Wiring]-[Voltages Includes 120V thru 277V]-SU-JB[8 foot length increments]-Blank[Integral Control Options include DS, 2S and Blank]Blank[All Finish] | Indoor Luminaires | Linear Ambient | Direct Linear Ambient Luminaires | Standard | FALSE | [9 empty] | 1/26/2015 | Dimmable | Continuous (Can dim down to ≤ 10% (W)) | Not Yet Verified |  |  | 6216 | 98.98 | 62.8 | 7.63 | 0.998 | 3000 | 82
PB7W1PDP | Eaton (formerly Cooper Lighting) | Corelite Divide | DSI-WS-1L35-1[All Wiring]-[Voltages Includes 120V thru 277V]-SU-JB[8 foot length increments]-Blank[Integral Control Options include DS, 2S and Blank]Blank[All Finish] | Indoor Luminaires | Linear Ambient | Direct Linear Ambient Luminaires | Standard | FALSE | [9 empty] | 1/26/2015 | Dimmable | Continuous (Can dim down to ≤ 10% (W)) | Not Yet Verified |  |  | 6304.27 | 100.07 | 63 | 7.63 | 0.998 | 3500 | 82
PHMGBY8W | Eaton (formerly Cooper Lighting) | Corelite Divide | DSI-WS-1L40-1[All Wiring]-[Voltages Includes 120V thru 277V]-SU-JB[8 foot length increments]-Blank[Integral Control Options include DS, 2S and Blank]Blank[All Finish] | Indoor Luminaires | Linear Ambient | Direct Linear Ambient Luminaires | Standard | FALSE | [9 empty] | 1/26/2015 | Dimmable | Continuous (Can dim down to ≤ 10% (W)) | Not Yet Verified |  |  | 6629.99 | 103.92 | 63.8 | 7.63 | 0.998 | 4000 | 82
P21VX435 | Eaton (formerly Cooper Lighting) | Corelite Divide | DSI-WS-2L30-1[All Wiring]-[Voltages Includes 120V thru 277V]-SU-JB[8 foot length increments]-Blank[Integral Control Options include DS, 2S and Blank]DC[All Finish] | Indoor Luminaires | Linear Ambient | Direct Linear Ambient Luminaires | Standard | FALSE | [9 empty] | 1/26/2015 | Dimmable | Continuous (Can dim down to ≤ 10% (W)) | Not Yet Verified |  |  | 8665.15 | 94.45 | 91.74 | 6.5 | 0.999 | 3000 | 82
P59ETG3J | Eaton (formerly Cooper Lighting) | Corelite Divide | DSI-WS-2L35-1[All Wiring]-[Voltages Includes 120V thru 277V]-SU-JB[8 foot length increments]-Blank[Integral Control Options include DS, 2S and Blank]DC[All Finish] | Indoor Luminaires | Linear Ambient | Direct Linear Ambient Luminaires | Standard | FALSE | [9 empty] | 1/26/2015 | Dimmable | Continuous (Can dim down to ≤ 10% (W)) | Not Yet Verified |  |  | 8788.19 | 95.79 | 91.74 | 6.5 | 0.999 | 3500 | 82
P983PBAN | Eaton (formerly Cooper Lighting) | Corelite Divide | DSI-WS-2L40-1[All Wiring]-[Voltages Includes 120V thru 277V]-SU-JB[8 foot length increments]-Blank[Integral Control Options include DS, 2S and Blank]DC[All Finish] | Indoor Luminaires | Linear Ambient | Direct Linear Ambient Luminaires | Standard | FALSE | [9 empty] | 1/26/2015 | Dimmable | Continuous (Can dim down to ≤ 10% (W)) | Not Yet Verified |  |  | 9242.25 | 100.74 | 91.74 | 6.5 | 0.999 | 4000 | 82
PQ59NAFY | Eaton (formerly Cooper Lighting) | Corelite Divide | DSI-WS-2L30-1[All Wiring]-[Voltages Includes 120V thru 277V]-SU-JB[8 foot length increments]-Blank[Integral Control Options include DS, 2S and Blank]FC[All Finish] | Indoor Luminaires | Linear Ambient | Direct Linear Ambient Luminaires | Standard | FALSE | [9 empty] | 1/26/2015 | Dimmable | Continuous (Can dim down to ≤ 10% (W)) | Not Yet Verified |  |  | 8628.31 | 94.05 | 91.74 | 6.5 | 0.999 | 3000 | 82
PTT22C7H | Eaton (formerly Cooper Lighting) | Corelite Divide | DSI-WS-2L35-1[All Wiring]-[Voltages Includes 120V thru 277V]-SU-JB[8 foot length increments]-Blank[Integral Control Options include DS, 2S and Blank]FC[All Finish] | Indoor Luminaires | Linear Ambient | Direct Linear Ambient Luminaires | Standard | FALSE | [9 empty] | 1/26/2015 | Dimmable | Continuous (Can dim down to ≤ 10% (W)) | Not Yet Verified |  |  | 8750.83 | 95.39 | 91.74 | 6.5 | 0.999 | 3500 | 82
P5EM6YXG | Eaton (formerly Cooper Lighting) | Corelite Divide | DSI-WS-2L40-1[All Wiring]-[Voltages Includes 120V thru 277V]-SU-JB[8 foot length increments]-Blank[Integral Control Options include DS, 2S and Blank]FC[All Finish] | Indoor Luminaires | Linear Ambient | Direct Linear Ambient Luminaires | Standard | FALSE | [9 empty] | 1/26/2015 | Dimmable | Continuous (Can dim down to ≤ 10% (W)) | Not Yet Verified |  |  | 9202.96 | 100.32 | 91.74 | 6.5 | 0.999 | 4000 | 82
P7RGFMDH | Eaton (formerly Cooper Lighting) | Corelite Divide | DSI-WS-2L30-1[All Wiring]-[Voltages Includes 120V thru 277V]-SU-JB[8 foot length increments]-Blank[Integral Control Options include DS, 2S and Blank]SC[All Finish] | Indoor Luminaires | Linear Ambient | Direct Linear Ambient Luminaires | Standard | FALSE | [9 empty] | 1/26/2015 | Dimmable | Continuous (Can dim down to ≤ 10% (W)) | Not Yet Verified |  |  | 8537.64 | 93.06 | 91.74 | 6.5 | 0.999 | 3000 | 82
PPQYW8HN | Eaton (formerly Cooper Lighting) | Corelite Divide | DSI-WS-2L35-1[All Wiring]-[Voltages Includes 120V thru 277V]-SU-JB[8 foot length increments]-Blank[Integral Control Options include DS, 2S and Blank]SC[All Finish] | Indoor Luminaires | Linear Ambient | Direct Linear Ambient Luminaires | Standard | FALSE | [9 empty] | 1/26/2015 | Dimmable | Continuous (Can dim down to ≤ 10% (W)) | Not Yet Verified |  |  | 8658.87 | 94.38 | 91.74 | 6.5 | 0.999 | 3500 | 82
P5WJ4WGN | Eaton (formerly Cooper Lighting) | Corelite Divide | DSI-WS-2L40-1[All Wiring]-[Voltages Includes 120V thru 277V]-SU-JB[8 foot length increments]-Blank[Integral Control Options include DS, 2S and Blank]SC[All Finish] | Indoor Luminaires | Linear Ambient | Direct Linear Ambient Luminaires | Standard | FALSE | [9 empty] | 1/26/2015 | Dimmable | Continuous (Can dim down to ≤ 10% (W)) | Not Yet Verified |  |  | 9106.24 | 99.26 | 91.74 | 6.5 | 0.999 | 4000 | 82
PSP2E5BE | Eaton (formerly Cooper Lighting) | Corelite Divide | DSI-WS-2L30-1[All Wiring]-[Voltages Includes 120V thru 277V]-SU-JB[8 foot length increments]-Blank[Integral Control Options include DS, 2S and Blank]Blank[All Finish] | Indoor Luminaires | Linear Ambient | Direct Linear Ambient Luminaires | Standard | FALSE | [9 empty] | 1/26/2015 | Dimmable | Continuous (Can dim down to ≤ 10% (W)) | Not Yet Verified |  |  | 8806.83 | 96 | 91.74 | 6.5 | 0.999 | 3000 | 82
P4RTPPFS | Eaton (formerly Cooper Lighting) | Corelite Divide | DSI-WS-2L35-1[All Wiring]-[Voltages Includes 120V thru 277V]-SU-JB[8 foot length increments]-Blank[Integral Control Options include DS, 2S and Blank]Blank[All Finish] | Indoor Luminaires | Linear Ambient | Direct Linear Ambient Luminaires | Standard | FALSE | [9 empty] | 1/26/2015 | Dimmable | Continuous (Can dim down to ≤ 10% (W)) | Not Yet Verified |  |  | 8931.89 | 97.36 | 91.74 | 6.5 | 0.999 | 3500 | 82
PQ2GYCRD | Eaton (formerly Cooper Lighting) | Corelite Divide | DSI-WS-2L40-1[All Wiring]-[Voltages Includes 120V thru 277V]-SU-JB[8 foot length increments]-Blank[Integral Control Options include DS, 2S and Blank]Blank[All Finish] | Indoor Luminaires | Linear Ambient | Direct Linear Ambient Luminaires | Standard | FALSE | [9 empty] | 1/26/2015 | Dimmable | Continuous (Can dim down to ≤ 10% (W)) | Not Yet Verified |  |  | 9393.36 | 102.39 | 91.74 | 6.5 | 0.999 | 4000 | 82
PCCFEY59 | Eaton (formerly Cooper Lighting) | Corelite Divide | DSI-WS-3L30-1[All Wiring]-[Voltages Includes 120V thru 277V]-SU-JB[8 foot length increments]-Blank[Integral Control Options include DS, 2S and Blank]DC[All Finish] | Indoor Luminaires | Linear Ambient | Direct Linear Ambient Luminaires | Standard | FALSE | [9 empty] | 1/26/2015 | Dimmable | Continuous (Can dim down to ≤ 10% (W)) | Not Yet Verified |  |  | 10063.88 | 89.06 | 113 | 8.02 | 0.998 | 3000 | 82
PTCCCR4R | Eaton (formerly Cooper Lighting) | Corelite Divide | DSI-WS-3L35-1[All Wiring]-[Voltages Includes 120V thru 277V]-SU-JB[8 foot length increments]-Blank[Integral Control Options include DS, 2S and Blank]DC[All Finish] | Indoor Luminaires | Linear Ambient | Direct Linear Ambient Luminaires | Standard | FALSE | [9 empty] | 1/26/2015 | Dimmable | Continuous (Can dim down to ≤ 10% (W)) | Not Yet Verified |  |  | 10206.79 | 90.33 | 113 | 8.02 | 0.998 | 3500 | 82
PBQBRBCV | Eaton (formerly Cooper Lighting) | Corelite Divide | DSI-WS-3L40-1[All Wiring]-[Voltages Includes 120V thru 277V]-SU-JB[8 foot length increments]-Blank[Integral Control Options include DS, 2S and Blank]DC[All Finish] | Indoor Luminaires | Linear Ambient | Direct Linear Ambient Luminaires | Standard | FALSE | [9 empty] | 1/26/2015 | Dimmable | Continuous (Can dim down to ≤ 10% (W)) | Not Yet Verified |  |  | 10734.13 | 94.99 | 113 | 8.02 | 0.998 | 4000 | 82
P9FGUC6R | Eaton (formerly Cooper Lighting) | Corelite Divide | DSI-WS-3L30-1[All Wiring]-[Voltages Includes 120V thru 277V]-SU-JB[8 foot length increments]-Blank[Integral Control Options include DS, 2S and Blank]FC[All Finish] | Indoor Luminaires | Linear Ambient | Direct Linear Ambient Luminaires | Standard | FALSE | [9 empty] | 1/26/2015 | Dimmable | Continuous (Can dim down to ≤ 10% (W)) | Not Yet Verified |  |  | 10021.1 | 88.68 | 113 | 8.02 | 0.998 | 3000 | 82
P4CEU2HQ | Eaton (formerly Cooper Lighting) | Corelite Divide | DSI-WS-3L35-1[All Wiring]-[Voltages Includes 120V thru 277V]-SU-JB[8 foot length increments]-Blank[Integral Control Options include DS, 2S and Blank]FC[All Finish] | Indoor Luminaires | Linear Ambient | Direct Linear Ambient Luminaires | Standard | FALSE | [9 empty] | 1/26/2015 | Dimmable | Continuous (Can dim down to ≤ 10% (W)) | Not Yet Verified |  |  | 10163.39 | 89.94 | 113 | 8.02 | 0.998 | 3500 | 82
PKVAFGEK | Eaton (formerly Cooper Lighting) | Corelite Divide | DSI-WS-3L40-1[All Wiring]-[Voltages Includes 120V thru 277V]-SU-JB[8 foot length increments]-Blank[Integral Control Options include DS, 2S and Blank]FC[All Finish] | Indoor Luminaires | Linear Ambient | Direct Linear Ambient Luminaires | Standard | FALSE | [9 empty] | 1/26/2015 | Dimmable | Continuous (Can dim down to ≤ 10% (W)) | Not Yet Verified |  |  | 10688.5 | 94.59 | 113 | 8.02 | 0.998 | 4000 | 82
PPQM8MBN | Eaton (formerly Cooper Lighting) | Corelite Divide | DSI-WS-3L30-1[All Wiring]-[Voltages Includes 120V thru 277V]-SU-JB[8 foot length increments]-Blank[Integral Control Options include DS, 2S and Blank]SC[All Finish] | Indoor Luminaires | Linear Ambient | Direct Linear Ambient Luminaires | Standard | FALSE | [9 empty] | 1/26/2015 | Dimmable | Continuous (Can dim down to ≤ 10% (W)) | Not Yet Verified |  |  | 9915.78 | 87.75 | 113 | 8.02 | 0.998 | 3000 | 82
PNFHBNUC | Eaton (formerly Cooper Lighting) | Corelite Divide | DSI-WS-3L35-1[All Wiring]-[Voltages Includes 120V thru 277V]-SU-JB[8 foot length increments]-Blank[Integral Control Options include DS, 2S and Blank]SC[All Finish] | Indoor Luminaires | Linear Ambient | Direct Linear Ambient Luminaires | Standard | FALSE | [9 empty] | 1/26/2015 | Dimmable | Continuous (Can dim down to ≤ 10% (W)) | Not Yet Verified |  |  | 10056.59 | 89 | 113 | 8.02 | 0.998 | 3500 | 82
P78VW8UZ | Eaton (formerly Cooper Lighting) | Corelite Divide | DSI-WS-3L40-1[All Wiring]-[Voltages Includes 120V thru 277V]-SU-JB[8 foot length increments]-Blank[Integral Control Options include DS, 2S and Blank]SC[All Finish] | Indoor Luminaires | Linear Ambient | Direct Linear Ambient Luminaires | Standard | FALSE | [9 empty] | 1/26/2015 | Dimmable | Continuous (Can dim down to ≤ 10% (W)) | Not Yet Verified |  |  | 10576.17 | 93.59 | 113 | 8.02 | 0.998 | 4000 | 82
P98TYVA1 | Eaton (formerly Cooper Lighting) | Corelite Divide | DSI-WS-3L30-1[All Wiring]-[Voltages Includes 120V thru 277V]-SU-JB[8 foot length increments]-Blank[Integral Control Options include DS, 2S and Blank]Blank[All Finish] | Indoor Luminaires | Linear Ambient | Direct Linear Ambient Luminaires | Standard | FALSE | [9 empty] | 1/26/2015 | Dimmable | Continuous (Can dim down to ≤ 10% (W)) | Not Yet Verified |  |  | 10228.43 | 90.52 | 113 | 8.02 | 0.998 | 3000 | 82
P4AJ48KW | Eaton (formerly Cooper Lighting) | Corelite Divide | DSI-WS-3L35-1[All Wiring]-[Voltages Includes 120V thru 277V]-SU-JB[8 foot length increments]-Blank[Integral Control Options include DS, 2S and Blank]Blank[All Finish] | Indoor Luminaires | Linear Ambient | Direct Linear Ambient Luminaires | Standard | FALSE | [9 empty] | 1/26/2015 | Dimmable | Continuous (Can dim down to ≤ 10% (W)) | Not Yet Verified |  |  | 10373.67 | 91.8 | 113 | 8.02 | 0.998 | 3500 | 82
P16W15DS | Eaton (formerly Cooper Lighting) | Corelite Divide | DSI-WS-3L40-1[All Wiring]-[Voltages Includes 120V thru 277V]-SU-JB[8 foot length increments]-Blank[Integral Control Options include DS, 2S and Blank]Blank[All Finish] | Indoor Luminaires | Linear Ambient | Direct Linear Ambient Luminaires | Standard | FALSE | [9 empty] | 1/26/2015 | Dimmable | Continuous (Can dim down to ≤ 10% (W)) | Not Yet Verified |  |  | 10909.64 | 96.55 | 113 | 8.02 | 0.998 | 4000 | 82
P76TPZMN | Eaton (formerly Cooper Lighting) | Corelite Divide | DSI-WS-4L30-1[All Wiring]-[Voltages Includes 120V thru 277V]-SU-JB[8 foot length increments]-Blank[Integral Control Options include DS, 2S and Blank]DC[All Finish] | Indoor Luminaires | Linear Ambient | Direct Linear Ambient Luminaires | Standard | FALSE | [9 empty] | 1/26/2015 | Dimmable | Continuous (Can dim down to ≤ 10% (W)) | Not Yet Verified |  |  | 12930.45 | 86.32 | 149.8 | 7 | 0.999 | 3000 | 82
PXRVJWVP | Eaton (formerly Cooper Lighting) | Corelite Divide | DSI-WS-4L35-1[All Wiring]-[Voltages Includes 120V thru 277V]-SU-JB[8 foot length increments]-Blank[Integral Control Options include DS, 2S and Blank]DC[All Finish] | Indoor Luminaires | Linear Ambient | Direct Linear Ambient Luminaires | Standard | FALSE | [9 empty] | 1/26/2015 | Dimmable | Continuous (Can dim down to ≤ 10% (W)) | Not Yet Verified |  |  | 13114.06 | 87.54 | 149.8 | 7 | 0.999 | 3500 | 82
PS3J2AWT | Eaton (formerly Cooper Lighting) | Corelite Divide | DSI-WS-4L40-1[All Wiring]-[Voltages Includes 120V thru 277V]-SU-JB[8 foot length increments]-Blank[Integral Control Options include DS, 2S and Blank]DC[All Finish] | Indoor Luminaires | Linear Ambient | Direct Linear Ambient Luminaires | Standard | FALSE | [9 empty] | 1/26/2015 | Dimmable | Continuous (Can dim down to ≤ 10% (W)) | Not Yet Verified |  |  | 13791.61 | 92.07 | 149.8 | 7 | 0.999 | 4000 | 82
PE8GPJSG | Eaton (formerly Cooper Lighting) | Corelite Divide | DSI-WS-4L30-1[All Wiring]-[Voltages Includes 120V thru 277V]-SU-JB[8 foot length increments]-Blank[Integral Control Options include DS, 2S and Blank]FC[All Finish] | Indoor Luminaires | Linear Ambient | Direct Linear Ambient Luminaires | Standard | FALSE | [9 empty] | 1/26/2015 | Dimmable | Continuous (Can dim down to ≤ 10% (W)) | Not Yet Verified |  |  | 12875.48 | 85.95 | 149.8 | 7 | 0.999 | 3000 | 82
PB86DRHC | Eaton (formerly Cooper Lighting) | Corelite Divide | DSI-WS-4L35-1[All Wiring]-[Voltages Includes 120V thru 277V]-SU-JB[8 foot length increments]-Blank[Integral Control Options include DS, 2S and Blank]FC[All Finish] | Indoor Luminaires | Linear Ambient | Direct Linear Ambient Luminaires | Standard | FALSE | [9 empty] | 1/26/2015 | Dimmable | Continuous (Can dim down to ≤ 10% (W)) | Not Yet Verified |  |  | 13058.31 | 87.17 | 149.8 | 7 | 0.999 | 3500 | 82
PBAK5ZPG | Eaton (formerly Cooper Lighting) | Corelite Divide | DSI-WS-4L40-1[All Wiring]-[Voltages Includes 120V thru 277V]-SU-JB[8 foot length increments]-Blank[Integral Control Options include DS, 2S and Blank]FC[All Finish] | Indoor Luminaires | Linear Ambient | Direct Linear Ambient Luminaires | Standard | FALSE | [9 empty] | 1/26/2015 | Dimmable | Continuous (Can dim down to ≤ 10% (W)) | Not Yet Verified |  |  | 13732.98 | 91.68 | 149.8 | 7 | 0.999 | 4000 | 82
PVZVMZGJ | Eaton (formerly Cooper Lighting) | Corelite Divide | DSI-WS-4L30-1[All Wiring]-[Voltages Includes 120V thru 277V]-SU-JB[8 foot length increments]-Blank[Integral Control Options include DS, 2S and Blank]SC[All Finish] | Indoor Luminaires | Linear Ambient | Direct Linear Ambient Luminaires | Standard | FALSE | [9 empty] | 1/26/2015 | Dimmable | Continuous (Can dim down to ≤ 10% (W)) | Not Yet Verified |  |  | 12740.17 | 85.05 | 149.8 | 7 | 0.999 | 3000 | 82
PDN85S82 | Eaton (formerly Cooper Lighting) | Corelite Divide | DSI-WS-4L35-1[All Wiring]-[Voltages Includes 120V thru 277V]-SU-JB[8 foot length increments]-Blank[Integral Control Options include DS, 2S and Blank]SC[All Finish] | Indoor Luminaires | Linear Ambient | Direct Linear Ambient Luminaires | Standard | FALSE | [9 empty] | 1/26/2015 | Dimmable | Continuous (Can dim down to ≤ 10% (W)) | Not Yet Verified |  |  | 12921.08 | 86.26 | 149.8 | 7 | 0.999 | 3500 | 82
P8KAR4FV | Eaton (formerly Cooper Lighting) | Corelite Divide | DSI-WS-4L40-1[All Wiring]-[Voltages Includes 120V thru 277V]-SU-JB[8 foot length increments]-Blank[Integral Control Options include DS, 2S and Blank]SC[All Finish] | Indoor Luminaires | Linear Ambient | Direct Linear Ambient Luminaires | Standard | FALSE | [9 empty] | 1/26/2015 | Dimmable | Continuous (Can dim down to ≤ 10% (W)) | Not Yet Verified |  |  | 13588.66 | 90.71 | 149.8 | 7 | 0.999 | 4000 | 82
PNKERJKA | Eaton (formerly Cooper Lighting) | Corelite Divide | DSI-WS-4L35-1[All Wiring]-[Voltages Includes 120V thru 277V]-SU-JB[4 foot length increments]-Blank[Integral Control Options include DS, 2S and Blank]Blank[All Finish] | Indoor Luminaires | Linear Ambient | Direct Linear Ambient Luminaires | Standard | FALSE | [9 empty] | 1/26/2015 | Dimmable | Continuous (Can dim down to ≤ 10% (W)) | Not Yet Verified |  |  | 6664.24 | 88.98 | 74.9 | 7 | 0.999 | 3500 | 82
PWRSJX63 | Eaton (formerly Cooper Lighting) | Corelite Divide | DSI-WS-4L30-1[All Wiring]-[Voltages Includes 120V thru 277V]-SU-JB[4 foot length increments]-Blank[Integral Control Options include DS, 2S and Blank]Blank[All Finish] | Indoor Luminaires | Linear Ambient | Direct Linear Ambient Luminaires | Standard | FALSE | [9 empty] | 1/26/2015 | Dimmable | Continuous (Can dim down to ≤ 10% (W)) | Not Yet Verified |  |  | 6570.93 | 87.73 | 74.9 | 7 | 0.999 | 3000 | 82
P74YV8Q2 | Eaton (formerly Cooper Lighting) | Corelite Divide | DSI-WS-4L40-1[All Wiring]-[Voltages Includes 120V thru 277V]-SU-JB[4 foot length increments]-Blank[Integral Control Options include DS, 2S and Blank]Blank[All Finish] | Indoor Luminaires | Linear Ambient | Direct Linear Ambient Luminaires | Standard | FALSE | [9 empty] | 1/26/2015 | Dimmable | Continuous (Can dim down to ≤ 10% (W)) | Not Yet Verified |  |  | 7008.56 | 93.57 | 74.9 | 7 | 0.999 | 4000 | 82
PPZ1CYJW | Eaton (formerly Cooper Lighting) | Corelite Divide | DSI-WS-5L30-1[All Wiring]-[Voltages Includes 120V thru 277V]-SU-JB[4 foot length increments]-Blank[Integral Control Options include DS, 2S and Blank]DC[All Finish] | Indoor Luminaires | Linear Ambient | Direct Linear Ambient Luminaires | Standard | FALSE | [9 empty] | 1/26/2015 | Dimmable | Continuous (Can dim down to ≤ 10% (W)) | Not Yet Verified |  |  | 8089 | 84.44 | 95.8 | 6.05 | 0.998 | 3000 | 82
PJ6QCH43 | Eaton (formerly Cooper Lighting) | Corelite Divide | DSI-WS-5L35-1[All Wiring]-[Voltages Includes 120V thru 277V]-SU-JB[4 foot length increments]-Blank[Integral Control Options include DS, 2S and Blank]DC[All Finish] | Indoor Luminaires | Linear Ambient | Direct Linear Ambient Luminaires | Standard | FALSE | [9 empty] | 1/26/2015 | Dimmable | Continuous (Can dim down to ≤ 10% (W)) | Not Yet Verified |  |  | 8203.86 | 85.81 | 95.6 | 6.05 | 0.998 | 3500 | 82
PTVVNKK5 | Eaton (formerly Cooper Lighting) | Corelite Divide | DSI-WS-5L40-1[All Wiring]-[Voltages Includes 120V thru 277V]-SU-JB[4 foot length increments]-Blank[Integral Control Options include DS, 2S and Blank]DC[All Finish] | Indoor Luminaires | Linear Ambient | Direct Linear Ambient Luminaires | Standard | FALSE | [9 empty] | 1/26/2015 | Dimmable | Continuous (Can dim down to ≤ 10% (W)) | Not Yet Verified |  |  | 8627.73 | 90.15 | 95.7 | 6.05 | 0.998 | 4000 | 82
P4SUASW4 | Eaton (formerly Cooper Lighting) | Corelite Divide | DSI-WS-5L30-1[All Wiring]-[Voltages Includes 120V thru 277V]-SU-JB[4 foot length increments]-Blank[Integral Control Options include DS, 2S and Blank]FC[All Finish] | Indoor Luminaires | Linear Ambient | Direct Linear Ambient Luminaires | Standard | FALSE | [9 empty] | 1/26/2015 | Dimmable | Continuous (Can dim down to ≤ 10% (W)) | Not Yet Verified |  |  | 8065 | 84.19 | 95.8 | 6.05 | 0.998 | 3000 | 82
P3K7T46G | Eaton (formerly Cooper Lighting) | Corelite Divide | DSI-WS-5L35-1[All Wiring]-[Voltages Includes 120V thru 277V]-SU-JB[4 foot length increments]-Blank[Integral Control Options include DS, 2S and Blank]FC[All Finish] | Indoor Luminaires | Linear Ambient | Direct Linear Ambient Luminaires | Standard | FALSE | [9 empty] | 1/26/2015 | Dimmable | Continuous (Can dim down to ≤ 10% (W)) | Not Yet Verified |  |  | 8179.52 | 85.56 | 95.6 | 6.05 | 0.998 | 3500 | 82
P11G9XFD | Eaton (formerly Cooper Lighting) | Corelite Divide | DSI-WS-5L40-1[All Wiring]-[Voltages Includes 120V thru 277V]-SU-JB[4 foot length increments]-Blank[Integral Control Options include DS, 2S and Blank]FC[All Finish] | Indoor Luminaires | Linear Ambient | Direct Linear Ambient Luminaires | Standard | FALSE | [9 empty] | 1/26/2015 | Dimmable | Continuous (Can dim down to ≤ 10% (W)) | Not Yet Verified |  |  | 8602.13 | 89.89 | 95.7 | 6.05 | 0.998 | 4000 | 82
PQ1NBSHQ | Eaton (formerly Cooper Lighting) | Corelite Divide | DSI-WS-5L30-1[All Wiring]-[Voltages Includes 120V thru 277V]-SU-JB[4 foot length increments]-Blank[Integral Control Options include DS, 2S and Blank]SC[All Finish] | Indoor Luminaires | Linear Ambient | Direct Linear Ambient Luminaires | Standard | FALSE | [9 empty] | 1/26/2015 | Dimmable | Continuous (Can dim down to ≤ 10% (W)) | Not Yet Verified |  |  | 8014 | 83.65 | 95.8 | 6.05 | 0.998 | 3000 | 82
PJCGYD7V | Eaton (formerly Cooper Lighting) | Corelite Divide | DSI-WS-5L35-1[All Wiring]-[Voltages Includes 120V thru 277V]-SU-JB[4 foot length increments]-Blank[Integral Control Options include DS, 2S and Blank]SC[All Finish] | Indoor Luminaires | Linear Ambient | Direct Linear Ambient Luminaires | Standard | FALSE | [9 empty] | 1/26/2015 | Dimmable | Continuous (Can dim down to ≤ 10% (W)) | Not Yet Verified |  |  | 8127.8 | 85.02 | 95.6 | 6.05 | 0.998 | 3500 | 82
PHGCGX3R | Eaton (formerly Cooper Lighting) | Corelite Divide | DSI-WS-5L40-1[All Wiring]-[Voltages Includes 120V thru 277V]-SU-JB[4 foot length increments]-Blank[Integral Control Options include DS, 2S and Blank]SC[All Finish] | Indoor Luminaires | Linear Ambient | Direct Linear Ambient Luminaires | Standard | FALSE | [9 empty] | 1/26/2015 | Dimmable | Continuous (Can dim down to ≤ 10% (W)) | Not Yet Verified |  |  | 8547.73 | 89.32 | 95.7 | 6.05 | 0.998 | 4000 | 82
PVSVQ7V2 | Eaton (formerly Cooper Lighting) | Corelite Divide | DSI-WS-5L30-1[All Wiring]-[Voltages Includes 120V thru 277V]-SU-JB[4 foot length increments]-Blank[Integral Control Options include DS, 2S and Blank]Blank[All Finish] | Indoor Luminaires | Linear Ambient | Direct Linear Ambient Luminaires | Standard | FALSE | [9 empty] | 1/26/2015 | Dimmable | Continuous (Can dim down to ≤ 10% (W)) | Not Yet Verified |  |  | 8202 | 85.44 | 96 | 6.05 | 0.998 | 3000 | 82
PGEX9J2X | Eaton (formerly Cooper Lighting) | Corelite Divide | DSI-WS-4L35-1[All Wiring]-[Voltages Includes 120V thru 277V]-SU-JB[4 foot length increments]-Blank[Integral Control Options include DS, 2S and Blank]SC[All Finish] | Indoor Luminaires | Linear Ambient | Direct Linear Ambient Luminaires | Standard | FALSE | [9 empty] | 1/26/2015 | Dimmable | Continuous (Can dim down to ≤ 10% (W)) | Not Yet Verified |  |  | 6460.54 | 86.26 | 74.9 | 7 | 0.999 | 3500 | 82
P2X8SRJY | Eaton (formerly Cooper Lighting) | Corelite Divide | DSI-WS-4L40-1[All Wiring]-[Voltages Includes 120V thru 277V]-SU-JB[4 foot length increments]-Blank[Integral Control Options include DS, 2S and Blank]SC[All Finish] | Indoor Luminaires | Linear Ambient | Direct Linear Ambient Luminaires | Standard | FALSE | [9 empty] | 1/26/2015 | Dimmable | Continuous (Can dim down to ≤ 10% (W)) | Not Yet Verified |  |  | 6794.33 | 90.71 | 74.9 | 7 | 0.999 | 4000 | 82
PXZQGPN9C | Eaton (formerly Cooper Lighting) | Metalux | 4SLSTP4040DD-UNV | Indoor Luminaires | Linear Ambient | Direct Linear Ambient Luminaires | Standard | TRUE | 4118.23 | 91.76 | 44.88 | 16.6 | 0.957 | 4209 | 83.9 | 5 | 50000 | 6/1/2015 | Dimmable | Continuous (Can dim down to ≤ 10% (W)) | Not Yet Verified |  | 2.1
PEJ4VHABZ | Eaton (formerly Cooper Lighting) | Metalux | 4SLSTP2040DD-UNV | Indoor Luminaires | Linear Ambient | Direct Linear Ambient Luminaires | Standard | TRUE | 2237.82 | 96.26 | 23.24 | 12.5 | 0.961 | 4264 | 84.3 | 5 | 50000 | 6/1/2015 | Dimmable | Continuous (Can dim down to ≤ 10% (W)) | Not Yet Verified |  | 2.1
PUXV79ZH | Eaton (formerly Cooper Lighting) | Metalux | 4SNLED-LD4-56SL-LW-UNV-L835-CD1-U | Indoor Luminaires | Linear Ambient | Direct Linear Ambient Luminaires | Standard | TRUE | 5657 | 88 | 64.3 | 10.3 | 0.999 | 3483 | 82 | 5 | 60000 | 7/9/2015 | Dimmable | Continuous (Can dim down to ≤ 10% (W)) | Not Yet Verified |  | 3
P36H7WVC | Eaton (formerly Cooper Lighting) | Metalux | 4SNLED-LD4-52-UNV-L835-CD1-U | Indoor Luminaires | Linear Ambient | Direct Linear Ambient Luminaires | Standard | TRUE | 5119.34 | 111.21 | 46.03 | 7.6 | 0.996 | 3483 | 82 | 5 | 60000 | 7/9/2015 | Dimmable | Continuous (Can dim down to ≤ 10% (W)) | Not Yet Verified |  | 3
P5973HQT | Eaton (formerly Cooper Lighting) | Metalux | 4SNLED-LD4-52-UNV-L850-CD1-U | Indoor Luminaires | Linear Ambient | Direct Linear Ambient Luminaires | Standard | TRUE | 5391.71 | 117.87 | 45.74 | 7.62 | 0.996 | 4932 | 82.4 | 5 | 60000 | 7/9/2015 | Dimmable | Continuous (Can dim down to ≤ 10% (W)) | Not Yet Verified |  | 3
PDHWENP4 | Eaton (formerly Cooper Lighting) | Metalux | 2SNLED-LD4-16SL-UNV-LW-L835-CD1-U | Indoor Luminaires | Linear Ambient | Direct Linear Ambient Luminaires | Standard | TRUE | 1664 | 86.53 | 19.23 | 16.15 | 0.903 | 3505 | 81.9 | 5 | 60000 | 7/9/2015 | Dimmable | Continuous (Can dim down to ≤ 10% (W)) | Not Yet Verified |  | 3
P61CWU8X | Eaton (formerly Cooper Lighting) | Metalux | 4SNLED-LD4-16SL-UNV-LW-L835-CD1-U | Indoor Luminaires | Linear Ambient | Direct Linear Ambient Luminaires | Standard | TRUE | 1652 | 85.24 | 18.38 | 17.21 | 0.895 | 3511 | 82.7 | 5 | 60000 | 7/9/2015 | Dimmable | Continuous (Can dim down to ≤ 10% (W)) | Not Yet Verified |  | 3
P6C6QJER | Eaton (formerly Cooper Lighting) | Metalux | 8TSNLED-LD4-88SL-LW-[Voltages include 120-277V]-[Emergency include blank, EL, EL10W]-[Wiring include blank, PI/CPI]-[Motion Sensors include blank, SA-EMRS, LB- or HB-ERMS360, LB- or HB-MRMS360]-L835-[Driver Types include CD, 5LTD]2-[Packaging] | Indoor Luminaires | Linear Ambient | Direct Linear Ambient Luminaires | Standard | FALSE | [9 empty] | 7/9/2015 | Dimmable | Continuous (Can dim down to ≤ 10% (W)) | Not Yet Verified |  |  | 8914.8 | 96.97 | 91.94 | 9.19 | 0.992 | 3500 | 82
PCYRP7MN | Eaton (formerly Cooper Lighting) | Metalux | 8TSNLED-LD4-88SL-LW-[Voltage includes 120V]-[Emergency include blank, EL, EL10W]-[Wiring include blank, PI/CPI]-[Motion Sensors include blank, SA-EMRS, LB- or HB-ERMS360, LB- or HB-MRMS360]-L835-5LTHD2-[Packaging] | Indoor Luminaires | Linear Ambient | Direct Linear Ambient Luminaires | Standard | FALSE | [9 empty] | 7/9/2015 | Dimmable | Continuous (Can dim down to ≤ 10% (W)) | Not Yet Verified |  |  | 8914.8 | 97.51 | 91.43 | 7 | 0.99 | 3500 | 82
PM32P2X4 | Eaton (formerly Cooper Lighting) | Metalux | 8TSNLED-LD4-88SL-LW-[Voltages include 120-277V]-[Emergency include blank, EL, EL10W]-[Wiring include blank, PI/CPI]-[Motion Sensors include blank, SA-EMRS, LB- or HB-ERMS360, LB- or HB-MRMS360]-L835-SD2-[Packaging] | Indoor Luminaires | Linear Ambient | Direct Linear Ambient Luminaires | Standard | FALSE | [9 empty] | 7/9/2015 | Dimmable | Stepped | Not Yet Verified |  |  | 8914.8 | 95.81 | 93.05 | 11.8 | 0.991 | 3500 | 82
PRJRKP6W | Eaton (formerly Cooper Lighting) | Metalux | 8TSNLED-LD4-88SL-LW-[Voltages include 120-277V]-[Emergency include blank, EL, EL10W]-[Wiring include blank, PI/CPI]-[Motion Sensors include blank, SA-EMRS, LB- or HB-ERMS360, LB- or HB-MRMS360]-L840-[Driver Types include CD, 5LTD]2-[Packaging] | Indoor Luminaires | Linear Ambient | Direct Linear Ambient Luminaires | Standard | FALSE | [9 empty] | 7/9/2015 | Dimmable | Continuous (Can dim down to ≤ 10% (W)) | Not Yet Verified |  |  | 9155.5 | 99.59 | 91.94 | 9.19 | 0.992 | 4000 | 82
PMEEW16Q | Eaton (formerly Cooper Lighting) | Metalux | 8TSNLED-LD4-88SL-LW-[Voltage includes 120V]-[Emergency include blank, EL, EL10W]-[Wiring include blank, PI/CPI]-[Motion Sensors include blank, SA-EMRS, LB- or HB-ERMS360, LB- or HB-MRMS360]-L840-5LTHD2-[Packaging] | Indoor Luminaires | Linear Ambient | Direct Linear Ambient Luminaires | Standard | FALSE | [9 empty] | 7/9/2015 | Dimmable | Continuous (Can dim down to ≤ 10% (W)) | Not Yet Verified |  |  | 9155.5 | 100.14 | 91.43 | 7 | 0.99 | 4000 | 82
P6ZK863Q | Eaton (formerly Cooper Lighting) | Metalux | 8TSNLED-LD4-88SL-LW-[Voltages include 120-277V]-[Emergency include blank, EL, EL10W]-[Wiring include blank, PI/CPI]-[Motion Sensors include blank, SA-EMRS, LB- or HB-ERMS360, LB- or HB-MRMS360]-L840-SD2-[Packaging] | Indoor Luminaires | Linear Ambient | Direct Linear Ambient Luminaires | Standard | FALSE | [9 empty] | 7/9/2015 | Dimmable | Stepped | Not Yet Verified |  |  | 9155.5 | 98.39 | 93.05 | 11.8 | 0.991 | 4000 | 82
PSMEU823 | Eaton (formerly Cooper Lighting) | Metalux | 8TSNLED-LD4-88SL-LW-[Voltages include 120-277V]-[Emergency include blank, EL, EL10W]-[Wiring include blank, PI/CPI]-[Motion Sensors include blank, SA-EMRS, LB- or HB-ERMS360, LB- or HB-MRMS360]-L850-[Driver Types include CD, 5LTD]2-[Packaging] | Indoor Luminaires | Linear Ambient | Direct Linear Ambient Luminaires | Standard | FALSE | [9 empty] | 7/9/2015 | Dimmable | Continuous (Can dim down to ≤ 10% (W)) | Not Yet Verified |  |  | 9565.58 | 104.05 | 91.94 | 9.19 | 0.992 | 5000 | 82
P34E8SZR | Eaton (formerly Cooper Lighting) | Metalux | 8TSNLED-LD4-88SL-LW-[Voltage includes 120V]-[Emergency include blank, EL, EL10W]-[Wiring include blank, PI/CPI]-[Motion Sensors include blank, SA-EMRS, LB- or HB-ERMS360, LB- or HB-MRMS360]-L850-5LTHD2-[Packaging] | Indoor Luminaires | Linear Ambient | Direct Linear Ambient Luminaires | Standard | FALSE | [9 empty] | 7/9/2015 | Dimmable | Continuous (Can dim down to ≤ 10% (W)) | Not Yet Verified |  |  | 9565.58 | 104.63 | 91.43 | 7 | 0.99 | 5000 | 82
P3RD6J52 | Eaton (formerly Cooper Lighting) | Metalux | 8TSNLED-LD4-88SL-LW-[Voltages include 120-277V]-[Emergency include blank, EL, EL10W]-[Wiring include blank, PI/CPI]-[Motion Sensors include blank, SA-EMRS, LB- or HB-ERMS360, LB- or HB-MRMS360]-L850-SD2-[Packaging] | Indoor Luminaires | Linear Ambient | Direct Linear Ambient Luminaires | Standard | FALSE | [9 empty] | 7/9/2015 | Dimmable | Stepped | Not Yet Verified |  |  | 9565.58 | 102.8 | 93.05 | 11.8 | 0.991 | 5000 | 82
PUK2GR8Q | Eaton (formerly Cooper Lighting) | Metalux | 8TSNLED-LD4-95SL-LW-[Voltages include 120-277V]-[Emergency include blank, EL, EL10W]-[Wiring include blank, PI/CPI]-[Motion Sensors include blank, SA-EMRS, LB- or HB-ERMS360, LB- or HB-MRMS360]-L835-[Driver Types include CD, 5LTD]2-[Packaging] | Indoor Luminaires | Linear Ambient | Direct Linear Ambient Luminaires | Standard | FALSE | [9 empty] | 7/9/2015 | Dimmable | Continuous (Can dim down to ≤ 10% (W)) | Not Yet Verified |  |  | 9562.5 | 95.01 | 100.65 | 8.84 | 0.993 | 3500 | 82
PCSR64P9 | Eaton (formerly Cooper Lighting) | Metalux | 8TSNLED-LD4-95SL-LW-[Voltage includes 120V]-[Emergency include blank, EL, EL10W]-[Wiring include blank, PI/CPI]-[Motion Sensors include blank, SA-EMRS, LB- or HB-ERMS360, LB- or HB-MRMS360]-L835-5LTHD2-[Packaging] | Indoor Luminaires | Linear Ambient | Direct Linear Ambient Luminaires | Standard | FALSE | [9 empty] | 7/9/2015 | Dimmable | Continuous (Can dim down to ≤ 10% (W)) | Not Yet Verified |  |  | 9562.5 | 95.67 | 99.95 | 7.1 | 0.991 | 3500 | 82
P7K1QD3T | Eaton (formerly Cooper Lighting) | Metalux | 8TSNLED-LD4-95SL-LW-[Voltages include 120-277V]-[Emergency include blank, EL, EL10W]-[Wiring include blank, PI/CPI]-[Motion Sensors include blank, SA-EMRS, LB- or HB-ERMS360, LB- or HB-MRMS360]-L835-SD2-[Packaging] | Indoor Luminaires | Linear Ambient | Direct Linear Ambient Luminaires | Standard | FALSE | [9 empty] | 7/9/2015 | Dimmable | Stepped | Not Yet Verified |  |  | 9562.5 | 94.12 | 101.6 | 11.2 | 0.992 | 3500 | 82
PKAYHG8C | Eaton (formerly Cooper Lighting) | Metalux | 8TSNLED-LD4-95SL-LW-[Voltages include 120-277V]-[Emergency include blank, EL, EL10W]-[Wiring include blank, PI/CPI]-[Motion Sensors include blank, SA-EMRS, LB- or HB-ERMS360, LB- or HB-MRMS360]-L840-[Driver Types include CD, 5LTD]2-[Packaging] | Indoor Luminaires | Linear Ambient | Direct Linear Ambient Luminaires | Standard | FALSE | [9 empty] | 7/9/2015 | Dimmable | Continuous (Can dim down to ≤ 10% (W)) | Not Yet Verified |  |  | 9820.69 | 97.58 | 100.65 | 8.84 | 0.993 | 4000 | 82
PHFBX8Y7 | Eaton (formerly Cooper Lighting) | Metalux | 8TSNLED-LD4-95SL-LW-[Voltage includes 120V]-[Emergency include blank, EL, EL10W]-[Wiring include blank, PI/CPI]-[Motion Sensors include blank, SA-EMRS, LB- or HB-ERMS360, LB- or HB-MRMS360]-L840-5LTHD2-[Packaging] | Indoor Luminaires | Linear Ambient | Direct Linear Ambient Luminaires | Standard | FALSE | [9 empty] | 7/9/2015 | Dimmable | Continuous (Can dim down to ≤ 10% (W)) | Not Yet Verified |  |  | 9820.69 | 98.26 | 99.95 | 7.1 | 0.991 | 4000 | 82
PBNNT4NZ | Eaton (formerly Cooper Lighting) | Metalux | 8TSNLED-LD4-95SL-LW-[Voltages include 120-277V]-[Emergency include blank, EL, EL10W]-[Wiring include blank, PI/CPI]-[Motion Sensors include blank, SA-EMRS, LB- or HB-ERMS360, LB- or HB-MRMS360]-L840-SD2-[Packaging] | Indoor Luminaires | Linear Ambient | Direct Linear Ambient Luminaires | Standard | FALSE | [9 empty] | 7/9/2015 | Dimmable | Stepped | Not Yet Verified |  |  | 9820.69 | 96.66 | 101.6 | 11.2 | 0.992 | 4000 | 82
PNYCXKS6 | Eaton (formerly Cooper Lighting) | Metalux | 8TSNLED-LD4-95SL-LW-[Voltages include 120-277V]-[Emergency include blank, EL, EL10W]-[Wiring include blank, PI/CPI]-[Motion Sensors include blank, SA-EMRS, LB- or HB-ERMS360, LB- or HB-MRMS360]-L850-[Driver Types include CD, 5LTD]2-[Packaging] | Indoor Luminaires | Linear Ambient | Direct Linear Ambient Luminaires | Standard | FALSE | [9 empty] | 7/9/2015 | Dimmable | Continuous (Can dim down to ≤ 10% (W)) | Not Yet Verified |  |  | 10260.56 | 101.95 | 100.65 | 8.84 | 0.993 | 5000 | 82
PFNSECHH | Eaton (formerly Cooper Lighting) | Metalux | 8TSNLED-LD4-95SL-LW-[Voltage includes 120V]-[Emergency include blank, EL, EL10W]-[Wiring include blank, PI/CPI]-[Motion Sensors include blank, SA-EMRS, LB- or HB-ERMS360, LB- or HB-MRMS360]-L850-5LTHD2-[Packaging] | Indoor Luminaires | Linear Ambient | Direct Linear Ambient Luminaires | Standard | FALSE | [9 empty] | 7/9/2015 | Dimmable | Continuous (Can dim down to ≤ 10% (W)) | Not Yet Verified |  |  | 10260.56 | 102.66 | 99.95 | 7.1 | 0.991 | 5000 | 82
PJD8H9N4 | Eaton (formerly Cooper Lighting) | Metalux | 8TSNLED-LD4-95SL-LW-[Voltages include 120-277V]-[Emergency include blank, EL, EL10W]-[Wiring include blank, PI/CPI]-[Motion Sensors include blank, SA-EMRS, LB- or HB-ERMS360, LB- or HB-MRMS360]-L850-SD2-[Packaging] | Indoor Luminaires | Linear Ambient | Direct Linear Ambient Luminaires | Standard | FALSE | [9 empty] | 7/9/2015 | Dimmable | Stepped | Not Yet Verified |  |  | 10260.56 | 100.99 | 101.6 | 11.2 | 0.992 | 5000 | 82
PKPJ61B6 | Eaton (formerly Cooper Lighting) | Metalux | 2SNLED-LD4-19SL-RM-[Voltage includes 120V]-[Emergency include blank, EL, EL10W]-[Wiring include blank, PI/CPI]-[Motion Sensors include blank, LB- or HB-ERMS360, LB- or HB-MRMS360]-L835-[Driver Types include CD, 5LTHD]1-[Packaging] | Indoor Luminaires | Linear Ambient | Direct Linear Ambient Luminaires | Standard | FALSE | [9 empty] | 7/9/2015 | Dimmable | Continuous (Can dim down to ≤ 10% (W)) | Not Yet Verified |  |  | 1957.38 | 111.9 | 17.49 | 9.02 | 0.986 | 3500 | 82
P7P6KQ48 | Eaton (formerly Cooper Lighting) | Metalux | 2SNLED-LD4-19SL-RM-[Voltage includes 120V]-[Emergency include blank, EL, EL10W]-[Wiring include blank, PI/CPI]-[Motion Sensors include blank, LB- or HB-ERMS360, LB- or HB-MRMS360]-L840-[Driver Types include CD, 5LTHD]1-[Packaging] | Indoor Luminaires | Linear Ambient | Direct Linear Ambient Luminaires | Standard | FALSE | [9 empty] | 7/9/2015 | Dimmable | Continuous (Can dim down to ≤ 10% (W)) | Not Yet Verified |  |  | 2010.23 | 114.92 | 17.49 | 9.02 | 0.986 | 4000 | 82
PMWW6SGC | Eaton (formerly Cooper Lighting) | Metalux | 2SNLED-LD4-19SL-RM-[Voltage includes 120V]-[Emergency include blank, EL, EL10W]-[Wiring include blank, PI/CPI]-[Motion Sensors include blank, LB- or HB-ERMS360, LB- or HB-MRMS360]-L850-[Driver Types include CD, 5LTHD]1-[Packaging] | Indoor Luminaires | Linear Ambient | Direct Linear Ambient Luminaires | Standard | FALSE | [9 empty] | 7/9/2015 | Dimmable | Continuous (Can dim down to ≤ 10% (W)) | Not Yet Verified |  |  | 2100.27 | 120.07 | 17.49 | 9.02 | 0.986 | 5000 | 82
P4VS6QZ2 | Eaton (formerly Cooper Lighting) | Metalux | 2SNLED-LD4-23SL-RM-[Voltages include 120-277V]-[Emergency include blank, EL, EL10W]-[Wiring include blank, PI/CPI]-[Motion Sensors include blank, LB- or HB-ERMS360, LB- or HB-MRMS360]-L835-[Driver Types include CD, 5LTHD]1-[Packaging] | Indoor Luminaires | Linear Ambient | Direct Linear Ambient Luminaires | Standard | FALSE | [9 empty] | 7/9/2015 | Dimmable | Continuous (Can dim down to ≤ 10% (W)) | Not Yet Verified |  |  | 2386.6 | 107.82 | 22.14 | 8.36 | 0.99 | 3500 | 82
PJQJ4A5B | Eaton (formerly Cooper Lighting) | Metalux | 2SNLED-LD4-23SL-RM-[Voltages include 120-277V]-[Emergency include blank, EL, EL10W]-[Wiring include blank, PI/CPI]-[Motion Sensors include blank, LB- or HB-ERMS360, LB- or HB-MRMS360]-L840-[Driver Types include CD, 5LTHD]1-[Packaging] | Indoor Luminaires | Linear Ambient | Direct Linear Ambient Luminaires | Standard | FALSE | [9 empty] | 7/9/2015 | Dimmable | Continuous (Can dim down to ≤ 10% (W)) | Not Yet Verified |  |  | 2451.04 | 110.73 | 22.14 | 8.36 | 0.99 | 4000 | 82
PK42UQAH | Eaton (formerly Cooper Lighting) | Metalux | 2SNLED-LD4-23SL-RM-[Voltages include 120-277V]-[Emergency include blank, EL, EL10W]-[Wiring include blank, PI/CPI]-[Motion Sensors include blank, LB- or HB-ERMS360, LB- or HB-MRMS360]-L850-[Driver Types include CD, 5LTHD]1-[Packaging] | Indoor Luminaires | Linear Ambient | Direct Linear Ambient Luminaires | Standard | FALSE | [9 empty] | 7/9/2015 | Dimmable | Continuous (Can dim down to ≤ 10% (W)) | Not Yet Verified |  |  | 2560.82 | 115.69 | 22.14 | 8.36 | 0.99 | 5000 | 82
P9V5XQK7 | Eaton (formerly Cooper Lighting) | Metalux | 2SNLED-LD4-27SL-RM-[Voltages include 120-277V]-[Emergency include blank, EL, EL10W]-[Wiring include blank, PI/CPI]-[Motion Sensors include blank, LB- or HB-ERMS360, LB- or HB-MRMS360]-L835-[Driver Types include CD, 5LTHD]1-[Packaging] | Indoor Luminaires | Linear Ambient | Direct Linear Ambient Luminaires | Standard | FALSE | [9 empty] | 7/9/2015 | Dimmable | Continuous (Can dim down to ≤ 10% (W)) | Not Yet Verified |  |  | 2784.37 | 117.82 | 23.63 | 7.92 | 0.992 | 3500 | 82
PTNNSE2S | Eaton (formerly Cooper Lighting) | Metalux | 2SNLED-LD4-27SL-RM-[Voltages include 120-277V]-[Emergency include blank, EL, EL10W]-[Wiring include blank, PI/CPI]-[Motion Sensors include blank, LB- or HB-ERMS360, LB- or HB-MRMS360]-L840-[Driver Types include CD, 5LTHD]1-[Packaging] | Indoor Luminaires | Linear Ambient | Direct Linear Ambient Luminaires | Standard | FALSE | [9 empty] | 7/9/2015 | Dimmable | Continuous (Can dim down to ≤ 10% (W)) | Not Yet Verified |  |  | 2859.54 | 121.01 | 23.63 | 7.92 | 0.992 | 4000 | 82
P42AMNDY | Eaton (formerly Cooper Lighting) | Metalux | 2SNLED-LD4-27SL-RM-[Voltages include 120-277V]-[Emergency include blank, EL, EL10W]-[Wiring include blank, PI/CPI]-[Motion Sensors include blank, LB- or HB-ERMS360, LB- or HB-MRMS360]-L850-[Driver Types include CD, 5LTHD]1-[Packaging] | Indoor Luminaires | Linear Ambient | Direct Linear Ambient Luminaires | Standard | FALSE | [9 empty] | 7/9/2015 | Dimmable | Continuous (Can dim down to ≤ 10% (W)) | Not Yet Verified |  |  | 2987.62 | 126.43 | 23.63 | 7.92 | 0.992 | 5000 | 82
P9WRP86B | Eaton (formerly Cooper Lighting) | Metalux | 4SNLED-LD4-19SL-RM-[Voltages include 120-277V]-[Emergency include blank, EL, EL10W]-[Wiring include blank, PI/CPI]-[Motion Sensors include blank, LB- or HB-ERMS360, LB- or HB-MRMS360]-L835-CD1-[Packaging] | Indoor Luminaires | Linear Ambient | Direct Linear Ambient Luminaires | Standard | FALSE | [9 empty] | 7/9/2015 | Dimmable | Continuous (Can dim down to ≤ 10% (W)) | Not Yet Verified |  |  | 2092.31 | 132 | 15.85 | 10.25 | 0.987 | 3500 | 82
P35NBG54 | Eaton (formerly Cooper Lighting) | Metalux | 4SNLED-LD4-19SL-RM-[Voltage includes 120V]-[Emergency include blank, EL, EL10W]-[Wiring include blank, PI/CPI]-[Motion Sensors include blank, LB- or HB-ERMS360, LB- or HB-MRMS360]-L835-5LTHD1-[Packaging] | Indoor Luminaires | Linear Ambient | Direct Linear Ambient Luminaires | Standard | FALSE | [9 empty] | 7/9/2015 | Dimmable | Continuous (Can dim down to ≤ 10% (W)) | Not Yet Verified |  |  | 2092.31 | 121.51 | 17.22 | 5.9 | 0.97 | 3500 | 82
P9XHAP42 | Eaton (formerly Cooper Lighting) | Metalux | 4SNLED-LD4-19SL-RM-[Voltages include 120-277V]-[Emergency include blank, EL, EL10W]-[Wiring include blank, PI/CPI]-[Motion Sensors include blank, LB- or HB-ERMS360, LB- or HB-MRMS360]-L840-CD1-[Packaging] | Indoor Luminaires | Linear Ambient | Direct Linear Ambient Luminaires | Standard | FALSE | [9 empty] | 7/9/2015 | Dimmable | Continuous (Can dim down to ≤ 10% (W)) | Not Yet Verified |  |  | 2148.8 | 135.56 | 15.85 | 10.25 | 0.987 | 4000 | 82
PC7N5DVR | Eaton (formerly Cooper Lighting) | Metalux | 4SNLED-LD4-19SL-RM-[Voltage includes 120V]-[Emergency include blank, EL, EL10W]-[Wiring include blank, PI/CPI]-[Motion Sensors include blank, LB- or HB-ERMS360, LB- or HB-MRMS360]-L840-5LTHD1-[Packaging] | Indoor Luminaires | Linear Ambient | Direct Linear Ambient Luminaires | Standard | FALSE | [9 empty] | 7/9/2015 | Dimmable | Continuous (Can dim down to ≤ 10% (W)) | Not Yet Verified |  |  | 2148.8 | 124.79 | 17.22 | 5.9 | 0.97 | 4000 | 82
PB1HC6UA | Eaton (formerly Cooper Lighting) | Metalux | 4SNLED-LD4-19SL-RM-[Voltages include 120-277V]-[Emergency include blank, EL, EL10W]-[Wiring include blank, PI/CPI]-[Motion Sensors include blank, LB- or HB-ERMS360, LB- or HB-MRMS360]-L850-CD1-[Packaging] | Indoor Luminaires | Linear Ambient | Direct Linear Ambient Luminaires | Standard | FALSE | [9 empty] | 7/9/2015 | Dimmable | Continuous (Can dim down to ≤ 10% (W)) | Not Yet Verified |  |  | 2245.05 | 141.63 | 15.85 | 10.25 | 0.987 | 5000 | 82
P9QHRP6Z | Eaton (formerly Cooper Lighting) | Metalux | 4SNLED-LD4-19SL-RM-[Voltage includes 120V]-[Emergency include blank, EL, EL10W]-[Wiring include blank, PI/CPI]-[Motion Sensors include blank, LB- or HB-ERMS360, LB- or HB-MRMS360]-L850-5LTHD1-[Packaging] | Indoor Luminaires | Linear Ambient | Direct Linear Ambient Luminaires | Standard | FALSE | [9 empty] | 7/9/2015 | Dimmable | Continuous (Can dim down to ≤ 10% (W)) | Not Yet Verified |  |  | 2245.05 | 130.38 | 17.22 | 5.9 | 0.97 | 5000 | 82
PS9R86X4 | Eaton (formerly Cooper Lighting) | Metalux | 4SNLED-LD4-23SL-RM-[Voltages include 120-277V]-[Emergency include blank, EL, EL10W]-[Wiring include blank, PI/CPI]-[Motion Sensors include blank, LB- or HB-ERMS360, LB- or HB-MRMS360]-L835-CD1-[Packaging] | Indoor Luminaires | Linear Ambient | Direct Linear Ambient Luminaires | Standard | FALSE | [9 empty] | 7/9/2015 | Dimmable | Continuous (Can dim down to ≤ 10% (W)) | Not Yet Verified |  |  | 2362.16 | 130.89 | 18.05 | 9.64 | 0.989 | 3500 | 82
PE2M8J77 | Eaton (formerly Cooper Lighting) | Metalux | 4SNLED-LD4-23SL-RM-[Voltage includes 120V]-[Emergency include blank, EL, EL10W]-[Wiring include blank, PI/CPI]-[Motion Sensors include blank, LB- or HB-ERMS360, LB- or HB-MRMS360]-L835-5LTHD1-[Packaging] | Indoor Luminaires | Linear Ambient | Direct Linear Ambient Luminaires | Standard | FALSE | [9 empty] | 7/9/2015 | Dimmable | Continuous (Can dim down to ≤ 10% (W)) | Not Yet Verified |  |  | 2362.16 | 121.93 | 19.37 | 6.1 | 0.974 | 3500 | 82
PZDT5KV1 | Eaton (formerly Cooper Lighting) | Metalux | 4SNLED-LD4-23SL-RM-[Voltages include 120-277V]-[Emergency include blank, EL, EL10W]-[Wiring include blank, PI/CPI]-[Motion Sensors include blank, LB- or HB-ERMS360, LB- or HB-MRMS360]-L840-CD1-[Packaging] | Indoor Luminaires | Linear Ambient | Direct Linear Ambient Luminaires | Standard | FALSE | [9 empty] | 7/9/2015 | Dimmable | Continuous (Can dim down to ≤ 10% (W)) | Not Yet Verified |  |  | 2425.93 | 134.43 | 18.05 | 9.64 | 0.989 | 4000 | 82
PDE8KK4A | Eaton (formerly Cooper Lighting) | Metalux | 4SNLED-LD4-23SL-RM-[Voltage includes 120V]-[Emergency include blank, EL, EL10W]-[Wiring include blank, PI/CPI]-[Motion Sensors include blank, LB- or HB-ERMS360, LB- or HB-MRMS360]-L840-5LTHD1-[Packaging] | Indoor Luminaires | Linear Ambient | Direct Linear Ambient Luminaires | Standard | FALSE | [9 empty] | 7/9/2015 | Dimmable | Continuous (Can dim down to ≤ 10% (W)) | Not Yet Verified |  |  | 2425.93 | 125.22 | 19.37 | 6.1 | 0.974 | 4000 | 82
PH9UA8BV | Eaton (formerly Cooper Lighting) | Metalux | 4SNLED-LD4-23SL-RM-[Voltages include 120-277V]-[Emergency include blank, EL, EL10W]-[Wiring include blank, PI/CPI]-[Motion Sensors include blank, LB- or HB-ERMS360, LB- or HB-MRMS360]-L850-CD1-[Packaging] | Indoor Luminaires | Linear Ambient | Direct Linear Ambient Luminaires | Standard | FALSE | [9 empty] | 7/9/2015 | Dimmable | Continuous (Can dim down to ≤ 10% (W)) | Not Yet Verified |  |  | 2534.59 | 140.45 | 18.05 | 9.64 | 0.989 | 5000 | 82
P767G7X7 | Eaton (formerly Cooper Lighting) | Metalux | 4SNLED-LD4-23SL-RM-[Voltage includes 120V]-[Emergency include blank, EL, EL10W]-[Wiring include blank, PI/CPI]-[Motion Sensors include blank, LB- or HB-ERMS360, LB- or HB-MRMS360]-L850-5LTHD1-[Packaging] | Indoor Luminaires | Linear Ambient | Direct Linear Ambient Luminaires | Standard | FALSE | [9 empty] | 7/9/2015 | Dimmable | Continuous (Can dim down to ≤ 10% (W)) | Not Yet Verified |  |  | 2534.59 | 130.83 | 19.37 | 6.1 | 0.974 | 5000 | 82
P86EWXDK | Eaton (formerly Cooper Lighting) | Metalux | 4SNLED-LD4-27SL-RM-[Voltages include 120-277V]-[Emergency include blank, EL, EL10W]-[Wiring include blank, PI/CPI]-[Motion Sensors include blank, LB- or HB-ERMS360, LB- or HB-MRMS360]-L835-CD1-[Packaging] | Indoor Luminaires | Linear Ambient | Direct Linear Ambient Luminaires | Standard | FALSE | [9 empty] | 7/9/2015 | Dimmable | Continuous (Can dim down to ≤ 10% (W)) | Not Yet Verified |  |  | 2760.09 | 129.09 | 21.38 | 8.88 | 0.992 | 3500 | 82
PK1WCK9P | Eaton (formerly Cooper Lighting) | Metalux | 4SNLED-LD4-27SL-RM-[Voltage includes 120V]-[Emergency include blank, EL, EL10W]-[Wiring include blank, PI/CPI]-[Motion Sensors include blank, LB- or HB-ERMS360, LB- or HB-MRMS360]-L835-5LTHD1-[Packaging] | Indoor Luminaires | Linear Ambient | Direct Linear Ambient Luminaires | Standard | FALSE | [9 empty] | 7/9/2015 | Dimmable | Continuous (Can dim down to ≤ 10% (W)) | Not Yet Verified |  |  | 2760.09 | 121.87 | 22.65 | 6.4 | 0.979 | 3500 | 82
P5SYV437 | Eaton (formerly Cooper Lighting) | Metalux | 4SNLED-LD4-27SL-RM-[Voltages include 120-277V]-[Emergency include blank, EL, EL10W]-[Wiring include blank, PI/CPI]-[Motion Sensors include blank, LB- or HB-ERMS360, LB- or HB-MRMS360]-L840-CD1-[Packaging] | Indoor Luminaires | Linear Ambient | Direct Linear Ambient Luminaires | Standard | FALSE | [9 empty] | 7/9/2015 | Dimmable | Continuous (Can dim down to ≤ 10% (W)) | Not Yet Verified |  |  | 2834.61 | 132.57 | 21.38 | 8.88 | 0.992 | 4000 | 82
P328M5M2 | Eaton (formerly Cooper Lighting) | Metalux | 4SNLED-LD4-27SL-RM-[Voltage includes 120V]-[Emergency include blank, EL, EL10W]-[Wiring include blank, PI/CPI]-[Motion Sensors include blank, LB- or HB-ERMS360, LB- or HB-MRMS360]-L840-5LTHD1-[Packaging] | Indoor Luminaires | Linear Ambient | Direct Linear Ambient Luminaires | Standard | FALSE | [9 empty] | 7/9/2015 | Dimmable | Continuous (Can dim down to ≤ 10% (W)) | Not Yet Verified |  |  | 2834.61 | 125.16 | 22.65 | 6.4 | 0.979 | 4000 | 82
PGWXN84E | Eaton (formerly Cooper Lighting) | Metalux | 4SNLED-LD4-27SL-RM-[Voltages include 120-277V]-[Emergency include blank, EL, EL10W]-[Wiring include blank, PI/CPI]-[Motion Sensors include blank, LB- or HB-ERMS360, LB- or HB-MRMS360]-L850-CD1-[Packaging] | Indoor Luminaires | Linear Ambient | Direct Linear Ambient Luminaires | Standard | FALSE | [9 empty] | 7/9/2015 | Dimmable | Continuous (Can dim down to ≤ 10% (W)) | Not Yet Verified |  |  | 2961.57 | 138.51 | 21.38 | 8.88 | 0.992 | 5000 | 82
PH4YX117 | Eaton (formerly Cooper Lighting) | Metalux | 4SNLED-LD4-27SL-RM-[Voltage includes 120V]-[Emergency include blank, EL, EL10W]-[Wiring include blank, PI/CPI]-[Motion Sensors include blank, LB- or HB-ERMS360, LB- or HB-MRMS360]-L850-5LTHD1-[Packaging] | Indoor Luminaires | Linear Ambient | Direct Linear Ambient Luminaires | Standard | FALSE | [9 empty] | 7/9/2015 | Dimmable | Continuous (Can dim down to ≤ 10% (W)) | Not Yet Verified |  |  | 2961.57 | 130.76 | 22.65 | 6.4 | 0.979 | 5000 | 82
PJ87XCFC | Eaton (formerly Cooper Lighting) | Metalux | 4SNLED-LD4-31SL-RM-[Voltages include 120-277V]-[Emergency include blank, EL, EL10W]-[Wiring include blank, PI/CPI]-[Motion Sensors include blank, LB- or HB-ERMS360, LB- or HB-MRMS360]-L835-CD1-[Packaging] | Indoor Luminaires | Linear Ambient | Direct Linear Ambient Luminaires | Standard | FALSE | [9 empty] | 7/9/2015 | Dimmable | Continuous (Can dim down to ≤ 10% (W)) | Not Yet Verified |  |  | 3142.37 | 124.68 | 25.2 | 5.75 | 0.993 | 3500 | 82
PPHWD49F | Eaton (formerly Cooper Lighting) | Metalux | 4SNLED-LD4-31SL-RM-[Voltage includes 120V]-[Emergency include blank, EL, EL10W]-[Wiring include blank, PI/CPI]-[Motion Sensors include blank, LB- or HB-ERMS360, LB- or HB-MRMS360]-L835-5LTHD1-[Packaging] | Indoor Luminaires | Linear Ambient | Direct Linear Ambient Luminaires | Standard | FALSE | [9 empty] | 7/9/2015 | Dimmable | Continuous (Can dim down to ≤ 10% (W)) | Not Yet Verified |  |  | 3142.37 | 121.21 | 25.93 | 6.6 | 0.983 | 3500 | 82
PEGK32TD | Eaton (formerly Cooper Lighting) | Metalux | 4SNLED-LD4-31SL-RM-[Voltages include 120-277V]-[Emergency include blank, EL, EL10W]-[Wiring include blank, PI/CPI]-[Motion Sensors include blank, LB- or HB-ERMS360, LB- or HB-MRMS360]-L840-CD1-[Packaging] | Indoor Luminaires | Linear Ambient | Direct Linear Ambient Luminaires | Standard | FALSE | [9 empty] | 7/9/2015 | Dimmable | Continuous (Can dim down to ≤ 10% (W)) | Not Yet Verified |  |  | 3227.22 | 128.04 | 25.2 | 5.75 | 0.993 | 4000 | 82
PD8ZNEJX | Eaton (formerly Cooper Lighting) | Metalux | 4SNLED-LD4-31SL-RM-[Voltage includes 120V]-[Emergency include blank, EL, EL10W]-[Wiring include blank, PI/CPI]-[Motion Sensors include blank, LB- or HB-ERMS360, LB- or HB-MRMS360]-L840-5LTHD1-[Packaging] | Indoor Luminaires | Linear Ambient | Direct Linear Ambient Luminaires | Standard | FALSE | [9 empty] | 7/9/2015 | Dimmable | Continuous (Can dim down to ≤ 10% (W)) | Not Yet Verified |  |  | 3227.22 | 124.48 | 25.93 | 6.6 | 0.983 | 4000 | 82
PYA8CB9U | Eaton (formerly Cooper Lighting) | Metalux | 4SNLED-LD4-31SL-RM-[Voltages include 120-277V]-[Emergency include blank, EL, EL10W]-[Wiring include blank, PI/CPI]-[Motion Sensors include blank, LB- or HB-ERMS360, LB- or HB-MRMS360]-L850-CD1-[Packaging] | Indoor Luminaires | Linear Ambient | Direct Linear Ambient Luminaires | Standard | FALSE | [9 empty] | 7/9/2015 | Dimmable | Continuous (Can dim down to ≤ 10% (W)) | Not Yet Verified |  |  | 3371.76 | 133.78 | 25.2 | 5.75 | 0.993 | 5000 | 82
P4AY3FY3 | Eaton (formerly Cooper Lighting) | Metalux | 4SNLED-LD4-31SL-RM-[Voltage includes 120V]-[Emergency include blank, EL, EL10W]-[Wiring include blank, PI/CPI]-[Motion Sensors include blank, LB- or HB-ERMS360, LB- or HB-MRMS360]-L850-5LTHD1-[Packaging] | Indoor Luminaires | Linear Ambient | Direct Linear Ambient Luminaires | Standard | FALSE | [9 empty] | 7/9/2015 | Dimmable | Continuous (Can dim down to ≤ 10% (W)) | Not Yet Verified |  |  | 3371.76 | 130.06 | 25.93 | 6.6 | 0.983 | 5000 | 82
PPAJD48D | Eaton (formerly Cooper Lighting) | Metalux | 4SNLED-LD4-35SL-RM-[Voltages include 120-277V]-[Emergency include blank, EL, EL10W]-[Wiring include blank, PI/CPI]-[Motion Sensors include blank, LB- or HB-ERMS360, LB- or HB-MRMS360]-L835-CD1-[Packaging] | Indoor Luminaires | Linear Ambient | Direct Linear Ambient Luminaires | Standard | FALSE | [9 empty] | 7/9/2015 | Dimmable | Continuous (Can dim down to ≤ 10% (W)) | Not Yet Verified |  |  | 3522.7 | 121.6 | 28.97 | 7.03 | 0.99 | 3500 | 82
PWP59G4E | Eaton (formerly Cooper Lighting) | Metalux | 4SNLED-LD4-35SL-RM-[Voltage includes 120V]-[Emergency include blank, EL, EL10W]-[Wiring include blank, PI/CPI]-[Motion Sensors include blank, LB- or HB-ERMS360, LB- or HB-MRMS360]-L835-5LTHD1-[Packaging] | Indoor Luminaires | Linear Ambient | Direct Linear Ambient Luminaires | Standard | FALSE | [9 empty] | 7/9/2015 | Dimmable | Continuous (Can dim down to ≤ 10% (W)) | Not Yet Verified |  |  | 3522.7 | 120.43 | 29.25 | 6.7 | 0.985 | 3500 | 82
P9GK76R1 | Eaton (formerly Cooper Lighting) | Metalux | 4SNLED-LD4-35SL-RM-[Voltages include 120-277V]-[Emergency include blank, EL, EL10W]-[Wiring include blank, PI/CPI]-[Motion Sensors include blank, LB- or HB-ERMS360, LB- or HB-MRMS360]-L840-CD1-[Packaging] | Indoor Luminaires | Linear Ambient | Direct Linear Ambient Luminaires | Standard | FALSE | [9 empty] | 7/9/2015 | Dimmable | Continuous (Can dim down to ≤ 10% (W)) | Not Yet Verified |  |  | 3617.81 | 124.88 | 28.97 | 7.03 | 0.99 | 4000 | 82
PHYB39XK | Eaton (formerly Cooper Lighting) | Metalux | 4SNLED-LD4-35SL-RM-[Voltage includes 120V]-[Emergency include blank, EL, EL10W]-[Wiring include blank, PI/CPI]-[Motion Sensors include blank, LB- or HB-ERMS360, LB- or HB-MRMS360]-L840-5LTHD1-[Packaging] | Indoor Luminaires | Linear Ambient | Direct Linear Ambient Luminaires | Standard | FALSE | [9 empty] | 7/9/2015 | Dimmable | Continuous (Can dim down to ≤ 10% (W)) | Not Yet Verified |  |  | 3617.81 | 123.69 | 29.25 | 6.7 | 0.985 | 4000 | 82
PFW9V4K1 | Eaton (formerly Cooper Lighting) | Metalux | 4SNLED-LD4-35SL-RM-[Voltages include 120-277V]-[Emergency include blank, EL, EL10W]-[Wiring include blank, PI/CPI]-[Motion Sensors include blank, LB- or HB-ERMS360, LB- or HB-MRMS360]-L850-CD1-[Packaging] | Indoor Luminaires | Linear Ambient | Direct Linear Ambient Luminaires | Standard | FALSE | [9 empty] | 7/9/2015 | Dimmable | Continuous (Can dim down to ≤ 10% (W)) | Not Yet Verified |  |  | 3779.86 | 130.48 | 28.97 | 7.03 | 0.99 | 5000 | 82
P8RJKKTB | Eaton (formerly Cooper Lighting) | Metalux | 4SNLED-LD4-35SL-RM-[Voltage includes 120V]-[Emergency include blank, EL, EL10W]-[Wiring include blank, PI/CPI]-[Motion Sensors include blank, LB- or HB-ERMS360, LB- or HB-MRMS360]-L850-5LTHD1-[Packaging] | Indoor Luminaires | Linear Ambient | Direct Linear Ambient Luminaires | Standard | FALSE | [9 empty] | 7/9/2015 | Dimmable | Continuous (Can dim down to ≤ 10% (W)) | Not Yet Verified |  |  | 3779.86 | 129.23 | 29.25 | 6.7 | 0.985 | 5000 | 82
PWCD4FP4 | Eaton (formerly Cooper Lighting) | Metalux | 4SNLED-LD4-39SL-RM-[Voltages include 120-277V]-[Emergency include blank, EL, EL10W]-[Wiring include blank, PI/CPI]-[Motion Sensors include blank, LB- or HB-ERMS360, LB- or HB-MRMS360]-L835-CD1-[Packaging] | Indoor Luminaires | Linear Ambient | Direct Linear Ambient Luminaires | Standard | FALSE | [9 empty] | 7/9/2015 | Dimmable | Continuous (Can dim down to ≤ 10% (W)) | Not Yet Verified |  |  | 3923.56 | 119.3 | 32.89 | 6.83 | 0.99 | 3500 | 82
P4P5JHCE | Eaton (formerly Cooper Lighting) | Metalux | 4SNLED-LD4-39SL-RM-[Voltage includes 120V]-[Emergency include blank, EL, EL10W]-[Wiring include blank, PI/CPI]-[Motion Sensors include blank, LB- or HB-ERMS360, LB- or HB-MRMS360]-L835-5LTHD1-[Packaging] | Indoor Luminaires | Linear Ambient | Direct Linear Ambient Luminaires | Standard | FALSE | [9 empty] | 7/9/2015 | Dimmable | Continuous (Can dim down to ≤ 10% (W)) | Not Yet Verified |  |  | 3923.56 | 118.86 | 33.01 | 6.8 | 0.987 | 3500 | 82
PMGK4M3R | Eaton (formerly Cooper Lighting) | Metalux | 4SNLED-LD4-39SL-RM-[Voltages include 120-277V]-[Emergency include blank, EL, EL10W]-[Wiring include blank, PI/CPI]-[Motion Sensors include blank, LB- or HB-ERMS360, LB- or HB-MRMS360]-L840-CD1-[Packaging] | Indoor Luminaires | Linear Ambient | Direct Linear Ambient Luminaires | Standard | FALSE | [9 empty] | 7/9/2015 | Dimmable | Continuous (Can dim down to ≤ 10% (W)) | Not Yet Verified |  |  | 4029.5 | 122.52 | 32.89 | 6.83 | 0.99 | 4000 | 82
P26PPUQA | Eaton (formerly Cooper Lighting) | Metalux | 4SNLED-LD4-39SL-RM-[Voltage includes 120V]-[Emergency include blank, EL, EL10W]-[Wiring include blank, PI/CPI]-[Motion Sensors include blank, LB- or HB-ERMS360, LB- or HB-MRMS360]-L840-5LTHD1-[Packaging] | Indoor Luminaires | Linear Ambient | Direct Linear Ambient Luminaires | Standard | FALSE | [9 empty] | 7/9/2015 | Dimmable | Continuous (Can dim down to ≤ 10% (W)) | Not Yet Verified |  |  | 4029.5 | 122.07 | 33.01 | 6.8 | 0.987 | 4000 | 82
P1AWW7YW | Eaton (formerly Cooper Lighting) | Metalux | 4SNLED-LD4-39SL-RM-[Voltages include 120-277V]-[Emergency include blank, EL, EL10W]-[Wiring include blank, PI/CPI]-[Motion Sensors include blank, LB- or HB-ERMS360, LB- or HB-MRMS360]-L850-CD1-[Packaging] | Indoor Luminaires | Linear Ambient | Direct Linear Ambient Luminaires | Standard | FALSE | [9 empty] | 7/9/2015 | Dimmable | Continuous (Can dim down to ≤ 10% (W)) | Not Yet Verified |  |  | 4209.98 | 128 | 32.89 | 6.83 | 0.99 | 5000 | 82
PW884HSM | Eaton (formerly Cooper Lighting) | Metalux | 4SNLED-LD4-39SL-RM-[Voltage includes 120V]-[Emergency include blank, EL, EL10W]-[Wiring include blank, PI/CPI]-[Motion Sensors include blank, LB- or HB-ERMS360, LB- or HB-MRMS360]-L850-5LTHD1-[Packaging] | Indoor Luminaires | Linear Ambient | Direct Linear Ambient Luminaires | Standard | FALSE | [9 empty] | 7/9/2015 | Dimmable | Continuous (Can dim down to ≤ 10% (W)) | Not Yet Verified |  |  | 4209.98 | 127.53 | 33.01 | 6.8 | 0.987 | 5000 | 82
PGDMWGVX | Eaton (formerly Cooper Lighting) | Metalux | 4SNLED-LD4-42SL-RM-[Voltages include 120-277V]-[Emergency include blank, EL, EL10W]-[Wiring include blank, PI/CPI]-[Motion Sensors include blank, LB- or HB-ERMS360, LB- or HB-MRMS360]-L835-[Driver Types include CD, 5LTD, 5LTHD]1-[Packaging] | Indoor Luminaires | Linear Ambient | Direct Linear Ambient Luminaires | Standard | FALSE | [9 empty] | 7/9/2015 | Dimmable | Continuous (Can dim down to ≤ 10% (W)) | Not Yet Verified |  |  | 4345.94 | 116.48 | 37.31 | 10.41 | 0.989 | 3500 | 82
PJ8S9ZW4 | Eaton (formerly Cooper Lighting) | Metalux | 4SNLED-LD4-42SL-RM-[Voltages include 120-277V]-[Emergency include blank, EL, EL10W]-[Wiring include blank, PI/CPI]-[Motion Sensors include blank, LB- or HB-ERMS360, LB- or HB-MRMS360]-L835-SD1-[Packaging] | Indoor Luminaires | Linear Ambient | Direct Linear Ambient Luminaires | Standard | FALSE | [9 empty] | 7/9/2015 | Dimmable | Stepped | Not Yet Verified |  |  | 4345.94 | 114.07 | 38.1 | 13.3 | 0.988 | 3500 | 82
PFZRX83C | Eaton (formerly Cooper Lighting) | Metalux | 4SNLED-LD4-42SL-RM-[Voltages include 120-277V]-[Emergency include blank, EL, EL10W]-[Wiring include blank, PI/CPI]-[Motion Sensors include blank, LB- or HB-ERMS360, LB- or HB-MRMS360]-L840-[Driver Types include CD, 5LTD, 5LTHD]1-[Packaging] | Indoor Luminaires | Linear Ambient | Direct Linear Ambient Luminaires | Standard | FALSE | [9 empty] | 7/9/2015 | Dimmable | Continuous (Can dim down to ≤ 10% (W)) | Not Yet Verified |  |  | 4463.28 | 119.63 | 37.31 | 10.41 | 0.989 | 4000 | 82
PPJYMQUZ | Eaton (formerly Cooper Lighting) | Metalux | 4SNLED-LD4-42SL-RM-[Voltages include 120-277V]-[Emergency include blank, EL, EL10W]-[Wiring include blank, PI/CPI]-[Motion Sensors include blank, LB- or HB-ERMS360, LB- or HB-MRMS360]-L840-SD1-[Packaging] | Indoor Luminaires | Linear Ambient | Direct Linear Ambient Luminaires | Standard | FALSE | [9 empty] | 7/9/2015 | Dimmable | Stepped | Not Yet Verified |  |  | 4463.28 | 117.15 | 38.1 | 13.3 | 0.988 | 4000 | 82
PJNACMDV | Eaton (formerly Cooper Lighting) | Metalux | 4SNLED-LD4-42SL-RM-[Voltages include 120-277V]-[Emergency include blank, EL, EL10W]-[Wiring include blank, PI/CPI]-[Motion Sensors include blank, LB- or HB-ERMS360, LB- or HB-MRMS360]-L850-[Driver Types include CD, 5LTD, 5LTHD]1-[Packaging] | Indoor Luminaires | Linear Ambient | Direct Linear Ambient Luminaires | Standard | FALSE | [9 empty] | 7/9/2015 | Dimmable | Continuous (Can dim down to ≤ 10% (W)) | Not Yet Verified |  |  | 4663.19 | 124.98 | 37.31 | 10.41 | 0.989 | 5000 | 82
P2C2N5PS | Eaton (formerly Cooper Lighting) | Metalux | 4SNLED-LD4-42SL-RM-[Voltages include 120-277V]-[Emergency include blank, EL, EL10W]-[Wiring include blank, PI/CPI]-[Motion Sensors include blank, LB- or HB-ERMS360, LB- or HB-MRMS360]-L850-SD1-[Packaging] | Indoor Luminaires | Linear Ambient | Direct Linear Ambient Luminaires | Standard | FALSE | [9 empty] | 7/9/2015 | Dimmable | Stepped | Not Yet Verified |  |  | 4663.19 | 122.39 | 38.1 | 13.3 | 0.988 | 5000 | 82
PCEWGB2Q | Eaton (formerly Cooper Lighting) | Metalux | 4SNLED-LD4-47SL-RM-[Voltages include 120-277V]-[Emergency include blank, EL, EL10W]-[Wiring include blank, PI/CPI]-[Motion Sensors include blank, LB- or HB-ERMS360, LB- or HB-MRMS360]-L835-[Driver Types include CD, 5LTD, 5LTHD]1-[Packaging] | Indoor Luminaires | Linear Ambient | Direct Linear Ambient Luminaires | Standard | FALSE | [9 empty] | 7/9/2015 | Dimmable | Continuous (Can dim down to ≤ 10% (W)) | Not Yet Verified |  |  | 4738 | 114.16 | 41.5 | 9.7 | 0.99 | 3500 | 82
PHSGKYH4 | Eaton (formerly Cooper Lighting) | Metalux | 4SNLED-LD4-47SL-RM-[Voltages include 120-277V]-[Emergency include blank, EL, EL10W]-[Wiring include blank, PI/CPI]-[Motion Sensors include blank, LB- or HB-ERMS360, LB- or HB-MRMS360]-L835-SD1-[Packaging] | Indoor Luminaires | Linear Ambient | Direct Linear Ambient Luminaires | Standard | FALSE | [9 empty] | 7/9/2015 | Dimmable | Stepped | Not Yet Verified |  |  | 4738 | 112.26 | 42.21 | 12.5 | 0.99 | 3500 | 82
P5XK2A79 | Eaton (formerly Cooper Lighting) | Metalux | 4SNLED-LD4-47SL-RM-[Voltages include 120-277V]-[Emergency include blank, EL, EL10W]-[Wiring include blank, PI/CPI]-[Motion Sensors include blank, LB- or HB-ERMS360, LB- or HB-MRMS360]-L840-[Driver Types include CD, 5LTD, 5LTHD]1-[Packaging] | Indoor Luminaires | Linear Ambient | Direct Linear Ambient Luminaires | Standard | FALSE | [9 empty] | 7/9/2015 | Dimmable | Continuous (Can dim down to ≤ 10% (W)) | Not Yet Verified |  |  | 4865.93 | 117.24 | 41.5 | 9.7 | 0.99 | 4000 | 82
PVR6PSJQ | Eaton (formerly Cooper Lighting) | Metalux | 4SNLED-LD4-47SL-RM-[Voltages include 120-277V]-[Emergency include blank, EL, EL10W]-[Wiring include blank, PI/CPI]-[Motion Sensors include blank, LB- or HB-ERMS360, LB- or HB-MRMS360]-L840-SD1-[Packaging] | Indoor Luminaires | Linear Ambient | Direct Linear Ambient Luminaires | Standard | FALSE | [9 empty] | 7/9/2015 | Dimmable | Stepped | Not Yet Verified |  |  | 4865.93 | 115.29 | 42.21 | 12.5 | 0.99 | 4000 | 82
PXZKCQWM | Eaton (formerly Cooper Lighting) | Metalux | 4SNLED-LD4-47SL-RM-[Voltages include 120-277V]-[Emergency include blank, EL, EL10W]-[Wiring include blank, PI/CPI]-[Motion Sensors include blank, LB- or HB-ERMS360, LB- or HB-MRMS360]-L850-[Driver Types include CD, 5LTD, 5LTHD]1-[Packaging] | Indoor Luminaires | Linear Ambient | Direct Linear Ambient Luminaires | Standard | FALSE | [9 empty] | 7/9/2015 | Dimmable | Continuous (Can dim down to ≤ 10% (W)) | Not Yet Verified |  |  | 5083.87 | 122.49 | 41.5 | 9.7 | 0.99 | 5000 | 82
PDBDN2JB | Eaton (formerly Cooper Lighting) | Metalux | 4SNLED-LD4-47SL-RM-[Voltages include 120-277V]-[Emergency include blank, EL, EL10W]-[Wiring include blank, PI/CPI]-[Motion Sensors include blank, LB- or HB-ERMS360, LB- or HB-MRMS360]-L850-SD1-[Packaging] | Indoor Luminaires | Linear Ambient | Direct Linear Ambient Luminaires | Standard | FALSE | [9 empty] | 7/9/2015 | Dimmable | Stepped | Not Yet Verified |  |  | 5083.87 | 120.46 | 42.21 | 12.5 | 0.99 | 5000 | 82
P643Y526 | Eaton (formerly Cooper Lighting) | Metalux | 4SNLED-LD4-50SL-RM-[Voltages include 120-277V]-[Emergency include blank, EL, EL10W]-[Wiring include blank, PI/CPI]-[Motion Sensors include blank, LB- or HB-ERMS360, LB- or HB-MRMS360]-L835-[Driver Types include CD, 5LTD, 5LTHD]1-[Packaging] | Indoor Luminaires | Linear Ambient | Direct Linear Ambient Luminaires | Standard | FALSE | [9 empty] | 7/9/2015 | Dimmable | Continuous (Can dim down to ≤ 10% (W)) | Not Yet Verified |  |  | 5127.13 | 111.61 | 45.94 | 8.91 | 0.991 | 3500 | 82
PQSV4RSS | Eaton (formerly Cooper Lighting) | Metalux | 4SNLED-LD4-50SL-RM-[Voltages include 120-277V]-[Emergency include blank, EL, EL10W]-[Wiring include blank, PI/CPI]-[Motion Sensors include blank, LB- or HB-ERMS360, LB- or HB-MRMS360]-L835-SD1-[Packaging] | Indoor Luminaires | Linear Ambient | Direct Linear Ambient Luminaires | Standard | FALSE | [9 empty] | 7/9/2015 | Dimmable | Stepped | Not Yet Verified |  |  | 5127.13 | 110.2 | 46.53 | 11.8 | 0.991 | 3500 | 82
PY14VTAV | Eaton (formerly Cooper Lighting) | Metalux | 4SNLED-LD4-50SL-RM-[Voltages include 120-277V]-[Emergency include blank, EL, EL10W]-[Wiring include blank, PI/CPI]-[Motion Sensors include blank, LB- or HB-ERMS360, LB- or HB-MRMS360]-L840-[Driver Types include CD, 5LTD, 5LTHD]1-[Packaging] | Indoor Luminaires | Linear Ambient | Direct Linear Ambient Luminaires | Standard | FALSE | [9 empty] | 7/9/2015 | Dimmable | Continuous (Can dim down to ≤ 10% (W)) | Not Yet Verified |  |  | 5265.56 | 114.63 | 45.94 | 8.91 | 0.991 | 4000 | 82
P36GHXT2 | Eaton (formerly Cooper Lighting) | Metalux | 4SNLED-LD4-50SL-RM-[Voltages include 120-277V]-[Emergency include blank, EL, EL10W]-[Wiring include blank, PI/CPI]-[Motion Sensors include blank, LB- or HB-ERMS360, LB- or HB-MRMS360]-L840-SD1-[Packaging] | Indoor Luminaires | Linear Ambient | Direct Linear Ambient Luminaires | Standard | FALSE | [9 empty] | 7/9/2015 | Dimmable | Stepped | Not Yet Verified |  |  | 5265.56 | 113.18 | 46.53 | 11.8 | 0.991 | 4000 | 82
PVFQJY8Z | Eaton (formerly Cooper Lighting) | Metalux | 4SNLED-LD4-50SL-RM-[Voltages include 120-277V]-[Emergency include blank, EL, EL10W]-[Wiring include blank, PI/CPI]-[Motion Sensors include blank, LB- or HB-ERMS360, LB- or HB-MRMS360]-L850-[Driver Types include CD, 5LTD, 5LTHD]1-[Packaging] | Indoor Luminaires | Linear Ambient | Direct Linear Ambient Luminaires | Standard | FALSE | [9 empty] | 7/9/2015 | Dimmable | Continuous (Can dim down to ≤ 10% (W)) | Not Yet Verified |  |  | 5501.41 | 119.76 | 45.94 | 8.91 | 0.991 | 5000 | 82
PXC1XTUG | Eaton (formerly Cooper Lighting) | Metalux | 4SNLED-LD4-50SL-RM-[Voltages include 120-277V]-[Emergency include blank, EL, EL10W]-[Wiring include blank, PI/CPI]-[Motion Sensors include blank, LB- or HB-ERMS360, LB- or HB-MRMS360]-L850-SD1-[Packaging] | Indoor Luminaires | Linear Ambient | Direct Linear Ambient Luminaires | Standard | FALSE | [9 empty] | 7/9/2015 | Dimmable | Stepped | Not Yet Verified |  |  | 5501.41 | 118.24 | 46.53 | 11.8 | 0.991 | 5000 | 82
PG1J8D4Q | Eaton (formerly Cooper Lighting) | Metalux | 4SNLED-LD4-54SL-RM-[Voltages include 120-277V]-[Emergency include blank, EL, EL10W]-[Wiring include blank, PI/CPI]-[Motion Sensors include blank, LB- or HB-ERMS360, LB- or HB-MRMS360]-L835-[Driver Types include CD, 5LTD, 5LTHD]1-[Packaging] | Indoor Luminaires | Linear Ambient | Direct Linear Ambient Luminaires | Standard | FALSE | [9 empty] | 7/9/2015 | Dimmable | Continuous (Can dim down to ≤ 10% (W)) | Not Yet Verified |  |  | 5499.64 | 109.38 | 50.28 | 8.63 | 0.992 | 3500 | 82
PKK3JJRD | Eaton (formerly Cooper Lighting) | Metalux | 4SNLED-LD4-54SL-RM-[Voltages include 120-277V]-[Emergency include blank, EL, EL10W]-[Wiring include blank, PI/CPI]-[Motion Sensors include blank, LB- or HB-ERMS360, LB- or HB-MRMS360]-L835-SD1-[Packaging] | Indoor Luminaires | Linear Ambient | Direct Linear Ambient Luminaires | Standard | FALSE | [9 empty] | 7/9/2015 | Dimmable | Stepped | Not Yet Verified |  |  | 5499.64 | 108.26 | 50.8 | 11.2 | 0.992 | 3500 | 82
P7WQHHE4 | Eaton (formerly Cooper Lighting) | Metalux | 4SNLED-LD4-54SL-RM-[Voltages include 120-277V]-[Emergency include blank, EL, EL10W]-[Wiring include blank, PI/CPI]-[Motion Sensors include blank, LB- or HB-ERMS360, LB- or HB-MRMS360]-L840-[Driver Types include CD, 5LTD, 5LTHD]1-[Packaging] | Indoor Luminaires | Linear Ambient | Direct Linear Ambient Luminaires | Standard | FALSE | [9 empty] | 7/9/2015 | Dimmable | Continuous (Can dim down to ≤ 10% (W)) | Not Yet Verified |  |  | 5648.13 | 112.33 | 50.28 | 8.63 | 0.992 | 4000 | 82
PMEV3U2B | Eaton (formerly Cooper Lighting) | Metalux | 4SNLED-LD4-54SL-RM-[Voltages include 120-277V]-[Emergency include blank, EL, EL10W]-[Wiring include blank, PI/CPI]-[Motion Sensors include blank, LB- or HB-ERMS360, LB- or HB-MRMS360]-L840-SD1-[Packaging] | Indoor Luminaires | Linear Ambient | Direct Linear Ambient Luminaires | Standard | FALSE | [9 empty] | 7/9/2015 | Dimmable | Stepped | Not Yet Verified |  |  | 5648.13 | 111.18 | 50.8 | 11.2 | 0.992 | 4000 | 82
PYD79SPV | Eaton (formerly Cooper Lighting) | Metalux | 4SNLED-LD4-54SL-RM-[Voltages include 120-277V]-[Emergency include blank, EL, EL10W]-[Wiring include blank, PI/CPI]-[Motion Sensors include blank, LB- or HB-ERMS360, LB- or HB-MRMS360]-L850-[Driver Types include CD, 5LTD, 5LTHD]1-[Packaging] | Indoor Luminaires | Linear Ambient | Direct Linear Ambient Luminaires | Standard | FALSE | [9 empty] | 7/9/2015 | Dimmable | Continuous (Can dim down to ≤ 10% (W)) | Not Yet Verified |  |  | 5901.11 | 117.37 | 50.28 | 8.63 | 0.992 | 5000 | 82
PF8JTYMK | Eaton (formerly Cooper Lighting) | Metalux | 4SNLED-LD4-54SL-RM-[Voltages include 120-277V]-[Emergency include blank, EL, EL10W]-[Wiring include blank, PI/CPI]-[Motion Sensors include blank, LB- or HB-ERMS360, LB- or HB-MRMS360]-L850-SD1-[Packaging] | Indoor Luminaires | Linear Ambient | Direct Linear Ambient Luminaires | Standard | FALSE | [9 empty] | 7/9/2015 | Dimmable | Stepped | Not Yet Verified |  |  | 5901.11 | 116.16 | 50.8 | 11.2 | 0.992 | 5000 | 82
P6X9QTW1 | Eaton (formerly Cooper Lighting) | Metalux | 4SNLED-LD4-58SL-RM-[Voltages include 120-277V]-[Emergency include blank, EL, EL10W]-[Wiring include blank, PI/CPI]-[Motion Sensors include blank, LB- or HB-ERMS360, LB- or HB-MRMS360]-L835-[Driver Types include CD, 5LTD]1-[Packaging] | Indoor Luminaires | Linear Ambient | Direct Linear Ambient Luminaires | Standard | FALSE | [9 empty] | 7/9/2015 | Dimmable | Continuous (Can dim down to ≤ 10% (W)) | Not Yet Verified |  |  | 5866.28 | 105.09 | 55.82 | 9.26 | 0.994 | 3500 | 82
PSKQJQN6 | Eaton (formerly Cooper Lighting) | Metalux | 4SNLED-LD4-58SL-RM-[Voltages include 120-277V]-[Emergency include blank, EL, EL10W]-[Wiring include blank, PI/CPI]-[Motion Sensors include blank, LB- or HB-ERMS360, LB- or HB-MRMS360]-L835-SD1-[Packaging] | Indoor Luminaires | Linear Ambient | Direct Linear Ambient Luminaires | Standard | FALSE | [9 empty] | 7/9/2015 | Dimmable | Stepped | Not Yet Verified |  |  | 5866.28 | 103.56 | 56.64 | 10.51 | 0.993 | 3500 | 82
PVYFVCPX | Eaton (formerly Cooper Lighting) | Metalux | 4SNLED-LD4-58SL-RM-[Voltages include 120-277V]-[Emergency include blank, EL, EL10W]-[Wiring include blank, PI/CPI]-[Motion Sensors include blank, LB- or HB-ERMS360, LB- or HB-MRMS360]-L840-[Driver Types include CD, 5LTD]1-[Packaging] | Indoor Luminaires | Linear Ambient | Direct Linear Ambient Luminaires | Standard | FALSE | [9 empty] | 7/9/2015 | Dimmable | Continuous (Can dim down to ≤ 10% (W)) | Not Yet Verified |  |  | 6024.67 | 107.93 | 55.82 | 9.26 | 0.994 | 4000 | 82
PG5J2CT1 | Eaton (formerly Cooper Lighting) | Metalux | 4SNLED-LD4-58SL-RM-[Voltages include 120-277V]-[Emergency include blank, EL, EL10W]-[Wiring include blank, PI/CPI]-[Motion Sensors include blank, LB- or HB-ERMS360, LB- or HB-MRMS360]-L840-SD1-[Packaging] | Indoor Luminaires | Linear Ambient | Direct Linear Ambient Luminaires | Standard | FALSE | [9 empty] | 7/9/2015 | Dimmable | Stepped | Not Yet Verified |  |  | 6024.67 | 106.36 | 56.64 | 10.51 | 0.993 | 4000 | 82
PXFZV3UR | Eaton (formerly Cooper Lighting) | Metalux | 4SNLED-LD4-58SL-RM-[Voltages include 120-277V]-[Emergency include blank, EL, EL10W]-[Wiring include blank, PI/CPI]-[Motion Sensors include blank, LB- or HB-ERMS360, LB- or HB-MRMS360]-L850-[Driver Types include CD, 5LTD]1-[Packaging] | Indoor Luminaires | Linear Ambient | Direct Linear Ambient Luminaires | Standard | FALSE | [9 empty] | 7/9/2015 | Dimmable | Continuous (Can dim down to ≤ 10% (W)) | Not Yet Verified |  |  | 6294.52 | 112.76 | 55.82 | 9.26 | 0.994 | 5000 | 82
PTVPAFMF | Eaton (formerly Cooper Lighting) | Metalux | 4SNLED-LD4-58SL-RM-[Voltages include 120-277V]-[Emergency include blank, EL, EL10W]-[Wiring include blank, PI/CPI]-[Motion Sensors include blank, LB- or HB-ERMS360, LB- or HB-MRMS360]-L850-SD1-[Packaging] | Indoor Luminaires | Linear Ambient | Direct Linear Ambient Luminaires | Standard | FALSE | [9 empty] | 7/9/2015 | Dimmable | Stepped | Not Yet Verified |  |  | 6294.52 | 111.12 | 56.64 | 10.51 | 0.993 | 5000 | 82
P3T1CAZW | Eaton (formerly Cooper Lighting) | Metalux | 4SNLED-LD4-62HL-RM-[Voltages include 120-277V]-[Emergency include blank, EL, EL10W]-[Wiring include blank, PI/CPI]-[Motion Sensors include blank, LB- or HB-ERMS360, LB- or HB-MRMS360]-L835-[Driver Types include CD, 5LTD, 5LTHD]1-[Packaging] | Indoor Luminaires | Linear Ambient | Direct Linear Ambient Luminaires | Standard | FALSE | [9 empty] | 7/9/2015 | Dimmable | Continuous (Can dim down to ≤ 10% (W)) | Not Yet Verified |  |  | 6277.9 | 124.58 | 50.39 | 9.17 | 0.993 | 3500 | 82
PJD8V8XY | Eaton (formerly Cooper Lighting) | Metalux | 4SNLED-LD4-62HL-RM-[Voltages include 120-277V]-[Emergency include blank, EL, EL10W]-[Wiring include blank, PI/CPI]-[Motion Sensors include blank, LB- or HB-ERMS360, LB- or HB-MRMS360]-L835-SD1-[Packaging] | Indoor Luminaires | Linear Ambient | Direct Linear Ambient Luminaires | Standard | FALSE | [9 empty] | 7/9/2015 | Dimmable | Stepped | Not Yet Verified |  |  | 6277.9 | 122.64 | 51.19 | 10.9 | 0.992 | 3500 | 82
P21XRD94 | Eaton (formerly Cooper Lighting) | Metalux | 4SNLED-LD4-62HL-RM-[Voltages include 120-277V]-[Emergency include blank, EL, EL10W]-[Wiring include blank, PI/CPI]-[Motion Sensors include blank, LB- or HB-ERMS360, LB- or HB-MRMS360]-L840-[Driver Types include CD, 5LTD, 5LTHD]1-[Packaging] | Indoor Luminaires | Linear Ambient | Direct Linear Ambient Luminaires | Standard | FALSE | [9 empty] | 7/9/2015 | Dimmable | Continuous (Can dim down to ≤ 10% (W)) | Not Yet Verified |  |  | 6447.4 | 127.94 | 50.39 | 9.17 | 0.993 | 4000 | 82
PEZZW4RC | Eaton (formerly Cooper Lighting) | Metalux | 4SNLED-LD4-62HL-RM-[Voltages include 120-277V]-[Emergency include blank, EL, EL10W]-[Wiring include blank, PI/CPI]-[Motion Sensors include blank, LB- or HB-ERMS360, LB- or HB-MRMS360]-L840-SD1-[Packaging] | Indoor Luminaires | Linear Ambient | Direct Linear Ambient Luminaires | Standard | FALSE | [9 empty] | 7/9/2015 | Dimmable | Stepped | Not Yet Verified |  |  | 6447.4 | 125.96 | 51.19 | 10.9 | 0.992 | 4000 | 82
PC3U7CRP | Eaton (formerly Cooper Lighting) | Metalux | 4SNLED-LD4-62HL-RM-[Voltages include 120-277V]-[Emergency include blank, EL, EL10W]-[Wiring include blank, PI/CPI]-[Motion Sensors include blank, LB- or HB-ERMS360, LB- or HB-MRMS360]-L850-[Driver Types include CD, 5LTD, 5LTHD]1-[Packaging] | Indoor Luminaires | Linear Ambient | Direct Linear Ambient Luminaires | Standard | FALSE | [9 empty] | 7/9/2015 | Dimmable | Continuous (Can dim down to ≤ 10% (W)) | Not Yet Verified |  |  | 6736.19 | 133.67 | 50.39 | 9.17 | 0.993 | 5000 | 82
PNUZB3EN | Eaton (formerly Cooper Lighting) | Metalux | 4SNLED-LD4-62HL-RM-[Voltages include 120-277V]-[Emergency include blank, EL, EL10W]-[Wiring include blank, PI/CPI]-[Motion Sensors include blank, LB- or HB-ERMS360, LB- or HB-MRMS360]-L850-SD1-[Packaging] | Indoor Luminaires | Linear Ambient | Direct Linear Ambient Luminaires | Standard | FALSE | [9 empty] | 7/9/2015 | Dimmable | Stepped | Not Yet Verified |  |  | 6736.19 | 131.6 | 51.19 | 10.9 | 0.992 | 5000 | 82
PC294721 | Eaton (formerly Cooper Lighting) | Metalux | 8TSNLED-LD4-62SL-RM-[Voltages include 120-277V]-[Emergency include blank, EL, EL10W]-[Wiring include blank, PI/CPI]-[Motion Sensors include blank, LB- or HB-ERMS360, LB- or HB-MRMS360]-L835-[Driver Types include CD, 5LTD]1-[Packaging] | Indoor Luminaires | Linear Ambient | Direct Linear Ambient Luminaires | Standard | FALSE | [9 empty] | 7/9/2015 | Dimmable | Continuous (Can dim down to ≤ 10% (W)) | Not Yet Verified |  |  | 6286.58 | 126.74 | 49.6 | 10.6 | 0.993 | 3500 | 82
P51VBMMY | Eaton (formerly Cooper Lighting) | Metalux | 8TSNLED-LD4-62SL-RM-[Voltages include 120-277V]-[Emergency include blank, EL, EL10W]-[Wiring include blank, PI/CPI]-[Motion Sensors include blank, LB- or HB-ERMS360, LB- or HB-MRMS360]-L840-[Driver Types include CD, 5LTD]1-[Packaging] | Indoor Luminaires | Linear Ambient | Direct Linear Ambient Luminaires | Standard | FALSE | [9 empty] | 7/9/2015 | Dimmable | Continuous (Can dim down to ≤ 10% (W)) | Not Yet Verified |  |  | 6456.32 | 130.16 | 49.6 | 10.6 | 0.993 | 4000 | 82
P3ARFJUF | Eaton (formerly Cooper Lighting) | Metalux | 8TSNLED-LD4-62SL-RM-[Voltages include 120-277V]-[Emergency include blank, EL, EL10W]-[Wiring include blank, PI/CPI]-[Motion Sensors include blank, LB- or HB-ERMS360, LB- or HB-MRMS360]-L850-[Driver Types include CD, 5LTD]1-[Packaging] | Indoor Luminaires | Linear Ambient | Direct Linear Ambient Luminaires | Standard | FALSE | [9 empty] | 7/9/2015 | Dimmable | Continuous (Can dim down to ≤ 10% (W)) | Not Yet Verified |  |  | 6745.5 | 135.99 | 49.6 | 10.6 | 0.993 | 5000 | 82
PKPY6FKP | Eaton (formerly Cooper Lighting) | Metalux | 8TSNLED-LD4-70SL-RM-[Voltages include 120-277V]-[Emergency include blank, EL, EL10W]-[Wiring include blank, PI/CPI]-[Motion Sensors include blank, LB- or HB-ERMS360, LB- or HB-MRMS360]-L835-[Driver Types include CD, 5LTD]1-[Packaging] | Indoor Luminaires | Linear Ambient | Direct Linear Ambient Luminaires | Standard | FALSE | [9 empty] | 7/9/2015 | Dimmable | Continuous (Can dim down to ≤ 10% (W)) | Not Yet Verified |  |  | 7047.47 | 128.14 | 55 | 8 | 0.994 | 3500 | 82
PF7PK5SB | Eaton (formerly Cooper Lighting) | Metalux | 8TSNLED-LD4-70SL-RM-[Voltages include 120-277V]-[Emergency include blank, EL, EL10W]-[Wiring include blank, PI/CPI]-[Motion Sensors include blank, LB- or HB-ERMS360, LB- or HB-MRMS360]-L840-[Driver Types include CD, 5LTD]1-[Packaging] | Indoor Luminaires | Linear Ambient | Direct Linear Ambient Luminaires | Standard | FALSE | [9 empty] | 7/9/2015 | Dimmable | Continuous (Can dim down to ≤ 10% (W)) | Not Yet Verified |  |  | 7237.75 | 131.6 | 55 | 8 | 0.994 | 4000 | 82
P8Z37ZMH | Eaton (formerly Cooper Lighting) | Metalux | 8TSNLED-LD4-70SL-RM-[Voltages include 120-277V]-[Emergency include blank, EL, EL10W]-[Wiring include blank, PI/CPI]-[Motion Sensors include blank, LB- or HB-ERMS360, LB- or HB-MRMS360]-L850-[Driver Types include CD, 5LTD]1-[Packaging] | Indoor Luminaires | Linear Ambient | Direct Linear Ambient Luminaires | Standard | FALSE | [9 empty] | 7/9/2015 | Dimmable | Continuous (Can dim down to ≤ 10% (W)) | Not Yet Verified |  |  | 7561.93 | 137.5 | 55 | 8 | 0.994 | 5000 | 82
PB851EZV | Eaton (formerly Cooper Lighting) | Metalux | 8TSNLED-LD4-78SL-RM-[Voltages include 120-277V]-[Emergency include blank, EL, EL10W]-[Wiring include blank, PI/CPI]-[Motion Sensors include blank, LB- or HB-ERMS360, LB- or HB-MRMS360]-L835-[Driver Types include CD, 5LTD]1-[Packaging] | Indoor Luminaires | Linear Ambient | Direct Linear Ambient Luminaires | Standard | FALSE | [9 empty] | 7/9/2015 | Dimmable | Continuous (Can dim down to ≤ 10% (W)) | Not Yet Verified |  |  | 7849.43 | 125.24 | 62.68 | 7.5 | 0.995 | 3500 | 82
PTJ5UWF2 | Eaton (formerly Cooper Lighting) | Metalux | 8TSNLED-LD4-78SL-RM-[Voltages include 120-277V]-[Emergency include blank, EL, EL10W]-[Wiring include blank, PI/CPI]-[Motion Sensors include blank, LB- or HB-ERMS360, LB- or HB-MRMS360]-L840-[Driver Types include CD, 5LTD]1-[Packaging] | Indoor Luminaires | Linear Ambient | Direct Linear Ambient Luminaires | Standard | FALSE | [9 empty] | 7/9/2015 | Dimmable | Continuous (Can dim down to ≤ 10% (W)) | Not Yet Verified |  |  | 8061.36 | 128.62 | 62.68 | 7.5 | 0.995 | 4000 | 82
PNK81RMY | Eaton (formerly Cooper Lighting) | Metalux | 8TSNLED-LD4-78SL-RM-[Voltages include 120-277V]-[Emergency include blank, EL, EL10W]-[Wiring include blank, PI/CPI]-[Motion Sensors include blank, LB- or HB-ERMS360, LB- or HB-MRMS360]-L850-[Driver Types include CD, 5LTD]1-[Packaging] | Indoor Luminaires | Linear Ambient | Direct Linear Ambient Luminaires | Standard | FALSE | [9 empty] | 7/9/2015 | Dimmable | Continuous (Can dim down to ≤ 10% (W)) | Not Yet Verified |  |  | 8422.44 | 134.38 | 62.68 | 7.5 | 0.995 | 5000 | 82
P4G2R5W4 | Eaton (formerly Cooper Lighting) | Metalux | 8TSNLED-LD4-85SL-RM-[Voltages include 120-277V]-[Emergency include blank, EL, EL10W]-[Wiring include blank, PI/CPI]-[Motion Sensors include blank, LB- or HB-ERMS360, LB- or HB-MRMS360]-L835-[Driver Types include CD, 5LTD]1-[Packaging] | Indoor Luminaires | Linear Ambient | Direct Linear Ambient Luminaires | Standard | FALSE | [9 empty] | 7/9/2015 | Dimmable | Continuous (Can dim down to ≤ 10% (W)) | Not Yet Verified |  |  | 8694.42 | 121.88 | 71.33 | 6.83 | 0.994 | 3500 | 82
PKYJVG8J | Eaton (formerly Cooper Lighting) | Metalux | 8TSNLED-LD4-85SL-RM-[Voltages include 120-277V]-[Emergency include blank, EL, EL10W]-[Wiring include blank, PI/CPI]-[Motion Sensors include blank, LB- or HB-ERMS360, LB- or HB-MRMS360]-L840-[Driver Types include CD, 5LTD]1-[Packaging] | Indoor Luminaires | Linear Ambient | Direct Linear Ambient Luminaires | Standard | FALSE | [9 empty] | 7/9/2015 | Dimmable | Continuous (Can dim down to ≤ 10% (W)) | Not Yet Verified |  |  | 8929.17 | 125.17 | 71.33 | 6.83 | 0.994 | 4000 | 82
PQ4EBV4X | Eaton (formerly Cooper Lighting) | Metalux | 8TSNLED-LD4-85SL-RM-[Voltages include 120-277V]-[Emergency include blank, EL, EL10W]-[Wiring include blank, PI/CPI]-[Motion Sensors include blank, LB- or HB-ERMS360, LB- or HB-MRMS360]-L850-[Driver Types include CD, 5LTD]1-[Packaging] | Indoor Luminaires | Linear Ambient | Direct Linear Ambient Luminaires | Standard | FALSE | [9 empty] | 7/9/2015 | Dimmable | Continuous (Can dim down to ≤ 10% (W)) | Not Yet Verified |  |  | 9329.11 | 130.78 | 71.33 | 6.83 | 0.994 | 5000 | 82
PXT2JKKW | Eaton (formerly Cooper Lighting) | Metalux | 8TSNLED-LD4-95SL-RM-[Voltages include 120-277V]-[Emergency include blank, EL, EL10W]-[Wiring include blank, PI/CPI]-[Motion Sensors include blank, LB- or HB-ERMS360, LB- or HB-MRMS360]-L835-[Driver Types include CD, 5LTD, 5LTHD]2-[Packaging] | Indoor Luminaires | Linear Ambient | Direct Linear Ambient Luminaires | Standard | FALSE | [9 empty] | 7/9/2015 | Dimmable | Continuous (Can dim down to ≤ 10% (W)) | Not Yet Verified |  |  | 9478.78 | 114.19 | 83.01 | 9.7 | 0.99 | 3500 | 82
PQ4FH9UG | Eaton (formerly Cooper Lighting) | Metalux | 8TSNLED-LD4-95SL-RM-[Voltages include 120-277V]-[Emergency include blank, EL, EL10W]-[Wiring include blank, PI/CPI]-[Motion Sensors include blank, LB- or HB-ERMS360, LB- or HB-MRMS360]-L835-SD2-[Packaging] | Indoor Luminaires | Linear Ambient | Direct Linear Ambient Luminaires | Standard | FALSE | [9 empty] | 7/9/2015 | Dimmable | Stepped | Not Yet Verified |  |  | 9478.78 | 112.29 | 84.41 | 12.5 | 0.99 | 3500 | 82
P2DKJC1G | Eaton (formerly Cooper Lighting) | Metalux | 8TSNLED-LD4-95SL-RM-[Voltages include 120-277V]-[Emergency include blank, EL, EL10W]-[Wiring include blank, PI/CPI]-[Motion Sensors include blank, LB- or HB-ERMS360, LB- or HB-MRMS360]-L840-[Driver Types include CD, 5LTD, 5LTHD]2-[Packaging] | Indoor Luminaires | Linear Ambient | Direct Linear Ambient Luminaires | Standard | FALSE | [9 empty] | 7/9/2015 | Dimmable | Continuous (Can dim down to ≤ 10% (W)) | Not Yet Verified |  |  | 9734.7 | 117.27 | 83.01 | 9.7 | 0.99 | 4000 | 82
PWV8PHT7 | Eaton (formerly Cooper Lighting) | Metalux | 8TSNLED-LD4-95SL-RM-[Voltages include 120-277V]-[Emergency include blank, EL, EL10W]-[Wiring include blank, PI/CPI]-[Motion Sensors include blank, LB- or HB-ERMS360, LB- or HB-MRMS360]-L840-SD2-[Packaging] | Indoor Luminaires | Linear Ambient | Direct Linear Ambient Luminaires | Standard | FALSE | [9 empty] | 7/9/2015 | Dimmable | Stepped | Not Yet Verified |  |  | 9734.7 | 115.33 | 84.41 | 12.5 | 0.99 | 4000 | 82
PS4Z5TBG | Eaton (formerly Cooper Lighting) | Metalux | 8TSNLED-LD4-95SL-RM-[Voltages include 120-277V]-[Emergency include blank, EL, EL10W]-[Wiring include blank, PI/CPI]-[Motion Sensors include blank, LB- or HB-ERMS360, LB- or HB-MRMS360]-L850-[Driver Types include CD, 5LTD, 5LTHD]2-[Packaging] | Indoor Luminaires | Linear Ambient | Direct Linear Ambient Luminaires | Standard | FALSE | [9 empty] | 7/9/2015 | Dimmable | Continuous (Can dim down to ≤ 10% (W)) | Not Yet Verified |  |  | 10170.73 | 122.53 | 83.01 | 9.7 | 0.99 | 5000 | 82
PY9FVMH6 | Eaton (formerly Cooper Lighting) | Metalux | 8TSNLED-LD4-95SL-RM-[Voltages include 120-277V]-[Emergency include blank, EL, EL10W]-[Wiring include blank, PI/CPI]-[Motion Sensors include blank, LB- or HB-ERMS360, LB- or HB-MRMS360]-L850-SD2-[Packaging] | Indoor Luminaires | Linear Ambient | Direct Linear Ambient Luminaires | Standard | FALSE | [9 empty] | 7/9/2015 | Dimmable | Stepped | Not Yet Verified |  |  | 10170.73 | 120.49 | 84.41 | 12.5 | 0.99 | 5000 | 82
P4DNHQBX | Eaton (formerly Cooper Lighting) | Metalux | 8TSNLED-LD4-101SL-RM-[Voltages include 120-277V]-[Emergency include blank, EL, EL10W]-[Wiring include blank, PI/CPI]-[Motion Sensors include blank, LB- or HB-ERMS360, LB- or HB-MRMS360]-L835-[Driver Types include CD, 5LTD, 5LTHD]2-[Packaging] | Indoor Luminaires | Linear Ambient | Direct Linear Ambient Luminaires | Standard | FALSE | [9 empty] | 7/9/2015 | Dimmable | Continuous (Can dim down to ≤ 10% (W)) | Not Yet Verified |  |  | 10257.26 | 111.65 | 91.87 | 8.91 | 0.991 | 3500 | 82
PZ42TCRA | Eaton (formerly Cooper Lighting) | Metalux | 8TSNLED-LD4-101SL-RM-[Voltages include 120-277V]-[Emergency include blank, EL, EL10W]-[Wiring include blank, PI/CPI]-[Motion Sensors include blank, LB- or HB-ERMS360, LB- or HB-MRMS360]-L835-SD2-[Packaging] | Indoor Luminaires | Linear Ambient | Direct Linear Ambient Luminaires | Standard | FALSE | [9 empty] | 7/9/2015 | Dimmable | Stepped | Not Yet Verified |  |  | 10257.26 | 110.23 | 93.05 | 11.8 | 0.991 | 3500 | 82
P736B3Y7 | Eaton (formerly Cooper Lighting) | Metalux | 8TSNLED-LD4-101SL-RM-[Voltages include 120-277V]-[Emergency include blank, EL, EL10W]-[Wiring include blank, PI/CPI]-[Motion Sensors include blank, LB- or HB-ERMS360, LB- or HB-MRMS360]-L840-[Driver Types include CD, 5LTD, 5LTHD]2-[Packaging] | Indoor Luminaires | Linear Ambient | Direct Linear Ambient Luminaires | Standard | FALSE | [9 empty] | 7/9/2015 | Dimmable | Continuous (Can dim down to ≤ 10% (W)) | Not Yet Verified |  |  | 10534.21 | 114.66 | 91.87 | 8.91 | 0.991 | 4000 | 82
PASNSTAD | Eaton (formerly Cooper Lighting) | Metalux | 8TSNLED-LD4-101SL-RM-[Voltages include 120-277V]-[Emergency include blank, EL, EL10W]-[Wiring include blank, PI/CPI]-[Motion Sensors include blank, LB- or HB-ERMS360, LB- or HB-MRMS360]-L840-SD2-[Packaging] | Indoor Luminaires | Linear Ambient | Direct Linear Ambient Luminaires | Standard | FALSE | [9 empty] | 7/9/2015 | Dimmable | Stepped | Not Yet Verified |  |  | 10534.21 | 113.21 | 93.05 | 11.8 | 0.991 | 4000 | 82
PYUN5BX6 | Eaton (formerly Cooper Lighting) | Metalux | 2SNLED-LD4-20SL-[Voltage includes 120V]-[Emergency include blank, EL, EL10W]-[Wiring include blank, PI/CPI]-[Motion Sensors include blank, LB- or HB-ERMS360, LB- or HB-MRMS360]-L835-[Driver Types include CD, 5LTHD]1-[Packaging] | Indoor Luminaires | Linear Ambient | Direct Linear Ambient Luminaires | Standard | FALSE | [9 empty] | 7/9/2015 | Dimmable | Continuous (Can dim down to ≤ 10% (W)) | Not Yet Verified |  |  | 2002 | 114.45 | 17.49 | 9.02 | 0.986 | 3500 | 82
P2VHHZ2U | Eaton (formerly Cooper Lighting) | Metalux | 2SNLED-LD4-20SL-[Voltage includes 120V]-[Emergency include blank, EL, EL10W]-[Wiring include blank, PI/CPI]-[Motion Sensors include blank, LB- or HB-ERMS360, LB- or HB-MRMS360]-L840-[Driver Types include CD, 5LTHD]1-[Packaging] | Indoor Luminaires | Linear Ambient | Direct Linear Ambient Luminaires | Standard | FALSE | [9 empty] | 7/9/2015 | Dimmable | Continuous (Can dim down to ≤ 10% (W)) | Not Yet Verified |  |  | 2056.05 | 117.54 | 17.49 | 9.02 | 0.986 | 4000 | 82
PW7SVJ6P | Eaton (formerly Cooper Lighting) | Metalux | 2SNLED-LD4-20SL-[Voltage includes 120V]-[Emergency include blank, EL, EL10W]-[Wiring include blank, PI/CPI]-[Motion Sensors include blank, LB- or HB-ERMS360, LB- or HB-MRMS360]-L850-[Driver Types include CD, 5LTHD]1-[Packaging] | Indoor Luminaires | Linear Ambient | Direct Linear Ambient Luminaires | Standard | FALSE | [9 empty] | 7/9/2015 | Dimmable | Continuous (Can dim down to ≤ 10% (W)) | Not Yet Verified |  |  | 2148.15 | 122.8 | 17.49 | 9.02 | 0.986 | 5000 | 82
PS68V1XT | Eaton (formerly Cooper Lighting) | Metalux | 2SNLED-LD4-24SL-[Voltages include 120-277V]-[Emergency include blank, EL, EL10W]-[Wiring include blank, PI/CPI]-[Motion Sensors include blank, LB- or HB-ERMS360, LB- or HB-MRMS360]-L835-[Driver Types include CD, 5LTHD]1-[Packaging] | Indoor Luminaires | Linear Ambient | Direct Linear Ambient Luminaires | Standard | FALSE | [9 empty] | 7/9/2015 | Dimmable | Continuous (Can dim down to ≤ 10% (W)) | Not Yet Verified |  |  | 2441 | 110.28 | 22.14 | 8.36 | 0.99 | 3500 | 82
PY3A5QZ3 | Eaton (formerly Cooper Lighting) | Metalux | 2SNLED-LD4-24SL-[Voltages include 120-277V]-[Emergency include blank, EL, EL10W]-[Wiring include blank, PI/CPI]-[Motion Sensors include blank, LB- or HB-ERMS360, LB- or HB-MRMS360]-L840-[Driver Types include CD, 5LTHD]1-[Packaging] | Indoor Luminaires | Linear Ambient | Direct Linear Ambient Luminaires | Standard | FALSE | [9 empty] | 7/9/2015 | Dimmable | Continuous (Can dim down to ≤ 10% (W)) | Not Yet Verified |  |  | 2506.91 | 113.25 | 22.14 | 8.36 | 0.99 | 4000 | 82
PCM9TFDK | Eaton (formerly Cooper Lighting) | Metalux | 2SNLED-LD4-24SL-[Voltages include 120-277V]-[Emergency include blank, EL, EL10W]-[Wiring include blank, PI/CPI]-[Motion Sensors include blank, LB- or HB-ERMS360, LB- or HB-MRMS360]-L850-[Driver Types include CD, 5LTHD]1-[Packaging] | Indoor Luminaires | Linear Ambient | Direct Linear Ambient Luminaires | Standard | FALSE | [9 empty] | 7/9/2015 | Dimmable | Continuous (Can dim down to ≤ 10% (W)) | Not Yet Verified |  |  | 2619.19 | 118.33 | 22.14 | 8.36 | 0.99 | 5000 | 82
PYAXFU3Z | Eaton (formerly Cooper Lighting) | Metalux | 2SNLED-LD4-28SL-[Voltages include 120-277V]-[Emergency include blank, EL, EL10W]-[Wiring include blank, PI/CPI]-[Motion Sensors include blank, LB- or HB-ERMS360, LB- or HB-MRMS360]-L835-[Driver Types include CD, 5LTHD]1-[Packaging] | Indoor Luminaires | Linear Ambient | Direct Linear Ambient Luminaires | Standard | FALSE | [9 empty] | 7/9/2015 | Dimmable | Continuous (Can dim down to ≤ 10% (W)) | Not Yet Verified |  |  | 2847.83 | 120.51 | 23.63 | 7.92 | 0.992 | 3500 | 82
PPNRCQPF | Eaton (formerly Cooper Lighting) | Metalux | 2SNLED-LD4-28SL-[Voltages include 120-277V]-[Emergency include blank, EL, EL10W]-[Wiring include blank, PI/CPI]-[Motion Sensors include blank, LB- or HB-ERMS360, LB- or HB-MRMS360]-L840-[Driver Types include CD, 5LTHD]1-[Packaging] | Indoor Luminaires | Linear Ambient | Direct Linear Ambient Luminaires | Standard | FALSE | [9 empty] | 7/9/2015 | Dimmable | Continuous (Can dim down to ≤ 10% (W)) | Not Yet Verified |  |  | 2924.72 | 123.76 | 23.63 | 7.92 | 0.992 | 4000 | 82
PXPKKANC | Eaton (formerly Cooper Lighting) | Metalux | 2SNLED-LD4-28SL-[Voltages include 120-277V]-[Emergency include blank, EL, EL10W]-[Wiring include blank, PI/CPI]-[Motion Sensors include blank, LB- or HB-ERMS360, LB- or HB-MRMS360]-L850-[Driver Types include CD, 5LTHD]1-[Packaging] | Indoor Luminaires | Linear Ambient | Direct Linear Ambient Luminaires | Standard | FALSE | [9 empty] | 7/9/2015 | Dimmable | Continuous (Can dim down to ≤ 10% (W)) | Not Yet Verified |  |  | 3055.73 | 129.31 | 23.63 | 7.92 | 0.992 | 5000 | 82
P2GPKC1T | Eaton (formerly Cooper Lighting) | Metalux | 4SNLED-LD4-20SL-[Voltages include 120-277V]-[Emergency include blank, EL, EL10W]-[Wiring include blank, PI/CPI]-[Motion Sensors include blank, LB- or HB-ERMS360, LB- or HB-MRMS360]-L835-CD1-[Packaging] | Indoor Luminaires | Linear Ambient | Direct Linear Ambient Luminaires | Standard | FALSE | [9 empty] | 7/9/2015 | Dimmable | Continuous (Can dim down to ≤ 10% (W)) | Not Yet Verified |  |  | 2140 | 135.01 | 15.85 | 10.25 | 0.987 | 3500 | 82
PVSBD3D3 | Eaton (formerly Cooper Lighting) | Metalux | 4SNLED-LD4-20SL-[Voltage includes 120V]-[Emergency include blank, EL, EL10W]-[Wiring include blank, PI/CPI]-[Motion Sensors include blank, LB- or HB-ERMS360, LB- or HB-MRMS360]-L835-5LTHD1-[Packaging] | Indoor Luminaires | Linear Ambient | Direct Linear Ambient Luminaires | Standard | FALSE | [9 empty] | 7/9/2015 | Dimmable | Continuous (Can dim down to ≤ 10% (W)) | Not Yet Verified |  |  | 2140 | 124.28 | 17.22 | 5.9 | 0.97 | 3500 | 82
P5MPF44J | Eaton (formerly Cooper Lighting) | Metalux | 4SNLED-LD4-20SL-[Voltages include 120-277V]-[Emergency include blank, EL, EL10W]-[Wiring include blank, PI/CPI]-[Motion Sensors include blank, LB- or HB-ERMS360, LB- or HB-MRMS360]-L840-CD1-[Packaging] | Indoor Luminaires | Linear Ambient | Direct Linear Ambient Luminaires | Standard | FALSE | [9 empty] | 7/9/2015 | Dimmable | Continuous (Can dim down to ≤ 10% (W)) | Not Yet Verified |  |  | 2197.78 | 138.65 | 15.85 | 10.25 | 0.987 | 4000 | 82
PRU2AKWQ | Eaton (formerly Cooper Lighting) | Metalux | 4SNLED-LD4-20SL-[Voltage includes 120V]-[Emergency include blank, EL, EL10W]-[Wiring include blank, PI/CPI]-[Motion Sensors include blank, LB- or HB-ERMS360, LB- or HB-MRMS360]-L840-5LTHD1-[Packaging] | Indoor Luminaires | Linear Ambient | Direct Linear Ambient Luminaires | Standard | FALSE | [9 empty] | 7/9/2015 | Dimmable | Continuous (Can dim down to ≤ 10% (W)) | Not Yet Verified |  |  | 2197.78 | 127.64 | 17.22 | 5.9 | 0.97 | 4000 | 82
P8ZHE1G6 | Eaton (formerly Cooper Lighting) | Metalux | 4SNLED-LD4-20SL-[Voltages include 120-277V]-[Emergency include blank, EL, EL10W]-[Wiring include blank, PI/CPI]-[Motion Sensors include blank, LB- or HB-ERMS360, LB- or HB-MRMS360]-L850-CD1-[Packaging] | Indoor Luminaires | Linear Ambient | Direct Linear Ambient Luminaires | Standard | FALSE | [9 empty] | 7/9/2015 | Dimmable | Continuous (Can dim down to ≤ 10% (W)) | Not Yet Verified |  |  | 2296.22 | 144.86 | 15.85 | 10.25 | 0.987 | 5000 | 82
P3H6SBG3 | Eaton (formerly Cooper Lighting) | Metalux | 4SNLED-LD4-20SL-[Voltage includes 120V]-[Emergency include blank, EL, EL10W]-[Wiring include blank, PI/CPI]-[Motion Sensors include blank, LB- or HB-ERMS360, LB- or HB-MRMS360]-L850-5LTHD1-[Packaging] | Indoor Luminaires | Linear Ambient | Direct Linear Ambient Luminaires | Standard | FALSE | [9 empty] | 7/9/2015 | Dimmable | Continuous (Can dim down to ≤ 10% (W)) | Not Yet Verified |  |  | 2296.22 | 133.35 | 17.22 | 5.9 | 0.97 | 5000 | 82
P5Q9XKN3 | Eaton (formerly Cooper Lighting) | Metalux | 4SNLED-LD4-24SL-[Voltages include 120-277V]-[Emergency include blank, EL, EL10W]-[Wiring include blank, PI/CPI]-[Motion Sensors include blank, LB- or HB-ERMS360, LB- or HB-MRMS360]-L835-CD1-[Packaging] | Indoor Luminaires | Linear Ambient | Direct Linear Ambient Luminaires | Standard | FALSE | [9 empty] | 7/9/2015 | Dimmable | Continuous (Can dim down to ≤ 10% (W)) | Not Yet Verified |  |  | 2416 | 133.88 | 18.05 | 9.64 | 0.989 | 3500 | 82
PC7DGU3K | Eaton (formerly Cooper Lighting) | Metalux | 4SNLED-LD4-24SL-[Voltage includes 120V]-[Emergency include blank, EL, EL10W]-[Wiring include blank, PI/CPI]-[Motion Sensors include blank, LB- or HB-ERMS360, LB- or HB-MRMS360]-L835-5LTHD1-[Packaging] | Indoor Luminaires | Linear Ambient | Direct Linear Ambient Luminaires | Standard | FALSE | [9 empty] | 7/9/2015 | Dimmable | Continuous (Can dim down to ≤ 10% (W)) | Not Yet Verified |  |  | 2416 | 124.71 | 19.37 | 6.1 | 0.974 | 3500 | 82
PXXK2ECX | Eaton (formerly Cooper Lighting) | Metalux | 4SNLED-LD4-24SL-[Voltages include 120-277V]-[Emergency include blank, EL, EL10W]-[Wiring include blank, PI/CPI]-[Motion Sensors include blank, LB- or HB-ERMS360, LB- or HB-MRMS360]-L840-CD1-[Packaging] | Indoor Luminaires | Linear Ambient | Direct Linear Ambient Luminaires | Standard | FALSE | [9 empty] | 7/9/2015 | Dimmable | Continuous (Can dim down to ≤ 10% (W)) | Not Yet Verified |  |  | 2481.23 | 137.49 | 18.05 | 9.64 | 0.989 | 4000 | 82
P349B67C | Eaton (formerly Cooper Lighting) | Metalux | 4SNLED-LD4-24SL-[Voltage includes 120V]-[Emergency include blank, EL, EL10W]-[Wiring include blank, PI/CPI]-[Motion Sensors include blank, LB- or HB-ERMS360, LB- or HB-MRMS360]-L840-5LTHD1-[Packaging] | Indoor Luminaires | Linear Ambient | Direct Linear Ambient Luminaires | Standard | FALSE | [9 empty] | 7/9/2015 | Dimmable | Continuous (Can dim down to ≤ 10% (W)) | Not Yet Verified |  |  | 2481.23 | 128.07 | 19.37 | 6.1 | 0.974 | 4000 | 82
PCSZ2WSV | Eaton (formerly Cooper Lighting) | Metalux | 4SNLED-LD4-24SL-[Voltages include 120-277V]-[Emergency include blank, EL, EL10W]-[Wiring include blank, PI/CPI]-[Motion Sensors include blank, LB- or HB-ERMS360, LB- or HB-MRMS360]-L850-CD1-[Packaging] | Indoor Luminaires | Linear Ambient | Direct Linear Ambient Luminaires | Standard | FALSE | [9 empty] | 7/9/2015 | Dimmable | Continuous (Can dim down to ≤ 10% (W)) | Not Yet Verified |  |  | 2592.37 | 143.65 | 18.05 | 9.64 | 0.989 | 5000 | 82
PE3NAHX5 | Eaton (formerly Cooper Lighting) | Metalux | 4SNLED-LD4-24SL-[Voltage includes 120V]-[Emergency include blank, EL, EL10W]-[Wiring include blank, PI/CPI]-[Motion Sensors include blank, LB- or HB-ERMS360, LB- or HB-MRMS360]-L850-5LTHD1-[Packaging] | Indoor Luminaires | Linear Ambient | Direct Linear Ambient Luminaires | Standard | FALSE | [9 empty] | 7/9/2015 | Dimmable | Continuous (Can dim down to ≤ 10% (W)) | Not Yet Verified |  |  | 2592.37 | 133.81 | 19.37 | 6.1 | 0.974 | 5000 | 82
P2D8GQVE | Eaton (formerly Cooper Lighting) | Metalux | 4SNLED-LD4-28SL-[Voltages include 120-277V]-[Emergency include blank, EL, EL10W]-[Wiring include blank, PI/CPI]-[Motion Sensors include blank, LB- or HB-ERMS360, LB- or HB-MRMS360]-L835-CD1-[Packaging] | Indoor Luminaires | Linear Ambient | Direct Linear Ambient Luminaires | Standard | FALSE | [9 empty] | 7/9/2015 | Dimmable | Continuous (Can dim down to ≤ 10% (W)) | Not Yet Verified |  |  | 2823 | 132.03 | 21.38 | 8.88 | 0.992 | 3500 | 82
PWVZ7DEC | Eaton (formerly Cooper Lighting) | Metalux | 4SNLED-LD4-28SL-[Voltage includes 120V]-[Emergency include blank, EL, EL10W]-[Wiring include blank, PI/CPI]-[Motion Sensors include blank, LB- or HB-ERMS360, LB- or HB-MRMS360]-L835-5LTHD1-[Packaging] | Indoor Luminaires | Linear Ambient | Direct Linear Ambient Luminaires | Standard | FALSE | [9 empty] | 7/9/2015 | Dimmable | Continuous (Can dim down to ≤ 10% (W)) | Not Yet Verified |  |  | 2823 | 124.64 | 22.65 | 6.4 | 0.979 | 3500 | 82
PVAVPRZ9 | Eaton (formerly Cooper Lighting) | Metalux | 4SNLED-LD4-28SL-[Voltages include 120-277V]-[Emergency include blank, EL, EL10W]-[Wiring include blank, PI/CPI]-[Motion Sensors include blank, LB- or HB-ERMS360, LB- or HB-MRMS360]-L840-CD1-[Packaging] | Indoor Luminaires | Linear Ambient | Direct Linear Ambient Luminaires | Standard | FALSE | [9 empty] | 7/9/2015 | Dimmable | Continuous (Can dim down to ≤ 10% (W)) | Not Yet Verified |  |  | 2899.22 | 135.59 | 21.38 | 8.88 | 0.992 | 4000 | 82
PQQQ8M1T | Eaton (formerly Cooper Lighting) | Metalux | 4SNLED-LD4-28SL-[Voltage includes 120V]-[Emergency include blank, EL, EL10W]-[Wiring include blank, PI/CPI]-[Motion Sensors include blank, LB- or HB-ERMS360, LB- or HB-MRMS360]-L840-5LTHD1-[Packaging] | Indoor Luminaires | Linear Ambient | Direct Linear Ambient Luminaires | Standard | FALSE | [9 empty] | 7/9/2015 | Dimmable | Continuous (Can dim down to ≤ 10% (W)) | Not Yet Verified |  |  | 2899.22 | 128.01 | 22.65 | 6.4 | 0.979 | 4000 | 82
P4726R3A | Eaton (formerly Cooper Lighting) | Metalux | 4SNLED-LD4-28SL-[Voltages include 120-277V]-[Emergency include blank, EL, EL10W]-[Wiring include blank, PI/CPI]-[Motion Sensors include blank, LB- or HB-ERMS360, LB- or HB-MRMS360]-L850-CD1-[Packaging] | Indoor Luminaires | Linear Ambient | Direct Linear Ambient Luminaires | Standard | FALSE | [9 empty] | 7/9/2015 | Dimmable | Continuous (Can dim down to ≤ 10% (W)) | Not Yet Verified |  |  | 3029.08 | 141.67 | 21.38 | 8.88 | 0.992 | 5000 | 82
PZB5SM7S | Eaton (formerly Cooper Lighting) | Metalux | 4SNLED-LD4-28SL-[Voltage includes 120V]-[Emergency include blank, EL, EL10W]-[Wiring include blank, PI/CPI]-[Motion Sensors include blank, LB- or HB-ERMS360, LB- or HB-MRMS360]-L850-5LTHD1-[Packaging] | Indoor Luminaires | Linear Ambient | Direct Linear Ambient Luminaires | Standard | FALSE | [9 empty] | 7/9/2015 | Dimmable | Continuous (Can dim down to ≤ 10% (W)) | Not Yet Verified |  |  | 3029.08 | 133.74 | 22.65 | 6.4 | 0.979 | 5000 | 82
P7A5TMTV | Eaton (formerly Cooper Lighting) | Metalux | 4SNLED-LD4-32SL-[Voltages include 120-277V]-[Emergency include blank, EL, EL10W]-[Wiring include blank, PI/CPI]-[Motion Sensors include blank, LB- or HB-ERMS360, LB- or HB-MRMS360]-L835-CD1-[Packaging] | Indoor Luminaires | Linear Ambient | Direct Linear Ambient Luminaires | Standard | FALSE | [9 empty] | 7/9/2015 | Dimmable | Continuous (Can dim down to ≤ 10% (W)) | Not Yet Verified |  |  | 3214 | 127.52 | 25.2 | 5.75 | 0.993 | 3500 | 82
P32W276N | Eaton (formerly Cooper Lighting) | Metalux | 4SNLED-LD4-32SL-[Voltage includes 120V]-[Emergency include blank, EL, EL10W]-[Wiring include blank, PI/CPI]-[Motion Sensors include blank, LB- or HB-ERMS360, LB- or HB-MRMS360]-L835-5LTHD1-[Packaging] | Indoor Luminaires | Linear Ambient | Direct Linear Ambient Luminaires | Standard | FALSE | [9 empty] | 7/9/2015 | Dimmable | Continuous (Can dim down to ≤ 10% (W)) | Not Yet Verified |  |  | 3214 | 123.97 | 25.93 | 6.6 | 0.983 | 3500 | 82
PZTJC5X3 | Eaton (formerly Cooper Lighting) | Metalux | 4SNLED-LD4-32SL-[Voltages include 120-277V]-[Emergency include blank, EL, EL10W]-[Wiring include blank, PI/CPI]-[Motion Sensors include blank, LB- or HB-ERMS360, LB- or HB-MRMS360]-L840-CD1-[Packaging] | Indoor Luminaires | Linear Ambient | Direct Linear Ambient Luminaires | Standard | FALSE | [9 empty] | 7/9/2015 | Dimmable | Continuous (Can dim down to ≤ 10% (W)) | Not Yet Verified |  |  | 3300.78 | 130.96 | 25.2 | 5.75 | 0.993 | 4000 | 82
PY8AYNB5 | Eaton (formerly Cooper Lighting) | Metalux | 4SNLED-LD4-32SL-[Voltage includes 120V]-[Emergency include blank, EL, EL10W]-[Wiring include blank, PI/CPI]-[Motion Sensors include blank, LB- or HB-ERMS360, LB- or HB-MRMS360]-L840-5LTHD1-[Packaging] | Indoor Luminaires | Linear Ambient | Direct Linear Ambient Luminaires | Standard | FALSE | [9 empty] | 7/9/2015 | Dimmable | Continuous (Can dim down to ≤ 10% (W)) | Not Yet Verified |  |  | 3300.78 | 127.32 | 25.93 | 6.6 | 0.983 | 4000 | 82
P817E3TT | Eaton (formerly Cooper Lighting) | Metalux | 4SNLED-LD4-32SL-[Voltages include 120-277V]-[Emergency include blank, EL, EL10W]-[Wiring include blank, PI/CPI]-[Motion Sensors include blank, LB- or HB-ERMS360, LB- or HB-MRMS360]-L850-CD1-[Packaging] | Indoor Luminaires | Linear Ambient | Direct Linear Ambient Luminaires | Standard | FALSE | [9 empty] | 7/9/2015 | Dimmable | Continuous (Can dim down to ≤ 10% (W)) | Not Yet Verified |  |  | 3448.62 | 136.83 | 25.2 | 5.75 | 0.993 | 5000 | 82
PPVR9G7B | Eaton (formerly Cooper Lighting) | Metalux | 4SNLED-LD4-32SL-[Voltage includes 120V]-[Emergency include blank, EL, EL10W]-[Wiring include blank, PI/CPI]-[Motion Sensors include blank, LB- or HB-ERMS360, LB- or HB-MRMS360]-L850-5LTHD1-[Packaging] | Indoor Luminaires | Linear Ambient | Direct Linear Ambient Luminaires | Standard | FALSE | [9 empty] | 7/9/2015 | Dimmable | Continuous (Can dim down to ≤ 10% (W)) | Not Yet Verified |  |  | 3448.62 | 133.02 | 25.93 | 6.6 | 0.983 | 5000 | 82
PEEET7X9 | Eaton (formerly Cooper Lighting) | Metalux | 4SNLED-LD4-36SL-[Voltages include 120-277V]-[Emergency include blank, EL, EL10W]-[Wiring include blank, PI/CPI]-[Motion Sensors include blank, LB- or HB-ERMS360, LB- or HB-MRMS360]-L835-CD1-[Packaging] | Indoor Luminaires | Linear Ambient | Direct Linear Ambient Luminaires | Standard | FALSE | [9 empty] | 7/9/2015 | Dimmable | Continuous (Can dim down to ≤ 10% (W)) | Not Yet Verified |  |  | 3603 | 124.37 | 28.97 | 7.03 | 0.99 | 3500 | 82
PTWPRJZJ | Eaton (formerly Cooper Lighting) | Metalux | 4SNLED-LD4-36SL-[Voltage includes 120V]-[Emergency include blank, EL, EL10W]-[Wiring include blank, PI/CPI]-[Motion Sensors include blank, LB- or HB-ERMS360, LB- or HB-MRMS360]-L835-5LTHD1-[Packaging] | Indoor Luminaires | Linear Ambient | Direct Linear Ambient Luminaires | Standard | FALSE | [9 empty] | 7/9/2015 | Dimmable | Continuous (Can dim down to ≤ 10% (W)) | Not Yet Verified |  |  | 3603 | 123.18 | 29.25 | 6.7 | 0.985 | 3500 | 82
PC448RZ4 | Eaton (formerly Cooper Lighting) | Metalux | 4SNLED-LD4-36SL-[Voltages include 120-277V]-[Emergency include blank, EL, EL10W]-[Wiring include blank, PI/CPI]-[Motion Sensors include blank, LB- or HB-ERMS360, LB- or HB-MRMS360]-L840-CD1-[Packaging] | Indoor Luminaires | Linear Ambient | Direct Linear Ambient Luminaires | Standard | FALSE | [9 empty] | 7/9/2015 | Dimmable | Continuous (Can dim down to ≤ 10% (W)) | Not Yet Verified |  |  | 3700.28 | 127.73 | 28.97 | 7.03 | 0.99 | 4000 | 82
PBZWDN5K | Eaton (formerly Cooper Lighting) | Metalux | 4SNLED-LD4-36SL-[Voltage includes 120V]-[Emergency include blank, EL, EL10W]-[Wiring include blank, PI/CPI]-[Motion Sensors include blank, LB- or HB-ERMS360, LB- or HB-MRMS360]-L840-5LTHD1-[Packaging] | Indoor Luminaires | Linear Ambient | Direct Linear Ambient Luminaires | Standard | FALSE | [9 empty] | 7/9/2015 | Dimmable | Continuous (Can dim down to ≤ 10% (W)) | Not Yet Verified |  |  | 3700.28 | 126.5 | 29.25 | 6.7 | 0.985 | 4000 | 82
P74DYZ2T | Eaton (formerly Cooper Lighting) | Metalux | 4SNLED-LD4-36SL-[Voltages include 120-277V]-[Emergency include blank, EL, EL10W]-[Wiring include blank, PI/CPI]-[Motion Sensors include blank, LB- or HB-ERMS360, LB- or HB-MRMS360]-L850-CD1-[Packaging] | Indoor Luminaires | Linear Ambient | Direct Linear Ambient Luminaires | Standard | FALSE | [9 empty] | 7/9/2015 | Dimmable | Continuous (Can dim down to ≤ 10% (W)) | Not Yet Verified |  |  | 3866.02 | 133.45 | 28.97 | 7.03 | 0.99 | 5000 | 82
P36ERQ5R | Eaton (formerly Cooper Lighting) | Metalux | 4SNLED-LD4-36SL-[Voltage includes 120V]-[Emergency include blank, EL, EL10W]-[Wiring include blank, PI/CPI]-[Motion Sensors include blank, LB- or HB-ERMS360, LB- or HB-MRMS360]-L850-5LTHD1-[Packaging] | Indoor Luminaires | Linear Ambient | Direct Linear Ambient Luminaires | Standard | FALSE | [9 empty] | 7/9/2015 | Dimmable | Continuous (Can dim down to ≤ 10% (W)) | Not Yet Verified |  |  | 3866.02 | 132.17 | 29.25 | 6.7 | 0.985 | 5000 | 82
PETZU4JM | Eaton (formerly Cooper Lighting) | Metalux | 4SNLED-LD4-40SL-[Voltages include 120-277V]-[Emergency include blank, EL, EL10W]-[Wiring include blank, PI/CPI]-[Motion Sensors include blank, LB- or HB-ERMS360, LB- or HB-MRMS360]-L835-CD1-[Packaging] | Indoor Luminaires | Linear Ambient | Direct Linear Ambient Luminaires | Standard | FALSE | [9 empty] | 7/9/2015 | Dimmable | Continuous (Can dim down to ≤ 10% (W)) | Not Yet Verified |  |  | 4013 | 122.01 | 32.89 | 6.83 | 0.99 | 3500 | 82
P2WB1HGD | Eaton (formerly Cooper Lighting) | Metalux | 4SNLED-LD4-40SL-[Voltage includes 120V]-[Emergency include blank, EL, EL10W]-[Wiring include blank, PI/CPI]-[Motion Sensors include blank, LB- or HB-ERMS360, LB- or HB-MRMS360]-L835-5LTHD1-[Packaging] | Indoor Luminaires | Linear Ambient | Direct Linear Ambient Luminaires | Standard | FALSE | [9 empty] | 7/9/2015 | Dimmable | Continuous (Can dim down to ≤ 10% (W)) | Not Yet Verified |  |  | 4013 | 121.57 | 33.01 | 6.8 | 0.987 | 3500 | 82
PQTPU3ZW | Eaton (formerly Cooper Lighting) | Metalux | 4SNLED-LD4-40SL-[Voltages include 120-277V]-[Emergency include blank, EL, EL10W]-[Wiring include blank, PI/CPI]-[Motion Sensors include blank, LB- or HB-ERMS360, LB- or HB-MRMS360]-L840-CD1-[Packaging] | Indoor Luminaires | Linear Ambient | Direct Linear Ambient Luminaires | Standard | FALSE | [9 empty] | 7/9/2015 | Dimmable | Continuous (Can dim down to ≤ 10% (W)) | Not Yet Verified |  |  | 4121.35 | 125.31 | 32.89 | 6.83 | 0.99 | 4000 | 82
P2K2U81J | Eaton (formerly Cooper Lighting) | Metalux | 4SNLED-LD4-40SL-[Voltage includes 120V]-[Emergency include blank, EL, EL10W]-[Wiring include blank, PI/CPI]-[Motion Sensors include blank, LB- or HB-ERMS360, LB- or HB-MRMS360]-L840-5LTHD1-[Packaging] | Indoor Luminaires | Linear Ambient | Direct Linear Ambient Luminaires | Standard | FALSE | [9 empty] | 7/9/2015 | Dimmable | Continuous (Can dim down to ≤ 10% (W)) | Not Yet Verified |  |  | 4121.35 | 124.85 | 33.01 | 6.8 | 0.987 | 4000 | 82
P8YTB4P6 | Eaton (formerly Cooper Lighting) | Metalux | 4SNLED-LD4-40SL-[Voltages include 120-277V]-[Emergency include blank, EL, EL10W]-[Wiring include blank, PI/CPI]-[Motion Sensors include blank, LB- or HB-ERMS360, LB- or HB-MRMS360]-L850-CD1-[Packaging] | Indoor Luminaires | Linear Ambient | Direct Linear Ambient Luminaires | Standard | FALSE | [9 empty] | 7/9/2015 | Dimmable | Continuous (Can dim down to ≤ 10% (W)) | Not Yet Verified |  |  | 4305.95 | 130.92 | 32.89 | 6.83 | 0.99 | 5000 | 82
PF7VTW9F | Eaton (formerly Cooper Lighting) | Metalux | 4SNLED-LD4-40SL-[Voltage includes 120V]-[Emergency include blank, EL, EL10W]-[Wiring include blank, PI/CPI]-[Motion Sensors include blank, LB- or HB-ERMS360, LB- or HB-MRMS360]-L850-5LTHD1-[Packaging] | Indoor Luminaires | Linear Ambient | Direct Linear Ambient Luminaires | Standard | FALSE | [9 empty] | 7/9/2015 | Dimmable | Continuous (Can dim down to ≤ 10% (W)) | Not Yet Verified |  |  | 4305.95 | 130.44 | 33.01 | 6.8 | 0.987 | 5000 | 82
PGC7SUPP | Eaton (formerly Cooper Lighting) | Metalux | 4SNLED-LD4-44SL-[Voltages include 120-277V]-[Emergency include blank, EL, EL10W]-[Wiring include blank, PI/CPI]-[Motion Sensors include blank, LB- or HB-ERMS360, LB- or HB-MRMS360]-L835-[Driver Types include CD, 5LTD, 5LTHD]1-[Packaging] | Indoor Luminaires | Linear Ambient | Direct Linear Ambient Luminaires | Standard | FALSE | [9 empty] | 7/9/2015 | Dimmable | Continuous (Can dim down to ≤ 10% (W)) | Not Yet Verified |  |  | 4445 | 119.51 | 37.19 | 9.61 | 0.989 | 3500 | 82
PN17WF5N | Eaton (formerly Cooper Lighting) | Metalux | 4SNLED-LD4-44SL-[Voltages include 120-277V]-[Emergency include blank, EL, EL10W]-[Wiring include blank, PI/CPI]-[Motion Sensors include blank, LB- or HB-ERMS360, LB- or HB-MRMS360]-L835-SD1-[Packaging] | Indoor Luminaires | Linear Ambient | Direct Linear Ambient Luminaires | Standard | FALSE | [9 empty] | 7/9/2015 | Dimmable | Stepped | Not Yet Verified |  |  | 4445 | 116.67 | 38.1 | 13.3 | 0.988 | 3500 | 82
PH896TC4 | Eaton (formerly Cooper Lighting) | Metalux | 4SNLED-LD4-44SL-[Voltages include 120-277V]-[Emergency include blank, EL, EL10W]-[Wiring include blank, PI/CPI]-[Motion Sensors include blank, LB- or HB-ERMS360, LB- or HB-MRMS360]-L840-[Driver Types include CD, 5LTD, 5LTHD]1-[Packaging] | Indoor Luminaires | Linear Ambient | Direct Linear Ambient Luminaires | Standard | FALSE | [9 empty] | 7/9/2015 | Dimmable | Continuous (Can dim down to ≤ 10% (W)) | Not Yet Verified |  |  | 4565.02 | 122.74 | 37.19 | 9.61 | 0.989 | 4000 | 82
P7UYQ4HH | Eaton (formerly Cooper Lighting) | Metalux | 4SNLED-LD4-44SL-[Voltages include 120-277V]-[Emergency include blank, EL, EL10W]-[Wiring include blank, PI/CPI]-[Motion Sensors include blank, LB- or HB-ERMS360, LB- or HB-MRMS360]-L840-SD1-[Packaging] | Indoor Luminaires | Linear Ambient | Direct Linear Ambient Luminaires | Standard | FALSE | [9 empty] | 7/9/2015 | Dimmable | Stepped | Not Yet Verified |  |  | 4565.02 | 119.82 | 38.1 | 13.3 | 0.988 | 4000 | 82
PW4AFZQV | Eaton (formerly Cooper Lighting) | Metalux | 4SNLED-LD4-44SL-[Voltages include 120-277V]-[Emergency include blank, EL, EL10W]-[Wiring include blank, PI/CPI]-[Motion Sensors include blank, LB- or HB-ERMS360, LB- or HB-MRMS360]-L850-[Driver Types include CD, 5LTD, 5LTHD]1-[Packaging] | Indoor Luminaires | Linear Ambient | Direct Linear Ambient Luminaires | Standard | FALSE | [9 empty] | 7/9/2015 | Dimmable | Continuous (Can dim down to ≤ 10% (W)) | Not Yet Verified |  |  | 4769.49 | 128.24 | 37.19 | 9.61 | 0.989 | 5000 | 82
PH4CPN5V | Eaton (formerly Cooper Lighting) | Metalux | 4SNLED-LD4-44SL-[Voltages include 120-277V]-[Emergency include blank, EL, EL10W]-[Wiring include blank, PI/CPI]-[Motion Sensors include blank, LB- or HB-ERMS360, LB- or HB-MRMS360]-L850-SD1-[Packaging] | Indoor Luminaires | Linear Ambient | Direct Linear Ambient Luminaires | Standard | FALSE | [9 empty] | 7/9/2015 | Dimmable | Stepped | Not Yet Verified |  |  | 4769.49 | 125.18 | 38.1 | 13.3 | 0.988 | 5000 | 82
P7WRXUT8 | Eaton (formerly Cooper Lighting) | Metalux | 4SNLED-LD4-48SL-[Voltages include 120-277V]-[Emergency include blank, EL, EL10W]-[Wiring include blank, PI/CPI]-[Motion Sensors include blank, LB- or HB-ERMS360, LB- or HB-MRMS360]-L835-[Driver Types include CD, 5LTD, 5LTHD]1-[Packaging] | Indoor Luminaires | Linear Ambient | Direct Linear Ambient Luminaires | Standard | FALSE | [9 empty] | 7/9/2015 | Dimmable | Continuous (Can dim down to ≤ 10% (W)) | Not Yet Verified |  |  | 4846 | 116.76 | 41.5 | 9.7 | 0.99 | 3500 | 82
P8VXD6NK | Eaton (formerly Cooper Lighting) | Metalux | 4SNLED-LD4-48SL-[Voltages include 120-277V]-[Emergency include blank, EL, EL10W]-[Wiring include blank, PI/CPI]-[Motion Sensors include blank, LB- or HB-ERMS360, LB- or HB-MRMS360]-L835-SD1-[Packaging] | Indoor Luminaires | Linear Ambient | Direct Linear Ambient Luminaires | Standard | FALSE | [9 empty] | 7/9/2015 | Dimmable | Stepped | Not Yet Verified |  |  | 4846 | 114.82 | 42.21 | 12.5 | 0.99 | 3500 | 82
PUJC1EE2 | Eaton (formerly Cooper Lighting) | Metalux | 4SNLED-LD4-48SL-[Voltages include 120-277V]-[Emergency include blank, EL, EL10W]-[Wiring include blank, PI/CPI]-[Motion Sensors include blank, LB- or HB-ERMS360, LB- or HB-MRMS360]-L840-[Driver Types include CD, 5LTD, 5LTHD]1-[Packaging] | Indoor Luminaires | Linear Ambient | Direct Linear Ambient Luminaires | Standard | FALSE | [9 empty] | 7/9/2015 | Dimmable | Continuous (Can dim down to ≤ 10% (W)) | Not Yet Verified |  |  | 4976.84 | 119.91 | 41.5 | 9.7 | 0.99 | 4000 | 82
P76QRQ3A | Eaton (formerly Cooper Lighting) | Metalux | 4SNLED-LD4-48SL-[Voltages include 120-277V]-[Emergency include blank, EL, EL10W]-[Wiring include blank, PI/CPI]-[Motion Sensors include blank, LB- or HB-ERMS360, LB- or HB-MRMS360]-L840-SD1-[Packaging] | Indoor Luminaires | Linear Ambient | Direct Linear Ambient Luminaires | Standard | FALSE | [9 empty] | 7/9/2015 | Dimmable | Stepped | Not Yet Verified |  |  | 4976.84 | 117.92 | 42.21 | 12.5 | 0.99 | 4000 | 82
PD7TEGH9 | Eaton (formerly Cooper Lighting) | Metalux | 4SNLED-LD4-48SL-[Voltages include 120-277V]-[Emergency include blank, EL, EL10W]-[Wiring include blank, PI/CPI]-[Motion Sensors include blank, LB- or HB-ERMS360, LB- or HB-MRMS360]-L850-[Driver Types include CD, 5LTD, 5LTHD]1-[Packaging] | Indoor Luminaires | Linear Ambient | Direct Linear Ambient Luminaires | Standard | FALSE | [9 empty] | 7/9/2015 | Dimmable | Continuous (Can dim down to ≤ 10% (W)) | Not Yet Verified |  |  | 5199.76 | 125.28 | 41.5 | 9.7 | 0.99 | 5000 | 82
P7H2J1KX | Eaton (formerly Cooper Lighting) | Metalux | 4SNLED-LD4-48SL-[Voltages include 120-277V]-[Emergency include blank, EL, EL10W]-[Wiring include blank, PI/CPI]-[Motion Sensors include blank, LB- or HB-ERMS360, LB- or HB-MRMS360]-L850-SD1-[Packaging] | Indoor Luminaires | Linear Ambient | Direct Linear Ambient Luminaires | Standard | FALSE | [9 empty] | 7/9/2015 | Dimmable | Stepped | Not Yet Verified |  |  | 5199.76 | 123.2 | 42.21 | 12.5 | 0.99 | 5000 | 82
PHPC4BJZ | Eaton (formerly Cooper Lighting) | Metalux | 4SNLED-LD4-52SL-[Voltages include 120-277V]-[Emergency include blank, EL, EL10W]-[Wiring include blank, PI/CPI]-[Motion Sensors include blank, LB- or HB-ERMS360, LB- or HB-MRMS360]-L835-[Driver Types include CD, 5LTD, 5LTHD]1-[Packaging] | Indoor Luminaires | Linear Ambient | Direct Linear Ambient Luminaires | Standard | FALSE | [9 empty] | 7/9/2015 | Dimmable | Continuous (Can dim down to ≤ 10% (W)) | Not Yet Verified |  |  | 5244 | 114.16 | 45.94 | 8.91 | 0.991 | 3500 | 82
PVAXGZ3A | Eaton (formerly Cooper Lighting) | Metalux | 4SNLED-LD4-52SL-[Voltages include 120-277V]-[Emergency include blank, EL, EL10W]-[Wiring include blank, PI/CPI]-[Motion Sensors include blank, LB- or HB-ERMS360, LB- or HB-MRMS360]-L835-SD1-[Packaging] | Indoor Luminaires | Linear Ambient | Direct Linear Ambient Luminaires | Standard | FALSE | [9 empty] | 7/9/2015 | Dimmable | Stepped | Not Yet Verified |  |  | 5244 | 112.71 | 46.53 | 11.8 | 0.991 | 3500 | 82
PZAFDZ85 | Eaton (formerly Cooper Lighting) | Metalux | 4SNLED-LD4-52SL-[Voltages include 120-277V]-[Emergency include blank, EL, EL10W]-[Wiring include blank, PI/CPI]-[Motion Sensors include blank, LB- or HB-ERMS360, LB- or HB-MRMS360]-L840-[Driver Types include CD, 5LTD, 5LTHD]1-[Packaging] | Indoor Luminaires | Linear Ambient | Direct Linear Ambient Luminaires | Standard | FALSE | [9 empty] | 7/9/2015 | Dimmable | Continuous (Can dim down to ≤ 10% (W)) | Not Yet Verified |  |  | 5385.59 | 117.24 | 45.94 | 8.91 | 0.991 | 4000 | 82
PYE8YDMW | Eaton (formerly Cooper Lighting) | Metalux | 4SNLED-LD4-52SL-[Voltages include 120-277V]-[Emergency include blank, EL, EL10W]-[Wiring include blank, PI/CPI]-[Motion Sensors include blank, LB- or HB-ERMS360, LB- or HB-MRMS360]-L840-SD1-[Packaging] | Indoor Luminaires | Linear Ambient | Direct Linear Ambient Luminaires | Standard | FALSE | [9 empty] | 7/9/2015 | Dimmable | Stepped | Not Yet Verified |  |  | 5385.59 | 115.76 | 46.53 | 11.8 | 0.991 | 4000 | 82
PAKRQ5EZ | Eaton (formerly Cooper Lighting) | Metalux | 4SNLED-LD4-52SL-[Voltages include 120-277V]-[Emergency include blank, EL, EL10W]-[Wiring include blank, PI/CPI]-[Motion Sensors include blank, LB- or HB-ERMS360, LB- or HB-MRMS360]-L850-[Driver Types include CD, 5LTD, 5LTHD]1-[Packaging] | Indoor Luminaires | Linear Ambient | Direct Linear Ambient Luminaires | Standard | FALSE | [9 empty] | 7/9/2015 | Dimmable | Continuous (Can dim down to ≤ 10% (W)) | Not Yet Verified |  |  | 5626.81 | 122.49 | 45.94 | 8.91 | 0.991 | 5000 | 82
PSNXPUMU | Eaton (formerly Cooper Lighting) | Metalux | 4SNLED-LD4-52SL-[Voltages include 120-277V]-[Emergency include blank, EL, EL10W]-[Wiring include blank, PI/CPI]-[Motion Sensors include blank, LB- or HB-ERMS360, LB- or HB-MRMS360]-L850-SD1-[Packaging] | Indoor Luminaires | Linear Ambient | Direct Linear Ambient Luminaires | Standard | FALSE | [9 empty] | 7/9/2015 | Dimmable | Stepped | Not Yet Verified |  |  | 5626.81 | 120.94 | 46.53 | 11.8 | 0.991 | 5000 | 82
P757TR9H | Eaton (formerly Cooper Lighting) | Metalux | 4SNLED-LD4-56SL-[Voltages include 120-277V]-[Emergency include blank, EL, EL10W]-[Wiring include blank, PI/CPI]-[Motion Sensors include blank, LB- or HB-ERMS360, LB- or HB-MRMS360]-L835-[Driver Types include CD, 5LTD, 5LTHD]1-[Packaging] | Indoor Luminaires | Linear Ambient | Direct Linear Ambient Luminaires | Standard | FALSE | [9 empty] | 7/9/2015 | Dimmable | Continuous (Can dim down to ≤ 10% (W)) | Not Yet Verified |  |  | 5625 | 111.87 | 50.28 | 8.63 | 0.992 | 3500 | 82
PHVFAM2V | Eaton (formerly Cooper Lighting) | Metalux | 4SNLED-LD4-56SL-[Voltages include 120-277V]-[Emergency include blank, EL, EL10W]-[Wiring include blank, PI/CPI]-[Motion Sensors include blank, LB- or HB-ERMS360, LB- or HB-MRMS360]-L835-SD1-[Packaging] | Indoor Luminaires | Linear Ambient | Direct Linear Ambient Luminaires | Standard | FALSE | [9 empty] | 7/9/2015 | Dimmable | Stepped | Not Yet Verified |  |  | 5625 | 110.73 | 50.8 | 11.2 | 0.992 | 3500 | 82
PJEF78CV | Eaton (formerly Cooper Lighting) | Metalux | 4SNLED-LD4-56SL-[Voltages include 120-277V]-[Emergency include blank, EL, EL10W]-[Wiring include blank, PI/CPI]-[Motion Sensors include blank, LB- or HB-ERMS360, LB- or HB-MRMS360]-L840-[Driver Types include CD, 5LTD, 5LTHD]1-[Packaging] | Indoor Luminaires | Linear Ambient | Direct Linear Ambient Luminaires | Standard | FALSE | [9 empty] | 7/9/2015 | Dimmable | Continuous (Can dim down to ≤ 10% (W)) | Not Yet Verified |  |  | 5776.88 | 114.9 | 50.28 | 8.63 | 0.992 | 4000 | 82
PZG35YMH | Eaton (formerly Cooper Lighting) | Metalux | 4SNLED-LD4-56SL-[Voltages include 120-277V]-[Emergency include blank, EL, EL10W]-[Wiring include blank, PI/CPI]-[Motion Sensors include blank, LB- or HB-ERMS360, LB- or HB-MRMS360]-L840-SD1-[Packaging] | Indoor Luminaires | Linear Ambient | Direct Linear Ambient Luminaires | Standard | FALSE | [9 empty] | 7/9/2015 | Dimmable | Stepped | Not Yet Verified |  |  | 5776.88 | 113.72 | 50.8 | 11.2 | 0.992 | 4000 | 82
PXU1FWM2 | Eaton (formerly Cooper Lighting) | Metalux | 4SNLED-LD4-56SL-[Voltages include 120-277V]-[Emergency include blank, EL, EL10W]-[Wiring include blank, PI/CPI]-[Motion Sensors include blank, LB- or HB-ERMS360, LB- or HB-MRMS360]-L850-[Driver Types include CD, 5LTD, 5LTHD]1-[Packaging] | Indoor Luminaires | Linear Ambient | Direct Linear Ambient Luminaires | Standard | FALSE | [9 empty] | 7/9/2015 | Dimmable | Continuous (Can dim down to ≤ 10% (W)) | Not Yet Verified |  |  | 6035.63 | 120.04 | 50.28 | 8.63 | 0.992 | 5000 | 82
PJAFYMP2 | Eaton (formerly Cooper Lighting) | Metalux | 4SNLED-LD4-56SL-[Voltages include 120-277V]-[Emergency include blank, EL, EL10W]-[Wiring include blank, PI/CPI]-[Motion Sensors include blank, LB- or HB-ERMS360, LB- or HB-MRMS360]-L850-SD1-[Packaging] | Indoor Luminaires | Linear Ambient | Direct Linear Ambient Luminaires | Standard | FALSE | [9 empty] | 7/9/2015 | Dimmable | Stepped | Not Yet Verified |  |  | 6035.63 | 118.81 | 50.8 | 11.2 | 0.992 | 5000 | 82
PZKPTNDG | Eaton (formerly Cooper Lighting) | Metalux | 4SNLED-LD4-60SL-[Voltages include 120-277V]-[Emergency include blank, EL, EL10W]-[Wiring include blank, PI/CPI]-[Motion Sensors include blank, LB- or HB-ERMS360, LB- or HB-MRMS360]-L835-[Driver Types include CD, 5LTD]1-[Packaging] | Indoor Luminaires | Linear Ambient | Direct Linear Ambient Luminaires | Standard | FALSE | [9 empty] | 7/9/2015 | Dimmable | Continuous (Can dim down to ≤ 10% (W)) | Not Yet Verified |  |  | 6000 | 107.48 | 55.82 | 9.26 | 0.994 | 3500 | 82
PGSRVH9G | Eaton (formerly Cooper Lighting) | Metalux | 4SNLED-LD4-60SL-[Voltages include 120-277V]-[Emergency include blank, EL, EL10W]-[Wiring include blank, PI/CPI]-[Motion Sensors include blank, LB- or HB-ERMS360, LB- or HB-MRMS360]-L835-SD1-[Packaging] | Indoor Luminaires | Linear Ambient | Direct Linear Ambient Luminaires | Standard | FALSE | [9 empty] | 7/9/2015 | Dimmable | Stepped | Not Yet Verified |  |  | 6000 | 105.92 | 56.64 | 10.51 | 0.993 | 3500 | 82
PXEX3X9V | Eaton (formerly Cooper Lighting) | Metalux | 4SNLED-LD4-60SL-[Voltages include 120-277V]-[Emergency include blank, EL, EL10W]-[Wiring include blank, PI/CPI]-[Motion Sensors include blank, LB- or HB-ERMS360, LB- or HB-MRMS360]-L840-[Driver Types include CD, 5LTD]1-[Packaging] | Indoor Luminaires | Linear Ambient | Direct Linear Ambient Luminaires | Standard | FALSE | [9 empty] | 7/9/2015 | Dimmable | Continuous (Can dim down to ≤ 10% (W)) | Not Yet Verified |  |  | 6162 | 110.39 | 55.82 | 9.26 | 0.994 | 4000 | 82
PBR5ZR49 | Eaton (formerly Cooper Lighting) | Metalux | 4SNLED-LD4-60SL-[Voltages include 120-277V]-[Emergency include blank, EL, EL10W]-[Wiring include blank, PI/CPI]-[Motion Sensors include blank, LB- or HB-ERMS360, LB- or HB-MRMS360]-L840-SD1-[Packaging] | Indoor Luminaires | Linear Ambient | Direct Linear Ambient Luminaires | Standard | FALSE | [9 empty] | 7/9/2015 | Dimmable | Stepped | Not Yet Verified |  |  | 6162 | 108.78 | 56.64 | 10.51 | 0.993 | 4000 | 82
PD9JWZ39 | Eaton (formerly Cooper Lighting) | Metalux | 4SNLED-LD4-60SL-[Voltages include 120-277V]-[Emergency include blank, EL, EL10W]-[Wiring include blank, PI/CPI]-[Motion Sensors include blank, LB- or HB-ERMS360, LB- or HB-MRMS360]-L850-[Driver Types include CD, 5LTD]1-[Packaging] | Indoor Luminaires | Linear Ambient | Direct Linear Ambient Luminaires | Standard | FALSE | [9 empty] | 7/9/2015 | Dimmable | Continuous (Can dim down to ≤ 10% (W)) | Not Yet Verified |  |  | 6438 | 115.33 | 55.82 | 9.26 | 0.994 | 5000 | 82
P7QMKGBR | Eaton (formerly Cooper Lighting) | Metalux | 4SNLED-LD4-60SL-[Voltages include 120-277V]-[Emergency include blank, EL, EL10W]-[Wiring include blank, PI/CPI]-[Motion Sensors include blank, LB- or HB-ERMS360, LB- or HB-MRMS360]-L850-SD1-[Packaging] | Indoor Luminaires | Linear Ambient | Direct Linear Ambient Luminaires | Standard | FALSE | [9 empty] | 7/9/2015 | Dimmable | Stepped | Not Yet Verified |  |  | 6438 | 113.66 | 56.64 | 10.51 | 0.993 | 5000 | 82
PCKVPNUW | Eaton (formerly Cooper Lighting) | Metalux | 4SNLED-LD4-64HL-[Voltages include 120-277V]-[Emergency include blank, EL, EL10W]-[Wiring include blank, PI/CPI]-[Motion Sensors include blank, LB- or HB-ERMS360, LB- or HB-MRMS360]-L835-[Driver Types include CD, 5LTD, 5LTHD]1-[Packaging] | Indoor Luminaires | Linear Ambient | Direct Linear Ambient Luminaires | Standard | FALSE | [9 empty] | 7/9/2015 | Dimmable | Continuous (Can dim down to ≤ 10% (W)) | Not Yet Verified |  |  | 6421 | 127.42 | 50.39 | 9.17 | 0.993 | 3500 | 82
P6T6ZPFY | Eaton (formerly Cooper Lighting) | Metalux | 4SNLED-LD4-64HL-[Voltages include 120-277V]-[Emergency include blank, EL, EL10W]-[Wiring include blank, PI/CPI]-[Motion Sensors include blank, LB- or HB-ERMS360, LB- or HB-MRMS360]-L835-SD1-[Packaging] | Indoor Luminaires | Linear Ambient | Direct Linear Ambient Luminaires | Standard | FALSE | [9 empty] | 7/9/2015 | Dimmable | Stepped | Not Yet Verified |  |  | 6421 | 125.44 | 51.19 | 10.9 | 0.992 | 3500 | 82
P5T36KGD | Eaton (formerly Cooper Lighting) | Metalux | 4SNLED-LD4-64HL-[Voltages include 120-277V]-[Emergency include blank, EL, EL10W]-[Wiring include blank, PI/CPI]-[Motion Sensors include blank, LB- or HB-ERMS360, LB- or HB-MRMS360]-L840-[Driver Types include CD, 5LTD, 5LTHD]1-[Packaging] | Indoor Luminaires | Linear Ambient | Direct Linear Ambient Luminaires | Standard | FALSE | [9 empty] | 7/9/2015 | Dimmable | Continuous (Can dim down to ≤ 10% (W)) | Not Yet Verified |  |  | 6594.37 | 130.86 | 50.39 | 9.17 | 0.993 | 4000 | 82
PSF9TFG1 | Eaton (formerly Cooper Lighting) | Metalux | 4SNLED-LD4-64HL-[Voltages include 120-277V]-[Emergency include blank, EL, EL10W]-[Wiring include blank, PI/CPI]-[Motion Sensors include blank, LB- or HB-ERMS360, LB- or HB-MRMS360]-L840-SD1-[Packaging] | Indoor Luminaires | Linear Ambient | Direct Linear Ambient Luminaires | Standard | FALSE | [9 empty] | 7/9/2015 | Dimmable | Stepped | Not Yet Verified |  |  | 6594.37 | 128.83 | 51.19 | 10.9 | 0.992 | 4000 | 82
P1MSR8E9 | Eaton (formerly Cooper Lighting) | Metalux | 4SNLED-LD4-64HL-[Voltages include 120-277V]-[Emergency include blank, EL, EL10W]-[Wiring include blank, PI/CPI]-[Motion Sensors include blank, LB- or HB-ERMS360, LB- or HB-MRMS360]-L850-[Driver Types include CD, 5LTD, 5LTHD]1-[Packaging] | Indoor Luminaires | Linear Ambient | Direct Linear Ambient Luminaires | Standard | FALSE | [9 empty] | 7/9/2015 | Dimmable | Continuous (Can dim down to ≤ 10% (W)) | Not Yet Verified |  |  | 6889.73 | 136.72 | 50.39 | 9.17 | 0.993 | 5000 | 82
PEKMDJNH | Eaton (formerly Cooper Lighting) | Metalux | 4SNLED-LD4-64HL-[Voltages include 120-277V]-[Emergency include blank, EL, EL10W]-[Wiring include blank, PI/CPI]-[Motion Sensors include blank, LB- or HB-ERMS360, LB- or HB-MRMS360]-L850-SD1-[Packaging] | Indoor Luminaires | Linear Ambient | Direct Linear Ambient Luminaires | Standard | FALSE | [9 empty] | 7/9/2015 | Dimmable | Stepped | Not Yet Verified |  |  | 6889.73 | 134.6 | 51.19 | 10.9 | 0.992 | 5000 | 82
PSN7MWMB | Eaton (formerly Cooper Lighting) | Metalux | 8TSNLED-LD4-64SL-[Voltages include 120-277V]-[Emergency include blank, EL, EL10W]-[Wiring include blank, PI/CPI]-[Motion Sensors include blank, LB- or HB-ERMS360, LB- or HB-MRMS360]-L835-[Driver Types include CD, 5LTD]1-[Packaging] | Indoor Luminaires | Linear Ambient | Direct Linear Ambient Luminaires | Standard | FALSE | [9 empty] | 7/9/2015 | Dimmable | Continuous (Can dim down to ≤ 10% (W)) | Not Yet Verified |  |  | 6428 | 129.59 | 49.6 | 10.6 | 0.993 | 3500 | 82
P6TQ74MV | Eaton (formerly Cooper Lighting) | Metalux | 8TSNLED-LD4-64SL-[Voltages include 120-277V]-[Emergency include blank, EL, EL10W]-[Wiring include blank, PI/CPI]-[Motion Sensors include blank, LB- or HB-ERMS360, LB- or HB-MRMS360]-L840-[Driver Types include CD, 5LTD]1-[Packaging] | Indoor Luminaires | Linear Ambient | Direct Linear Ambient Luminaires | Standard | FALSE | [9 empty] | 7/9/2015 | Dimmable | Continuous (Can dim down to ≤ 10% (W)) | Not Yet Verified |  |  | 6601.56 | 133.09 | 49.6 | 10.6 | 0.993 | 4000 | 82
PDV6FN6F | Eaton (formerly Cooper Lighting) | Metalux | 8TSNLED-LD4-64SL-[Voltages include 120-277V]-[Emergency include blank, EL, EL10W]-[Wiring include blank, PI/CPI]-[Motion Sensors include blank, LB- or HB-ERMS360, LB- or HB-MRMS360]-L850-[Driver Types include CD, 5LTD]1-[Packaging] | Indoor Luminaires | Linear Ambient | Direct Linear Ambient Luminaires | Standard | FALSE | [9 empty] | 7/9/2015 | Dimmable | Continuous (Can dim down to ≤ 10% (W)) | Not Yet Verified |  |  | 6897.24 | 139.05 | 49.6 | 10.6 | 0.993 | 5000 | 82
PGQHRBZZ | Eaton (formerly Cooper Lighting) | Metalux | 8TSNLED-LD4-72SL-[Voltages include 120-277V]-[Emergency include blank, EL, EL10W]-[Wiring include blank, PI/CPI]-[Motion Sensors include blank, LB- or HB-ERMS360, LB- or HB-MRMS360]-L835-[Driver Types include CD, 5LTD]1-[Packaging] | Indoor Luminaires | Linear Ambient | Direct Linear Ambient Luminaires | Standard | FALSE | [9 empty] | 7/9/2015 | Dimmable | Continuous (Can dim down to ≤ 10% (W)) | Not Yet Verified |  |  | 7206 | 131.02 | 55 | 8 | 0.994 | 3500 | 82
PHS2A45A | Eaton (formerly Cooper Lighting) | Metalux | 8TSNLED-LD4-72SL-[Voltages include 120-277V]-[Emergency include blank, EL, EL10W]-[Wiring include blank, PI/CPI]-[Motion Sensors include blank, LB- or HB-ERMS360, LB- or HB-MRMS360]-L840-[Driver Types include CD, 5LTD]1-[Packaging] | Indoor Luminaires | Linear Ambient | Direct Linear Ambient Luminaires | Standard | FALSE | [9 empty] | 7/9/2015 | Dimmable | Continuous (Can dim down to ≤ 10% (W)) | Not Yet Verified |  |  | 7400.56 | 134.56 | 55 | 8 | 0.994 | 4000 | 82
P3CGU5Y4 | Eaton (formerly Cooper Lighting) | Metalux | 8TSNLED-LD4-72SL-[Voltages include 120-277V]-[Emergency include blank, EL, EL10W]-[Wiring include blank, PI/CPI]-[Motion Sensors include blank, LB- or HB-ERMS360, LB- or HB-MRMS360]-L850-[Driver Types include CD, 5LTD]1-[Packaging] | Indoor Luminaires | Linear Ambient | Direct Linear Ambient Luminaires | Standard | FALSE | [9 empty] | 7/9/2015 | Dimmable | Continuous (Can dim down to ≤ 10% (W)) | Not Yet Verified |  |  | 7732.04 | 140.59 | 55 | 8 | 0.994 | 5000 | 82
P4CTE3PB | Eaton (formerly Cooper Lighting) | Metalux | 8TSNLED-LD4-80SL-[Voltages include 120-277V]-[Emergency include blank, EL, EL10W]-[Wiring include blank, PI/CPI]-[Motion Sensors include blank, LB- or HB-ERMS360, LB- or HB-MRMS360]-L835-[Driver Types include CD, 5LTD]1-[Packaging] | Indoor Luminaires | Linear Ambient | Direct Linear Ambient Luminaires | Standard | FALSE | [9 empty] | 7/9/2015 | Dimmable | Continuous (Can dim down to ≤ 10% (W)) | Not Yet Verified |  |  | 8026 | 128.05 | 62.68 | 7.5 | 0.995 | 3500 | 82
PZR87SCK | Eaton (formerly Cooper Lighting) | Metalux | 8TSNLED-LD4-80SL-[Voltages include 120-277V]-[Emergency include blank, EL, EL10W]-[Wiring include blank, PI/CPI]-[Motion Sensors include blank, LB- or HB-ERMS360, LB- or HB-MRMS360]-L840-[Driver Types include CD, 5LTD]1-[Packaging] | Indoor Luminaires | Linear Ambient | Direct Linear Ambient Luminaires | Standard | FALSE | [9 empty] | 7/9/2015 | Dimmable | Continuous (Can dim down to ≤ 10% (W)) | Not Yet Verified |  |  | 8242.7 | 131.51 | 62.68 | 7.5 | 0.995 | 4000 | 82
P8Y5VXNY | Eaton (formerly Cooper Lighting) | Metalux | 8TSNLED-LD4-80SL-[Voltages include 120-277V]-[Emergency include blank, EL, EL10W]-[Wiring include blank, PI/CPI]-[Motion Sensors include blank, LB- or HB-ERMS360, LB- or HB-MRMS360]-L850-[Driver Types include CD, 5LTD]1-[Packaging] | Indoor Luminaires | Linear Ambient | Direct Linear Ambient Luminaires | Standard | FALSE | [9 empty] | 7/9/2015 | Dimmable | Continuous (Can dim down to ≤ 10% (W)) | Not Yet Verified |  |  | 8611.9 | 137.4 | 62.68 | 7.5 | 0.995 | 5000 | 82
PAX69SVK | Eaton (formerly Cooper Lighting) | Metalux | 8TSNLED-LD4-88SL-[Voltages include 120-277V]-[Emergency include blank, EL, EL10W]-[Wiring include blank, PI/CPI]-[Motion Sensors include blank, LB- or HB-ERMS360, LB- or HB-MRMS360]-L835-[Driver Types include CD, 5LTD]1-[Packaging] | Indoor Luminaires | Linear Ambient | Direct Linear Ambient Luminaires | Standard | FALSE | [9 empty] | 7/9/2015 | Dimmable | Continuous (Can dim down to ≤ 10% (W)) | Not Yet Verified |  |  | 8890 | 124.62 | 71.33 | 6.83 | 0.994 | 3500 | 82
PTYWSGMN | Eaton (formerly Cooper Lighting) | Metalux | 8TSNLED-LD4-88SL-[Voltages include 120-277V]-[Emergency include blank, EL, EL10W]-[Wiring include blank, PI/CPI]-[Motion Sensors include blank, LB- or HB-ERMS360, LB- or HB-MRMS360]-L840-[Driver Types include CD, 5LTD]1-[Packaging] | Indoor Luminaires | Linear Ambient | Direct Linear Ambient Luminaires | Standard | FALSE | [9 empty] | 7/9/2015 | Dimmable | Continuous (Can dim down to ≤ 10% (W)) | Not Yet Verified |  |  | 9130.03 | 127.99 | 71.33 | 6.83 | 0.994 | 4000 | 82
PMZMHMXT | Eaton (formerly Cooper Lighting) | Metalux | 8TSNLED-LD4-88SL-[Voltages include 120-277V]-[Emergency include blank, EL, EL10W]-[Wiring include blank, PI/CPI]-[Motion Sensors include blank, LB- or HB-ERMS360, LB- or HB-MRMS360]-L850-[Driver Types include CD, 5LTD]1-[Packaging] | Indoor Luminaires | Linear Ambient | Direct Linear Ambient Luminaires | Standard | FALSE | [9 empty] | 7/9/2015 | Dimmable | Continuous (Can dim down to ≤ 10% (W)) | Not Yet Verified |  |  | 9538.97 | 133.72 | 71.33 | 6.83 | 0.994 | 5000 | 82
PB4DM314 | Eaton (formerly Cooper Lighting) | Metalux | 8TSNLED-LD4-96SL-[Voltages include 120-277V]-[Emergency include blank, EL, EL10W]-[Wiring include blank, PI/CPI]-[Motion Sensors include blank, LB- or HB-ERMS360, LB- or HB-MRMS360]-L835-[Driver Types include CD, 5LTD, 5LTHD]2-[Packaging] | Indoor Luminaires | Linear Ambient | Direct Linear Ambient Luminaires | Standard | FALSE | [9 empty] | 7/9/2015 | Dimmable | Continuous (Can dim down to ≤ 10% (W)) | Not Yet Verified |  |  | 9692 | 116.76 | 83.01 | 9.7 | 0.99 | 3500 | 82
PPM9HMF3 | Eaton (formerly Cooper Lighting) | Metalux | 8TSNLED-LD4-96SL-[Voltages include 120-277V]-[Emergency include blank, EL, EL10W]-[Wiring include blank, PI/CPI]-[Motion Sensors include blank, LB- or HB-ERMS360, LB- or HB-MRMS360]-L835-SD2-[Packaging] | Indoor Luminaires | Linear Ambient | Direct Linear Ambient Luminaires | Standard | FALSE | [9 empty] | 7/9/2015 | Dimmable | Stepped | Not Yet Verified |  |  | 9692 | 114.82 | 84.41 | 12.5 | 0.99 | 3500 | 82
PRXEM42G | Eaton (formerly Cooper Lighting) | Metalux | 8TSNLED-LD4-96SL-[Voltages include 120-277V]-[Emergency include blank, EL, EL10W]-[Wiring include blank, PI/CPI]-[Motion Sensors include blank, LB- or HB-ERMS360, LB- or HB-MRMS360]-L840-[Driver Types include CD, 5LTD, 5LTHD]2-[Packaging] | Indoor Luminaires | Linear Ambient | Direct Linear Ambient Luminaires | Standard | FALSE | [9 empty] | 7/9/2015 | Dimmable | Continuous (Can dim down to ≤ 10% (W)) | Not Yet Verified |  |  | 9953.68 | 119.91 | 83.01 | 9.7 | 0.99 | 4000 | 82
P2MRK17X | Eaton (formerly Cooper Lighting) | Metalux | 8TSNLED-LD4-96SL-[Voltages include 120-277V]-[Emergency include blank, EL, EL10W]-[Wiring include blank, PI/CPI]-[Motion Sensors include blank, LB- or HB-ERMS360, LB- or HB-MRMS360]-L840-SD2-[Packaging] | Indoor Luminaires | Linear Ambient | Direct Linear Ambient Luminaires | Standard | FALSE | [9 empty] | 7/9/2015 | Dimmable | Stepped | Not Yet Verified |  |  | 9953.68 | 117.92 | 84.41 | 12.5 | 0.99 | 4000 | 82
P8UNMZF9 | Eaton (formerly Cooper Lighting) | Metalux | 8TSNLED-LD4-96SL-[Voltages include 120-277V]-[Emergency include blank, EL, EL10W]-[Wiring include blank, PI/CPI]-[Motion Sensors include blank, LB- or HB-ERMS360, LB- or HB-MRMS360]-L850-[Driver Types include CD, 5LTD, 5LTHD]2-[Packaging] | Indoor Luminaires | Linear Ambient | Direct Linear Ambient Luminaires | Standard | FALSE | [9 empty] | 7/9/2015 | Dimmable | Continuous (Can dim down to ≤ 10% (W)) | Not Yet Verified |  |  | 10399.52 | 125.28 | 83.01 | 9.7 | 0.99 | 5000 | 82
P33XY4RE | Eaton (formerly Cooper Lighting) | Metalux | 8TSNLED-LD4-96SL-[Voltages include 120-277V]-[Emergency include blank, EL, EL10W]-[Wiring include blank, PI/CPI]-[Motion Sensors include blank, LB- or HB-ERMS360, LB- or HB-MRMS360]-L850-SD2-[Packaging] | Indoor Luminaires | Linear Ambient | Direct Linear Ambient Luminaires | Standard | FALSE | [9 empty] | 7/9/2015 | Dimmable | Stepped | Not Yet Verified |  |  | 10399.52 | 123.2 | 84.41 | 12.5 | 0.99 | 5000 | 82
PNXH5FV6 | Eaton (formerly Cooper Lighting) | Metalux | 8TSNLED-LD4-104SL-[Voltages include 120-277V]-[Emergency include blank, EL, EL10W]-[Wiring include blank, PI/CPI]-[Motion Sensors include blank, LB- or HB-ERMS360, LB- or HB-MRMS360]-L835-[Driver Types include CD, 5LTD, 5LTHD]2-[Packaging] | Indoor Luminaires | Linear Ambient | Direct Linear Ambient Luminaires | Standard | FALSE | [9 empty] | 7/9/2015 | Dimmable | Continuous (Can dim down to ≤ 10% (W)) | Not Yet Verified |  |  | 10488 | 114.16 | 91.87 | 8.91 | 0.991 | 3500 | 82
PCF6S6KJ | Eaton (formerly Cooper Lighting) | Metalux | 8TSNLED-LD4-104SL-[Voltages include 120-277V]-[Emergency include blank, EL, EL10W]-[Wiring include blank, PI/CPI]-[Motion Sensors include blank, LB- or HB-ERMS360, LB- or HB-MRMS360]-L835-SD2-[Packaging] | Indoor Luminaires | Linear Ambient | Direct Linear Ambient Luminaires | Standard | FALSE | [9 empty] | 7/9/2015 | Dimmable | Stepped | Not Yet Verified |  |  | 10488 | 112.71 | 93.05 | 11.8 | 0.991 | 3500 | 82
PSXBC4GQ | Eaton (formerly Cooper Lighting) | Metalux | 8TSNLED-LD4-104SL-[Voltages include 120-277V]-[Emergency include blank, EL, EL10W]-[Wiring include blank, PI/CPI]-[Motion Sensors include blank, LB- or HB-ERMS360, LB- or HB-MRMS360]-L840-[Driver Types include CD, 5LTD, 5LTHD]2-[Packaging] | Indoor Luminaires | Linear Ambient | Direct Linear Ambient Luminaires | Standard | FALSE | [9 empty] | 7/9/2015 | Dimmable | Continuous (Can dim down to ≤ 10% (W)) | Not Yet Verified |  |  | 10771.18 | 117.24 | 91.87 | 8.91 | 0.991 | 4000 | 82
P2W7W94X | Eaton (formerly Cooper Lighting) | Metalux | 8TSNLED-LD4-104SL-[Voltages include 120-277V]-[Emergency include blank, EL, EL10W]-[Wiring include blank, PI/CPI]-[Motion Sensors include blank, LB- or HB-ERMS360, LB- or HB-MRMS360]-L840-SD2-[Packaging] | Indoor Luminaires | Linear Ambient | Direct Linear Ambient Luminaires | Standard | FALSE | [9 empty] | 7/9/2015 | Dimmable | Stepped | Not Yet Verified |  |  | 10771.18 | 115.76 | 93.05 | 11.8 | 0.991 | 4000 | 82
P4SY9KCQ | Eaton (formerly Cooper Lighting) | Metalux | 8TSNLED-LD4-104SL-[Voltages include 120-277V]-[Emergency include blank, EL, EL10W]-[Wiring include blank, PI/CPI]-[Motion Sensors include blank, LB- or HB-ERMS360, LB- or HB-MRMS360]-L850-[Driver Types include CD, 5LTD, 5LTHD]2-[Packaging] | Indoor Luminaires | Linear Ambient | Direct Linear Ambient Luminaires | Standard | FALSE | [9 empty] | 7/9/2015 | Dimmable | Continuous (Can dim down to ≤ 10% (W)) | Not Yet Verified |  |  | 11253.62 | 122.49 | 91.87 | 8.91 | 0.991 | 5000 | 82
PZGQVM16 | Eaton (formerly Cooper Lighting) | Metalux | 8TSNLED-LD4-104SL-[Voltages include 120-277V]-[Emergency include blank, EL, EL10W]-[Wiring include blank, PI/CPI]-[Motion Sensors include blank, LB- or HB-ERMS360, LB- or HB-MRMS360]-L850-SD2-[Packaging] | Indoor Luminaires | Linear Ambient | Direct Linear Ambient Luminaires | Standard | FALSE | [9 empty] | 7/9/2015 | Dimmable | Stepped | Not Yet Verified |  |  | 11253.62 | 120.94 | 93.05 | 11.8 | 0.991 | 5000 | 82
PNR445ZK | Eaton (formerly Cooper Lighting) | Metalux | 8TSNLED-LD4-112SL-[Voltages include 120-277V]-[Emergency include blank, EL, EL10W]-[Wiring include blank, PI/CPI]-[Motion Sensors include blank, LB- or HB-ERMS360, LB- or HB-MRMS360]-L835-[Driver Types include CD, 5LTD, 5LTHD]2-[Packaging] | Indoor Luminaires | Linear Ambient | Direct Linear Ambient Luminaires | Standard | FALSE | [9 empty] | 7/9/2015 | Dimmable | Continuous (Can dim down to ≤ 10% (W)) | Not Yet Verified |  |  | 11250 | 111.87 | 100.56 | 8.63 | 0.992 | 3500 | 82
PEWWAHZV | Eaton (formerly Cooper Lighting) | Metalux | 8TSNLED-LD4-112SL-[Voltages include 120-277V]-[Emergency include blank, EL, EL10W]-[Wiring include blank, PI/CPI]-[Motion Sensors include blank, LB- or HB-ERMS360, LB- or HB-MRMS360]-L835-SD2-[Packaging] | Indoor Luminaires | Linear Ambient | Direct Linear Ambient Luminaires | Standard | FALSE | [9 empty] | 7/9/2015 | Dimmable | Stepped | Not Yet Verified |  |  | 11250 | 110.73 | 101.6 | 11.2 | 0.992 | 3500 | 82
PAKJF2HH | Eaton (formerly Cooper Lighting) | Metalux | 8TSNLED-LD4-112SL-[Voltages include 120-277V]-[Emergency include blank, EL, EL10W]-[Wiring include blank, PI/CPI]-[Motion Sensors include blank, LB- or HB-ERMS360, LB- or HB-MRMS360]-L840-[Driver Types include CD, 5LTD, 5LTHD]2-[Packaging] | Indoor Luminaires | Linear Ambient | Direct Linear Ambient Luminaires | Standard | FALSE | [9 empty] | 7/9/2015 | Dimmable | Continuous (Can dim down to ≤ 10% (W)) | Not Yet Verified |  |  | 11553.75 | 114.9 | 100.56 | 8.63 | 0.992 | 4000 | 82
PZHTWH53 | Eaton (formerly Cooper Lighting) | Metalux | 8TSNLED-LD4-112SL-[Voltages include 120-277V]-[Emergency include blank, EL, EL10W]-[Wiring include blank, PI/CPI]-[Motion Sensors include blank, LB- or HB-ERMS360, LB- or HB-MRMS360]-L840-SD2-[Packaging] | Indoor Luminaires | Linear Ambient | Direct Linear Ambient Luminaires | Standard | FALSE | [9 empty] | 7/9/2015 | Dimmable | Stepped | Not Yet Verified |  |  | 11553.75 | 113.72 | 101.6 | 11.2 | 0.992 | 4000 | 82
PRWSSSUP | Eaton (formerly Cooper Lighting) | Metalux | 8TSNLED-LD4-112SL-[Voltages include 120-277V]-[Emergency include blank, EL, EL10W]-[Wiring include blank, PI/CPI]-[Motion Sensors include blank, LB- or HB-ERMS360, LB- or HB-MRMS360]-L850-[Driver Types include CD, 5LTD, 5LTHD]2-[Packaging] | Indoor Luminaires | Linear Ambient | Direct Linear Ambient Luminaires | Standard | FALSE | [9 empty] | 7/9/2015 | Dimmable | Continuous (Can dim down to ≤ 10% (W)) | Not Yet Verified |  |  | 12071.25 | 120.04 | 100.56 | 8.63 | 0.992 | 5000 | 82
PFD3EDNZ | Eaton (formerly Cooper Lighting) | Metalux | 8TSNLED-LD4-112SL-[Voltages include 120-277V]-[Emergency include blank, EL, EL10W]-[Wiring include blank, PI/CPI]-[Motion Sensors include blank, LB- or HB-ERMS360, LB- or HB-MRMS360]-L850-SD2-[Packaging] | Indoor Luminaires | Linear Ambient | Direct Linear Ambient Luminaires | Standard | FALSE | [9 empty] | 7/9/2015 | Dimmable | Stepped | Not Yet Verified |  |  | 12071.25 | 118.81 | 101.6 | 11.2 | 0.992 | 5000 | 82
P5B9BP4Z | Eaton (formerly Cooper Lighting) | Metalux | 2SNLED-LD4-18SL-LC-[Voltage includes 120V]-[Emergency include blank, EL, EL10W]-[Wiring include blank, PI/CPI]-[Motion Sensors include blank, SA-EMRS, LB- or HB-ERMS360, LB- or HB-MRMS360]-L835-[Driver Types include CD, 5LTHD]1-[Packaging] | Indoor Luminaires | Linear Ambient | Direct Linear Ambient Luminaires | Standard | FALSE | [9 empty] | 7/9/2015 | Dimmable | Continuous (Can dim down to ≤ 10% (W)) | Not Yet Verified |  |  | 1906.57 | 108.99 | 17.49 | 9.02 | 0.986 | 3500 | 82
P7FQVSXY | Eaton (formerly Cooper Lighting) | Metalux | 2SNLED-LD4-18SL-LC-[Voltage includes 120V]-[Emergency include blank, EL, EL10W]-[Wiring include blank, PI/CPI]-[Motion Sensors include blank, SA-EMRS, LB- or HB-ERMS360, LB- or HB-MRMS360]-L840-[Driver Types include CD, 5LTHD]1-[Packaging] | Indoor Luminaires | Linear Ambient | Direct Linear Ambient Luminaires | Standard | FALSE | [9 empty] | 7/9/2015 | Dimmable | Continuous (Can dim down to ≤ 10% (W)) | Not Yet Verified |  |  | 1958.05 | 111.93 | 17.49 | 9.02 | 0.986 | 4000 | 82
PHMHX4TZ | Eaton (formerly Cooper Lighting) | Metalux | 2SNLED-LD4-18SL-LC-[Voltage includes 120V]-[Emergency include blank, EL, EL10W]-[Wiring include blank, PI/CPI]-[Motion Sensors include blank, SA-EMRS, LB- or HB-ERMS360, LB- or HB-MRMS360]-L850-[Driver Types include CD, 5LTHD]1-[Packaging] | Indoor Luminaires | Linear Ambient | Direct Linear Ambient Luminaires | Standard | FALSE | [9 empty] | 7/9/2015 | Dimmable | Continuous (Can dim down to ≤ 10% (W)) | Not Yet Verified |  |  | 2045.75 | 116.95 | 17.49 | 9.02 | 0.986 | 5000 | 82
PADT2EF5 | Eaton (formerly Cooper Lighting) | Metalux | 2SNLED-LD4-22SL-LC-[Voltages include 120-277V]-[Emergency include blank, EL, EL10W]-[Wiring include blank, PI/CPI]-[Motion Sensors include blank, SA-EMRS, LB- or HB-ERMS360, LB- or HB-MRMS360]-L835-[Driver Types include CD, 5LTHD]1-[Packaging] | Indoor Luminaires | Linear Ambient | Direct Linear Ambient Luminaires | Standard | FALSE | [9 empty] | 7/9/2015 | Dimmable | Continuous (Can dim down to ≤ 10% (W)) | Not Yet Verified |  |  | 2324.64 | 105.02 | 22.14 | 8.36 | 0.99 | 3500 | 82
PGSAX6U4 | Eaton (formerly Cooper Lighting) | Metalux | 2SNLED-LD4-22SL-LC-[Voltages include 120-277V]-[Emergency include blank, EL, EL10W]-[Wiring include blank, PI/CPI]-[Motion Sensors include blank, SA-EMRS, LB- or HB-ERMS360, LB- or HB-MRMS360]-L840-[Driver Types include CD, 5LTHD]1-[Packaging] | Indoor Luminaires | Linear Ambient | Direct Linear Ambient Luminaires | Standard | FALSE | [9 empty] | 7/9/2015 | Dimmable | Continuous (Can dim down to ≤ 10% (W)) | Not Yet Verified |  |  | 2387.41 | 107.85 | 22.14 | 8.36 | 0.99 | 4000 | 82
PGTU5ADT | Eaton (formerly Cooper Lighting) | Metalux | 2SNLED-LD4-22SL-LC-[Voltages include 120-277V]-[Emergency include blank, EL, EL10W]-[Wiring include blank, PI/CPI]-[Motion Sensors include blank, SA-EMRS, LB- or HB-ERMS360, LB- or HB-MRMS360]-L850-[Driver Types include CD, 5LTHD]1-[Packaging] | Indoor Luminaires | Linear Ambient | Direct Linear Ambient Luminaires | Standard | FALSE | [9 empty] | 7/9/2015 | Dimmable | Continuous (Can dim down to ≤ 10% (W)) | Not Yet Verified |  |  | 2494.34 | 112.69 | 22.14 | 8.36 | 0.99 | 5000 | 82
PQC69717 | Eaton (formerly Cooper Lighting) | Metalux | 2SNLED-LD4-26SL-LC-[Voltages include 120-277V]-[Emergency include blank, EL, EL10W]-[Wiring include blank, PI/CPI]-[Motion Sensors include blank, SA-EMRS, LB- or HB-ERMS360, LB- or HB-MRMS360]-L835-[Driver Types include CD, 5LTHD]1-[Packaging] | Indoor Luminaires | Linear Ambient | Direct Linear Ambient Luminaires | Standard | FALSE | [9 empty] | 7/9/2015 | Dimmable | Continuous (Can dim down to ≤ 10% (W)) | Not Yet Verified |  |  | 2712.08 | 114.77 | 23.63 | 7.92 | 0.992 | 3500 | 82
P3UTJ495 | Eaton (formerly Cooper Lighting) | Metalux | 2SNLED-LD4-26SL-LC-[Voltages include 120-277V]-[Emergency include blank, EL, EL10W]-[Wiring include blank, PI/CPI]-[Motion Sensors include blank, SA-EMRS, LB- or HB-ERMS360, LB- or HB-MRMS360]-L840-[Driver Types include CD, 5LTHD]1-[Packaging] | Indoor Luminaires | Linear Ambient | Direct Linear Ambient Luminaires | Standard | FALSE | [9 empty] | 7/9/2015 | Dimmable | Continuous (Can dim down to ≤ 10% (W)) | Not Yet Verified |  |  | 2785.31 | 117.86 | 23.63 | 7.92 | 0.992 | 4000 | 82
P7RKHX4Z | Eaton (formerly Cooper Lighting) | Metalux | 2SNLED-LD4-26SL-LC-[Voltages include 120-277V]-[Emergency include blank, EL, EL10W]-[Wiring include blank, PI/CPI]-[Motion Sensors include blank, SA-EMRS, LB- or HB-ERMS360, LB- or HB-MRMS360]-L850-[Driver Types include CD, 5LTHD]1-[Packaging] | Indoor Luminaires | Linear Ambient | Direct Linear Ambient Luminaires | Standard | FALSE | [9 empty] | 7/9/2015 | Dimmable | Continuous (Can dim down to ≤ 10% (W)) | Not Yet Verified |  |  | 2910.06 | 123.14 | 23.63 | 7.92 | 0.992 | 5000 | 82
PZP8WD5B | Eaton (formerly Cooper Lighting) | Metalux | 4SNLED-LD4-18SL-LC-[Voltages include 120-277V]-[Emergency include blank, EL, EL10W]-[Wiring include blank, PI/CPI]-[Motion Sensors include blank, SA-EMRS, LB- or HB-ERMS360, LB- or HB-MRMS360]-L835-CD1-[Packaging] | Indoor Luminaires | Linear Ambient | Direct Linear Ambient Luminaires | Standard | FALSE | [9 empty] | 7/9/2015 | Dimmable | Continuous (Can dim down to ≤ 10% (W)) | Not Yet Verified |  |  | 2037.99 | 128.57 | 15.85 | 10.25 | 0.987 | 3500 | 82
P3Z24QFW | Eaton (formerly Cooper Lighting) | Metalux | 4SNLED-LD4-18SL-LC-[Voltage includes 120V]-[Emergency include blank, EL, EL10W]-[Wiring include blank, PI/CPI]-[Motion Sensors include blank, SA-EMRS, LB- or HB-ERMS360, LB- or HB-MRMS360]-L835-5LTHD1-[Packaging] | Indoor Luminaires | Linear Ambient | Direct Linear Ambient Luminaires | Standard | FALSE | [9 empty] | 7/9/2015 | Dimmable | Continuous (Can dim down to ≤ 10% (W)) | Not Yet Verified |  |  | 2037.99 | 118.36 | 17.22 | 5.9 | 0.97 | 3500 | 82
PBX3HR7P | Eaton (formerly Cooper Lighting) | Metalux | 4SNLED-LD4-18SL-LC-[Voltages include 120-277V]-[Emergency include blank, EL, EL10W]-[Wiring include blank, PI/CPI]-[Motion Sensors include blank, SA-EMRS, LB- or HB-ERMS360, LB- or HB-MRMS360]-L840-CD1-[Packaging] | Indoor Luminaires | Linear Ambient | Direct Linear Ambient Luminaires | Standard | FALSE | [9 empty] | 7/9/2015 | Dimmable | Continuous (Can dim down to ≤ 10% (W)) | Not Yet Verified |  |  | 2093.02 | 132.04 | 15.85 | 10.25 | 0.987 | 4000 | 82
P7TNBU9J | Eaton (formerly Cooper Lighting) | Metalux | 4SNLED-LD4-18SL-LC-[Voltage includes 120V]-[Emergency include blank, EL, EL10W]-[Wiring include blank, PI/CPI]-[Motion Sensors include blank, SA-EMRS, LB- or HB-ERMS360, LB- or HB-MRMS360]-L840-5LTHD1-[Packaging] | Indoor Luminaires | Linear Ambient | Direct Linear Ambient Luminaires | Standard | FALSE | [9 empty] | 7/9/2015 | Dimmable | Continuous (Can dim down to ≤ 10% (W)) | Not Yet Verified |  |  | 2093.02 | 121.55 | 17.22 | 5.9 | 0.97 | 4000 | 82
PBHWNJ31 | Eaton (formerly Cooper Lighting) | Metalux | 4SNLED-LD4-18SL-LC-[Voltages include 120-277V]-[Emergency include blank, EL, EL10W]-[Wiring include blank, PI/CPI]-[Motion Sensors include blank, SA-EMRS, LB- or HB-ERMS360, LB- or HB-MRMS360]-L850-CD1-[Packaging] | Indoor Luminaires | Linear Ambient | Direct Linear Ambient Luminaires | Standard | FALSE | [9 empty] | 7/9/2015 | Dimmable | Continuous (Can dim down to ≤ 10% (W)) | Not Yet Verified |  |  | 2186.76 | 137.96 | 15.85 | 10.25 | 0.987 | 5000 | 82
PZ7N4669 | Eaton (formerly Cooper Lighting) | Metalux | 4SNLED-LD4-18SL-LC-[Voltage includes 120V]-[Emergency include blank, EL, EL10W]-[Wiring include blank, PI/CPI]-[Motion Sensors include blank, SA-EMRS, LB- or HB-ERMS360, LB- or HB-MRMS360]-L850-5LTHD1-[Packaging] | Indoor Luminaires | Linear Ambient | Direct Linear Ambient Luminaires | Standard | FALSE | [9 empty] | 7/9/2015 | Dimmable | Continuous (Can dim down to ≤ 10% (W)) | Not Yet Verified |  |  | 2186.76 | 127 | 17.22 | 5.9 | 0.97 | 5000 | 82
P51RQ4J6 | Eaton (formerly Cooper Lighting) | Metalux | 4SNLED-LD4-22SL-LC-[Voltages include 120-277V]-[Emergency include blank, EL, EL10W]-[Wiring include blank, PI/CPI]-[Motion Sensors include blank, SA-EMRS, LB- or HB-ERMS360, LB- or HB-MRMS360]-L835-CD1-[Packaging] | Indoor Luminaires | Linear Ambient | Direct Linear Ambient Luminaires | Standard | FALSE | [9 empty] | 7/9/2015 | Dimmable | Continuous (Can dim down to ≤ 10% (W)) | Not Yet Verified |  |  | 2300.83 | 127.5 | 18.05 | 9.64 | 0.989 | 3500 | 82
P4TAG6K2 | Eaton (formerly Cooper Lighting) | Metalux | 4SNLED-LD4-22SL-LC-[Voltage includes 120V]-[Emergency include blank, EL, EL10W]-[Wiring include blank, PI/CPI]-[Motion Sensors include blank, SA-EMRS, LB- or HB-ERMS360, LB- or HB-MRMS360]-L835-5LTHD1-[Packaging] | Indoor Luminaires | Linear Ambient | Direct Linear Ambient Luminaires | Standard | FALSE | [9 empty] | 7/9/2015 | Dimmable | Continuous (Can dim down to ≤ 10% (W)) | Not Yet Verified |  |  | 2300.83 | 118.76 | 19.37 | 6.1 | 0.974 | 3500 | 82
P5WVU522 | Eaton (formerly Cooper Lighting) | Metalux | 4SNLED-LD4-22SL-LC-[Voltages include 120-277V]-[Emergency include blank, EL, EL10W]-[Wiring include blank, PI/CPI]-[Motion Sensors include blank, SA-EMRS, LB- or HB-ERMS360, LB- or HB-MRMS360]-L840-CD1-[Packaging] | Indoor Luminaires | Linear Ambient | Direct Linear Ambient Luminaires | Standard | FALSE | [9 empty] | 7/9/2015 | Dimmable | Continuous (Can dim down to ≤ 10% (W)) | Not Yet Verified |  |  | 2362.96 | 130.94 | 18.05 | 9.64 | 0.989 | 4000 | 82
PRFREN5M | Eaton (formerly Cooper Lighting) | Metalux | 4SNLED-LD4-22SL-LC-[Voltage includes 120V]-[Emergency include blank, EL, EL10W]-[Wiring include blank, PI/CPI]-[Motion Sensors include blank, SA-EMRS, LB- or HB-ERMS360, LB- or HB-MRMS360]-L840-5LTHD1-[Packaging] | Indoor Luminaires | Linear Ambient | Direct Linear Ambient Luminaires | Standard | FALSE | [9 empty] | 7/9/2015 | Dimmable | Continuous (Can dim down to ≤ 10% (W)) | Not Yet Verified |  |  | 2362.96 | 121.97 | 19.37 | 6.1 | 0.974 | 4000 | 82
PZQPVAQB | Eaton (formerly Cooper Lighting) | Metalux | 4SNLED-LD4-22SL-LC-[Voltages include 120-277V]-[Emergency include blank, EL, EL10W]-[Wiring include blank, PI/CPI]-[Motion Sensors include blank, SA-EMRS, LB- or HB-ERMS360, LB- or HB-MRMS360]-L850-CD1-[Packaging] | Indoor Luminaires | Linear Ambient | Direct Linear Ambient Luminaires | Standard | FALSE | [9 empty] | 7/9/2015 | Dimmable | Continuous (Can dim down to ≤ 10% (W)) | Not Yet Verified |  |  | 2468.79 | 136.8 | 18.05 | 9.64 | 0.989 | 5000 | 82
P26W11PH | Eaton (formerly Cooper Lighting) | Metalux | 4SNLED-LD4-22SL-LC-[Voltage includes 120V]-[Emergency include blank, EL, EL10W]-[Wiring include blank, PI/CPI]-[Motion Sensors include blank, SA-EMRS, LB- or HB-ERMS360, LB- or HB-MRMS360]-L850-5LTHD1-[Packaging] | Indoor Luminaires | Linear Ambient | Direct Linear Ambient Luminaires | Standard | FALSE | [9 empty] | 7/9/2015 | Dimmable | Continuous (Can dim down to ≤ 10% (W)) | Not Yet Verified |  |  | 2468.79 | 127.43 | 19.37 | 6.1 | 0.974 | 5000 | 82
P1VFNT84 | Eaton (formerly Cooper Lighting) | Metalux | 4SNLED-LD4-26SL-LC-[Voltages include 120-277V]-[Emergency include blank, EL, EL10W]-[Wiring include blank, PI/CPI]-[Motion Sensors include blank, SA-EMRS, LB- or HB-ERMS360, LB- or HB-MRMS360]-L835-CD1-[Packaging] | Indoor Luminaires | Linear Ambient | Direct Linear Ambient Luminaires | Standard | FALSE | [9 empty] | 7/9/2015 | Dimmable | Continuous (Can dim down to ≤ 10% (W)) | Not Yet Verified |  |  | 2688.43 | 125.73 | 21.38 | 8.88 | 0.992 | 3500 | 82
PM3KAEHQ | Eaton (formerly Cooper Lighting) | Metalux | 4SNLED-LD4-26SL-LC-[Voltage includes 120V]-[Emergency include blank, EL, EL10W]-[Wiring include blank, PI/CPI]-[Motion Sensors include blank, SA-EMRS, LB- or HB-ERMS360, LB- or HB-MRMS360]-L835-5LTHD1-[Packaging] | Indoor Luminaires | Linear Ambient | Direct Linear Ambient Luminaires | Standard | FALSE | [9 empty] | 7/9/2015 | Dimmable | Continuous (Can dim down to ≤ 10% (W)) | Not Yet Verified |  |  | 2688.43 | 118.7 | 22.65 | 6.4 | 0.979 | 3500 | 82
PVAKRPUE | Eaton (formerly Cooper Lighting) | Metalux | 4SNLED-LD4-26SL-LC-[Voltages include 120-277V]-[Emergency include blank, EL, EL10W]-[Wiring include blank, PI/CPI]-[Motion Sensors include blank, SA-EMRS, LB- or HB-ERMS360, LB- or HB-MRMS360]-L840-CD1-[Packaging] | Indoor Luminaires | Linear Ambient | Direct Linear Ambient Luminaires | Standard | FALSE | [9 empty] | 7/9/2015 | Dimmable | Continuous (Can dim down to ≤ 10% (W)) | Not Yet Verified |  |  | 2761.02 | 129.13 | 21.38 | 8.88 | 0.992 | 4000 | 82
PDXW661C | Eaton (formerly Cooper Lighting) | Metalux | 4SNLED-LD4-26SL-LC-[Voltage includes 120V]-[Emergency include blank, EL, EL10W]-[Wiring include blank, PI/CPI]-[Motion Sensors include blank, SA-EMRS, LB- or HB-ERMS360, LB- or HB-MRMS360]-L840-5LTHD1-[Packaging] | Indoor Luminaires | Linear Ambient | Direct Linear Ambient Luminaires | Standard | FALSE | [9 empty] | 7/9/2015 | Dimmable | Continuous (Can dim down to ≤ 10% (W)) | Not Yet Verified |  |  | 2761.02 | 121.91 | 22.65 | 6.4 | 0.979 | 4000 | 82
PZ83EPT1 | Eaton (formerly Cooper Lighting) | Metalux | 4SNLED-LD4-26SL-LC-[Voltages include 120-277V]-[Emergency include blank, EL, EL10W]-[Wiring include blank, PI/CPI]-[Motion Sensors include blank, SA-EMRS, LB- or HB-ERMS360, LB- or HB-MRMS360]-L850-CD1-[Packaging] | Indoor Luminaires | Linear Ambient | Direct Linear Ambient Luminaires | Standard | FALSE | [9 empty] | 7/9/2015 | Dimmable | Continuous (Can dim down to ≤ 10% (W)) | Not Yet Verified |  |  | 2884.69 | 134.91 | 21.38 | 8.88 | 0.992 | 5000 | 82
PWJ257TN | Eaton (formerly Cooper Lighting) | Metalux | 4SNLED-LD4-26SL-LC-[Voltage includes 120V]-[Emergency include blank, EL, EL10W]-[Wiring include blank, PI/CPI]-[Motion Sensors include blank, SA-EMRS, LB- or HB-ERMS360, LB- or HB-MRMS360]-L850-5LTHD1-[Packaging] | Indoor Luminaires | Linear Ambient | Direct Linear Ambient Luminaires | Standard | FALSE | [9 empty] | 7/9/2015 | Dimmable | Continuous (Can dim down to ≤ 10% (W)) | Not Yet Verified |  |  | 2884.69 | 127.37 | 22.65 | 6.4 | 0.979 | 5000 | 82
PWDV6GXG | Eaton (formerly Cooper Lighting) | Metalux | 4SNLED-LD4-30SL-LC-[Voltages include 120-277V]-[Emergency include blank, EL, EL10W]-[Wiring include blank, PI/CPI]-[Motion Sensors include blank, SA-EMRS, LB- or HB-ERMS360, LB- or HB-MRMS360]-L835-CD1-[Packaging] | Indoor Luminaires | Linear Ambient | Direct Linear Ambient Luminaires | Standard | FALSE | [9 empty] | 7/9/2015 | Dimmable | Continuous (Can dim down to ≤ 10% (W)) | Not Yet Verified |  |  | 3060.79 | 121.44 | 25.2 | 5.75 | 0.993 | 3500 | 82
P6KKN5DW | Eaton (formerly Cooper Lighting) | Metalux | 4SNLED-LD4-30SL-LC-[Voltage includes 120V]-[Emergency include blank, EL, EL10W]-[Wiring include blank, PI/CPI]-[Motion Sensors include blank, SA-EMRS, LB- or HB-ERMS360, LB- or HB-MRMS360]-L835-5LTHD1-[Packaging] | Indoor Luminaires | Linear Ambient | Direct Linear Ambient Luminaires | Standard | FALSE | [9 empty] | 7/9/2015 | Dimmable | Continuous (Can dim down to ≤ 10% (W)) | Not Yet Verified |  |  | 3060.79 | 118.06 | 25.93 | 6.6 | 0.983 | 3500 | 82
P8VSWH1X | Eaton (formerly Cooper Lighting) | Metalux | 4SNLED-LD4-30SL-LC-[Voltages include 120-277V]-[Emergency include blank, EL, EL10W]-[Wiring include blank, PI/CPI]-[Motion Sensors include blank, SA-EMRS, LB- or HB-ERMS360, LB- or HB-MRMS360]-L840-CD1-[Packaging] | Indoor Luminaires | Linear Ambient | Direct Linear Ambient Luminaires | Standard | FALSE | [9 empty] | 7/9/2015 | Dimmable | Continuous (Can dim down to ≤ 10% (W)) | Not Yet Verified |  |  | 3143.44 | 124.72 | 25.2 | 5.75 | 0.993 | 4000 | 82
P5S62ZY9 | Eaton (formerly Cooper Lighting) | Metalux | 4SNLED-LD4-30SL-LC-[Voltage includes 120V]-[Emergency include blank, EL, EL10W]-[Wiring include blank, PI/CPI]-[Motion Sensors include blank, SA-EMRS, LB- or HB-ERMS360, LB- or HB-MRMS360]-L840-5LTHD1-[Packaging] | Indoor Luminaires | Linear Ambient | Direct Linear Ambient Luminaires | Standard | FALSE | [9 empty] | 7/9/2015 | Dimmable | Continuous (Can dim down to ≤ 10% (W)) | Not Yet Verified |  |  | 3143.44 | 121.25 | 25.93 | 6.6 | 0.983 | 4000 | 82
P2TVSB2S | Eaton (formerly Cooper Lighting) | Metalux | 4SNLED-LD4-30SL-LC-[Voltages include 120-277V]-[Emergency include blank, EL, EL10W]-[Wiring include blank, PI/CPI]-[Motion Sensors include blank, SA-EMRS, LB- or HB-ERMS360, LB- or HB-MRMS360]-L850-CD1-[Packaging] | Indoor Luminaires | Linear Ambient | Direct Linear Ambient Luminaires | Standard | FALSE | [9 empty] | 7/9/2015 | Dimmable | Continuous (Can dim down to ≤ 10% (W)) | Not Yet Verified |  |  | 3284.23 | 130.3 | 25.2 | 5.75 | 0.993 | 5000 | 82
PTB9ZC54 | Eaton (formerly Cooper Lighting) | Metalux | 4SNLED-LD4-30SL-LC-[Voltage includes 120V]-[Emergency include blank, EL, EL10W]-[Wiring include blank, PI/CPI]-[Motion Sensors include blank, SA-EMRS, LB- or HB-ERMS360, LB- or HB-MRMS360]-L850-5LTHD1-[Packaging] | Indoor Luminaires | Linear Ambient | Direct Linear Ambient Luminaires | Standard | FALSE | [9 empty] | 7/9/2015 | Dimmable | Continuous (Can dim down to ≤ 10% (W)) | Not Yet Verified |  |  | 3284.23 | 126.68 | 25.93 | 6.6 | 0.983 | 5000 | 82
PXS3TQDX | Eaton (formerly Cooper Lighting) | Metalux | 4SNLED-LD4-34SL-LC-[Voltages include 120-277V]-[Emergency include blank, EL, EL10W]-[Wiring include blank, PI/CPI]-[Motion Sensors include blank, SA-EMRS, LB- or HB-ERMS360, LB- or HB-MRMS360]-L835-CD1-[Packaging] | Indoor Luminaires | Linear Ambient | Direct Linear Ambient Luminaires | Standard | FALSE | [9 empty] | 7/9/2015 | Dimmable | Continuous (Can dim down to ≤ 10% (W)) | Not Yet Verified |  |  | 3431.25 | 118.44 | 28.97 | 7.03 | 0.99 | 3500 | 82
PYKJY212 | Eaton (formerly Cooper Lighting) | Metalux | 4SNLED-LD4-34SL-LC-[Voltage includes 120V]-[Emergency include blank, EL, EL10W]-[Wiring include blank, PI/CPI]-[Motion Sensors include blank, SA-EMRS, LB- or HB-ERMS360, LB- or HB-MRMS360]-L835-5LTHD1-[Packaging] | Indoor Luminaires | Linear Ambient | Direct Linear Ambient Luminaires | Standard | FALSE | [9 empty] | 7/9/2015 | Dimmable | Continuous (Can dim down to ≤ 10% (W)) | Not Yet Verified |  |  | 3431.25 | 117.31 | 29.25 | 6.7 | 0.985 | 3500 | 82
PXYDS8HD | Eaton (formerly Cooper Lighting) | Metalux | 4SNLED-LD4-34SL-LC-[Voltages include 120-277V]-[Emergency include blank, EL, EL10W]-[Wiring include blank, PI/CPI]-[Motion Sensors include blank, SA-EMRS, LB- or HB-ERMS360, LB- or HB-MRMS360]-L840-CD1-[Packaging] | Indoor Luminaires | Linear Ambient | Direct Linear Ambient Luminaires | Standard | FALSE | [9 empty] | 7/9/2015 | Dimmable | Continuous (Can dim down to ≤ 10% (W)) | Not Yet Verified |  |  | 3523.9 | 121.64 | 28.97 | 7.03 | 0.99 | 4000 | 82
P3Z54NER | Eaton (formerly Cooper Lighting) | Metalux | 4SNLED-LD4-34SL-LC-[Voltage includes 120V]-[Emergency include blank, EL, EL10W]-[Wiring include blank, PI/CPI]-[Motion Sensors include blank, SA-EMRS, LB- or HB-ERMS360, LB- or HB-MRMS360]-L840-5LTHD1-[Packaging] | Indoor Luminaires | Linear Ambient | Direct Linear Ambient Luminaires | Standard | FALSE | [9 empty] | 7/9/2015 | Dimmable | Continuous (Can dim down to ≤ 10% (W)) | Not Yet Verified |  |  | 3523.9 | 120.47 | 29.25 | 6.7 | 0.985 | 4000 | 82
PUS7F53G | Eaton (formerly Cooper Lighting) | Metalux | 4SNLED-LD4-34SL-LC-[Voltages include 120-277V]-[Emergency include blank, EL, EL10W]-[Wiring include blank, PI/CPI]-[Motion Sensors include blank, SA-EMRS, LB- or HB-ERMS360, LB- or HB-MRMS360]-L850-CD1-[Packaging] | Indoor Luminaires | Linear Ambient | Direct Linear Ambient Luminaires | Standard | FALSE | [9 empty] | 7/9/2015 | Dimmable | Continuous (Can dim down to ≤ 10% (W)) | Not Yet Verified |  |  | 3681.73 | 127.09 | 28.97 | 7.03 | 0.99 | 5000 | 82
P9DHKVMC | Eaton (formerly Cooper Lighting) | Metalux | 4SNLED-LD4-34SL-LC-[Voltage includes 120V]-[Emergency include blank, EL, EL10W]-[Wiring include blank, PI/CPI]-[Motion Sensors include blank, SA-EMRS, LB- or HB-ERMS360, LB- or HB-MRMS360]-L850-5LTHD1-[Packaging] | Indoor Luminaires | Linear Ambient | Direct Linear Ambient Luminaires | Standard | FALSE | [9 empty] | 7/9/2015 | Dimmable | Continuous (Can dim down to ≤ 10% (W)) | Not Yet Verified |  |  | 3681.73 | 125.87 | 29.25 | 6.7 | 0.985 | 5000 | 82
PHM3JA16 | Eaton (formerly Cooper Lighting) | Metalux | 4SNLED-LD4-37SL-LC-[Voltages include 120-277V]-[Emergency include blank, EL, EL10W]-[Wiring include blank, PI/CPI]-[Motion Sensors include blank, SA-EMRS, LB- or HB-ERMS360, LB- or HB-MRMS360]-L835-CD1-[Packaging] | Indoor Luminaires | Linear Ambient | Direct Linear Ambient Luminaires | Standard | FALSE | [9 empty] | 7/9/2015 | Dimmable | Continuous (Can dim down to ≤ 10% (W)) | Not Yet Verified |  |  | 3821.71 | 116.2 | 32.89 | 6.83 | 0.99 | 3500 | 82
PN5GDXZ5 | Eaton (formerly Cooper Lighting) | Metalux | 4SNLED-LD4-37SL-LC-[Voltage includes 120V]-[Emergency include blank, EL, EL10W]-[Wiring include blank, PI/CPI]-[Motion Sensors include blank, SA-EMRS, LB- or HB-ERMS360, LB- or HB-MRMS360]-L835-5LTHD1-[Packaging] | Indoor Luminaires | Linear Ambient | Direct Linear Ambient Luminaires | Standard | FALSE | [9 empty] | 7/9/2015 | Dimmable | Continuous (Can dim down to ≤ 10% (W)) | Not Yet Verified |  |  | 3821.71 | 115.77 | 33.01 | 6.8 | 0.987 | 3500 | 82
P37ZC9GE | Eaton (formerly Cooper Lighting) | Metalux | 4SNLED-LD4-37SL-LC-[Voltages include 120-277V]-[Emergency include blank, EL, EL10W]-[Wiring include blank, PI/CPI]-[Motion Sensors include blank, SA-EMRS, LB- or HB-ERMS360, LB- or HB-MRMS360]-L840-CD1-[Packaging] | Indoor Luminaires | Linear Ambient | Direct Linear Ambient Luminaires | Standard | FALSE | [9 empty] | 7/9/2015 | Dimmable | Continuous (Can dim down to ≤ 10% (W)) | Not Yet Verified |  |  | 3924.89 | 119.34 | 32.89 | 6.83 | 0.99 | 4000 | 82
P3MT67UX | Eaton (formerly Cooper Lighting) | Metalux | 4SNLED-LD4-37SL-LC-[Voltage includes 120V]-[Emergency include blank, EL, EL10W]-[Wiring include blank, PI/CPI]-[Motion Sensors include blank, SA-EMRS, LB- or HB-ERMS360, LB- or HB-MRMS360]-L840-5LTHD1-[Packaging] | Indoor Luminaires | Linear Ambient | Direct Linear Ambient Luminaires | Standard | FALSE | [9 empty] | 7/9/2015 | Dimmable | Continuous (Can dim down to ≤ 10% (W)) | Not Yet Verified |  |  | 3924.89 | 118.9 | 33.01 | 6.8 | 0.987 | 4000 | 82
PV6GP7BU | Eaton (formerly Cooper Lighting) | Metalux | 4SNLED-LD4-37SL-LC-[Voltages include 120-277V]-[Emergency include blank, EL, EL10W]-[Wiring include blank, PI/CPI]-[Motion Sensors include blank, SA-EMRS, LB- or HB-ERMS360, LB- or HB-MRMS360]-L850-[Driver Types include CD, 5LTD]1-[Packaging] | Indoor Luminaires | Linear Ambient | Direct Linear Ambient Luminaires | Standard | FALSE | [9 empty] | 7/9/2015 | Dimmable | Continuous (Can dim down to ≤ 10% (W)) | Not Yet Verified |  |  | 4100.69 | 124.68 | 32.89 | 6.83 | 0.99 | 5000 | 82
PNCUMPVF | Eaton (formerly Cooper Lighting) | Metalux | 4SNLED-LD4-37SL-LC-[Voltage includes 120V]-[Emergency include blank, EL, EL10W]-[Wiring include blank, PI/CPI]-[Motion Sensors include blank, SA-EMRS, LB- or HB-ERMS360, LB- or HB-MRMS360]-L850-CD1-[Packaging] | Indoor Luminaires | Linear Ambient | Direct Linear Ambient Luminaires | Standard | FALSE | [9 empty] | 7/9/2015 | Dimmable | Continuous (Can dim down to ≤ 10% (W)) | Not Yet Verified |  |  | 4100.69 | 124.22 | 33.01 | 6.8 | 0.987 | 5000 | 82
PXZBHDMG | Eaton (formerly Cooper Lighting) | Metalux | 4SNLED-LD4-41SL-LC-[Voltages include 120-277V]-[Emergency include blank, EL, EL10W]-[Wiring include blank, PI/CPI]-[Motion Sensors include blank, SA-EMRS, LB- or HB-ERMS360, LB- or HB-MRMS360]-L835-[Driver Types include CD, 5LTD, 5LTHD]1-[Packaging] | Indoor Luminaires | Linear Ambient | Direct Linear Ambient Luminaires | Standard | FALSE | [9 empty] | 7/9/2015 | Dimmable | Continuous (Can dim down to ≤ 10% (W)) | Not Yet Verified |  |  | 4233.11 | 113.82 | 37.19 | 9.61 | 0.989 | 3500 | 82
PFTHWE7R | Eaton (formerly Cooper Lighting) | Metalux | 4SNLED-LD4-41SL-LC-[Voltages include 120-277V]-[Emergency include blank, EL, EL10W]-[Wiring include blank, PI/CPI]-[Motion Sensors include blank, SA-EMRS, LB- or HB-ERMS360, LB- or HB-MRMS360]-L835-SD1-[Packaging] | Indoor Luminaires | Linear Ambient | Direct Linear Ambient Luminaires | Standard | FALSE | [9 empty] | 7/9/2015 | Dimmable | Stepped | Not Yet Verified |  |  | 4233.11 | 111.1 | 38.1 | 13.3 | 0.988 | 3500 | 82
PAKNCFH2 | Eaton (formerly Cooper Lighting) | Metalux | 4SNLED-LD4-41SL-LC-[Voltages include 120-277V]-[Emergency include blank, EL, EL10W]-[Wiring include blank, PI/CPI]-[Motion Sensors include blank, SA-EMRS, LB- or HB-ERMS360, LB- or HB-MRMS360]-L840-[Driver Types include CD, 5LTD, 5LTHD]1-[Packaging] | Indoor Luminaires | Linear Ambient | Direct Linear Ambient Luminaires | Standard | FALSE | [9 empty] | 7/9/2015 | Dimmable | Continuous (Can dim down to ≤ 10% (W)) | Not Yet Verified |  |  | 4347.41 | 116.89 | 37.19 | 9.61 | 0.989 | 4000 | 82
P9A1ZYMQ | Eaton (formerly Cooper Lighting) | Metalux | 4SNLED-LD4-41SL-LC-[Voltages include 120-277V]-[Emergency include blank, EL, EL10W]-[Wiring include blank, PI/CPI]-[Motion Sensors include blank, SA-EMRS, LB- or HB-ERMS360, LB- or HB-MRMS360]-L840-SD1-[Packaging] | Indoor Luminaires | Linear Ambient | Direct Linear Ambient Luminaires | Standard | FALSE | [9 empty] | 7/9/2015 | Dimmable | Stepped | Not Yet Verified |  |  | 4347.41 | 114.1 | 38.1 | 13.3 | 0.988 | 4000 | 82
P5F1VX8F | Eaton (formerly Cooper Lighting) | Metalux | 4SNLED-LD4-41SL-LC-[Voltages include 120-277V]-[Emergency include blank, EL, EL10W]-[Wiring include blank, PI/CPI]-[Motion Sensors include blank, SA-EMRS, LB- or HB-ERMS360, LB- or HB-MRMS360]-L850-[Driver Types include CD, 5LTD, 5LTHD]1-[Packaging] | Indoor Luminaires | Linear Ambient | Direct Linear Ambient Luminaires | Standard | FALSE | [9 empty] | 7/9/2015 | Dimmable | Continuous (Can dim down to ≤ 10% (W)) | Not Yet Verified |  |  | 4542.13 | 122.13 | 37.19 | 9.61 | 0.989 | 5000 | 82
PXSY4HQP | Eaton (formerly Cooper Lighting) | Metalux | 4SNLED-LD4-41SL-LC-[Voltages include 120-277V]-[Emergency include blank, EL, EL10W]-[Wiring include blank, PI/CPI]-[Motion Sensors include blank, SA-EMRS, LB- or HB-ERMS360, LB- or HB-MRMS360]-L850-SD1-[Packaging] | Indoor Luminaires | Linear Ambient | Direct Linear Ambient Luminaires | Standard | FALSE | [9 empty] | 7/9/2015 | Dimmable | Stepped | Not Yet Verified |  |  | 4542.13 | 119.22 | 38.1 | 13.3 | 0.988 | 5000 | 82
PP933DCN | Eaton (formerly Cooper Lighting) | Metalux | 4SNLED-LD4-46SL-LC-[Voltages include 120-277V]-[Emergency include blank, EL, EL10W]-[Wiring include blank, PI/CPI]-[Motion Sensors include blank, SA-EMRS, LB- or HB-ERMS360, LB- or HB-MRMS360]-L835-[Driver Types include CD, 5LTD, 5LTHD]1-[Packaging] | Indoor Luminaires | Linear Ambient | Direct Linear Ambient Luminaires | Standard | FALSE | [9 empty] | 7/9/2015 | Dimmable | Continuous (Can dim down to ≤ 10% (W)) | Not Yet Verified |  |  | 4615 | 111.19 | 41.5 | 9.7 | 0.99 | 3500 | 82
P2FHHMQX | Eaton (formerly Cooper Lighting) | Metalux | 4SNLED-LD4-46SL-LC-[Voltages include 120-277V]-[Emergency include blank, EL, EL10W]-[Wiring include blank, PI/CPI]-[Motion Sensors include blank, SA-EMRS, LB- or HB-ERMS360, LB- or HB-MRMS360]-L835-SD1-[Packaging] | Indoor Luminaires | Linear Ambient | Direct Linear Ambient Luminaires | Standard | FALSE | [9 empty] | 7/9/2015 | Dimmable | Stepped | Not Yet Verified |  |  | 4615 | 109.35 | 42.21 | 12.5 | 0.99 | 3500 | 82
PYMTRA3M | Eaton (formerly Cooper Lighting) | Metalux | 4SNLED-LD4-46SL-LC-[Voltages include 120-277V]-[Emergency include blank, EL, EL10W]-[Wiring include blank, PI/CPI]-[Motion Sensors include blank, SA-EMRS, LB- or HB-ERMS360, LB- or HB-MRMS360]-L840-[Driver Types include CD, 5LTD, 5LTHD]1-[Packaging] | Indoor Luminaires | Linear Ambient | Direct Linear Ambient Luminaires | Standard | FALSE | [9 empty] | 7/9/2015 | Dimmable | Continuous (Can dim down to ≤ 10% (W)) | Not Yet Verified |  |  | 4739.61 | 114.2 | 41.5 | 9.7 | 0.99 | 4000 | 82
PMSBS8KN | Eaton (formerly Cooper Lighting) | Metalux | 4SNLED-LD4-46SL-LC-[Voltages include 120-277V]-[Emergency include blank, EL, EL10W]-[Wiring include blank, PI/CPI]-[Motion Sensors include blank, SA-EMRS, LB- or HB-ERMS360, LB- or HB-MRMS360]-L840-SD1-[Packaging] | Indoor Luminaires | Linear Ambient | Direct Linear Ambient Luminaires | Standard | FALSE | [9 empty] | 7/9/2015 | Dimmable | Stepped | Not Yet Verified |  |  | 4739.61 | 112.3 | 42.21 | 12.5 | 0.99 | 4000 | 82
P4ZH84NW | Eaton (formerly Cooper Lighting) | Metalux | 4SNLED-LD4-46SL-LC-[Voltages include 120-277V]-[Emergency include blank, EL, EL10W]-[Wiring include blank, PI/CPI]-[Motion Sensors include blank, SA-EMRS, LB- or HB-ERMS360, LB- or HB-MRMS360]-L850-[Driver Types include CD, 5LTD, 5LTHD]1-[Packaging] | Indoor Luminaires | Linear Ambient | Direct Linear Ambient Luminaires | Standard | FALSE | [9 empty] | 7/9/2015 | Dimmable | Continuous (Can dim down to ≤ 10% (W)) | Not Yet Verified |  |  | 4951.9 | 119.31 | 41.5 | 9.7 | 0.99 | 5000 | 82
PB87UHBC | Eaton (formerly Cooper Lighting) | Metalux | 4SNLED-LD4-46SL-LC-[Voltages include 120-277V]-[Emergency include blank, EL, EL10W]-[Wiring include blank, PI/CPI]-[Motion Sensors include blank, SA-EMRS, LB- or HB-ERMS360, LB- or HB-MRMS360]-L850-SD1-[Packaging] | Indoor Luminaires | Linear Ambient | Direct Linear Ambient Luminaires | Standard | FALSE | [9 empty] | 7/9/2015 | Dimmable | Stepped | Not Yet Verified |  |  | 4951.9 | 117.33 | 42.21 | 12.5 | 0.99 | 5000 | 82
P9TMMUT8 | Eaton (formerly Cooper Lighting) | Metalux | 4SNLED-LD4-49SL-LC-[Voltages include 120-277V]-[Emergency include blank, EL, EL10W]-[Wiring include blank, PI/CPI]-[Motion Sensors include blank, SA-EMRS, LB- or HB-ERMS360, LB- or HB-MRMS360]-L835-[Driver Types include CD, 5LTD, 5LTHD]1-[Packaging] | Indoor Luminaires | Linear Ambient | Direct Linear Ambient Luminaires | Standard | FALSE | [9 empty] | 7/9/2015 | Dimmable | Continuous (Can dim down to ≤ 10% (W)) | Not Yet Verified |  |  | 4994.03 | 108.72 | 45.94 | 8.91 | 0.991 | 3500 | 82
PEEPGXCB | Eaton (formerly Cooper Lighting) | Metalux | 4SNLED-LD4-49SL-LC-[Voltages include 120-277V]-[Emergency include blank, EL, EL10W]-[Wiring include blank, PI/CPI]-[Motion Sensors include blank, SA-EMRS, LB- or HB-ERMS360, LB- or HB-MRMS360]-L835-SD1-[Packaging] | Indoor Luminaires | Linear Ambient | Direct Linear Ambient Luminaires | Standard | FALSE | [9 empty] | 7/9/2015 | Dimmable | Stepped | Not Yet Verified |  |  | 4994.03 | 107.34 | 46.53 | 11.8 | 0.991 | 3500 | 82
PS2KE398 | Eaton (formerly Cooper Lighting) | Metalux | 4SNLED-LD4-49SL-LC-[Voltages include 120-277V]-[Emergency include blank, EL, EL10W]-[Wiring include blank, PI/CPI]-[Motion Sensors include blank, SA-EMRS, LB- or HB-ERMS360, LB- or HB-MRMS360]-L840-[Driver Types include CD, 5LTD, 5LTHD]1-[Packaging] | Indoor Luminaires | Linear Ambient | Direct Linear Ambient Luminaires | Standard | FALSE | [9 empty] | 7/9/2015 | Dimmable | Continuous (Can dim down to ≤ 10% (W)) | Not Yet Verified |  |  | 5128.87 | 111.65 | 45.94 | 8.91 | 0.991 | 4000 | 82
PR9KSBBX | Eaton (formerly Cooper Lighting) | Metalux | 4SNLED-LD4-49SL-LC-[Voltages include 120-277V]-[Emergency include blank, EL, EL10W]-[Wiring include blank, PI/CPI]-[Motion Sensors include blank, SA-EMRS, LB- or HB-ERMS360, LB- or HB-MRMS360]-L840-SD1-[Packaging] | Indoor Luminaires | Linear Ambient | Direct Linear Ambient Luminaires | Standard | FALSE | [9 empty] | 7/9/2015 | Dimmable | Stepped | Not Yet Verified |  |  | 5128.87 | 110.24 | 46.53 | 11.8 | 0.991 | 4000 | 82
PPW632HN | Eaton (formerly Cooper Lighting) | Metalux | 4SNLED-LD4-49SL-LC-[Voltages include 120-277V]-[Emergency include blank, EL, EL10W]-[Wiring include blank, PI/CPI]-[Motion Sensors include blank, SA-EMRS, LB- or HB-ERMS360, LB- or HB-MRMS360]-L850-[Driver Types include CD, 5LTD, 5LTHD]1-[Packaging] | Indoor Luminaires | Linear Ambient | Direct Linear Ambient Luminaires | Standard | FALSE | [9 empty] | 7/9/2015 | Dimmable | Continuous (Can dim down to ≤ 10% (W)) | Not Yet Verified |  |  | 5358.59 | 116.65 | 45.94 | 8.91 | 0.991 | 5000 | 82
P8ZFQ3QY | Eaton (formerly Cooper Lighting) | Metalux | 4SNLED-LD4-49SL-LC-[Voltages include 120-277V]-[Emergency include blank, EL, EL10W]-[Wiring include blank, PI/CPI]-[Motion Sensors include blank, SA-EMRS, LB- or HB-ERMS360, LB- or HB-MRMS360]-L850-SD1-[Packaging] | Indoor Luminaires | Linear Ambient | Direct Linear Ambient Luminaires | Standard | FALSE | [9 empty] | 7/9/2015 | Dimmable | Stepped | Not Yet Verified |  |  | 5358.59 | 115.18 | 46.53 | 11.8 | 0.991 | 5000 | 82
PV51FKUU | Eaton (formerly Cooper Lighting) | Metalux | 4SNLED-LD4-52SL-LC-[Voltages include 120-277V]-[Emergency include blank, EL, EL10W]-[Wiring include blank, PI/CPI]-[Motion Sensors include blank, SA-EMRS, LB- or HB-ERMS360, LB- or HB-MRMS360]-L835-[Driver Types include CD, 5LTD, 5LTHD]1-[Packaging] | Indoor Luminaires | Linear Ambient | Direct Linear Ambient Luminaires | Standard | FALSE | [9 empty] | 7/9/2015 | Dimmable | Continuous (Can dim down to ≤ 10% (W)) | Not Yet Verified |  |  | 5356.87 | 106.54 | 50.28 | 8.63 | 0.992 | 3500 | 82
PFWPRBDU | Eaton (formerly Cooper Lighting) | Metalux | 4SNLED-LD4-52SL-LC-[Voltages include 120-277V]-[Emergency include blank, EL, EL10W]-[Wiring include blank, PI/CPI]-[Motion Sensors include blank, SA-EMRS, LB- or HB-ERMS360, LB- or HB-MRMS360]-L835-SD1-[Packaging] | Indoor Luminaires | Linear Ambient | Direct Linear Ambient Luminaires | Standard | FALSE | [9 empty] | 7/9/2015 | Dimmable | Stepped | Not Yet Verified |  |  | 5356.87 | 105.45 | 50.8 | 11.2 | 0.992 | 3500 | 82
PTB4TRK2 | Eaton (formerly Cooper Lighting) | Metalux | 4SNLED-LD4-52SL-LC-[Voltages include 120-277V]-[Emergency include blank, EL, EL10W]-[Wiring include blank, PI/CPI]-[Motion Sensors include blank, SA-EMRS, LB- or HB-ERMS360, LB- or HB-MRMS360]-L840-[Driver Types include CD, 5LTD, 5LTHD]1-[Packaging] | Indoor Luminaires | Linear Ambient | Direct Linear Ambient Luminaires | Standard | FALSE | [9 empty] | 7/9/2015 | Dimmable | Continuous (Can dim down to ≤ 10% (W)) | Not Yet Verified |  |  | 5501.5 | 109.42 | 50.28 | 8.63 | 0.992 | 4000 | 82
PTTQ64ZU | Eaton (formerly Cooper Lighting) | Metalux | 4SNLED-LD4-52SL-LC-[Voltages include 120-277V]-[Emergency include blank, EL, EL10W]-[Wiring include blank, PI/CPI]-[Motion Sensors include blank, SA-EMRS, LB- or HB-ERMS360, LB- or HB-MRMS360]-L840-SD1-[Packaging] | Indoor Luminaires | Linear Ambient | Direct Linear Ambient Luminaires | Standard | FALSE | [9 empty] | 7/9/2015 | Dimmable | Stepped | Not Yet Verified |  |  | 5501.5 | 108.3 | 50.8 | 11.2 | 0.992 | 4000 | 82
PBE1AVK5 | Eaton (formerly Cooper Lighting) | Metalux | 4SNLED-LD4-52SL-LC-[Voltages include 120-277V]-[Emergency include blank, EL, EL10W]-[Wiring include blank, PI/CPI]-[Motion Sensors include blank, SA-EMRS, LB- or HB-ERMS360, LB- or HB-MRMS360]-L850-[Driver Types include CD, 5LTD, 5LTHD]1-[Packaging] | Indoor Luminaires | Linear Ambient | Direct Linear Ambient Luminaires | Standard | FALSE | [9 empty] | 7/9/2015 | Dimmable | Continuous (Can dim down to ≤ 10% (W)) | Not Yet Verified |  |  | 5747.92 | 114.32 | 50.28 | 8.63 | 0.992 | 5000 | 82
PEUK2TCG | Eaton (formerly Cooper Lighting) | Metalux | 4SNLED-LD4-52SL-LC-[Voltages include 120-277V]-[Emergency include blank, EL, EL10W]-[Wiring include blank, PI/CPI]-[Motion Sensors include blank, SA-EMRS, LB- or HB-ERMS360, LB- or HB-MRMS360]-L850-SD1-[Packaging] | Indoor Luminaires | Linear Ambient | Direct Linear Ambient Luminaires | Standard | FALSE | [9 empty] | 7/9/2015 | Dimmable | Stepped | Not Yet Verified |  |  | 5747.92 | 113.15 | 50.8 | 11.2 | 0.992 | 5000 | 82
PATMZE3R | Eaton (formerly Cooper Lighting) | Metalux | 4SNLED-LD4-56SL-LC-[Voltages include 120-277V]-[Emergency include blank, EL, EL10W]-[Wiring include blank, PI/CPI]-[Motion Sensors include blank, SA-EMRS, LB- or HB-ERMS360, LB- or HB-MRMS360]-L835-[Driver Types include CD, 5LTD]1-[Packaging] | Indoor Luminaires | Linear Ambient | Direct Linear Ambient Luminaires | Standard | FALSE | [9 empty] | 7/9/2015 | Dimmable | Continuous (Can dim down to ≤ 10% (W)) | Not Yet Verified |  |  | 5713.99 | 102.36 | 55.82 | 9.26 | 0.994 | 3500 | 82
PYN7MD6C | Eaton (formerly Cooper Lighting) | Metalux | 4SNLED-LD4-56SL-LC-[Voltages include 120-277V]-[Emergency include blank, EL, EL10W]-[Wiring include blank, PI/CPI]-[Motion Sensors include blank, SA-EMRS, LB- or HB-ERMS360, LB- or HB-MRMS360]-L835-SD1-[Packaging] | Indoor Luminaires | Linear Ambient | Direct Linear Ambient Luminaires | Standard | FALSE | [9 empty] | 7/9/2015 | Dimmable | Stepped | Not Yet Verified |  |  | 5713.99 | 100.87 | 56.64 | 10.51 | 0.993 | 3500 | 82
PNMKR5AE | Eaton (formerly Cooper Lighting) | Metalux | 4SNLED-LD4-56SL-LC-[Voltages include 120-277V]-[Emergency include blank, EL, EL10W]-[Wiring include blank, PI/CPI]-[Motion Sensors include blank, SA-EMRS, LB- or HB-ERMS360, LB- or HB-MRMS360]-L840-[Driver Types include CD, 5LTD]1-[Packaging] | Indoor Luminaires | Linear Ambient | Direct Linear Ambient Luminaires | Standard | FALSE | [9 empty] | 7/9/2015 | Dimmable | Continuous (Can dim down to ≤ 10% (W)) | Not Yet Verified |  |  | 5868.27 | 105.12 | 55.82 | 9.26 | 0.994 | 4000 | 82
PSXQS4YN | Eaton (formerly Cooper Lighting) | Metalux | 4SNLED-LD4-56SL-LC-[Voltages include 120-277V]-[Emergency include blank, EL, EL10W]-[Wiring include blank, PI/CPI]-[Motion Sensors include blank, SA-EMRS, LB- or HB-ERMS360, LB- or HB-MRMS360]-L840-SD1-[Packaging] | Indoor Luminaires | Linear Ambient | Direct Linear Ambient Luminaires | Standard | FALSE | [9 empty] | 7/9/2015 | Dimmable | Stepped | Not Yet Verified |  |  | 5868.27 | 103.6 | 56.64 | 10.51 | 0.993 | 4000 | 82
PST18HVT | Eaton (formerly Cooper Lighting) | Metalux | 4SNLED-LD4-56SL-LC-[Voltages include 120-277V]-[Emergency include blank, EL, EL10W]-[Wiring include blank, PI/CPI]-[Motion Sensors include blank, SA-EMRS, LB- or HB-ERMS360, LB- or HB-MRMS360]-L850-[Driver Types include CD, 5LTD]1-[Packaging] | Indoor Luminaires | Linear Ambient | Direct Linear Ambient Luminaires | Standard | FALSE | [9 empty] | 7/9/2015 | Dimmable | Continuous (Can dim down to ≤ 10% (W)) | Not Yet Verified |  |  | 6131.11 | 109.83 | 55.82 | 9.26 | 0.994 | 5000 | 82
P9CFZ6CP | Eaton (formerly Cooper Lighting) | Metalux | 4SNLED-LD4-56SL-LC-[Voltages include 120-277V]-[Emergency include blank, EL, EL10W]-[Wiring include blank, PI/CPI]-[Motion Sensors include blank, SA-EMRS, LB- or HB-ERMS360, LB- or HB-MRMS360]-L850-SD1-[Packaging] | Indoor Luminaires | Linear Ambient | Direct Linear Ambient Luminaires | Standard | FALSE | [9 empty] | 7/9/2015 | Dimmable | Stepped | Not Yet Verified |  |  | 6131.11 | 108.24 | 56.64 | 10.51 | 0.993 | 5000 | 82
P34YRP33 | Eaton (formerly Cooper Lighting) | Metalux | 4SNLED-LD4-60HL-LC-[Voltages include 120-277V]-[Emergency include blank, EL, EL10W]-[Wiring include blank, PI/CPI]-[Motion Sensors include blank, SA-EMRS, LB- or HB-ERMS360, LB- or HB-MRMS360]-L835-[Driver Types include CD, 5LTD, 5LTHD]1-[Packaging] | Indoor Luminaires | Linear Ambient | Direct Linear Ambient Luminaires | Standard | FALSE | [9 empty] | 7/9/2015 | Dimmable | Continuous (Can dim down to ≤ 10% (W)) | Not Yet Verified |  |  | 6114.92 | 121.34 | 50.39 | 9.17 | 0.993 | 3500 | 82
PHAKXCBT | Eaton (formerly Cooper Lighting) | Metalux | 4SNLED-LD4-60HL-LC-[Voltages include 120-277V]-[Emergency include blank, EL, EL10W]-[Wiring include blank, PI/CPI]-[Motion Sensors include blank, SA-EMRS, LB- or HB-ERMS360, LB- or HB-MRMS360]-L835-SD1-[Packaging] | Indoor Luminaires | Linear Ambient | Direct Linear Ambient Luminaires | Standard | FALSE | [9 empty] | 7/9/2015 | Dimmable | Stepped | Not Yet Verified |  |  | 6114.92 | 119.46 | 51.19 | 10.9 | 0.992 | 3500 | 82
P56HKECF | Eaton (formerly Cooper Lighting) | Metalux | 4SNLED-LD4-60HL-LC-[Voltages include 120-277V]-[Emergency include blank, EL, EL10W]-[Wiring include blank, PI/CPI]-[Motion Sensors include blank, SA-EMRS, LB- or HB-ERMS360, LB- or HB-MRMS360]-L840-[Driver Types include CD, 5LTD, 5LTHD]1-[Packaging] | Indoor Luminaires | Linear Ambient | Direct Linear Ambient Luminaires | Standard | FALSE | [9 empty] | 7/9/2015 | Dimmable | Continuous (Can dim down to ≤ 10% (W)) | Not Yet Verified |  |  | 6280.03 | 124.62 | 50.39 | 9.17 | 0.993 | 4000 | 82
P4FP6KVN | Eaton (formerly Cooper Lighting) | Metalux | 4SNLED-LD4-60HL-LC-[Voltages include 120-277V]-[Emergency include blank, EL, EL10W]-[Wiring include blank, PI/CPI]-[Motion Sensors include blank, SA-EMRS, LB- or HB-ERMS360, LB- or HB-MRMS360]-L840-SD1-[Packaging] | Indoor Luminaires | Linear Ambient | Direct Linear Ambient Luminaires | Standard | FALSE | [9 empty] | 7/9/2015 | Dimmable | Stepped | Not Yet Verified |  |  | 6280.03 | 122.69 | 51.19 | 10.9 | 0.992 | 4000 | 82
PHE2971Y | Eaton (formerly Cooper Lighting) | Metalux | 4SNLED-LD4-60HL-LC-[Voltages include 120-277V]-[Emergency include blank, EL, EL10W]-[Wiring include blank, PI/CPI]-[Motion Sensors include blank, SA-EMRS, LB- or HB-ERMS360, LB- or HB-MRMS360]-L850-[Driver Types include CD, 5LTD, 5LTHD]1-[Packaging] | Indoor Luminaires | Linear Ambient | Direct Linear Ambient Luminaires | Standard | FALSE | [9 empty] | 7/9/2015 | Dimmable | Continuous (Can dim down to ≤ 10% (W)) | Not Yet Verified |  |  | 6561.31 | 130.2 | 50.39 | 9.17 | 0.993 | 5000 | 82
P42AQ5VJ | Eaton (formerly Cooper Lighting) | Metalux | 4SNLED-LD4-60HL-LC-[Voltages include 120-277V]-[Emergency include blank, EL, EL10W]-[Wiring include blank, PI/CPI]-[Motion Sensors include blank, SA-EMRS, LB- or HB-ERMS360, LB- or HB-MRMS360]-L850-SD1-[Packaging] | Indoor Luminaires | Linear Ambient | Direct Linear Ambient Luminaires | Standard | FALSE | [9 empty] | 7/9/2015 | Dimmable | Stepped | Not Yet Verified |  |  | 6561.31 | 128.18 | 51.19 | 10.9 | 0.992 | 5000 | 82
PTRKFT9E | Eaton (formerly Cooper Lighting) | Metalux | 8TSNLED-LD4-60SL-LC-[Voltages include 120-277V]-[Emergency include blank, EL, EL10W]-[Wiring include blank, PI/CPI]-[Motion Sensors include blank, SA-EMRS, LB- or HB-ERMS360, LB- or HB-MRMS360]-L835-[Driver Types include CD, 5LTD]1-[Packaging] | Indoor Luminaires | Linear Ambient | Direct Linear Ambient Luminaires | Standard | FALSE | [9 empty] | 7/9/2015 | Dimmable | Continuous (Can dim down to ≤ 10% (W)) | Not Yet Verified |  |  | 6119.46 | 123.37 | 49.6 | 10.6 | 0.993 | 3500 | 82
PF8P1AG8 | Eaton (formerly Cooper Lighting) | Metalux | 8TSNLED-LD4-60SL-LC-[Voltages include 120-277V]-[Emergency include blank, EL, EL10W]-[Wiring include blank, PI/CPI]-[Motion Sensors include blank, SA-EMRS, LB- or HB-ERMS360, LB- or HB-MRMS360]-L840-[Driver Types include CD, 5LTD]1-[Packaging] | Indoor Luminaires | Linear Ambient | Direct Linear Ambient Luminaires | Standard | FALSE | [9 empty] | 7/9/2015 | Dimmable | Continuous (Can dim down to ≤ 10% (W)) | Not Yet Verified |  |  | 6284.68 | 126.7 | 49.6 | 10.6 | 0.993 | 4000 | 82
PYJVCHR9 | Eaton (formerly Cooper Lighting) | Metalux | 8TSNLED-LD4-60SL-LC-[Voltages include 120-277V]-[Emergency include blank, EL, EL10W]-[Wiring include blank, PI/CPI]-[Motion Sensors include blank, SA-EMRS, LB- or HB-ERMS360, LB- or HB-MRMS360]-L850-[Driver Types include CD, 5LTD]1-[Packaging] | Indoor Luminaires | Linear Ambient | Direct Linear Ambient Luminaires | Standard | FALSE | [9 empty] | 7/9/2015 | Dimmable | Continuous (Can dim down to ≤ 10% (W)) | Not Yet Verified |  |  | 6566.18 | 132.38 | 49.6 | 10.6 | 0.993 | 5000 | 82
P6UXEM4B | Eaton (formerly Cooper Lighting) | Metalux | 8TSNLED-LD4-68SL-LC-[Voltages include 120-277V]-[Emergency include blank, EL, EL10W]-[Wiring include blank, PI/CPI]-[Motion Sensors include blank, SA-EMRS, LB- or HB-ERMS360, LB- or HB-MRMS360]-L835-[Driver Types include CD, 5LTD]1-[Packaging] | Indoor Luminaires | Linear Ambient | Direct Linear Ambient Luminaires | Standard | FALSE | [9 empty] | 7/9/2015 | Dimmable | Continuous (Can dim down to ≤ 10% (W)) | Not Yet Verified |  |  | 6860.11 | 124.74 | 55 | 8 | 0.994 | 3500 | 82
PEG5JS7M | Eaton (formerly Cooper Lighting) | Metalux | 8TSNLED-LD4-68SL-LC-[Voltages include 120-277V]-[Emergency include blank, EL, EL10W]-[Wiring include blank, PI/CPI]-[Motion Sensors include blank, SA-EMRS, LB- or HB-ERMS360, LB- or HB-MRMS360]-L840-[Driver Types include CD, 5LTD]1-[Packaging] | Indoor Luminaires | Linear Ambient | Direct Linear Ambient Luminaires | Standard | FALSE | [9 empty] | 7/9/2015 | Dimmable | Continuous (Can dim down to ≤ 10% (W)) | Not Yet Verified |  |  | 7045.34 | 128.1 | 55 | 8 | 0.994 | 4000 | 82
P1CZ3VGC | Eaton (formerly Cooper Lighting) | Metalux | 8TSNLED-LD4-68SL-LC-[Voltages include 120-277V]-[Emergency include blank, EL, EL10W]-[Wiring include blank, PI/CPI]-[Motion Sensors include blank, SA-EMRS, LB- or HB-ERMS360, LB- or HB-MRMS360]-L850-[Driver Types include CD, 5LTD]1-[Packaging] | Indoor Luminaires | Linear Ambient | Direct Linear Ambient Luminaires | Standard | FALSE | [9 empty] | 7/9/2015 | Dimmable | Continuous (Can dim down to ≤ 10% (W)) | Not Yet Verified |  |  | 7360.9 | 133.84 | 55 | 8 | 0.994 | 5000 | 82
PGNH7U1E | Eaton (formerly Cooper Lighting) | Metalux | 8TSNLED-LD4-75SL-LC-[Voltages include 120-277V]-[Emergency include blank, EL, EL10W]-[Wiring include blank, PI/CPI]-[Motion Sensors include blank, SA-EMRS, LB- or HB-ERMS360, LB- or HB-MRMS360]-L835-[Driver Types include CD, 5LTD]1-[Packaging] | Indoor Luminaires | Linear Ambient | Direct Linear Ambient Luminaires | Standard | FALSE | [9 empty] | 7/9/2015 | Dimmable | Continuous (Can dim down to ≤ 10% (W)) | Not Yet Verified |  |  | 7640.75 | 121.91 | 62.68 | 7.5 | 0.995 | 3500 | 82
PSRNXEJX | Eaton (formerly Cooper Lighting) | Metalux | 8TSNLED-LD4-75SL-LC-[Voltages include 120-277V]-[Emergency include blank, EL, EL10W]-[Wiring include blank, PI/CPI]-[Motion Sensors include blank, SA-EMRS, LB- or HB-ERMS360, LB- or HB-MRMS360]-L840-[Driver Types include CD, 5LTD]1-[Packaging] | Indoor Luminaires | Linear Ambient | Direct Linear Ambient Luminaires | Standard | FALSE | [9 empty] | 7/9/2015 | Dimmable | Continuous (Can dim down to ≤ 10% (W)) | Not Yet Verified |  |  | 7847.05 | 125.2 | 62.68 | 7.5 | 0.995 | 4000 | 82
P6YBGEDB | Eaton (formerly Cooper Lighting) | Metalux | 8TSNLED-LD4-75SL-LC-[Voltages include 120-277V]-[Emergency include blank, EL, EL10W]-[Wiring include blank, PI/CPI]-[Motion Sensors include blank, SA-EMRS, LB- or HB-ERMS360, LB- or HB-MRMS360]-L850-[Driver Types include CD, 5LTD]1-[Packaging] | Indoor Luminaires | Linear Ambient | Direct Linear Ambient Luminaires | Standard | FALSE | [9 empty] | 7/9/2015 | Dimmable | Continuous (Can dim down to ≤ 10% (W)) | Not Yet Verified |  |  | 8198.53 | 130.81 | 62.68 | 7.5 | 0.995 | 5000 | 82
P1URTJX8 | Eaton (formerly Cooper Lighting) | Metalux | 8TSNLED-LD4-83SL-LC-[Voltages include 120-277V]-[Emergency include blank, EL, EL10W]-[Wiring include blank, PI/CPI]-[Motion Sensors include blank, SA-EMRS, LB- or HB-ERMS360, LB- or HB-MRMS360]-L835-[Driver Types include CD, 5LTD]1-[Packaging] | Indoor Luminaires | Linear Ambient | Direct Linear Ambient Luminaires | Standard | FALSE | [9 empty] | 7/9/2015 | Dimmable | Continuous (Can dim down to ≤ 10% (W)) | Not Yet Verified |  |  | 8463.28 | 118.64 | 71.33 | 6.83 | 0.994 | 3500 | 82
PG5KXH7Y | Eaton (formerly Cooper Lighting) | Metalux | 8TSNLED-LD4-83SL-LC-[Voltages include 120-277V]-[Emergency include blank, EL, EL10W]-[Wiring include blank, PI/CPI]-[Motion Sensors include blank, SA-EMRS, LB- or HB-ERMS360, LB- or HB-MRMS360]-L840-[Driver Types include CD, 5LTD]1-[Packaging] | Indoor Luminaires | Linear Ambient | Direct Linear Ambient Luminaires | Standard | FALSE | [9 empty] | 7/9/2015 | Dimmable | Continuous (Can dim down to ≤ 10% (W)) | Not Yet Verified |  |  | 8691.79 | 121.85 | 71.33 | 6.83 | 0.994 | 4000 | 82
PGQG2D6X | Eaton (formerly Cooper Lighting) | Metalux | 8TSNLED-LD4-83SL-LC-[Voltages include 120-277V]-[Emergency include blank, EL, EL10W]-[Wiring include blank, PI/CPI]-[Motion Sensors include blank, SA-EMRS, LB- or HB-ERMS360, LB- or HB-MRMS360]-L850-[Driver Types include CD, 5LTD]1-[Packaging] | Indoor Luminaires | Linear Ambient | Direct Linear Ambient Luminaires | Standard | FALSE | [9 empty] | 7/9/2015 | Dimmable | Continuous (Can dim down to ≤ 10% (W)) | Not Yet Verified |  |  | 9081.1 | 127.3 | 71.33 | 6.83 | 0.994 | 5000 | 82
P2TXNYY4 | Eaton (formerly Cooper Lighting) | Metalux | 8TSNLED-LD4-90SL-LC-[Voltages include 120-277V]-[Emergency include blank, EL, EL10W]-[Wiring include blank, PI/CPI]-[Motion Sensors include blank, SA-EMRS, LB- or HB-ERMS360, LB- or HB-MRMS360]-L835-[Driver Types include CD, 5LTD, 5LTHD]2-[Packaging] | Indoor Luminaires | Linear Ambient | Direct Linear Ambient Luminaires | Standard | FALSE | [9 empty] | 7/9/2015 | Dimmable | Continuous (Can dim down to ≤ 10% (W)) | Not Yet Verified |  |  | 9226.78 | 111.16 | 83.01 | 9.7 | 0.99 | 3500 | 82
PQYVRDBR | Eaton (formerly Cooper Lighting) | Metalux | 8TSNLED-LD4-90SL-LC-[Voltages include 120-277V]-[Emergency include blank, EL, EL10W]-[Wiring include blank, PI/CPI]-[Motion Sensors include blank, SA-EMRS, LB- or HB-ERMS360, LB- or HB-MRMS360]-L835-SD2-[Packaging] | Indoor Luminaires | Linear Ambient | Direct Linear Ambient Luminaires | Standard | FALSE | [9 empty] | 7/9/2015 | Dimmable | Stepped | Not Yet Verified |  |  | 9226.78 | 109.31 | 84.41 | 12.5 | 0.99 | 3500 | 82
P42PJCGK | Eaton (formerly Cooper Lighting) | Metalux | 8TSNLED-LD4-90SL-LC-[Voltages include 120-277V]-[Emergency include blank, EL, EL10W]-[Wiring include blank, PI/CPI]-[Motion Sensors include blank, SA-EMRS, LB- or HB-ERMS360, LB- or HB-MRMS360]-L840-[Driver Types include CD, 5LTD, 5LTHD]2-[Packaging] | Indoor Luminaires | Linear Ambient | Direct Linear Ambient Luminaires | Standard | FALSE | [9 empty] | 7/9/2015 | Dimmable | Continuous (Can dim down to ≤ 10% (W)) | Not Yet Verified |  |  | 9475.91 | 114.16 | 83.01 | 9.7 | 0.99 | 4000 | 82
PWB96M8Z | Eaton (formerly Cooper Lighting) | Metalux | 8TSNLED-LD4-90SL-LC-[Voltages include 120-277V]-[Emergency include blank, EL, EL10W]-[Wiring include blank, PI/CPI]-[Motion Sensors include blank, SA-EMRS, LB- or HB-ERMS360, LB- or HB-MRMS360]-L840-SD2-[Packaging] | Indoor Luminaires | Linear Ambient | Direct Linear Ambient Luminaires | Standard | FALSE | [9 empty] | 7/9/2015 | Dimmable | Stepped | Not Yet Verified |  |  | 9475.91 | 112.26 | 84.41 | 12.5 | 0.99 | 4000 | 82
PH4QAHP9 | Eaton (formerly Cooper Lighting) | Metalux | 8TSNLED-LD4-90SL-LC-[Voltages include 120-277V]-[Emergency include blank, EL, EL10W]-[Wiring include blank, PI/CPI]-[Motion Sensors include blank, SA-EMRS, LB- or HB-ERMS360, LB- or HB-MRMS360]-L850-[Driver Types include CD, 5LTD, 5LTHD]2-[Packaging] | Indoor Luminaires | Linear Ambient | Direct Linear Ambient Luminaires | Standard | FALSE | [9 empty] | 7/9/2015 | Dimmable | Continuous (Can dim down to ≤ 10% (W)) | Not Yet Verified |  |  | 9900.34 | 119.27 | 83.01 | 9.7 | 0.99 | 5000 | 82
PA4EW9D2 | Eaton (formerly Cooper Lighting) | Metalux | 8TSNLED-LD4-90SL-LC-[Voltages include 120-277V]-[Emergency include blank, EL, EL10W]-[Wiring include blank, PI/CPI]-[Motion Sensors include blank, SA-EMRS, LB- or HB-ERMS360, LB- or HB-MRMS360]-L850-SD2-[Packaging] | Indoor Luminaires | Linear Ambient | Direct Linear Ambient Luminaires | Standard | FALSE | [9 empty] | 7/9/2015 | Dimmable | Stepped | Not Yet Verified |  |  | 9900.34 | 117.29 | 84.41 | 12.5 | 0.99 | 5000 | 82
PFZGE6HP | Eaton (formerly Cooper Lighting) | Metalux | 8TSNLED-LD4-98SL-LC-[Voltages include 120-277V]-[Emergency include blank, EL, EL10W]-[Wiring include blank, PI/CPI]-[Motion Sensors include blank, SA-EMRS, LB- or HB-ERMS360, LB- or HB-MRMS360]-L835-[Driver Types include CD, 5LTD, 5LTHD]2-[Packaging] | Indoor Luminaires | Linear Ambient | Direct Linear Ambient Luminaires | Standard | FALSE | [9 empty] | 7/9/2015 | Dimmable | Continuous (Can dim down to ≤ 10% (W)) | Not Yet Verified |  |  | 9984.58 | 108.68 | 91.87 | 8.91 | 0.991 | 3500 | 82
PX4TBYNE | Eaton (formerly Cooper Lighting) | Metalux | 8TSNLED-LD4-98SL-LC-[Voltages include 120-277V]-[Emergency include blank, EL, EL10W]-[Wiring include blank, PI/CPI]-[Motion Sensors include blank, SA-EMRS, LB- or HB-ERMS360, LB- or HB-MRMS360]-L835-SD2-[Packaging] | Indoor Luminaires | Linear Ambient | Direct Linear Ambient Luminaires | Standard | FALSE | [9 empty] | 7/9/2015 | Dimmable | Stepped | Not Yet Verified |  |  | 9984.58 | 107.3 | 93.05 | 11.8 | 0.991 | 3500 | 82
PSYRM1EF | Eaton (formerly Cooper Lighting) | Metalux | 8TSNLED-LD4-98SL-LC-[Voltages include 120-277V]-[Emergency include blank, EL, EL10W]-[Wiring include blank, PI/CPI]-[Motion Sensors include blank, SA-EMRS, LB- or HB-ERMS360, LB- or HB-MRMS360]-L840-[Driver Types include CD, 5LTD, 5LTHD]2-[Packaging] | Indoor Luminaires | Linear Ambient | Direct Linear Ambient Luminaires | Standard | FALSE | [9 empty] | 7/9/2015 | Dimmable | Continuous (Can dim down to ≤ 10% (W)) | Not Yet Verified |  |  | 10254.16 | 111.61 | 91.87 | 8.91 | 0.991 | 4000 | 82
P5FQ5XS4 | Eaton (formerly Cooper Lighting) | Metalux | 8TSNLED-LD4-98SL-LC-[Voltages include 120-277V]-[Emergency include blank, EL, EL10W]-[Wiring include blank, PI/CPI]-[Motion Sensors include blank, SA-EMRS, LB- or HB-ERMS360, LB- or HB-MRMS360]-L840-SD2-[Packaging] | Indoor Luminaires | Linear Ambient | Direct Linear Ambient Luminaires | Standard | FALSE | [9 empty] | 7/9/2015 | Dimmable | Stepped | Not Yet Verified |  |  | 10254.16 | 110.2 | 93.05 | 11.8 | 0.991 | 4000 | 82
P8HYDDTR | Eaton (formerly Cooper Lighting) | Metalux | 8TSNLED-LD4-98SL-LC-[Voltages include 120-277V]-[Emergency include blank, EL, EL10W]-[Wiring include blank, PI/CPI]-[Motion Sensors include blank, SA-EMRS, LB- or HB-ERMS360, LB- or HB-MRMS360]-L850-[Driver Types include CD, 5LTD, 5LTHD]2-[Packaging] | Indoor Luminaires | Linear Ambient | Direct Linear Ambient Luminaires | Standard | FALSE | [9 empty] | 7/9/2015 | Dimmable | Continuous (Can dim down to ≤ 10% (W)) | Not Yet Verified |  |  | 10713.45 | 116.61 | 91.87 | 8.91 | 0.991 | 5000 | 82
PN22R1KW | Eaton (formerly Cooper Lighting) | Metalux | 8TSNLED-LD4-98SL-LC-[Voltages include 120-277V]-[Emergency include blank, EL, EL10W]-[Wiring include blank, PI/CPI]-[Motion Sensors include blank, SA-EMRS, LB- or HB-ERMS360, LB- or HB-MRMS360]-L850-SD2-[Packaging] | Indoor Luminaires | Linear Ambient | Direct Linear Ambient Luminaires | Standard | FALSE | [9 empty] | 7/9/2015 | Dimmable | Stepped | Not Yet Verified |  |  | 10713.45 | 115.14 | 93.05 | 11.8 | 0.991 | 5000 | 82
P968VA4U | Eaton (formerly Cooper Lighting) | Metalux | 8TSNLED-LD4-105SL-LC-[Voltages include 120-277V]-[Emergency include blank, EL, EL10W]-[Wiring include blank, PI/CPI]-[Motion Sensors include blank, SA-EMRS, LB- or HB-ERMS360, LB- or HB-MRMS360]-L835-[Driver Types include CD, 5LTD, 5LTHD]2-[Packaging] | Indoor Luminaires | Linear Ambient | Direct Linear Ambient Luminaires | Standard | FALSE | [9 empty] | 7/9/2015 | Dimmable | Continuous (Can dim down to ≤ 10% (W)) | Not Yet Verified |  |  | 10710 | 106.5 | 100.56 | 8.63 | 0.992 | 3500 | 82
PFZJH9WK | Eaton (formerly Cooper Lighting) | Metalux | 8TSNLED-LD4-105SL-LC-[Voltages include 120-277V]-[Emergency include blank, EL, EL10W]-[Wiring include blank, PI/CPI]-[Motion Sensors include blank, SA-EMRS, LB- or HB-ERMS360, LB- or HB-MRMS360]-L835-SD2-[Packaging] | Indoor Luminaires | Linear Ambient | Direct Linear Ambient Luminaires | Standard | FALSE | [9 empty] | 7/9/2015 | Dimmable | Stepped | Not Yet Verified |  |  | 10710 | 105.41 | 101.6 | 11.2 | 0.992 | 3500 | 82
PT3JH1VY | Eaton (formerly Cooper Lighting) | Metalux | 8TSNLED-LD4-105SL-LC-[Voltages include 120-277V]-[Emergency include blank, EL, EL10W]-[Wiring include blank, PI/CPI]-[Motion Sensors include blank, SA-EMRS, LB- or HB-ERMS360, LB- or HB-MRMS360]-L840-[Driver Types include CD, 5LTD, 5LTHD]2-[Packaging] | Indoor Luminaires | Linear Ambient | Direct Linear Ambient Luminaires | Standard | FALSE | [9 empty] | 7/9/2015 | Dimmable | Continuous (Can dim down to ≤ 10% (W)) | Not Yet Verified |  |  | 10999.17 | 109.38 | 100.56 | 8.63 | 0.992 | 4000 | 82
PV58V5ZE | Eaton (formerly Cooper Lighting) | Metalux | 8TSNLED-LD4-105SL-LC-[Voltages include 120-277V]-[Emergency include blank, EL, EL10W]-[Wiring include blank, PI/CPI]-[Motion Sensors include blank, SA-EMRS, LB- or HB-ERMS360, LB- or HB-MRMS360]-L840-SD2-[Packaging] | Indoor Luminaires | Linear Ambient | Direct Linear Ambient Luminaires | Standard | FALSE | [9 empty] | 7/9/2015 | Dimmable | Stepped | Not Yet Verified |  |  | 10999.17 | 108.26 | 101.6 | 11.2 | 0.992 | 4000 | 82
P6Y6A4V5 | Eaton (formerly Cooper Lighting) | Metalux | 8TSNLED-LD4-105SL-LC-[Voltages include 120-277V]-[Emergency include blank, EL, EL10W]-[Wiring include blank, PI/CPI]-[Motion Sensors include blank, SA-EMRS, LB- or HB-ERMS360, LB- or HB-MRMS360]-L850-[Driver Types include CD, 5LTD, 5LTHD]2-[Packaging] | Indoor Luminaires | Linear Ambient | Direct Linear Ambient Luminaires | Standard | FALSE | [9 empty] | 7/9/2015 | Dimmable | Continuous (Can dim down to ≤ 10% (W)) | Not Yet Verified |  |  | 11491.83 | 114.28 | 100.56 | 8.63 | 0.992 | 5000 | 82
PJRKXXK3 | Eaton (formerly Cooper Lighting) | Metalux | 8TSNLED-LD4-105SL-LC-[Voltages include 120-277V]-[Emergency include blank, EL, EL10W]-[Wiring include blank, PI/CPI]-[Motion Sensors include blank, SA-EMRS, LB- or HB-ERMS360, LB- or HB-MRMS360]-L850-SD2-[Packaging] | Indoor Luminaires | Linear Ambient | Direct Linear Ambient Luminaires | Standard | FALSE | [9 empty] | 7/9/2015 | Dimmable | Stepped | Not Yet Verified |  |  | 11491.83 | 113.11 | 101.6 | 11.2 | 0.992 | 5000 | 82
PUP5D6E4 | Eaton (formerly Cooper Lighting) | Metalux | 2SNLED-LD4-18SL-LN-[Voltage includes 120V]-[Emergency include blank, EL, EL10W]-[Wiring include blank, PI/CPI]-[Motion Sensors include blank, SA-EMRS, LB- or HB-ERMS360, LB- or HB-MRMS360]-L835-[Driver Types include CD, 5LTHD]1-[Packaging] | Indoor Luminaires | Linear Ambient | Direct Linear Ambient Luminaires | Standard | FALSE | [9 empty] | 7/9/2015 | Dimmable | Continuous (Can dim down to ≤ 10% (W)) | Not Yet Verified |  |  | 1900.78 | 108.66 | 17.49 | 9.02 | 0.986 | 3500 | 82
P9TG917Q | Eaton (formerly Cooper Lighting) | Metalux | 2SNLED-LD4-18SL-LN-[Voltage includes 120V]-[Emergency include blank, EL, EL10W]-[Wiring include blank, PI/CPI]-[Motion Sensors include blank, SA-EMRS, LB- or HB-ERMS360, LB- or HB-MRMS360]-L840-[Driver Types include CD, 5LTHD]1-[Packaging] | Indoor Luminaires | Linear Ambient | Direct Linear Ambient Luminaires | Standard | FALSE | [9 empty] | 7/9/2015 | Dimmable | Continuous (Can dim down to ≤ 10% (W)) | Not Yet Verified |  |  | 1952.11 | 111.6 | 17.49 | 9.02 | 0.986 | 4000 | 82
PBA9EEPJ | Eaton (formerly Cooper Lighting) | Metalux | 2SNLED-LD4-18SL-LN-[Voltage includes 120V]-[Emergency include blank, EL, EL10W]-[Wiring include blank, PI/CPI]-[Motion Sensors include blank, SA-EMRS, LB- or HB-ERMS360, LB- or HB-MRMS360]-L850-[Driver Types include CD, 5LTHD]1-[Packaging] | Indoor Luminaires | Linear Ambient | Direct Linear Ambient Luminaires | Standard | FALSE | [9 empty] | 7/9/2015 | Dimmable | Continuous (Can dim down to ≤ 10% (W)) | Not Yet Verified |  |  | 2039.54 | 116.59 | 17.49 | 9.02 | 0.986 | 5000 | 82
PANHEBQJ | Eaton (formerly Cooper Lighting) | Metalux | 2SNLED-LD4-22SL-LN-[Voltages include 120-277V]-[Emergency include blank, EL, EL10W]-[Wiring include blank, PI/CPI]-[Motion Sensors include blank, SA-EMRS, LB- or HB-ERMS360, LB- or HB-MRMS360]-L835-[Driver Types include CD, 5LTHD]1-[Packaging] | Indoor Luminaires | Linear Ambient | Direct Linear Ambient Luminaires | Standard | FALSE | [9 empty] | 7/9/2015 | Dimmable | Continuous (Can dim down to ≤ 10% (W)) | Not Yet Verified |  |  | 2317.59 | 104.7 | 22.14 | 8.36 | 0.99 | 3500 | 82
PM8WDK6A | Eaton (formerly Cooper Lighting) | Metalux | 2SNLED-LD4-22SL-LN-[Voltages include 120-277V]-[Emergency include blank, EL, EL10W]-[Wiring include blank, PI/CPI]-[Motion Sensors include blank, SA-EMRS, LB- or HB-ERMS360, LB- or HB-MRMS360]-L840-[Driver Types include CD, 5LTHD]1-[Packaging] | Indoor Luminaires | Linear Ambient | Direct Linear Ambient Luminaires | Standard | FALSE | [9 empty] | 7/9/2015 | Dimmable | Continuous (Can dim down to ≤ 10% (W)) | Not Yet Verified |  |  | 2380.16 | 107.53 | 22.14 | 8.36 | 0.99 | 4000 | 82
PRDR8UK7 | Eaton (formerly Cooper Lighting) | Metalux | 2SNLED-LD4-22SL-LN-[Voltages include 120-277V]-[Emergency include blank, EL, EL10W]-[Wiring include blank, PI/CPI]-[Motion Sensors include blank, SA-EMRS, LB- or HB-ERMS360, LB- or HB-MRMS360]-L850-[Driver Types include CD, 5LTHD]1-[Packaging] | Indoor Luminaires | Linear Ambient | Direct Linear Ambient Luminaires | Standard | FALSE | [9 empty] | 7/9/2015 | Dimmable | Continuous (Can dim down to ≤ 10% (W)) | Not Yet Verified |  |  | 2486.77 | 112.34 | 22.14 | 8.36 | 0.99 | 5000 | 82
PFZBCXRG | Eaton (formerly Cooper Lighting) | Metalux | 2SNLED-LD4-26SL-LN-[Voltages include 120-277V]-[Emergency include blank, EL, EL10W]-[Wiring include blank, PI/CPI]-[Motion Sensors include blank, SA-EMRS, LB- or HB-ERMS360, LB- or HB-MRMS360]-L835-[Driver Types include CD, 5LTHD]1-[Packaging] | Indoor Luminaires | Linear Ambient | Direct Linear Ambient Luminaires | Standard | FALSE | [9 empty] | 7/9/2015 | Dimmable | Continuous (Can dim down to ≤ 10% (W)) | Not Yet Verified |  |  | 2703.85 | 114.42 | 23.63 | 7.92 | 0.992 | 3500 | 82
PRKSS6TU | Eaton (formerly Cooper Lighting) | Metalux | 2SNLED-LD4-26SL-LN-[Voltages include 120-277V]-[Emergency include blank, EL, EL10W]-[Wiring include blank, PI/CPI]-[Motion Sensors include blank, SA-EMRS, LB- or HB-ERMS360, LB- or HB-MRMS360]-L840-[Driver Types include CD, 5LTHD]1-[Packaging] | Indoor Luminaires | Linear Ambient | Direct Linear Ambient Luminaires | Standard | FALSE | [9 empty] | 7/9/2015 | Dimmable | Continuous (Can dim down to ≤ 10% (W)) | Not Yet Verified |  |  | 2776.86 | 117.51 | 23.63 | 7.92 | 0.992 | 4000 | 82
PAW95ZUY | Eaton (formerly Cooper Lighting) | Metalux | 2SNLED-LD4-26SL-LN-[Voltages include 120-277V]-[Emergency include blank, EL, EL10W]-[Wiring include blank, PI/CPI]-[Motion Sensors include blank, SA-EMRS, LB- or HB-ERMS360, LB- or HB-MRMS360]-L850-[Driver Types include CD, 5LTHD]1-[Packaging] | Indoor Luminaires | Linear Ambient | Direct Linear Ambient Luminaires | Standard | FALSE | [9 empty] | 7/9/2015 | Dimmable | Continuous (Can dim down to ≤ 10% (W)) | Not Yet Verified |  |  | 2901.24 | 122.77 | 23.63 | 7.92 | 0.992 | 5000 | 82
PUW5RBPW | Eaton (formerly Cooper Lighting) | Metalux | 4SNLED-LD4-18SL-LN-[Voltages include 120-277V]-[Emergency include blank, EL, EL10W]-[Wiring include blank, PI/CPI]-[Motion Sensors include blank, SA-EMRS, LB- or HB-ERMS360, LB- or HB-MRMS360]-L835-CD1-[Packaging] | Indoor Luminaires | Linear Ambient | Direct Linear Ambient Luminaires | Standard | FALSE | [9 empty] | 7/9/2015 | Dimmable | Continuous (Can dim down to ≤ 10% (W)) | Not Yet Verified |  |  | 2031.81 | 128.18 | 15.85 | 10.25 | 0.987 | 3500 | 82
P6UFWDN4 | Eaton (formerly Cooper Lighting) | Metalux | 4SNLED-LD4-18SL-LN-[Voltage includes 120V]-[Emergency include blank, EL, EL10W]-[Wiring include blank, PI/CPI]-[Motion Sensors include blank, SA-EMRS, LB- or HB-ERMS360, LB- or HB-MRMS360]-L835-5LTHD1-[Packaging] | Indoor Luminaires | Linear Ambient | Direct Linear Ambient Luminaires | Standard | FALSE | [9 empty] | 7/9/2015 | Dimmable | Continuous (Can dim down to ≤ 10% (W)) | Not Yet Verified |  |  | 2031.81 | 118 | 17.22 | 5.9 | 0.97 | 3500 | 82
PYGBQ9B5 | Eaton (formerly Cooper Lighting) | Metalux | 4SNLED-LD4-18SL-LN-[Voltages include 120-277V]-[Emergency include blank, EL, EL10W]-[Wiring include blank, PI/CPI]-[Motion Sensors include blank, SA-EMRS, LB- or HB-ERMS360, LB- or HB-MRMS360]-L840-CD1-[Packaging] | Indoor Luminaires | Linear Ambient | Direct Linear Ambient Luminaires | Standard | FALSE | [9 empty] | 7/9/2015 | Dimmable | Continuous (Can dim down to ≤ 10% (W)) | Not Yet Verified |  |  | 2086.67 | 131.64 | 15.85 | 10.25 | 0.987 | 4000 | 82
PXDWQNSQ | Eaton (formerly Cooper Lighting) | Metalux | 4SNLED-LD4-18SL-LN-[Voltage includes 120V]-[Emergency include blank, EL, EL10W]-[Wiring include blank, PI/CPI]-[Motion Sensors include blank, SA-EMRS, LB- or HB-ERMS360, LB- or HB-MRMS360]-L840-5LTHD1-[Packaging] | Indoor Luminaires | Linear Ambient | Direct Linear Ambient Luminaires | Standard | FALSE | [9 empty] | 7/9/2015 | Dimmable | Continuous (Can dim down to ≤ 10% (W)) | Not Yet Verified |  |  | 2086.67 | 121.18 | 17.22 | 5.9 | 0.97 | 4000 | 82
PSSD42HW | Eaton (formerly Cooper Lighting) | Metalux | 4SNLED-LD4-18SL-LN-[Voltages include 120-277V]-[Emergency include blank, EL, EL10W]-[Wiring include blank, PI/CPI]-[Motion Sensors include blank, SA-EMRS, LB- or HB-ERMS360, LB- or HB-MRMS360]-L850-CD1-[Packaging] | Indoor Luminaires | Linear Ambient | Direct Linear Ambient Luminaires | Standard | FALSE | [9 empty] | 7/9/2015 | Dimmable | Continuous (Can dim down to ≤ 10% (W)) | Not Yet Verified |  |  | 2180.13 | 137.54 | 15.85 | 10.25 | 0.987 | 5000 | 82
PCFXVBWV | Eaton (formerly Cooper Lighting) | Metalux | 4SNLED-LD4-18SL-LN-[Voltage includes 120V]-[Emergency include blank, EL, EL10W]-[Wiring include blank, PI/CPI]-[Motion Sensors include blank, SA-EMRS, LB- or HB-ERMS360, LB- or HB-MRMS360]-L850-5LTHD1-[Packaging] | Indoor Luminaires | Linear Ambient | Direct Linear Ambient Luminaires | Standard | FALSE | [9 empty] | 7/9/2015 | Dimmable | Continuous (Can dim down to ≤ 10% (W)) | Not Yet Verified |  |  | 2180.13 | 126.61 | 17.22 | 5.9 | 0.97 | 5000 | 82
P2K63FZM | Eaton (formerly Cooper Lighting) | Metalux | 4SNLED-LD4-22SL-LN-[Voltages include 120-277V]-[Emergency include blank, EL, EL10W]-[Wiring include blank, PI/CPI]-[Motion Sensors include blank, SA-EMRS, LB- or HB-ERMS360, LB- or HB-MRMS360]-L835-CD1-[Packaging] | Indoor Luminaires | Linear Ambient | Direct Linear Ambient Luminaires | Standard | FALSE | [9 empty] | 7/9/2015 | Dimmable | Continuous (Can dim down to ≤ 10% (W)) | Not Yet Verified |  |  | 2293.85 | 127.11 | 18.05 | 9.64 | 0.989 | 3500 | 82
PQ7R1T37 | Eaton (formerly Cooper Lighting) | Metalux | 4SNLED-LD4-22SL-LN-[Voltage includes 120V]-[Emergency include blank, EL, EL10W]-[Wiring include blank, PI/CPI]-[Motion Sensors include blank, SA-EMRS, LB- or HB-ERMS360, LB- or HB-MRMS360]-L835-5LTHD1-[Packaging] | Indoor Luminaires | Linear Ambient | Direct Linear Ambient Luminaires | Standard | FALSE | [9 empty] | 7/9/2015 | Dimmable | Continuous (Can dim down to ≤ 10% (W)) | Not Yet Verified |  |  | 2293.85 | 118.4 | 19.37 | 6.1 | 0.974 | 3500 | 82
PSJBZ7FP | Eaton (formerly Cooper Lighting) | Metalux | 4SNLED-LD4-22SL-LN-[Voltages include 120-277V]-[Emergency include blank, EL, EL10W]-[Wiring include blank, PI/CPI]-[Motion Sensors include blank, SA-EMRS, LB- or HB-ERMS360, LB- or HB-MRMS360]-L840-CD1-[Packaging] | Indoor Luminaires | Linear Ambient | Direct Linear Ambient Luminaires | Standard | FALSE | [9 empty] | 7/9/2015 | Dimmable | Continuous (Can dim down to ≤ 10% (W)) | Not Yet Verified |  |  | 2355.79 | 130.54 | 18.05 | 9.64 | 0.989 | 4000 | 82
PCC2MDHW | Eaton (formerly Cooper Lighting) | Metalux | 4SNLED-LD4-22SL-LN-[Voltage includes 120V]-[Emergency include blank, EL, EL10W]-[Wiring include blank, PI/CPI]-[Motion Sensors include blank, SA-EMRS, LB- or HB-ERMS360, LB- or HB-MRMS360]-L840-5LTHD1-[Packaging] | Indoor Luminaires | Linear Ambient | Direct Linear Ambient Luminaires | Standard | FALSE | [9 empty] | 7/9/2015 | Dimmable | Continuous (Can dim down to ≤ 10% (W)) | Not Yet Verified |  |  | 2355.79 | 121.6 | 19.37 | 6.1 | 0.974 | 4000 | 82
PBQ48QK5 | Eaton (formerly Cooper Lighting) | Metalux | 4SNLED-LD4-22SL-LN-[Voltages include 120-277V]-[Emergency include blank, EL, EL10W]-[Wiring include blank, PI/CPI]-[Motion Sensors include blank, SA-EMRS, LB- or HB-ERMS360, LB- or HB-MRMS360]-L850-CD1-[Packaging] | Indoor Luminaires | Linear Ambient | Direct Linear Ambient Luminaires | Standard | FALSE | [9 empty] | 7/9/2015 | Dimmable | Continuous (Can dim down to ≤ 10% (W)) | Not Yet Verified |  |  | 2461.31 | 136.39 | 18.05 | 9.64 | 0.989 | 5000 | 82
P3ZXG3CC | Eaton (formerly Cooper Lighting) | Metalux | 4SNLED-LD4-22SL-LN-[Voltage includes 120V]-[Emergency include blank, EL, EL10W]-[Wiring include blank, PI/CPI]-[Motion Sensors include blank, SA-EMRS, LB- or HB-ERMS360, LB- or HB-MRMS360]-L850-5LTHD1-[Packaging] | Indoor Luminaires | Linear Ambient | Direct Linear Ambient Luminaires | Standard | FALSE | [9 empty] | 7/9/2015 | Dimmable | Continuous (Can dim down to ≤ 10% (W)) | Not Yet Verified |  |  | 2461.31 | 127.04 | 19.37 | 6.1 | 0.974 | 5000 | 82
PUYDJRZW | Eaton (formerly Cooper Lighting) | Metalux | 4SNLED-LD4-26SL-LN-[Voltages include 120-277V]-[Emergency include blank, EL, EL10W]-[Wiring include blank, PI/CPI]-[Motion Sensors include blank, SA-EMRS, LB- or HB-ERMS360, LB- or HB-MRMS360]-L835-CD1-[Packaging] | Indoor Luminaires | Linear Ambient | Direct Linear Ambient Luminaires | Standard | FALSE | [9 empty] | 7/9/2015 | Dimmable | Continuous (Can dim down to ≤ 10% (W)) | Not Yet Verified |  |  | 2680.28 | 125.35 | 21.38 | 8.88 | 0.992 | 3500 | 82
P7V5ERFZ | Eaton (formerly Cooper Lighting) | Metalux | 4SNLED-LD4-26SL-LN-[Voltage includes 120V]-[Emergency include blank, EL, EL10W]-[Wiring include blank, PI/CPI]-[Motion Sensors include blank, SA-EMRS, LB- or HB-ERMS360, LB- or HB-MRMS360]-L835-5LTHD1-[Packaging] | Indoor Luminaires | Linear Ambient | Direct Linear Ambient Luminaires | Standard | FALSE | [9 empty] | 7/9/2015 | Dimmable | Continuous (Can dim down to ≤ 10% (W)) | Not Yet Verified |  |  | 2680.28 | 118.34 | 22.65 | 6.4 | 0.979 | 3500 | 82
PHERBS1N | Eaton (formerly Cooper Lighting) | Metalux | 4SNLED-LD4-26SL-LN-[Voltages include 120-277V]-[Emergency include blank, EL, EL10W]-[Wiring include blank, PI/CPI]-[Motion Sensors include blank, SA-EMRS, LB- or HB-ERMS360, LB- or HB-MRMS360]-L840-CD1-[Packaging] | Indoor Luminaires | Linear Ambient | Direct Linear Ambient Luminaires | Standard | FALSE | [9 empty] | 7/9/2015 | Dimmable | Continuous (Can dim down to ≤ 10% (W)) | Not Yet Verified |  |  | 2752.64 | 128.74 | 21.38 | 8.88 | 0.992 | 4000 | 82
PTW2CTBY | Eaton (formerly Cooper Lighting) | Metalux | 4SNLED-LD4-26SL-LN-[Voltage includes 120V]-[Emergency include blank, EL, EL10W]-[Wiring include blank, PI/CPI]-[Motion Sensors include blank, SA-EMRS, LB- or HB-ERMS360, LB- or HB-MRMS360]-L840-5LTHD1-[Packaging] | Indoor Luminaires | Linear Ambient | Direct Linear Ambient Luminaires | Standard | FALSE | [9 empty] | 7/9/2015 | Dimmable | Continuous (Can dim down to ≤ 10% (W)) | Not Yet Verified |  |  | 2752.64 | 121.54 | 22.65 | 6.4 | 0.979 | 4000 | 82
PUQTECKT | Eaton (formerly Cooper Lighting) | Metalux | 4SNLED-LD4-26SL-LN-[Voltages include 120-277V]-[Emergency include blank, EL, EL10W]-[Wiring include blank, PI/CPI]-[Motion Sensors include blank, SA-EMRS, LB- or HB-ERMS360, LB- or HB-MRMS360]-L850-CD1-[Packaging] | Indoor Luminaires | Linear Ambient | Direct Linear Ambient Luminaires | Standard | FALSE | [9 empty] | 7/9/2015 | Dimmable | Continuous (Can dim down to ≤ 10% (W)) | Not Yet Verified |  |  | 2875.94 | 134.5 | 21.38 | 8.88 | 0.992 | 5000 | 82
PQXCYT9D | Eaton (formerly Cooper Lighting) | Metalux | 4SNLED-LD4-26SL-LN-[Voltage includes 120V]-[Emergency include blank, EL, EL10W]-[Wiring include blank, PI/CPI]-[Motion Sensors include blank, SA-EMRS, LB- or HB-ERMS360, LB- or HB-MRMS360]-L850-5LTHD1-[Packaging] | Indoor Luminaires | Linear Ambient | Direct Linear Ambient Luminaires | Standard | FALSE | [9 empty] | 7/9/2015 | Dimmable | Continuous (Can dim down to ≤ 10% (W)) | Not Yet Verified |  |  | 2875.94 | 126.98 | 22.65 | 6.4 | 0.979 | 5000 | 82
P4949DFV | Eaton (formerly Cooper Lighting) | Metalux | 4SNLED-LD4-30SL-LN-[Voltages include 120-277V]-[Emergency include blank, EL, EL10W]-[Wiring include blank, PI/CPI]-[Motion Sensors include blank, SA-EMRS, LB- or HB-ERMS360, LB- or HB-MRMS360]-L835-CD1-[Packaging] | Indoor Luminaires | Linear Ambient | Direct Linear Ambient Luminaires | Standard | FALSE | [9 empty] | 7/9/2015 | Dimmable | Continuous (Can dim down to ≤ 10% (W)) | Not Yet Verified |  |  | 3051.51 | 121.07 | 25.2 | 5.75 | 0.993 | 3500 | 82
PVFEKNZB | Eaton (formerly Cooper Lighting) | Metalux | 4SNLED-LD4-30SL-LN-[Voltage includes 120V]-[Emergency include blank, EL, EL10W]-[Wiring include blank, PI/CPI]-[Motion Sensors include blank, SA-EMRS, LB- or HB-ERMS360, LB- or HB-MRMS360]-L835-5LTHD1-[Packaging] | Indoor Luminaires | Linear Ambient | Direct Linear Ambient Luminaires | Standard | FALSE | [9 empty] | 7/9/2015 | Dimmable | Continuous (Can dim down to ≤ 10% (W)) | Not Yet Verified |  |  | 3051.51 | 117.71 | 25.93 | 6.6 | 0.983 | 3500 | 82
PBMG7Y7N | Eaton (formerly Cooper Lighting) | Metalux | 4SNLED-LD4-30SL-LN-[Voltages include 120-277V]-[Emergency include blank, EL, EL10W]-[Wiring include blank, PI/CPI]-[Motion Sensors include blank, SA-EMRS, LB- or HB-ERMS360, LB- or HB-MRMS360]-L840-CD1-[Packaging] | Indoor Luminaires | Linear Ambient | Direct Linear Ambient Luminaires | Standard | FALSE | [9 empty] | 7/9/2015 | Dimmable | Continuous (Can dim down to ≤ 10% (W)) | Not Yet Verified |  |  | 3133.9 | 124.34 | 25.2 | 5.75 | 0.993 | 4000 | 82
PFN9N6G4 | Eaton (formerly Cooper Lighting) | Metalux | 4SNLED-LD4-30SL-LN-[Voltage includes 120V]-[Emergency include blank, EL, EL10W]-[Wiring include blank, PI/CPI]-[Motion Sensors include blank, SA-EMRS, LB- or HB-ERMS360, LB- or HB-MRMS360]-L840-5LTHD1-[Packaging] | Indoor Luminaires | Linear Ambient | Direct Linear Ambient Luminaires | Standard | FALSE | [9 empty] | 7/9/2015 | Dimmable | Continuous (Can dim down to ≤ 10% (W)) | Not Yet Verified |  |  | 3133.9 | 120.88 | 25.93 | 6.6 | 0.983 | 4000 | 82
PSNN82JY | Eaton (formerly Cooper Lighting) | Metalux | 4SNLED-LD4-30SL-LN-[Voltages include 120-277V]-[Emergency include blank, EL, EL10W]-[Wiring include blank, PI/CPI]-[Motion Sensors include blank, SA-EMRS, LB- or HB-ERMS360, LB- or HB-MRMS360]-L850-CD1-[Packaging] | Indoor Luminaires | Linear Ambient | Direct Linear Ambient Luminaires | Standard | FALSE | [9 empty] | 7/9/2015 | Dimmable | Continuous (Can dim down to ≤ 10% (W)) | Not Yet Verified |  |  | 3274.27 | 129.91 | 25.2 | 5.75 | 0.993 | 5000 | 82
PX8CQ6D9 | Eaton (formerly Cooper Lighting) | Metalux | 4SNLED-LD4-30SL-LN-[Voltage includes 120V]-[Emergency include blank, EL, EL10W]-[Wiring include blank, PI/CPI]-[Motion Sensors include blank, SA-EMRS, LB- or HB-ERMS360, LB- or HB-MRMS360]-L850-5LTHD1-[Packaging] | Indoor Luminaires | Linear Ambient | Direct Linear Ambient Luminaires | Standard | FALSE | [9 empty] | 7/9/2015 | Dimmable | Continuous (Can dim down to ≤ 10% (W)) | Not Yet Verified |  |  | 3274.27 | 126.3 | 25.93 | 6.6 | 0.983 | 5000 | 82
PHN41VSN | Eaton (formerly Cooper Lighting) | Metalux | 4SNLED-LD4-34SL-LN-[Voltages include 120-277V]-[Emergency include blank, EL, EL10W]-[Wiring include blank, PI/CPI]-[Motion Sensors include blank, SA-EMRS, LB- or HB-ERMS360, LB- or HB-MRMS360]-L835-CD1-[Packaging] | Indoor Luminaires | Linear Ambient | Direct Linear Ambient Luminaires | Standard | FALSE | [9 empty] | 7/9/2015 | Dimmable | Continuous (Can dim down to ≤ 10% (W)) | Not Yet Verified |  |  | 3420.84 | 118.08 | 28.97 | 7.03 | 0.99 | 3500 | 82
PM625B1Y | Eaton (formerly Cooper Lighting) | Metalux | 4SNLED-LD4-34SL-LN-[Voltage includes 120V]-[Emergency include blank, EL, EL10W]-[Wiring include blank, PI/CPI]-[Motion Sensors include blank, SA-EMRS, LB- or HB-ERMS360, LB- or HB-MRMS360]-L835-5LTHD1-[Packaging] | Indoor Luminaires | Linear Ambient | Direct Linear Ambient Luminaires | Standard | FALSE | [9 empty] | 7/9/2015 | Dimmable | Continuous (Can dim down to ≤ 10% (W)) | Not Yet Verified |  |  | 3420.84 | 116.95 | 29.25 | 6.7 | 0.985 | 3500 | 82
PW4XH91C | Eaton (formerly Cooper Lighting) | Metalux | 4SNLED-LD4-34SL-LN-[Voltages include 120-277V]-[Emergency include blank, EL, EL10W]-[Wiring include blank, PI/CPI]-[Motion Sensors include blank, SA-EMRS, LB- or HB-ERMS360, LB- or HB-MRMS360]-L840-CD1-[Packaging] | Indoor Luminaires | Linear Ambient | Direct Linear Ambient Luminaires | Standard | FALSE | [9 empty] | 7/9/2015 | Dimmable | Continuous (Can dim down to ≤ 10% (W)) | Not Yet Verified |  |  | 3513.21 | 121.27 | 28.97 | 7.03 | 0.99 | 4000 | 82
P42NWRNQ | Eaton (formerly Cooper Lighting) | Metalux | 4SNLED-LD4-34SL-LN-[Voltage includes 120V]-[Emergency include blank, EL, EL10W]-[Wiring include blank, PI/CPI]-[Motion Sensors include blank, SA-EMRS, LB- or HB-ERMS360, LB- or HB-MRMS360]-L840-5LTHD1-[Packaging] | Indoor Luminaires | Linear Ambient | Direct Linear Ambient Luminaires | Standard | FALSE | [9 empty] | 7/9/2015 | Dimmable | Continuous (Can dim down to ≤ 10% (W)) | Not Yet Verified |  |  | 3513.21 | 120.11 | 29.25 | 6.7 | 0.985 | 4000 | 82
PPDS24P7 | Eaton (formerly Cooper Lighting) | Metalux | 4SNLED-LD4-34SL-LN-[Voltages include 120-277V]-[Emergency include blank, EL, EL10W]-[Wiring include blank, PI/CPI]-[Motion Sensors include blank, SA-EMRS, LB- or HB-ERMS360, LB- or HB-MRMS360]-L850-CD1-[Packaging] | Indoor Luminaires | Linear Ambient | Direct Linear Ambient Luminaires | Standard | FALSE | [9 empty] | 7/9/2015 | Dimmable | Continuous (Can dim down to ≤ 10% (W)) | Not Yet Verified |  |  | 3670.56 | 126.7 | 28.97 | 7.03 | 0.99 | 5000 | 82
PAFXKZSF | Eaton (formerly Cooper Lighting) | Metalux | 4SNLED-LD4-34SL-LN-[Voltage includes 120V]-[Emergency include blank, EL, EL10W]-[Wiring include blank, PI/CPI]-[Motion Sensors include blank, SA-EMRS, LB- or HB-ERMS360, LB- or HB-MRMS360]-L850-5LTHD1-[Packaging] | Indoor Luminaires | Linear Ambient | Direct Linear Ambient Luminaires | Standard | FALSE | [9 empty] | 7/9/2015 | Dimmable | Continuous (Can dim down to ≤ 10% (W)) | Not Yet Verified |  |  | 3670.56 | 125.49 | 29.25 | 6.7 | 0.985 | 5000 | 82
PRWDZTAA | Eaton (formerly Cooper Lighting) | Metalux | 4SNLED-LD4-37SL-LN-[Voltages include 120-277V]-[Emergency include blank, EL, EL10W]-[Wiring include blank, PI/CPI]-[Motion Sensors include blank, SA-EMRS, LB- or HB-ERMS360, LB- or HB-MRMS360]-L835-CD1-[Packaging] | Indoor Luminaires | Linear Ambient | Direct Linear Ambient Luminaires | Standard | FALSE | [9 empty] | 7/9/2015 | Dimmable | Continuous (Can dim down to ≤ 10% (W)) | Not Yet Verified |  |  | 3810.11 | 115.85 | 32.89 | 6.83 | 0.99 | 3500 | 82
PERG7N6Q | Eaton (formerly Cooper Lighting) | Metalux | 4SNLED-LD4-37SL-LN-[Voltage includes 120V]-[Emergency include blank, EL, EL10W]-[Wiring include blank, PI/CPI]-[Motion Sensors include blank, SA-EMRS, LB- or HB-ERMS360, LB- or HB-MRMS360]-L835-5LTHD1-[Packaging] | Indoor Luminaires | Linear Ambient | Direct Linear Ambient Luminaires | Standard | FALSE | [9 empty] | 7/9/2015 | Dimmable | Continuous (Can dim down to ≤ 10% (W)) | Not Yet Verified |  |  | 3810.11 | 115.42 | 33.01 | 6.8 | 0.987 | 3500 | 82
PVSEDD77 | Eaton (formerly Cooper Lighting) | Metalux | 4SNLED-LD4-37SL-LN-[Voltages include 120-277V]-[Emergency include blank, EL, EL10W]-[Wiring include blank, PI/CPI]-[Motion Sensors include blank, SA-EMRS, LB- or HB-ERMS360, LB- or HB-MRMS360]-L840-CD1-[Packaging] | Indoor Luminaires | Linear Ambient | Direct Linear Ambient Luminaires | Standard | FALSE | [9 empty] | 7/9/2015 | Dimmable | Continuous (Can dim down to ≤ 10% (W)) | Not Yet Verified |  |  | 3912.99 | 118.97 | 32.89 | 6.83 | 0.99 | 4000 | 82
P3JCHN1W | Eaton (formerly Cooper Lighting) | Metalux | 4SNLED-LD4-37SL-LN-[Voltage includes 120V]-[Emergency include blank, EL, EL10W]-[Wiring include blank, PI/CPI]-[Motion Sensors include blank, SA-EMRS, LB- or HB-ERMS360, LB- or HB-MRMS360]-L840-5LTHD1-[Packaging] | Indoor Luminaires | Linear Ambient | Direct Linear Ambient Luminaires | Standard | FALSE | [9 empty] | 7/9/2015 | Dimmable | Continuous (Can dim down to ≤ 10% (W)) | Not Yet Verified |  |  | 3912.99 | 118.54 | 33.01 | 6.8 | 0.987 | 4000 | 82
PY97JJ7N | Eaton (formerly Cooper Lighting) | Metalux | 4SNLED-LD4-37SL-LN-[Voltages include 120-277V]-[Emergency include blank, EL, EL10W]-[Wiring include blank, PI/CPI]-[Motion Sensors include blank, SA-EMRS, LB- or HB-ERMS360, LB- or HB-MRMS360]-L850-CD1-[Packaging] | Indoor Luminaires | Linear Ambient | Direct Linear Ambient Luminaires | Standard | FALSE | [9 empty] | 7/9/2015 | Dimmable | Continuous (Can dim down to ≤ 10% (W)) | Not Yet Verified |  |  | 4088.25 | 124.3 | 32.89 | 6.83 | 0.99 | 5000 | 82
PFH68NPJ | Eaton (formerly Cooper Lighting) | Metalux | 4SNLED-LD4-37SL-LN-[Voltage includes 120V]-[Emergency include blank, EL, EL10W]-[Wiring include blank, PI/CPI]-[Motion Sensors include blank, SA-EMRS, LB- or HB-ERMS360, LB- or HB-MRMS360]-L850-5LTHD1-[Packaging] | Indoor Luminaires | Linear Ambient | Direct Linear Ambient Luminaires | Standard | FALSE | [9 empty] | 7/9/2015 | Dimmable | Continuous (Can dim down to ≤ 10% (W)) | Not Yet Verified |  |  | 4088.25 | 123.85 | 33.01 | 6.8 | 0.987 | 5000 | 82
PYK5RTTQ | Eaton (formerly Cooper Lighting) | Metalux | 4SNLED-LD4-41SL-LN-[Voltages include 120-277V]-[Emergency include blank, EL, EL10W]-[Wiring include blank, PI/CPI]-[Motion Sensors include blank, SA-EMRS, LB- or HB-ERMS360, LB- or HB-MRMS360]-L835-[Driver Types include CD, 5LTD, 5LTHD]1-[Packaging] | Indoor Luminaires | Linear Ambient | Direct Linear Ambient Luminaires | Standard | FALSE | [9 empty] | 7/9/2015 | Dimmable | Continuous (Can dim down to ≤ 10% (W)) | Not Yet Verified |  |  | 4220.27 | 113.47 | 37.19 | 9.61 | 0.989 | 3500 | 82
PYTFWUHY | Eaton (formerly Cooper Lighting) | Metalux | 4SNLED-LD4-41SL-LN-[Voltages include 120-277V]-[Emergency include blank, EL, EL10W]-[Wiring include blank, PI/CPI]-[Motion Sensors include blank, SA-EMRS, LB- or HB-ERMS360, LB- or HB-MRMS360]-L835-SD1-[Packaging] | Indoor Luminaires | Linear Ambient | Direct Linear Ambient Luminaires | Standard | FALSE | [9 empty] | 7/9/2015 | Dimmable | Stepped | Not Yet Verified |  |  | 4220.27 | 110.77 | 38.1 | 13.3 | 0.988 | 3500 | 82
PNARFJQS | Eaton (formerly Cooper Lighting) | Metalux | 4SNLED-LD4-41SL-LN-[Voltages include 120-277V]-[Emergency include blank, EL, EL10W]-[Wiring include blank, PI/CPI]-[Motion Sensors include blank, SA-EMRS, LB- or HB-ERMS360, LB- or HB-MRMS360]-L840-[Driver Types include CD, 5LTD, 5LTHD]1-[Packaging] | Indoor Luminaires | Linear Ambient | Direct Linear Ambient Luminaires | Standard | FALSE | [9 empty] | 7/9/2015 | Dimmable | Continuous (Can dim down to ≤ 10% (W)) | Not Yet Verified |  |  | 4334.22 | 116.54 | 37.19 | 9.61 | 0.989 | 4000 | 82
PRJXD8BQ | Eaton (formerly Cooper Lighting) | Metalux | 4SNLED-LD4-41SL-LN-[Voltages include 120-277V]-[Emergency include blank, EL, EL10W]-[Wiring include blank, PI/CPI]-[Motion Sensors include blank, SA-EMRS, LB- or HB-ERMS360, LB- or HB-MRMS360]-L840-SD1-[Packaging] | Indoor Luminaires | Linear Ambient | Direct Linear Ambient Luminaires | Standard | FALSE | [9 empty] | 7/9/2015 | Dimmable | Stepped | Not Yet Verified |  |  | 4334.22 | 113.76 | 38.1 | 13.3 | 0.988 | 4000 | 82
PHHF2TYD | Eaton (formerly Cooper Lighting) | Metalux | 4SNLED-LD4-41SL-LN-[Voltages include 120-277V]-[Emergency include blank, EL, EL10W]-[Wiring include blank, PI/CPI]-[Motion Sensors include blank, SA-EMRS, LB- or HB-ERMS360, LB- or HB-MRMS360]-L850-[Driver Types include CD, 5LTD, 5LTHD]1-[Packaging] | Indoor Luminaires | Linear Ambient | Direct Linear Ambient Luminaires | Standard | FALSE | [9 empty] | 7/9/2015 | Dimmable | Continuous (Can dim down to ≤ 10% (W)) | Not Yet Verified |  |  | 4528.35 | 121.76 | 37.19 | 9.61 | 0.989 | 5000 | 82
P8G34HF9 | Eaton (formerly Cooper Lighting) | Metalux | 4SNLED-LD4-41SL-LN-[Voltages include 120-277V]-[Emergency include blank, EL, EL10W]-[Wiring include blank, PI/CPI]-[Motion Sensors include blank, SA-EMRS, LB- or HB-ERMS360, LB- or HB-MRMS360]-L850-SD1-[Packaging] | Indoor Luminaires | Linear Ambient | Direct Linear Ambient Luminaires | Standard | FALSE | [9 empty] | 7/9/2015 | Dimmable | Stepped | Not Yet Verified |  |  | 4528.35 | 118.85 | 38.1 | 13.3 | 0.988 | 5000 | 82
PS2YZZY4 | Eaton (formerly Cooper Lighting) | Metalux | 4SNLED-LD4-46SL-LN-[Voltages include 120-277V]-[Emergency include blank, EL, EL10W]-[Wiring include blank, PI/CPI]-[Motion Sensors include blank, SA-EMRS, LB- or HB-ERMS360, LB- or HB-MRMS360]-L835-[Driver Types include CD, 5LTD, 5LTHD]1-[Packaging] | Indoor Luminaires | Linear Ambient | Direct Linear Ambient Luminaires | Standard | FALSE | [9 empty] | 7/9/2015 | Dimmable | Continuous (Can dim down to ≤ 10% (W)) | Not Yet Verified |  |  | 4601 | 110.86 | 41.5 | 9.7 | 0.99 | 3500 | 82
PHR2D93G | Eaton (formerly Cooper Lighting) | Metalux | 4SNLED-LD4-46SL-LN-[Voltages include 120-277V]-[Emergency include blank, EL, EL10W]-[Wiring include blank, PI/CPI]-[Motion Sensors include blank, SA-EMRS, LB- or HB-ERMS360, LB- or HB-MRMS360]-L835-SD1-[Packaging] | Indoor Luminaires | Linear Ambient | Direct Linear Ambient Luminaires | Standard | FALSE | [9 empty] | 7/9/2015 | Dimmable | Stepped | Not Yet Verified |  |  | 4601 | 109.02 | 42.21 | 12.5 | 0.99 | 3500 | 82
PBGMUSAR | Eaton (formerly Cooper Lighting) | Metalux | 4SNLED-LD4-46SL-LN-[Voltages include 120-277V]-[Emergency include blank, EL, EL10W]-[Wiring include blank, PI/CPI]-[Motion Sensors include blank, SA-EMRS, LB- or HB-ERMS360, LB- or HB-MRMS360]-L840-[Driver Types include CD, 5LTD, 5LTHD]1-[Packaging] | Indoor Luminaires | Linear Ambient | Direct Linear Ambient Luminaires | Standard | FALSE | [9 empty] | 7/9/2015 | Dimmable | Continuous (Can dim down to ≤ 10% (W)) | Not Yet Verified |  |  | 4725.23 | 113.85 | 41.5 | 9.7 | 0.99 | 4000 | 82
PJ94BUVP | Eaton (formerly Cooper Lighting) | Metalux | 4SNLED-LD4-46SL-LN-[Voltages include 120-277V]-[Emergency include blank, EL, EL10W]-[Wiring include blank, PI/CPI]-[Motion Sensors include blank, SA-EMRS, LB- or HB-ERMS360, LB- or HB-MRMS360]-L840-SD1-[Packaging] | Indoor Luminaires | Linear Ambient | Direct Linear Ambient Luminaires | Standard | FALSE | [9 empty] | 7/9/2015 | Dimmable | Stepped | Not Yet Verified |  |  | 4725.23 | 111.96 | 42.21 | 12.5 | 0.99 | 4000 | 82
P3YMBJS9 | Eaton (formerly Cooper Lighting) | Metalux | 4SNLED-LD4-46SL-LN-[Voltages include 120-277V]-[Emergency include blank, EL, EL10W]-[Wiring include blank, PI/CPI]-[Motion Sensors include blank, SA-EMRS, LB- or HB-ERMS360, LB- or HB-MRMS360]-L850-[Driver Types include CD, 5LTD, 5LTHD]1-[Packaging] | Indoor Luminaires | Linear Ambient | Direct Linear Ambient Luminaires | Standard | FALSE | [9 empty] | 7/9/2015 | Dimmable | Continuous (Can dim down to ≤ 10% (W)) | Not Yet Verified |  |  | 4936.87 | 118.95 | 41.5 | 9.7 | 0.99 | 5000 | 82
PT9QJNWA | Eaton (formerly Cooper Lighting) | Metalux | 4SNLED-LD4-46SL-LN-[Voltages include 120-277V]-[Emergency include blank, EL, EL10W]-[Wiring include blank, PI/CPI]-[Motion Sensors include blank, SA-EMRS, LB- or HB-ERMS360, LB- or HB-MRMS360]-L850-SD1-[Packaging] | Indoor Luminaires | Linear Ambient | Direct Linear Ambient Luminaires | Standard | FALSE | [9 empty] | 7/9/2015 | Dimmable | Stepped | Not Yet Verified |  |  | 4936.87 | 116.97 | 42.21 | 12.5 | 0.99 | 5000 | 82
P3QXU667 | Eaton (formerly Cooper Lighting) | Metalux | 4SNLED-LD4-49SL-LN-[Voltages include 120-277V]-[Emergency include blank, EL, EL10W]-[Wiring include blank, PI/CPI]-[Motion Sensors include blank, SA-EMRS, LB- or HB-ERMS360, LB- or HB-MRMS360]-L835-[Driver Types include CD, 5LTD, 5LTHD]1-[Packaging] | Indoor Luminaires | Linear Ambient | Direct Linear Ambient Luminaires | Standard | FALSE | [9 empty] | 7/9/2015 | Dimmable | Continuous (Can dim down to ≤ 10% (W)) | Not Yet Verified |  |  | 4978.88 | 108.39 | 45.94 | 8.91 | 0.991 | 3500 | 82
P9RK1ETG | Eaton (formerly Cooper Lighting) | Metalux | 4SNLED-LD4-49SL-LN-[Voltages include 120-277V]-[Emergency include blank, EL, EL10W]-[Wiring include blank, PI/CPI]-[Motion Sensors include blank, SA-EMRS, LB- or HB-ERMS360, LB- or HB-MRMS360]-L835-SD1-[Packaging] | Indoor Luminaires | Linear Ambient | Direct Linear Ambient Luminaires | Standard | FALSE | [9 empty] | 7/9/2015 | Dimmable | Stepped | Not Yet Verified |  |  | 4978.88 | 107.01 | 46.53 | 11.8 | 0.991 | 3500 | 82
P24YEDQQ | Eaton (formerly Cooper Lighting) | Metalux | 4SNLED-LD4-49SL-LN-[Voltages include 120-277V]-[Emergency include blank, EL, EL10W]-[Wiring include blank, PI/CPI]-[Motion Sensors include blank, SA-EMRS, LB- or HB-ERMS360, LB- or HB-MRMS360]-L840-[Driver Types include CD, 5LTD, 5LTHD]1-[Packaging] | Indoor Luminaires | Linear Ambient | Direct Linear Ambient Luminaires | Standard | FALSE | [9 empty] | 7/9/2015 | Dimmable | Continuous (Can dim down to ≤ 10% (W)) | Not Yet Verified |  |  | 5113.31 | 111.31 | 45.94 | 8.91 | 0.991 | 4000 | 82
P2QCZKHT | Eaton (formerly Cooper Lighting) | Metalux | 4SNLED-LD4-49SL-LN-[Voltages include 120-277V]-[Emergency include blank, EL, EL10W]-[Wiring include blank, PI/CPI]-[Motion Sensors include blank, SA-EMRS, LB- or HB-ERMS360, LB- or HB-MRMS360]-L840-SD1-[Packaging] | Indoor Luminaires | Linear Ambient | Direct Linear Ambient Luminaires | Standard | FALSE | [9 empty] | 7/9/2015 | Dimmable | Stepped | Not Yet Verified |  |  | 5113.31 | 109.9 | 46.53 | 11.8 | 0.991 | 4000 | 82
PH7KDQQS | Eaton (formerly Cooper Lighting) | Metalux | 4SNLED-LD4-49SL-LN-[Voltages include 120-277V]-[Emergency include blank, EL, EL10W]-[Wiring include blank, PI/CPI]-[Motion Sensors include blank, SA-EMRS, LB- or HB-ERMS360, LB- or HB-MRMS360]-L850-[Driver Types include CD, 5LTD, 5LTHD]1-[Packaging] | Indoor Luminaires | Linear Ambient | Direct Linear Ambient Luminaires | Standard | FALSE | [9 empty] | 7/9/2015 | Dimmable | Continuous (Can dim down to ≤ 10% (W)) | Not Yet Verified |  |  | 5342.34 | 116.3 | 45.94 | 8.91 | 0.991 | 5000 | 82
PVGSXYR3 | Eaton (formerly Cooper Lighting) | Metalux | 4SNLED-LD4-49SL-LN-[Voltages include 120-277V]-[Emergency include blank, EL, EL10W]-[Wiring include blank, PI/CPI]-[Motion Sensors include blank, SA-EMRS, LB- or HB-ERMS360, LB- or HB-MRMS360]-L850-SD1-[Packaging] | Indoor Luminaires | Linear Ambient | Direct Linear Ambient Luminaires | Standard | FALSE | [9 empty] | 7/9/2015 | Dimmable | Stepped | Not Yet Verified |  |  | 5342.34 | 114.83 | 46.53 | 11.8 | 0.991 | 5000 | 82
PGBKD921 | Eaton (formerly Cooper Lighting) | Metalux | 4SNLED-LD4-53SL-LN-[Voltages include 120-277V]-[Emergency include blank, EL, EL10W]-[Wiring include blank, PI/CPI]-[Motion Sensors include blank, SA-EMRS, LB- or HB-ERMS360, LB- or HB-MRMS360]-L835-[Driver Types include CD, 5LTD, 5LTHD]1-[Packaging] | Indoor Luminaires | Linear Ambient | Direct Linear Ambient Luminaires | Standard | FALSE | [9 empty] | 7/9/2015 | Dimmable | Continuous (Can dim down to ≤ 10% (W)) | Not Yet Verified |  |  | 5340.62 | 106.22 | 50.28 | 8.63 | 0.992 | 3500 | 82
PF2DHFWA | Eaton (formerly Cooper Lighting) | Metalux | 4SNLED-LD4-53SL-LN-[Voltages include 120-277V]-[Emergency include blank, EL, EL10W]-[Wiring include blank, PI/CPI]-[Motion Sensors include blank, SA-EMRS, LB- or HB-ERMS360, LB- or HB-MRMS360]-L835-SD1-[Packaging] | Indoor Luminaires | Linear Ambient | Direct Linear Ambient Luminaires | Standard | FALSE | [9 empty] | 7/9/2015 | Dimmable | Stepped | Not Yet Verified |  |  | 5340.62 | 105.13 | 50.8 | 11.2 | 0.992 | 3500 | 82
P9V5WXQ2 | Eaton (formerly Cooper Lighting) | Metalux | 4SNLED-LD4-53SL-LN-[Voltages include 120-277V]-[Emergency include blank, EL, EL10W]-[Wiring include blank, PI/CPI]-[Motion Sensors include blank, SA-EMRS, LB- or HB-ERMS360, LB- or HB-MRMS360]-L840-[Driver Types include CD, 5LTD, 5LTHD]1-[Packaging] | Indoor Luminaires | Linear Ambient | Direct Linear Ambient Luminaires | Standard | FALSE | [9 empty] | 7/9/2015 | Dimmable | Continuous (Can dim down to ≤ 10% (W)) | Not Yet Verified |  |  | 5484.81 | 109.09 | 50.28 | 8.63 | 0.992 | 4000 | 82
PU9X1D1G | Eaton (formerly Cooper Lighting) | Metalux | 4SNLED-LD4-53SL-LN-[Voltages include 120-277V]-[Emergency include blank, EL, EL10W]-[Wiring include blank, PI/CPI]-[Motion Sensors include blank, SA-EMRS, LB- or HB-ERMS360, LB- or HB-MRMS360]-L840-SD1-[Packaging] | Indoor Luminaires | Linear Ambient | Direct Linear Ambient Luminaires | Standard | FALSE | [9 empty] | 7/9/2015 | Dimmable | Stepped | Not Yet Verified |  |  | 5484.81 | 107.97 | 50.8 | 11.2 | 0.992 | 4000 | 82
PXFSR8WU | Eaton (formerly Cooper Lighting) | Metalux | 4SNLED-LD4-53SL-LN-[Voltages include 120-277V]-[Emergency include blank, EL, EL10W]-[Wiring include blank, PI/CPI]-[Motion Sensors include blank, SA-EMRS, LB- or HB-ERMS360, LB- or HB-MRMS360]-L850-[Driver Types include CD, 5LTD, 5LTHD]1-[Packaging] | Indoor Luminaires | Linear Ambient | Direct Linear Ambient Luminaires | Standard | FALSE | [9 empty] | 7/9/2015 | Dimmable | Continuous (Can dim down to ≤ 10% (W)) | Not Yet Verified |  |  | 5730.48 | 113.97 | 50.28 | 8.63 | 0.992 | 5000 | 82
PN2WMS2C | Eaton (formerly Cooper Lighting) | Metalux | 4SNLED-LD4-53SL-LN-[Voltages include 120-277V]-[Emergency include blank, EL, EL10W]-[Wiring include blank, PI/CPI]-[Motion Sensors include blank, SA-EMRS, LB- or HB-ERMS360, LB- or HB-MRMS360]-L850-SD1-[Packaging] | Indoor Luminaires | Linear Ambient | Direct Linear Ambient Luminaires | Standard | FALSE | [9 empty] | 7/9/2015 | Dimmable | Stepped | Not Yet Verified |  |  | 5730.48 | 112.8 | 50.8 | 11.2 | 0.992 | 5000 | 82
PFF5H4RV | Eaton (formerly Cooper Lighting) | Metalux | 4SNLED-LD4-56SL-LN-[Voltages include 120-277V]-[Emergency include blank, EL, EL10W]-[Wiring include blank, PI/CPI]-[Motion Sensors include blank, SA-EMRS, LB- or HB-ERMS360, LB- or HB-MRMS360]-L835-[Driver Types include CD, 5LTD]1-[Packaging] | Indoor Luminaires | Linear Ambient | Direct Linear Ambient Luminaires | Standard | FALSE | [9 empty] | 7/9/2015 | Dimmable | Continuous (Can dim down to ≤ 10% (W)) | Not Yet Verified |  |  | 5696.66 | 102.05 | 55.82 | 9.26 | 0.994 | 3500 | 82
PWXBABBY | Eaton (formerly Cooper Lighting) | Metalux | 4SNLED-LD4-56SL-LN-[Voltages include 120-277V]-[Emergency include blank, EL, EL10W]-[Wiring include blank, PI/CPI]-[Motion Sensors include blank, SA-EMRS, LB- or HB-ERMS360, LB- or HB-MRMS360]-L835-SD1-[Packaging] | Indoor Luminaires | Linear Ambient | Direct Linear Ambient Luminaires | Standard | FALSE | [9 empty] | 7/9/2015 | Dimmable | Stepped | Not Yet Verified |  |  | 5696.66 | 100.57 | 56.64 | 10.51 | 0.993 | 3500 | 82
PCYN6BUT | Eaton (formerly Cooper Lighting) | Metalux | 4SNLED-LD4-56SL-LN-[Voltages include 120-277V]-[Emergency include blank, EL, EL10W]-[Wiring include blank, PI/CPI]-[Motion Sensors include blank, SA-EMRS, LB- or HB-ERMS360, LB- or HB-MRMS360]-L840-[Driver Types include CD, 5LTD]1-[Packaging] | Indoor Luminaires | Linear Ambient | Direct Linear Ambient Luminaires | Standard | FALSE | [9 empty] | 7/9/2015 | Dimmable | Continuous (Can dim down to ≤ 10% (W)) | Not Yet Verified |  |  | 5850.47 | 104.8 | 55.82 | 9.26 | 0.994 | 4000 | 82
PVW3H9RW | Eaton (formerly Cooper Lighting) | Metalux | 4SNLED-LD4-56SL-LN-[Voltages include 120-277V]-[Emergency include blank, EL, EL10W]-[Wiring include blank, PI/CPI]-[Motion Sensors include blank, SA-EMRS, LB- or HB-ERMS360, LB- or HB-MRMS360]-L840-SD1-[Packaging] | Indoor Luminaires | Linear Ambient | Direct Linear Ambient Luminaires | Standard | FALSE | [9 empty] | 7/9/2015 | Dimmable | Stepped | Not Yet Verified |  |  | 5850.47 | 103.28 | 56.64 | 10.51 | 0.993 | 4000 | 82
P4HKFXZP | Eaton (formerly Cooper Lighting) | Metalux | 4SNLED-LD4-56SL-LN-[Voltages include 120-277V]-[Emergency include blank, EL, EL10W]-[Wiring include blank, PI/CPI]-[Motion Sensors include blank, SA-EMRS, LB- or HB-ERMS360, LB- or HB-MRMS360]-L850-[Driver Types include CD, 5LTD]1-[Packaging] | Indoor Luminaires | Linear Ambient | Direct Linear Ambient Luminaires | Standard | FALSE | [9 empty] | 7/9/2015 | Dimmable | Continuous (Can dim down to ≤ 10% (W)) | Not Yet Verified |  |  | 6112.51 | 109.5 | 55.82 | 9.26 | 0.994 | 5000 | 82
P42TJJWA | Eaton (formerly Cooper Lighting) | Metalux | 4SNLED-LD4-56SL-LN-[Voltages include 120-277V]-[Emergency include blank, EL, EL10W]-[Wiring include blank, PI/CPI]-[Motion Sensors include blank, SA-EMRS, LB- or HB-ERMS360, LB- or HB-MRMS360]-L850-SD1-[Packaging] | Indoor Luminaires | Linear Ambient | Direct Linear Ambient Luminaires | Standard | FALSE | [9 empty] | 7/9/2015 | Dimmable | Stepped | Not Yet Verified |  |  | 6112.51 | 107.91 | 56.64 | 10.51 | 0.993 | 5000 | 82
PURQ6V6K | Eaton (formerly Cooper Lighting) | Metalux | 4SNLED-LD4-60HL-LN-[Voltages include 120-277V]-[Emergency include blank, EL, EL10W]-[Wiring include blank, PI/CPI]-[Motion Sensors include blank, SA-EMRS, LB- or HB-ERMS360, LB- or HB-MRMS360]-L835-[Driver Types include CD, 5LTD, 5LTHD]1-[Packaging] | Indoor Luminaires | Linear Ambient | Direct Linear Ambient Luminaires | Standard | FALSE | [9 empty] | 7/9/2015 | Dimmable | Continuous (Can dim down to ≤ 10% (W)) | Not Yet Verified |  |  | 6096.37 | 120.98 | 50.39 | 9.17 | 0.993 | 3500 | 82
PDHRRHUV | Eaton (formerly Cooper Lighting) | Metalux | 4SNLED-LD4-60HL-LN-[Voltages include 120-277V]-[Emergency include blank, EL, EL10W]-[Wiring include blank, PI/CPI]-[Motion Sensors include blank, SA-EMRS, LB- or HB-ERMS360, LB- or HB-MRMS360]-L835-SD1-[Packaging] | Indoor Luminaires | Linear Ambient | Direct Linear Ambient Luminaires | Standard | FALSE | [9 empty] | 7/9/2015 | Dimmable | Stepped | Not Yet Verified |  |  | 6096.37 | 119.1 | 51.19 | 10.9 | 0.992 | 3500 | 82
PUCA5A83 | Eaton (formerly Cooper Lighting) | Metalux | 4SNLED-LD4-60HL-LN-[Voltages include 120-277V]-[Emergency include blank, EL, EL10W]-[Wiring include blank, PI/CPI]-[Motion Sensors include blank, SA-EMRS, LB- or HB-ERMS360, LB- or HB-MRMS360]-L840-[Driver Types include CD, 5LTD, 5LTHD]1-[Packaging] | Indoor Luminaires | Linear Ambient | Direct Linear Ambient Luminaires | Standard | FALSE | [9 empty] | 7/9/2015 | Dimmable | Continuous (Can dim down to ≤ 10% (W)) | Not Yet Verified |  |  | 6260.97 | 124.24 | 50.39 | 9.17 | 0.993 | 4000 | 82
PP25QMJH | Eaton (formerly Cooper Lighting) | Metalux | 4SNLED-LD4-60HL-LN-[Voltages include 120-277V]-[Emergency include blank, EL, EL10W]-[Wiring include blank, PI/CPI]-[Motion Sensors include blank, SA-EMRS, LB- or HB-ERMS360, LB- or HB-MRMS360]-L840-SD1-[Packaging] | Indoor Luminaires | Linear Ambient | Direct Linear Ambient Luminaires | Standard | FALSE | [9 empty] | 7/9/2015 | Dimmable | Stepped | Not Yet Verified |  |  | 6260.97 | 122.31 | 51.19 | 10.9 | 0.992 | 4000 | 82
P65W27TB | Eaton (formerly Cooper Lighting) | Metalux | 4SNLED-LD4-60HL-LN-[Voltages include 120-277V]-[Emergency include blank, EL, EL10W]-[Wiring include blank, PI/CPI]-[Motion Sensors include blank, SA-EMRS, LB- or HB-ERMS360, LB- or HB-MRMS360]-L850-[Driver Types include CD, 5LTD, 5LTHD]1-[Packaging] | Indoor Luminaires | Linear Ambient | Direct Linear Ambient Luminaires | Standard | FALSE | [9 empty] | 7/9/2015 | Dimmable | Continuous (Can dim down to ≤ 10% (W)) | Not Yet Verified |  |  | 6541.41 | 129.81 | 50.39 | 9.17 | 0.993 | 5000 | 82
PFPMPUMZ | Eaton (formerly Cooper Lighting) | Metalux | 4SNLED-LD4-60HL-LN-[Voltages include 120-277V]-[Emergency include blank, EL, EL10W]-[Wiring include blank, PI/CPI]-[Motion Sensors include blank, SA-EMRS, LB- or HB-ERMS360, LB- or HB-MRMS360]-L850-SD1-[Packaging] | Indoor Luminaires | Linear Ambient | Direct Linear Ambient Luminaires | Standard | FALSE | [9 empty] | 7/9/2015 | Dimmable | Stepped | Not Yet Verified |  |  | 6541.41 | 127.79 | 51.19 | 10.9 | 0.992 | 5000 | 82
PA5ZPF3J | Eaton (formerly Cooper Lighting) | Metalux | 8TSNLED-LD4-60SL-LN-[Voltages include 120-277V]-[Emergency include blank, EL, EL10W]-[Wiring include blank, PI/CPI]-[Motion Sensors include blank, SA-EMRS, LB- or HB-ERMS360, LB- or HB-MRMS360]-L835-[Driver Types include CD, 5LTD]1-[Packaging] | Indoor Luminaires | Linear Ambient | Direct Linear Ambient Luminaires | Standard | FALSE | [9 empty] | 7/9/2015 | Dimmable | Continuous (Can dim down to ≤ 10% (W)) | Not Yet Verified |  |  | 6100.17 | 122.98 | 49.6 | 10.6 | 0.993 | 3500 | 82
PZSQJYHE | Eaton (formerly Cooper Lighting) | Metalux | 8TSNLED-LD4-60SL-LN-[Voltages include 120-277V]-[Emergency include blank, EL, EL10W]-[Wiring include blank, PI/CPI]-[Motion Sensors include blank, SA-EMRS, LB- or HB-ERMS360, LB- or HB-MRMS360]-L840-[Driver Types include CD, 5LTD]1-[Packaging] | Indoor Luminaires | Linear Ambient | Direct Linear Ambient Luminaires | Standard | FALSE | [9 empty] | 7/9/2015 | Dimmable | Continuous (Can dim down to ≤ 10% (W)) | Not Yet Verified |  |  | 6264.88 | 126.3 | 49.6 | 10.6 | 0.993 | 4000 | 82
PZURHWCG | Eaton (formerly Cooper Lighting) | Metalux | 8TSNLED-LD4-60SL-LN-[Voltages include 120-277V]-[Emergency include blank, EL, EL10W]-[Wiring include blank, PI/CPI]-[Motion Sensors include blank, SA-EMRS, LB- or HB-ERMS360, LB- or HB-MRMS360]-L850-[Driver Types include CD, 5LTD]1-[Packaging] | Indoor Luminaires | Linear Ambient | Direct Linear Ambient Luminaires | Standard | FALSE | [9 empty] | 7/9/2015 | Dimmable | Continuous (Can dim down to ≤ 10% (W)) | Not Yet Verified |  |  | 6545.48 | 131.96 | 49.6 | 10.6 | 0.993 | 5000 | 82
PP4YKBUP | Eaton (formerly Cooper Lighting) | Metalux | 8TSNLED-LD4-68SL-LN-[Voltages include 120-277V]-[Emergency include blank, EL, EL10W]-[Wiring include blank, PI/CPI]-[Motion Sensors include blank, SA-EMRS, LB- or HB-ERMS360, LB- or HB-MRMS360]-L835-[Driver Types include CD, 5LTD]1-[Packaging] | Indoor Luminaires | Linear Ambient | Direct Linear Ambient Luminaires | Standard | FALSE | [9 empty] | 7/9/2015 | Dimmable | Continuous (Can dim down to ≤ 10% (W)) | Not Yet Verified |  |  | 6838.49 | 124.34 | 55 | 8 | 0.994 | 3500 | 82
PYYRRXCP | Eaton (formerly Cooper Lighting) | Metalux | 8TSNLED-LD4-68SL-LN-[Voltages include 120-277V]-[Emergency include blank, EL, EL10W]-[Wiring include blank, PI/CPI]-[Motion Sensors include blank, SA-EMRS, LB- or HB-ERMS360, LB- or HB-MRMS360]-L840-[Driver Types include CD, 5LTD]1-[Packaging] | Indoor Luminaires | Linear Ambient | Direct Linear Ambient Luminaires | Standard | FALSE | [9 empty] | 7/9/2015 | Dimmable | Continuous (Can dim down to ≤ 10% (W)) | Not Yet Verified |  |  | 7023.13 | 127.7 | 55 | 8 | 0.994 | 4000 | 82
P6EAFS9G | Eaton (formerly Cooper Lighting) | Metalux | 8TSNLED-LD4-68SL-LN-[Voltages include 120-277V]-[Emergency include blank, EL, EL10W]-[Wiring include blank, PI/CPI]-[Motion Sensors include blank, SA-EMRS, LB- or HB-ERMS360, LB- or HB-MRMS360]-L850-[Driver Types include CD, 5LTD]1-[Packaging] | Indoor Luminaires | Linear Ambient | Direct Linear Ambient Luminaires | Standard | FALSE | [9 empty] | 7/9/2015 | Dimmable | Continuous (Can dim down to ≤ 10% (W)) | Not Yet Verified |  |  | 7337.7 | 133.42 | 55 | 8 | 0.994 | 5000 | 82
PNGTJJ6R | Eaton (formerly Cooper Lighting) | Metalux | 8TSNLED-LD4-75SL-LN-[Voltages include 120-277V]-[Emergency include blank, EL, EL10W]-[Wiring include blank, PI/CPI]-[Motion Sensors include blank, SA-EMRS, LB- or HB-ERMS360, LB- or HB-MRMS360]-L835-[Driver Types include CD, 5LTD]1-[Packaging] | Indoor Luminaires | Linear Ambient | Direct Linear Ambient Luminaires | Standard | FALSE | [9 empty] | 7/9/2015 | Dimmable | Continuous (Can dim down to ≤ 10% (W)) | Not Yet Verified |  |  | 7616.67 | 121.52 | 62.68 | 7.5 | 0.995 | 3500 | 82
P45E8JTX | Eaton (formerly Cooper Lighting) | Metalux | 8TSNLED-LD4-75SL-LN-[Voltages include 120-277V]-[Emergency include blank, EL, EL10W]-[Wiring include blank, PI/CPI]-[Motion Sensors include blank, SA-EMRS, LB- or HB-ERMS360, LB- or HB-MRMS360]-L840-[Driver Types include CD, 5LTD]1-[Packaging] | Indoor Luminaires | Linear Ambient | Direct Linear Ambient Luminaires | Standard | FALSE | [9 empty] | 7/9/2015 | Dimmable | Continuous (Can dim down to ≤ 10% (W)) | Not Yet Verified |  |  | 7822.32 | 124.8 | 62.68 | 7.5 | 0.995 | 4000 | 82
PAADDH5A | Eaton (formerly Cooper Lighting) | Metalux | 8TSNLED-LD4-75SL-LN-[Voltages include 120-277V]-[Emergency include blank, EL, EL10W]-[Wiring include blank, PI/CPI]-[Motion Sensors include blank, SA-EMRS, LB- or HB-ERMS360, LB- or HB-MRMS360]-L850-[Driver Types include CD, 5LTD]1-[Packaging] | Indoor Luminaires | Linear Ambient | Direct Linear Ambient Luminaires | Standard | FALSE | [9 empty] | 7/9/2015 | Dimmable | Continuous (Can dim down to ≤ 10% (W)) | Not Yet Verified |  |  | 8172.69 | 130.39 | 62.68 | 7.5 | 0.995 | 5000 | 82
P484AF23 | Eaton (formerly Cooper Lighting) | Metalux | 8TSNLED-LD4-83SL-LN-[Voltages include 120-277V]-[Emergency include blank, EL, EL10W]-[Wiring include blank, PI/CPI]-[Motion Sensors include blank, SA-EMRS, LB- or HB-ERMS360, LB- or HB-MRMS360]-L835-[Driver Types include CD, 5LTD]1-[Packaging] | Indoor Luminaires | Linear Ambient | Direct Linear Ambient Luminaires | Standard | FALSE | [9 empty] | 7/9/2015 | Dimmable | Continuous (Can dim down to ≤ 10% (W)) | Not Yet Verified |  |  | 8436.61 | 118.27 | 71.33 | 6.83 | 0.994 | 3500 | 82
PQRCEC9A | Eaton (formerly Cooper Lighting) | Metalux | 8TSNLED-LD4-83SL-LN-[Voltages include 120-277V]-[Emergency include blank, EL, EL10W]-[Wiring include blank, PI/CPI]-[Motion Sensors include blank, SA-EMRS, LB- or HB-ERMS360, LB- or HB-MRMS360]-L840-[Driver Types include CD, 5LTD]1-[Packaging] | Indoor Luminaires | Linear Ambient | Direct Linear Ambient Luminaires | Standard | FALSE | [9 empty] | 7/9/2015 | Dimmable | Continuous (Can dim down to ≤ 10% (W)) | Not Yet Verified |  |  | 8664.4 | 121.46 | 71.33 | 6.83 | 0.994 | 4000 | 82
PWFB3Y85 | Eaton (formerly Cooper Lighting) | Metalux | 8TSNLED-LD4-83SL-LN-[Voltages include 120-277V]-[Emergency include blank, EL, EL10W]-[Wiring include blank, PI/CPI]-[Motion Sensors include blank, SA-EMRS, LB- or HB-ERMS360, LB- or HB-MRMS360]-L850-[Driver Types include CD, 5LTD]1-[Packaging] | Indoor Luminaires | Linear Ambient | Direct Linear Ambient Luminaires | Standard | FALSE | [9 empty] | 7/9/2015 | Dimmable | Continuous (Can dim down to ≤ 10% (W)) | Not Yet Verified |  |  | 9052.48 | 126.9 | 71.33 | 6.83 | 0.994 | 5000 | 82
P4KTPV15 | Eaton (formerly Cooper Lighting) | Metalux | 8TSNLED-LD4-91SL-LN-[Voltages include 120-277V]-[Emergency include blank, EL, EL10W]-[Wiring include blank, PI/CPI]-[Motion Sensors include blank, SA-EMRS, LB- or HB-ERMS360, LB- or HB-MRMS360]-L835-[Driver Types include CD, 5LTD, 5LTHD]2-[Packaging] | Indoor Luminaires | Linear Ambient | Direct Linear Ambient Luminaires | Standard | FALSE | [9 empty] | 7/9/2015 | Dimmable | Continuous (Can dim down to ≤ 10% (W)) | Not Yet Verified |  |  | 9197.71 | 110.8 | 83.01 | 9.7 | 0.99 | 3500 | 82
PD7BHEGU | Eaton (formerly Cooper Lighting) | Metalux | 8TSNLED-LD4-91SL-LN-[Voltages include 120-277V]-[Emergency include blank, EL, EL10W]-[Wiring include blank, PI/CPI]-[Motion Sensors include blank, SA-EMRS, LB- or HB-ERMS360, LB- or HB-MRMS360]-L835-SD2-[Packaging] | Indoor Luminaires | Linear Ambient | Direct Linear Ambient Luminaires | Standard | FALSE | [9 empty] | 7/9/2015 | Dimmable | Stepped | Not Yet Verified |  |  | 9197.71 | 108.96 | 84.41 | 12.5 | 0.99 | 3500 | 82
PHYHCDYP | Eaton (formerly Cooper Lighting) | Metalux | 8TSNLED-LD4-91SL-LN-[Voltages include 120-277V]-[Emergency include blank, EL, EL10W]-[Wiring include blank, PI/CPI]-[Motion Sensors include blank, SA-EMRS, LB- or HB-ERMS360, LB- or HB-MRMS360]-L840-[Driver Types include CD, 5LTD, 5LTHD]2-[Packaging] | Indoor Luminaires | Linear Ambient | Direct Linear Ambient Luminaires | Standard | FALSE | [9 empty] | 7/9/2015 | Dimmable | Continuous (Can dim down to ≤ 10% (W)) | Not Yet Verified |  |  | 9446.05 | 113.8 | 83.01 | 9.7 | 0.99 | 4000 | 82
PQC3FTWQ | Eaton (formerly Cooper Lighting) | Metalux | 8TSNLED-LD4-91SL-LN-[Voltages include 120-277V]-[Emergency include blank, EL, EL10W]-[Wiring include blank, PI/CPI]-[Motion Sensors include blank, SA-EMRS, LB- or HB-ERMS360, LB- or HB-MRMS360]-L840-SD2-[Packaging] | Indoor Luminaires | Linear Ambient | Direct Linear Ambient Luminaires | Standard | FALSE | [9 empty] | 7/9/2015 | Dimmable | Stepped | Not Yet Verified |  |  | 9446.05 | 111.91 | 84.41 | 12.5 | 0.99 | 4000 | 82
P5BMV7EA | Eaton (formerly Cooper Lighting) | Metalux | 8TSNLED-LD4-91SL-LN-[Voltages include 120-277V]-[Emergency include blank, EL, EL10W]-[Wiring include blank, PI/CPI]-[Motion Sensors include blank, SA-EMRS, LB- or HB-ERMS360, LB- or HB-MRMS360]-L850-[Driver Types include CD, 5LTD, 5LTHD]2-[Packaging] | Indoor Luminaires | Linear Ambient | Direct Linear Ambient Luminaires | Standard | FALSE | [9 empty] | 7/9/2015 | Dimmable | Continuous (Can dim down to ≤ 10% (W)) | Not Yet Verified |  |  | 9869.14 | 118.89 | 83.01 | 9.7 | 0.99 | 5000 | 82
PYMXWB7K | Eaton (formerly Cooper Lighting) | Metalux | 8TSNLED-LD4-91SL-LN-[Voltages include 120-277V]-[Emergency include blank, EL, EL10W]-[Wiring include blank, PI/CPI]-[Motion Sensors include blank, SA-EMRS, LB- or HB-ERMS360, LB- or HB-MRMS360]-L850-SD2-[Packaging] | Indoor Luminaires | Linear Ambient | Direct Linear Ambient Luminaires | Standard | FALSE | [9 empty] | 7/9/2015 | Dimmable | Stepped | Not Yet Verified |  |  | 9869.14 | 116.92 | 84.41 | 12.5 | 0.99 | 5000 | 82
PTA783SN | Eaton (formerly Cooper Lighting) | Metalux | 8TSNLED-LD4-98SL-LN-[Voltages include 120-277V]-[Emergency include blank, EL, EL10W]-[Wiring include blank, PI/CPI]-[Motion Sensors include blank, SA-EMRS, LB- or HB-ERMS360, LB- or HB-MRMS360]-L835-[Driver Types include CD, 5LTD, 5LTHD]2-[Packaging] | Indoor Luminaires | Linear Ambient | Direct Linear Ambient Luminaires | Standard | FALSE | [9 empty] | 7/9/2015 | Dimmable | Continuous (Can dim down to ≤ 10% (W)) | Not Yet Verified |  |  | 9953.11 | 108.34 | 91.87 | 8.91 | 0.991 | 3500 | 82
PS4ZUJRP | Eaton (formerly Cooper Lighting) | Metalux | 8TSNLED-LD4-98SL-LN-[Voltages include 120-277V]-[Emergency include blank, EL, EL10W]-[Wiring include blank, PI/CPI]-[Motion Sensors include blank, SA-EMRS, LB- or HB-ERMS360, LB- or HB-MRMS360]-L835-SD2-[Packaging] | Indoor Luminaires | Linear Ambient | Direct Linear Ambient Luminaires | Standard | FALSE | [9 empty] | 7/9/2015 | Dimmable | Stepped | Not Yet Verified |  |  | 9953.11 | 106.96 | 93.05 | 11.8 | 0.991 | 3500 | 82
PGZGBDRJ | Eaton (formerly Cooper Lighting) | Metalux | 8TSNLED-LD4-98SL-LN-[Voltages include 120-277V]-[Emergency include blank, EL, EL10W]-[Wiring include blank, PI/CPI]-[Motion Sensors include blank, SA-EMRS, LB- or HB-ERMS360, LB- or HB-MRMS360]-L840-[Driver Types include CD, 5LTD, 5LTHD]2-[Packaging] | Indoor Luminaires | Linear Ambient | Direct Linear Ambient Luminaires | Standard | FALSE | [9 empty] | 7/9/2015 | Dimmable | Continuous (Can dim down to ≤ 10% (W)) | Not Yet Verified |  |  | 10221.85 | 111.26 | 91.87 | 8.91 | 0.991 | 4000 | 82
P5ZXGBUV | Eaton (formerly Cooper Lighting) | Metalux | 8TSNLED-LD4-98SL-LN-[Voltages include 120-277V]-[Emergency include blank, EL, EL10W]-[Wiring include blank, PI/CPI]-[Motion Sensors include blank, SA-EMRS, LB- or HB-ERMS360, LB- or HB-MRMS360]-L840-SD2-[Packaging] | Indoor Luminaires | Linear Ambient | Direct Linear Ambient Luminaires | Standard | FALSE | [9 empty] | 7/9/2015 | Dimmable | Stepped | Not Yet Verified |  |  | 10221.85 | 109.85 | 93.05 | 11.8 | 0.991 | 4000 | 82
PNVSC1D6 | Eaton (formerly Cooper Lighting) | Metalux | 8TSNLED-LD4-98SL-LN-[Voltages include 120-277V]-[Emergency include blank, EL, EL10W]-[Wiring include blank, PI/CPI]-[Motion Sensors include blank, SA-EMRS, LB- or HB-ERMS360, LB- or HB-MRMS360]-L850-[Driver Types include CD, 5LTD, 5LTHD]2-[Packaging] | Indoor Luminaires | Linear Ambient | Direct Linear Ambient Luminaires | Standard | FALSE | [9 empty] | 7/9/2015 | Dimmable | Continuous (Can dim down to ≤ 10% (W)) | Not Yet Verified |  |  | 10679.69 | 116.24 | 91.87 | 8.91 | 0.991 | 5000 | 82
PB5HZEBN | Eaton (formerly Cooper Lighting) | Metalux | 8TSNLED-LD4-98SL-LN-[Voltages include 120-277V]-[Emergency include blank, EL, EL10W]-[Wiring include blank, PI/CPI]-[Motion Sensors include blank, SA-EMRS, LB- or HB-ERMS360, LB- or HB-MRMS360]-L850-SD2-[Packaging] | Indoor Luminaires | Linear Ambient | Direct Linear Ambient Luminaires | Standard | FALSE | [9 empty] | 7/9/2015 | Dimmable | Stepped | Not Yet Verified |  |  | 10679.69 | 114.77 | 93.05 | 11.8 | 0.991 | 5000 | 82
PHXAXYWR | Eaton (formerly Cooper Lighting) | Metalux | 8TSNLED-LD4-106SL-LN-[Voltages include 120-277V]-[Emergency include blank, EL, EL10W]-[Wiring include blank, PI/CPI]-[Motion Sensors include blank, SA-EMRS, LB- or HB-ERMS360, LB- or HB-MRMS360]-L835-[Driver Types include CD, 5LTD, 5LTHD]2-[Packaging] | Indoor Luminaires | Linear Ambient | Direct Linear Ambient Luminaires | Standard | FALSE | [9 empty] | 7/9/2015 | Dimmable | Continuous (Can dim down to ≤ 10% (W)) | Not Yet Verified |  |  | 10676.25 | 106.17 | 100.56 | 8.63 | 0.992 | 3500 | 82
PWRU7SAX | Eaton (formerly Cooper Lighting) | Metalux | 8TSNLED-LD4-106SL-LN-[Voltages include 120-277V]-[Emergency include blank, EL, EL10W]-[Wiring include blank, PI/CPI]-[Motion Sensors include blank, SA-EMRS, LB- or HB-ERMS360, LB- or HB-MRMS360]-L835-SD2-[Packaging] | Indoor Luminaires | Linear Ambient | Direct Linear Ambient Luminaires | Standard | FALSE | [9 empty] | 7/9/2015 | Dimmable | Stepped | Not Yet Verified |  |  | 10676.25 | 105.08 | 101.6 | 11.2 | 0.992 | 3500 | 82
PMJ1183E | Eaton (formerly Cooper Lighting) | Metalux | 8TSNLED-LD4-106SL-LN-[Voltages include 120-277V]-[Emergency include blank, EL, EL10W]-[Wiring include blank, PI/CPI]-[Motion Sensors include blank, SA-EMRS, LB- or HB-ERMS360, LB- or HB-MRMS360]-L840-[Driver Types include CD, 5LTD, 5LTHD]2-[Packaging] | Indoor Luminaires | Linear Ambient | Direct Linear Ambient Luminaires | Standard | FALSE | [9 empty] | 7/9/2015 | Dimmable | Continuous (Can dim down to ≤ 10% (W)) | Not Yet Verified |  |  | 10964.51 | 109.04 | 100.56 | 8.63 | 0.992 | 4000 | 82
PHGSUNTF | Eaton (formerly Cooper Lighting) | Metalux | 8TSNLED-LD4-106SL-LN-[Voltages include 120-277V]-[Emergency include blank, EL, EL10W]-[Wiring include blank, PI/CPI]-[Motion Sensors include blank, SA-EMRS, LB- or HB-ERMS360, LB- or HB-MRMS360]-L840-SD2-[Packaging] | Indoor Luminaires | Linear Ambient | Direct Linear Ambient Luminaires | Standard | FALSE | [9 empty] | 7/9/2015 | Dimmable | Stepped | Not Yet Verified |  |  | 10964.51 | 107.92 | 101.6 | 11.2 | 0.992 | 4000 | 82
P49N9Q7X | Eaton (formerly Cooper Lighting) | Metalux | 8TSNLED-LD4-106SL-LN-[Voltages include 120-277V]-[Emergency include blank, EL, EL10W]-[Wiring include blank, PI/CPI]-[Motion Sensors include blank, SA-EMRS, LB- or HB-ERMS360, LB- or HB-MRMS360]-L850-[Driver Types include CD, 5LTD, 5LTHD]2-[Packaging] | Indoor Luminaires | Linear Ambient | Direct Linear Ambient Luminaires | Standard | FALSE | [9 empty] | 7/9/2015 | Dimmable | Continuous (Can dim down to ≤ 10% (W)) | Not Yet Verified |  |  | 11455.62 | 113.92 | 100.56 | 8.63 | 0.992 | 5000 | 82
PBXVP7E2 | Eaton (formerly Cooper Lighting) | Metalux | 8TSNLED-LD4-106SL-LN-[Voltages include 120-277V]-[Emergency include blank, EL, EL10W]-[Wiring include blank, PI/CPI]-[Motion Sensors include blank, SA-EMRS, LB- or HB-ERMS360, LB- or HB-MRMS360]-L850-SD2-[Packaging] | Indoor Luminaires | Linear Ambient | Direct Linear Ambient Luminaires | Standard | FALSE | [9 empty] | 7/9/2015 | Dimmable | Stepped | Not Yet Verified |  |  | 11455.62 | 112.75 | 101.6 | 11.2 | 0.992 | 5000 | 82
PE8EJCH1 | Eaton (formerly Cooper Lighting) | Metalux | 2SNLED-LD4-16SL-LW-[Voltage includes 120V]-[Emergency include blank, EL, EL10W]-[Wiring include blank, PI/CPI]-[Motion Sensors include blank, SA-EMRS, LB- or HB-ERMS360, LB- or HB-MRMS360]-L835-[Driver Types include CD, 5LTHD]1-[Packaging] | Indoor Luminaires | Linear Ambient | Direct Linear Ambient Luminaires | Standard | FALSE | [9 empty] | 7/9/2015 | Dimmable | Continuous (Can dim down to ≤ 10% (W)) | Not Yet Verified |  |  | 1701.66 | 97.28 | 17.49 | 9.02 | 0.986 | 3500 | 82
PWS9GJH9 | Eaton (formerly Cooper Lighting) | Metalux | 2SNLED-LD4-16SL-LW-[Voltage includes 120V]-[Emergency include blank, EL, EL10W]-[Wiring include blank, PI/CPI]-[Motion Sensors include blank, SA-EMRS, LB- or HB-ERMS360, LB- or HB-MRMS360]-L840-[Driver Types include CD, 5LTHD]1-[Packaging] | Indoor Luminaires | Linear Ambient | Direct Linear Ambient Luminaires | Standard | FALSE | [9 empty] | 7/9/2015 | Dimmable | Continuous (Can dim down to ≤ 10% (W)) | Not Yet Verified |  |  | 1747.6 | 99.9 | 17.49 | 9.02 | 0.986 | 4000 | 82
PRTCMDK2 | Eaton (formerly Cooper Lighting) | Metalux | 2SNLED-LD4-16SL-LW-[Voltage includes 120V]-[Emergency include blank, EL, EL10W]-[Wiring include blank, PI/CPI]-[Motion Sensors include blank, SA-EMRS, LB- or HB-ERMS360, LB- or HB-MRMS360]-L850-[Driver Types include CD, 5LTHD]1-[Packaging] | Indoor Luminaires | Linear Ambient | Direct Linear Ambient Luminaires | Standard | FALSE | [9 empty] | 7/9/2015 | Dimmable | Continuous (Can dim down to ≤ 10% (W)) | Not Yet Verified |  |  | 1825.88 | 104.38 | 17.49 | 9.02 | 0.986 | 5000 | 82
PRF8CDAJ | Eaton (formerly Cooper Lighting) | Metalux | 2SNLED-LD4-20SL-LW-[Voltage includes 120V]-[Emergency include blank, EL, EL10W]-[Wiring include blank, PI/CPI]-[Motion Sensors include blank, SA-EMRS, LB- or HB-ERMS360, LB- or HB-MRMS360]-L835-[Driver Types include CD, 5LTHD]1-[Packaging] | Indoor Luminaires | Linear Ambient | Direct Linear Ambient Luminaires | Standard | FALSE | [9 empty] | 7/9/2015 | Dimmable | Continuous (Can dim down to ≤ 10% (W)) | Not Yet Verified |  |  | 2074.8 | 97.18 | 21.35 | 8.36 | 0.99 | 3500 | 82
PXFNAXPD | Eaton (formerly Cooper Lighting) | Metalux | 2SNLED-LD4-20SL-LW-[Voltage includes 120V]-[Emergency include blank, EL, EL10W]-[Wiring include blank, PI/CPI]-[Motion Sensors include blank, SA-EMRS, LB- or HB-ERMS360, LB- or HB-MRMS360]-L840-[Driver Types include CD, 5LTHD]1-[Packaging] | Indoor Luminaires | Linear Ambient | Direct Linear Ambient Luminaires | Standard | FALSE | [9 empty] | 7/9/2015 | Dimmable | Continuous (Can dim down to ≤ 10% (W)) | Not Yet Verified |  |  | 2130.82 | 99.8 | 21.35 | 8.36 | 0.99 | 4000 | 82
PHMKJJQH | Eaton (formerly Cooper Lighting) | Metalux | 2SNLED-LD4-20SL-LW-[Voltage includes 120V]-[Emergency include blank, EL, EL10W]-[Wiring include blank, PI/CPI]-[Motion Sensors include blank, SA-EMRS, LB- or HB-ERMS360, LB- or HB-MRMS360]-L850-[Driver Types include CD, 5LTHD]1-[Packaging] | Indoor Luminaires | Linear Ambient | Direct Linear Ambient Luminaires | Standard | FALSE | [9 empty] | 7/9/2015 | Dimmable | Continuous (Can dim down to ≤ 10% (W)) | Not Yet Verified |  |  | 2226.26 | 104.27 | 21.35 | 8.36 | 0.99 | 5000 | 82
PTN3EZXV | Eaton (formerly Cooper Lighting) | Metalux | 2SNLED-LD4-23SL-LW-[Voltages include 120-277V]-[Emergency include blank, EL, EL10W]-[Wiring include blank, PI/CPI]-[Motion Sensors include blank, SA-EMRS, LB- or HB-ERMS360, LB- or HB-MRMS360]-L835-[Driver Types include CD, 5LTHD]1-[Packaging] | Indoor Luminaires | Linear Ambient | Direct Linear Ambient Luminaires | Standard | FALSE | [9 empty] | 7/9/2015 | Dimmable | Continuous (Can dim down to ≤ 10% (W)) | Not Yet Verified |  |  | 2420.6 | 102.43 | 23.63 | 7.92 | 0.992 | 3500 | 82
PDSB459Y | Eaton (formerly Cooper Lighting) | Metalux | 2SNLED-LD4-23SL-LW-[Voltages include 120-277V]-[Emergency include blank, EL, EL10W]-[Wiring include blank, PI/CPI]-[Motion Sensors include blank, SA-EMRS, LB- or HB-ERMS360, LB- or HB-MRMS360]-L840-[Driver Types include CD, 5LTHD]1-[Packaging] | Indoor Luminaires | Linear Ambient | Direct Linear Ambient Luminaires | Standard | FALSE | [9 empty] | 7/9/2015 | Dimmable | Continuous (Can dim down to ≤ 10% (W)) | Not Yet Verified |  |  | 2485.96 | 105.2 | 23.63 | 7.92 | 0.992 | 4000 | 82
P2GG9HR9 | Eaton (formerly Cooper Lighting) | Metalux | 2SNLED-LD4-23SL-LW-[Voltages include 120-277V]-[Emergency include blank, EL, EL10W]-[Wiring include blank, PI/CPI]-[Motion Sensors include blank, SA-EMRS, LB- or HB-ERMS360, LB- or HB-MRMS360]-L850-[Driver Types include CD, 5LTHD]1-[Packaging] | Indoor Luminaires | Linear Ambient | Direct Linear Ambient Luminaires | Standard | FALSE | [9 empty] | 7/9/2015 | Dimmable | Continuous (Can dim down to ≤ 10% (W)) | Not Yet Verified |  |  | 2597.3 | 109.91 | 23.63 | 7.92 | 0.992 | 5000 | 82
PKXFW55H | Eaton (formerly Cooper Lighting) | Metalux | 4SNLED-LD4-16SL-LW-[Voltages include 120-277V]-[Emergency include blank, EL, EL10W]-[Wiring include blank, PI/CPI]-[Motion Sensors include blank, SA-EMRS, LB- or HB-ERMS360, LB- or HB-MRMS360]-L835-CD1-[Packaging] | Indoor Luminaires | Linear Ambient | Direct Linear Ambient Luminaires | Standard | FALSE | [9 empty] | 7/9/2015 | Dimmable | Continuous (Can dim down to ≤ 10% (W)) | Not Yet Verified |  |  | 1818.96 | 114.75 | 15.85 | 10.25 | 0.987 | 3500 | 82
PG3C45U8 | Eaton (formerly Cooper Lighting) | Metalux | 4SNLED-LD4-16SL-LW-[Voltage includes 120V]-[Emergency include blank, EL, EL10W]-[Wiring include blank, PI/CPI]-[Motion Sensors include blank, SA-EMRS, LB- or HB-ERMS360, LB- or HB-MRMS360]-L835-5LTHD1-[Packaging] | Indoor Luminaires | Linear Ambient | Direct Linear Ambient Luminaires | Standard | FALSE | [9 empty] | 7/9/2015 | Dimmable | Continuous (Can dim down to ≤ 10% (W)) | Not Yet Verified |  |  | 1818.96 | 105.64 | 17.22 | 5.9 | 0.97 | 3500 | 82
P4F7QNYT | Eaton (formerly Cooper Lighting) | Metalux | 4SNLED-LD4-16SL-LW-[Voltages include 120-277V]-[Emergency include blank, EL, EL10W]-[Wiring include blank, PI/CPI]-[Motion Sensors include blank, SA-EMRS, LB- or HB-ERMS360, LB- or HB-MRMS360]-L840-CD1-[Packaging] | Indoor Luminaires | Linear Ambient | Direct Linear Ambient Luminaires | Standard | FALSE | [9 empty] | 7/9/2015 | Dimmable | Continuous (Can dim down to ≤ 10% (W)) | Not Yet Verified |  |  | 1868.07 | 117.85 | 15.85 | 10.25 | 0.987 | 4000 | 82
PZKF3PRR | Eaton (formerly Cooper Lighting) | Metalux | 4SNLED-LD4-16SL-LW-[Voltage includes 120V]-[Emergency include blank, EL, EL10W]-[Wiring include blank, PI/CPI]-[Motion Sensors include blank, SA-EMRS, LB- or HB-ERMS360, LB- or HB-MRMS360]-L840-5LTHD1-[Packaging] | Indoor Luminaires | Linear Ambient | Direct Linear Ambient Luminaires | Standard | FALSE | [9 empty] | 7/9/2015 | Dimmable | Continuous (Can dim down to ≤ 10% (W)) | Not Yet Verified |  |  | 1868.07 | 108.49 | 17.22 | 5.9 | 0.97 | 4000 | 82
PEDJB8JG | Eaton (formerly Cooper Lighting) | Metalux | 4SNLED-LD4-16SL-LW-[Voltages include 120-277V]-[Emergency include blank, EL, EL10W]-[Wiring include blank, PI/CPI]-[Motion Sensors include blank, SA-EMRS, LB- or HB-ERMS360, LB- or HB-MRMS360]-L850-CD1-[Packaging] | Indoor Luminaires | Linear Ambient | Direct Linear Ambient Luminaires | Standard | FALSE | [9 empty] | 7/9/2015 | Dimmable | Continuous (Can dim down to ≤ 10% (W)) | Not Yet Verified |  |  | 1951.74 | 123.13 | 15.85 | 10.25 | 0.987 | 5000 | 82
P1WT52N7 | Eaton (formerly Cooper Lighting) | Metalux | 4SNLED-LD4-16SL-LW-[Voltage includes 120V]-[Emergency include blank, EL, EL10W]-[Wiring include blank, PI/CPI]-[Motion Sensors include blank, SA-EMRS, LB- or HB-ERMS360, LB- or HB-MRMS360]-L850-5LTHD1-[Packaging] | Indoor Luminaires | Linear Ambient | Direct Linear Ambient Luminaires | Standard | FALSE | [9 empty] | 7/9/2015 | Dimmable | Continuous (Can dim down to ≤ 10% (W)) | Not Yet Verified |  |  | 1951.74 | 113.35 | 17.22 | 5.9 | 0.97 | 5000 | 82
PZ9AARZ8 | Eaton (formerly Cooper Lighting) | Metalux | 4SNLED-LD4-20SL-LW-[Voltages include 120-277V]-[Emergency include blank, EL, EL10W]-[Wiring include blank, PI/CPI]-[Motion Sensors include blank, SA-EMRS, LB- or HB-ERMS360, LB- or HB-MRMS360]-L835-CD1-[Packaging] | Indoor Luminaires | Linear Ambient | Direct Linear Ambient Luminaires | Standard | FALSE | [9 empty] | 7/9/2015 | Dimmable | Continuous (Can dim down to ≤ 10% (W)) | Not Yet Verified |  |  | 2053.55 | 113.79 | 18.05 | 9.64 | 0.989 | 3500 | 82
PBJV53RW | Eaton (formerly Cooper Lighting) | Metalux | 4SNLED-LD4-20SL-LW-[Voltage includes 120V]-[Emergency include blank, EL, EL10W]-[Wiring include blank, PI/CPI]-[Motion Sensors include blank, SA-EMRS, LB- or HB-ERMS360, LB- or HB-MRMS360]-L835-5LTHD1-[Packaging] | Indoor Luminaires | Linear Ambient | Direct Linear Ambient Luminaires | Standard | FALSE | [9 empty] | 7/9/2015 | Dimmable | Continuous (Can dim down to ≤ 10% (W)) | Not Yet Verified |  |  | 2053.55 | 106 | 19.37 | 6.1 | 0.974 | 3500 | 82
PM94RQ3C | Eaton (formerly Cooper Lighting) | Metalux | 4SNLED-LD4-20SL-LW-[Voltages include 120-277V]-[Emergency include blank, EL, EL10W]-[Wiring include blank, PI/CPI]-[Motion Sensors include blank, SA-EMRS, LB- or HB-ERMS360, LB- or HB-MRMS360]-L840-CD1-[Packaging] | Indoor Luminaires | Linear Ambient | Direct Linear Ambient Luminaires | Standard | FALSE | [9 empty] | 7/9/2015 | Dimmable | Continuous (Can dim down to ≤ 10% (W)) | Not Yet Verified |  |  | 2109 | 116.87 | 18.05 | 9.64 | 0.989 | 4000 | 82
PZ326J1C | Eaton (formerly Cooper Lighting) | Metalux | 4SNLED-LD4-20SL-LW-[Voltage includes 120V]-[Emergency include blank, EL, EL10W]-[Wiring include blank, PI/CPI]-[Motion Sensors include blank, SA-EMRS, LB- or HB-ERMS360, LB- or HB-MRMS360]-L840-5LTHD1-[Packaging] | Indoor Luminaires | Linear Ambient | Direct Linear Ambient Luminaires | Standard | FALSE | [9 empty] | 7/9/2015 | Dimmable | Continuous (Can dim down to ≤ 10% (W)) | Not Yet Verified |  |  | 2109 | 108.86 | 19.37 | 6.1 | 0.974 | 4000 | 82
PUPVWMW9 | Eaton (formerly Cooper Lighting) | Metalux | 4SNLED-LD4-20SL-LW-[Voltages include 120-277V]-[Emergency include blank, EL, EL10W]-[Wiring include blank, PI/CPI]-[Motion Sensors include blank, SA-EMRS, LB- or HB-ERMS360, LB- or HB-MRMS360]-L850-CD1-[Packaging] | Indoor Luminaires | Linear Ambient | Direct Linear Ambient Luminaires | Standard | FALSE | [9 empty] | 7/9/2015 | Dimmable | Continuous (Can dim down to ≤ 10% (W)) | Not Yet Verified |  |  | 2203.46 | 122.1 | 18.05 | 9.64 | 0.989 | 5000 | 82
PMF381SC | Eaton (formerly Cooper Lighting) | Metalux | 4SNLED-LD4-20SL-LW-[Voltage includes 120V]-[Emergency include blank, EL, EL10W]-[Wiring include blank, PI/CPI]-[Motion Sensors include blank, SA-EMRS, LB- or HB-ERMS360, LB- or HB-MRMS360]-L850-5LTHD1-[Packaging] | Indoor Luminaires | Linear Ambient | Direct Linear Ambient Luminaires | Standard | FALSE | [9 empty] | 7/9/2015 | Dimmable | Continuous (Can dim down to ≤ 10% (W)) | Not Yet Verified |  |  | 2203.46 | 113.73 | 19.37 | 6.1 | 0.974 | 5000 | 82
P4ZGF4WP | Eaton (formerly Cooper Lighting) | Metalux | 4SNLED-LD4-23SL-LW-[Voltages include 120-277V]-[Emergency include blank, EL, EL10W]-[Wiring include blank, PI/CPI]-[Motion Sensors include blank, SA-EMRS, LB- or HB-ERMS360, LB- or HB-MRMS360]-L835-CD1-[Packaging] | Indoor Luminaires | Linear Ambient | Direct Linear Ambient Luminaires | Standard | FALSE | [9 empty] | 7/9/2015 | Dimmable | Continuous (Can dim down to ≤ 10% (W)) | Not Yet Verified |  |  | 2399.49 | 112.22 | 21.38 | 8.88 | 0.992 | 3500 | 82
PWZPMV5A | Eaton (formerly Cooper Lighting) | Metalux | 4SNLED-LD4-23SL-LW-[Voltage includes 120V]-[Emergency include blank, EL, EL10W]-[Wiring include blank, PI/CPI]-[Motion Sensors include blank, SA-EMRS, LB- or HB-ERMS360, LB- or HB-MRMS360]-L835-5LTHD1-[Packaging] | Indoor Luminaires | Linear Ambient | Direct Linear Ambient Luminaires | Standard | FALSE | [9 empty] | 7/9/2015 | Dimmable | Continuous (Can dim down to ≤ 10% (W)) | Not Yet Verified |  |  | 2399.49 | 105.95 | 22.65 | 6.4 | 0.979 | 3500 | 82
PFHDF95S | Eaton (formerly Cooper Lighting) | Metalux | 4SNLED-LD4-23SL-LW-[Voltages include 120-277V]-[Emergency include blank, EL, EL10W]-[Wiring include blank, PI/CPI]-[Motion Sensors include blank, SA-EMRS, LB- or HB-ERMS360, LB- or HB-MRMS360]-L840-CD1-[Packaging] | Indoor Luminaires | Linear Ambient | Direct Linear Ambient Luminaires | Standard | FALSE | [9 empty] | 7/9/2015 | Dimmable | Continuous (Can dim down to ≤ 10% (W)) | Not Yet Verified |  |  | 2464.28 | 115.25 | 21.38 | 8.88 | 0.992 | 4000 | 82
P69JS4WA | Eaton (formerly Cooper Lighting) | Metalux | 4SNLED-LD4-23SL-LW-[Voltage includes 120V]-[Emergency include blank, EL, EL10W]-[Wiring include blank, PI/CPI]-[Motion Sensors include blank, SA-EMRS, LB- or HB-ERMS360, LB- or HB-MRMS360]-L840-5LTHD1-[Packaging] | Indoor Luminaires | Linear Ambient | Direct Linear Ambient Luminaires | Standard | FALSE | [9 empty] | 7/9/2015 | Dimmable | Continuous (Can dim down to ≤ 10% (W)) | Not Yet Verified |  |  | 2464.28 | 108.81 | 22.65 | 6.4 | 0.979 | 4000 | 82
P3BTZK95 | Eaton (formerly Cooper Lighting) | Metalux | 4SNLED-LD4-23SL-LW-[Voltages include 120-277V]-[Emergency include blank, EL, EL10W]-[Wiring include blank, PI/CPI]-[Motion Sensors include blank, SA-EMRS, LB- or HB-ERMS360, LB- or HB-MRMS360]-L850-CD1-[Packaging] | Indoor Luminaires | Linear Ambient | Direct Linear Ambient Luminaires | Standard | FALSE | [9 empty] | 7/9/2015 | Dimmable | Continuous (Can dim down to ≤ 10% (W)) | Not Yet Verified |  |  | 2574.65 | 120.41 | 21.38 | 8.88 | 0.992 | 5000 | 82
PCVZREZ7 | Eaton (formerly Cooper Lighting) | Metalux | 4SNLED-LD4-23SL-LW-[Voltage includes 120V]-[Emergency include blank, EL, EL10W]-[Wiring include blank, PI/CPI]-[Motion Sensors include blank, SA-EMRS, LB- or HB-ERMS360, LB- or HB-MRMS360]-L850-5LTHD1-[Packaging] | Indoor Luminaires | Linear Ambient | Direct Linear Ambient Luminaires | Standard | FALSE | [9 empty] | 7/9/2015 | Dimmable | Continuous (Can dim down to ≤ 10% (W)) | Not Yet Verified |  |  | 2574.65 | 113.68 | 22.65 | 6.4 | 0.979 | 5000 | 82
PYFJ229E | Eaton (formerly Cooper Lighting) | Metalux | 4SNLED-LD4-27SL-LW-[Voltages include 120-277V]-[Emergency include blank, EL, EL10W]-[Wiring include blank, PI/CPI]-[Motion Sensors include blank, SA-EMRS, LB- or HB-ERMS360, LB- or HB-MRMS360]-L835-CD1-[Packaging] | Indoor Luminaires | Linear Ambient | Direct Linear Ambient Luminaires | Standard | FALSE | [9 empty] | 7/9/2015 | Dimmable | Continuous (Can dim down to ≤ 10% (W)) | Not Yet Verified |  |  | 2731.83 | 108.39 | 25.2 | 5.75 | 0.993 | 3500 | 82
P8Y22XV8 | Eaton (formerly Cooper Lighting) | Metalux | 4SNLED-LD4-27SL-LW-[Voltage includes 120V]-[Emergency include blank, EL, EL10W]-[Wiring include blank, PI/CPI]-[Motion Sensors include blank, SA-EMRS, LB- or HB-ERMS360, LB- or HB-MRMS360]-L835-5LTHD1-[Packaging] | Indoor Luminaires | Linear Ambient | Direct Linear Ambient Luminaires | Standard | FALSE | [9 empty] | 7/9/2015 | Dimmable | Continuous (Can dim down to ≤ 10% (W)) | Not Yet Verified |  |  | 2731.83 | 105.37 | 25.93 | 6.6 | 0.983 | 3500 | 82
PZ8ZA9P3 | Eaton (formerly Cooper Lighting) | Metalux | 4SNLED-LD4-27SL-LW-[Voltages include 120-277V]-[Emergency include blank, EL, EL10W]-[Wiring include blank, PI/CPI]-[Motion Sensors include blank, SA-EMRS, LB- or HB-ERMS360, LB- or HB-MRMS360]-L840-CD1-[Packaging] | Indoor Luminaires | Linear Ambient | Direct Linear Ambient Luminaires | Standard | FALSE | [9 empty] | 7/9/2015 | Dimmable | Continuous (Can dim down to ≤ 10% (W)) | Not Yet Verified |  |  | 2805.59 | 111.31 | 25.2 | 5.75 | 0.993 | 4000 | 82
PY6XJ5ED | Eaton (formerly Cooper Lighting) | Metalux | 4SNLED-LD4-27SL-LW-[Voltage includes 120V]-[Emergency include blank, EL, EL10W]-[Wiring include blank, PI/CPI]-[Motion Sensors include blank, SA-EMRS, LB- or HB-ERMS360, LB- or HB-MRMS360]-L840-5LTHD1-[Packaging] | Indoor Luminaires | Linear Ambient | Direct Linear Ambient Luminaires | Standard | FALSE | [9 empty] | 7/9/2015 | Dimmable | Continuous (Can dim down to ≤ 10% (W)) | Not Yet Verified |  |  | 2805.59 | 108.22 | 25.93 | 6.6 | 0.983 | 4000 | 82
PYQ14FVG | Eaton (formerly Cooper Lighting) | Metalux | 4SNLED-LD4-27SL-LW-[Voltages include 120-277V]-[Emergency include blank, EL, EL10W]-[Wiring include blank, PI/CPI]-[Motion Sensors include blank, SA-EMRS, LB- or HB-ERMS360, LB- or HB-MRMS360]-L850-CD1-[Packaging] | Indoor Luminaires | Linear Ambient | Direct Linear Ambient Luminaires | Standard | FALSE | [9 empty] | 7/9/2015 | Dimmable | Continuous (Can dim down to ≤ 10% (W)) | Not Yet Verified |  |  | 2931.26 | 116.3 | 25.2 | 5.75 | 0.993 | 5000 | 82
P4A1BW55 | Eaton (formerly Cooper Lighting) | Metalux | 4SNLED-LD4-27SL-LW-[Voltage includes 120V]-[Emergency include blank, EL, EL10W]-[Wiring include blank, PI/CPI]-[Motion Sensors include blank, SA-EMRS, LB- or HB-ERMS360, LB- or HB-MRMS360]-L850-5LTHD1-[Packaging] | Indoor Luminaires | Linear Ambient | Direct Linear Ambient Luminaires | Standard | FALSE | [9 empty] | 7/9/2015 | Dimmable | Continuous (Can dim down to ≤ 10% (W)) | Not Yet Verified |  |  | 2931.26 | 113.07 | 25.93 | 6.6 | 0.983 | 5000 | 82
PN28YP7N | Eaton (formerly Cooper Lighting) | Metalux | 4SNLED-LD4-30SL-LW-[Voltages include 120-277V]-[Emergency include blank, EL, EL10W]-[Wiring include blank, PI/CPI]-[Motion Sensors include blank, SA-EMRS, LB- or HB-ERMS360, LB- or HB-MRMS360]-L835-CD1-[Packaging] | Indoor Luminaires | Linear Ambient | Direct Linear Ambient Luminaires | Standard | FALSE | [9 empty] | 7/9/2015 | Dimmable | Continuous (Can dim down to ≤ 10% (W)) | Not Yet Verified |  |  | 3062.48 | 105.71 | 28.97 | 7.03 | 0.99 | 3500 | 82
PXAQFKDA | Eaton (formerly Cooper Lighting) | Metalux | 4SNLED-LD4-30SL-LW-[Voltage includes 120V]-[Emergency include blank, EL, EL10W]-[Wiring include blank, PI/CPI]-[Motion Sensors include blank, SA-EMRS, LB- or HB-ERMS360, LB- or HB-MRMS360]-L835-5LTHD1-[Packaging] | Indoor Luminaires | Linear Ambient | Direct Linear Ambient Luminaires | Standard | FALSE | [9 empty] | 7/9/2015 | Dimmable | Continuous (Can dim down to ≤ 10% (W)) | Not Yet Verified |  |  | 3062.48 | 104.7 | 29.25 | 6.7 | 0.985 | 3500 | 82
PKWS65AK | Eaton (formerly Cooper Lighting) | Metalux | 4SNLED-LD4-30SL-LW-[Voltages include 120-277V]-[Emergency include blank, EL, EL10W]-[Wiring include blank, PI/CPI]-[Motion Sensors include blank, SA-EMRS, LB- or HB-ERMS360, LB- or HB-MRMS360]-L840-CD1-[Packaging] | Indoor Luminaires | Linear Ambient | Direct Linear Ambient Luminaires | Standard | FALSE | [9 empty] | 7/9/2015 | Dimmable | Continuous (Can dim down to ≤ 10% (W)) | Not Yet Verified |  |  | 3145.16 | 108.57 | 28.97 | 7.03 | 0.99 | 4000 | 82
PJA7RA16 | Eaton (formerly Cooper Lighting) | Metalux | 4SNLED-LD4-30SL-LW-[Voltage includes 120V]-[Emergency include blank, EL, EL10W]-[Wiring include blank, PI/CPI]-[Motion Sensors include blank, SA-EMRS, LB- or HB-ERMS360, LB- or HB-MRMS360]-L840-5LTHD1-[Packaging] | Indoor Luminaires | Linear Ambient | Direct Linear Ambient Luminaires | Standard | FALSE | [9 empty] | 7/9/2015 | Dimmable | Continuous (Can dim down to ≤ 10% (W)) | Not Yet Verified |  |  | 3145.16 | 107.53 | 29.25 | 6.7 | 0.985 | 4000 | 82
P898NU8M | Eaton (formerly Cooper Lighting) | Metalux | 4SNLED-LD4-30SL-LW-[Voltages include 120-277V]-[Emergency include blank, EL, EL10W]-[Wiring include blank, PI/CPI]-[Motion Sensors include blank, SA-EMRS, LB- or HB-ERMS360, LB- or HB-MRMS360]-L850-CD1-[Packaging] | Indoor Luminaires | Linear Ambient | Direct Linear Ambient Luminaires | Standard | FALSE | [9 empty] | 7/9/2015 | Dimmable | Continuous (Can dim down to ≤ 10% (W)) | Not Yet Verified |  |  | 3286.04 | 113.43 | 28.97 | 7.03 | 0.99 | 5000 | 82
PDYWSH1B | Eaton (formerly Cooper Lighting) | Metalux | 4SNLED-LD4-30SL-LW-[Voltage includes 120V]-[Emergency include blank, EL, EL10W]-[Wiring include blank, PI/CPI]-[Motion Sensors include blank, SA-EMRS, LB- or HB-ERMS360, LB- or HB-MRMS360]-L850-5LTHD1-[Packaging] | Indoor Luminaires | Linear Ambient | Direct Linear Ambient Luminaires | Standard | FALSE | [9 empty] | 7/9/2015 | Dimmable | Continuous (Can dim down to ≤ 10% (W)) | Not Yet Verified |  |  | 3286.04 | 112.34 | 29.25 | 6.7 | 0.985 | 5000 | 82
PPKX6RGT | Eaton (formerly Cooper Lighting) | Metalux | 4SNLED-LD4-33SL-LW-[Voltages include 120-277V]-[Emergency include blank, EL, EL10W]-[Wiring include blank, PI/CPI]-[Motion Sensors include blank, SA-EMRS, LB- or HB-ERMS360, LB- or HB-MRMS360]-L835-CD1-[Packaging] | Indoor Luminaires | Linear Ambient | Direct Linear Ambient Luminaires | Standard | FALSE | [9 empty] | 7/9/2015 | Dimmable | Continuous (Can dim down to ≤ 10% (W)) | Not Yet Verified |  |  | 3410.97 | 104.86 | 32.53 | 6.65 | 0.994 | 3500 | 82
PPHE24VC | Eaton (formerly Cooper Lighting) | Metalux | 4SNLED-LD4-33SL-LW-[Voltage includes 120V]-[Emergency include blank, EL, EL10W]-[Wiring include blank, PI/CPI]-[Motion Sensors include blank, SA-EMRS, LB- or HB-ERMS360, LB- or HB-MRMS360]-L835-5LTHD1-[Packaging] | Indoor Luminaires | Linear Ambient | Direct Linear Ambient Luminaires | Standard | FALSE | [9 empty] | 7/9/2015 | Dimmable | Continuous (Can dim down to ≤ 10% (W)) | Not Yet Verified |  |  | 3410.97 | 103.33 | 33.01 | 6.8 | 0.987 | 3500 | 82
P2AHNFRY | Eaton (formerly Cooper Lighting) | Metalux | 4SNLED-LD4-33SL-LW-[Voltages include 120-277V]-[Emergency include blank, EL, EL10W]-[Wiring include blank, PI/CPI]-[Motion Sensors include blank, SA-EMRS, LB- or HB-ERMS360, LB- or HB-MRMS360]-L840-CD1-[Packaging] | Indoor Luminaires | Linear Ambient | Direct Linear Ambient Luminaires | Standard | FALSE | [9 empty] | 7/9/2015 | Dimmable | Continuous (Can dim down to ≤ 10% (W)) | Not Yet Verified |  |  | 3503.06 | 107.69 | 32.53 | 6.65 | 0.994 | 4000 | 82
PAS41FZF | Eaton (formerly Cooper Lighting) | Metalux | 4SNLED-LD4-33SL-LW-[Voltage includes 120V]-[Emergency include blank, EL, EL10W]-[Wiring include blank, PI/CPI]-[Motion Sensors include blank, SA-EMRS, LB- or HB-ERMS360, LB- or HB-MRMS360]-L840-5LTHD1-[Packaging] | Indoor Luminaires | Linear Ambient | Direct Linear Ambient Luminaires | Standard | FALSE | [9 empty] | 7/9/2015 | Dimmable | Continuous (Can dim down to ≤ 10% (W)) | Not Yet Verified |  |  | 3503.06 | 106.12 | 33.01 | 6.8 | 0.987 | 4000 | 82
P76QWKH5 | Eaton (formerly Cooper Lighting) | Metalux | 4SNLED-LD4-33SL-LW-[Voltages include 120-277V]-[Emergency include blank, EL, EL10W]-[Wiring include blank, PI/CPI]-[Motion Sensors include blank, SA-EMRS, LB- or HB-ERMS360, LB- or HB-MRMS360]-L850-CD1-[Packaging] | Indoor Luminaires | Linear Ambient | Direct Linear Ambient Luminaires | Standard | FALSE | [9 empty] | 7/9/2015 | Dimmable | Continuous (Can dim down to ≤ 10% (W)) | Not Yet Verified |  |  | 3659.97 | 112.51 | 32.53 | 6.65 | 0.994 | 5000 | 82
PZKUVUNU | Eaton (formerly Cooper Lighting) | Metalux | 4SNLED-LD4-33SL-LW-[Voltage includes 120V]-[Emergency include blank, EL, EL10W]-[Wiring include blank, PI/CPI]-[Motion Sensors include blank, SA-EMRS, LB- or HB-ERMS360, LB- or HB-MRMS360]-L850-5LTHD1-[Packaging] | Indoor Luminaires | Linear Ambient | Direct Linear Ambient Luminaires | Standard | FALSE | [9 empty] | 7/9/2015 | Dimmable | Continuous (Can dim down to ≤ 10% (W)) | Not Yet Verified |  |  | 3659.97 | 110.87 | 33.01 | 6.8 | 0.987 | 5000 | 82
P13VZNHN | Eaton (formerly Cooper Lighting) | Metalux | 4SNLED-LD4-37SL-LW-[Voltages include 120-277V]-[Emergency include blank, EL, EL10W]-[Wiring include blank, PI/CPI]-[Motion Sensors include blank, SA-EMRS, LB- or HB-ERMS360, LB- or HB-MRMS360]-L835-[Driver Types include CD, 5LTD]1-[Packaging] | Indoor Luminaires | Linear Ambient | Direct Linear Ambient Luminaires | Standard | FALSE | [9 empty] | 7/9/2015 | Dimmable | Continuous (Can dim down to ≤ 10% (W)) | Not Yet Verified |  |  | 3778.16 | 101.73 | 37.14 | 10.22 | 0.989 | 3500 | 82
PYNDBJNP | Eaton (formerly Cooper Lighting) | Metalux | 4SNLED-LD4-37SL-LW-[Voltage includes 120V]-[Emergency include blank, EL, EL10W]-[Wiring include blank, PI/CPI]-[Motion Sensors include blank, SA-EMRS, LB- or HB-ERMS360, LB- or HB-MRMS360]-L835-5LTHD1-[Packaging] | Indoor Luminaires | Linear Ambient | Direct Linear Ambient Luminaires | Standard | FALSE | [9 empty] | 7/9/2015 | Dimmable | Continuous (Can dim down to ≤ 10% (W)) | Not Yet Verified |  |  | 3778.16 | 101.68 | 37.16 | 6.9 | 0.989 | 3500 | 82
P44EJSNR | Eaton (formerly Cooper Lighting) | Metalux | 4SNLED-LD4-37SL-LW-[Voltages include 120-277V]-[Emergency include blank, EL, EL10W]-[Wiring include blank, PI/CPI]-[Motion Sensors include blank, SA-EMRS, LB- or HB-ERMS360, LB- or HB-MRMS360]-L835-SD1-[Packaging] | Indoor Luminaires | Linear Ambient | Direct Linear Ambient Luminaires | Standard | FALSE | [9 empty] | 7/9/2015 | Dimmable | Stepped | Not Yet Verified |  |  | 3778.16 | 99.16 | 38.1 | 13.3 | 0.988 | 3500 | 82
PN1FUMHB | Eaton (formerly Cooper Lighting) | Metalux | 4SNLED-LD4-37SL-LW-[Voltages include 120-277V]-[Emergency include blank, EL, EL10W]-[Wiring include blank, PI/CPI]-[Motion Sensors include blank, SA-EMRS, LB- or HB-ERMS360, LB- or HB-MRMS360]-L840-[Driver Types include CD, 5LTD]1-[Packaging] | Indoor Luminaires | Linear Ambient | Direct Linear Ambient Luminaires | Standard | FALSE | [9 empty] | 7/9/2015 | Dimmable | Continuous (Can dim down to ≤ 10% (W)) | Not Yet Verified |  |  | 3880.17 | 104.47 | 37.14 | 10.22 | 0.989 | 4000 | 82
P1Y3WDEK | Eaton (formerly Cooper Lighting) | Metalux | 4SNLED-LD4-37SL-LW-[Voltage includes 120V]-[Emergency include blank, EL, EL10W]-[Wiring include blank, PI/CPI]-[Motion Sensors include blank, SA-EMRS, LB- or HB-ERMS360, LB- or HB-MRMS360]-L840-5LTHD1-[Packaging] | Indoor Luminaires | Linear Ambient | Direct Linear Ambient Luminaires | Standard | FALSE | [9 empty] | 7/9/2015 | Dimmable | Continuous (Can dim down to ≤ 10% (W)) | Not Yet Verified |  |  | 3880.17 | 104.42 | 37.16 | 6.9 | 0.989 | 4000 | 82
PYHB4S3J | Eaton (formerly Cooper Lighting) | Metalux | 4SNLED-LD4-37SL-LW-[Voltages include 120-277V]-[Emergency include blank, EL, EL10W]-[Wiring include blank, PI/CPI]-[Motion Sensors include blank, SA-EMRS, LB- or HB-ERMS360, LB- or HB-MRMS360]-L840-SD1-[Packaging] | Indoor Luminaires | Linear Ambient | Direct Linear Ambient Luminaires | Standard | FALSE | [9 empty] | 7/9/2015 | Dimmable | Stepped | Not Yet Verified |  |  | 3880.17 | 101.84 | 38.1 | 13.3 | 0.988 | 4000 | 82
PTKUA6S5 | Eaton (formerly Cooper Lighting) | Metalux | 4SNLED-LD4-37SL-LW-[Voltages include 120-277V]-[Emergency include blank, EL, EL10W]-[Wiring include blank, PI/CPI]-[Motion Sensors include blank, SA-EMRS, LB- or HB-ERMS360, LB- or HB-MRMS360]-L850-[Driver Types include CD, 5LTD]1-[Packaging] | Indoor Luminaires | Linear Ambient | Direct Linear Ambient Luminaires | Standard | FALSE | [9 empty] | 7/9/2015 | Dimmable | Continuous (Can dim down to ≤ 10% (W)) | Not Yet Verified |  |  | 4053.96 | 109.15 | 37.14 | 10.22 | 0.989 | 5000 | 82
PSQKCACP | Eaton (formerly Cooper Lighting) | Metalux | 4SNLED-LD4-37SL-LW-[Voltage includes 120V]-[Emergency include blank, EL, EL10W]-[Wiring include blank, PI/CPI]-[Motion Sensors include blank, SA-EMRS, LB- or HB-ERMS360, LB- or HB-MRMS360]-L850-5LTHD1-[Packaging] | Indoor Luminaires | Linear Ambient | Direct Linear Ambient Luminaires | Standard | FALSE | [9 empty] | 7/9/2015 | Dimmable | Continuous (Can dim down to ≤ 10% (W)) | Not Yet Verified |  |  | 4053.96 | 109.1 | 37.16 | 6.9 | 0.989 | 5000 | 82
PCQEA9M8 | Eaton (formerly Cooper Lighting) | Metalux | 4SNLED-LD4-37SL-LW-[Voltages include 120-277V]-[Emergency include blank, EL, EL10W]-[Wiring include blank, PI/CPI]-[Motion Sensors include blank, SA-EMRS, LB- or HB-ERMS360, LB- or HB-MRMS360]-L850-SD1-[Packaging] | Indoor Luminaires | Linear Ambient | Direct Linear Ambient Luminaires | Standard | FALSE | [9 empty] | 7/9/2015 | Dimmable | Stepped | Not Yet Verified |  |  | 4053.96 | 106.4 | 38.1 | 13.3 | 0.988 | 5000 | 82
PZMRFHCE | Eaton (formerly Cooper Lighting) | Metalux | 4SNLED-LD4-41SL-LW-[Voltages include 120-277V]-[Emergency include blank, EL, EL10W]-[Wiring include blank, PI/CPI]-[Motion Sensors include blank, SA-EMRS, LB- or HB-ERMS360, LB- or HB-MRMS360]-L835-[Driver Types include CD, 5LTD]1-[Packaging] | Indoor Luminaires | Linear Ambient | Direct Linear Ambient Luminaires | Standard | FALSE | [9 empty] | 7/9/2015 | Dimmable | Continuous (Can dim down to ≤ 10% (W)) | Not Yet Verified |  |  | 4119 | 99.4 | 41.44 | 10.25 | 0.99 | 3500 | 82
PVDRAUG4 | Eaton (formerly Cooper Lighting) | Metalux | 4SNLED-LD4-41SL-LW-[Voltage includes 120V]-[Emergency include blank, EL, EL10W]-[Wiring include blank, PI/CPI]-[Motion Sensors include blank, SA-EMRS, LB- or HB-ERMS360, LB- or HB-MRMS360]-L835-5LTHD1-[Packaging] | Indoor Luminaires | Linear Ambient | Direct Linear Ambient Luminaires | Standard | FALSE | [9 empty] | 7/9/2015 | Dimmable | Continuous (Can dim down to ≤ 10% (W)) | Not Yet Verified |  |  | 4119 | 99.57 | 41.37 | 7 | 0.99 | 3500 | 82
PQWUQ1FH | Eaton (formerly Cooper Lighting) | Metalux | 4SNLED-LD4-41SL-LW-[Voltages include 120-277V]-[Emergency include blank, EL, EL10W]-[Wiring include blank, PI/CPI]-[Motion Sensors include blank, SA-EMRS, LB- or HB-ERMS360, LB- or HB-MRMS360]-L835-SD1-[Packaging] | Indoor Luminaires | Linear Ambient | Direct Linear Ambient Luminaires | Standard | FALSE | [9 empty] | 7/9/2015 | Dimmable | Stepped | Not Yet Verified |  |  | 4119 | 97.59 | 42.21 | 12.5 | 0.99 | 3500 | 82
PHTUCB7W | Eaton (formerly Cooper Lighting) | Metalux | 4SNLED-LD4-41SL-LW-[Voltages include 120-277V]-[Emergency include blank, EL, EL10W]-[Wiring include blank, PI/CPI]-[Motion Sensors include blank, SA-EMRS, LB- or HB-ERMS360, LB- or HB-MRMS360]-L840-[Driver Types include CD, 5LTD]1-[Packaging] | Indoor Luminaires | Linear Ambient | Direct Linear Ambient Luminaires | Standard | FALSE | [9 empty] | 7/9/2015 | Dimmable | Continuous (Can dim down to ≤ 10% (W)) | Not Yet Verified |  |  | 4230.21 | 102.08 | 41.44 | 10.25 | 0.99 | 4000 | 82
P463SSM3 | Eaton (formerly Cooper Lighting) | Metalux | 4SNLED-LD4-41SL-LW-[Voltage includes 120V]-[Emergency include blank, EL, EL10W]-[Wiring include blank, PI/CPI]-[Motion Sensors include blank, SA-EMRS, LB- or HB-ERMS360, LB- or HB-MRMS360]-L840-5LTHD1-[Packaging] | Indoor Luminaires | Linear Ambient | Direct Linear Ambient Luminaires | Standard | FALSE | [9 empty] | 7/9/2015 | Dimmable | Continuous (Can dim down to ≤ 10% (W)) | Not Yet Verified |  |  | 4230.21 | 102.26 | 41.37 | 7 | 0.99 | 4000 | 82
P9D4YP16 | Eaton (formerly Cooper Lighting) | Metalux | 4SNLED-LD4-41SL-LW-[Voltages include 120-277V]-[Emergency include blank, EL, EL10W]-[Wiring include blank, PI/CPI]-[Motion Sensors include blank, SA-EMRS, LB- or HB-ERMS360, LB- or HB-MRMS360]-L840-SD1-[Packaging] | Indoor Luminaires | Linear Ambient | Direct Linear Ambient Luminaires | Standard | FALSE | [9 empty] | 7/9/2015 | Dimmable | Stepped | Not Yet Verified |  |  | 4230.21 | 100.23 | 42.21 | 12.5 | 0.99 | 4000 | 82
PM4BS6UX | Eaton (formerly Cooper Lighting) | Metalux | 4SNLED-LD4-41SL-LW-[Voltages include 120-277V]-[Emergency include blank, EL, EL10W]-[Wiring include blank, PI/CPI]-[Motion Sensors include blank, SA-EMRS, LB- or HB-ERMS360, LB- or HB-MRMS360]-L850-[Driver Types include CD, 5LTD]1-[Packaging] | Indoor Luminaires | Linear Ambient | Direct Linear Ambient Luminaires | Standard | FALSE | [9 empty] | 7/9/2015 | Dimmable | Continuous (Can dim down to ≤ 10% (W)) | Not Yet Verified |  |  | 4419.69 | 106.66 | 41.44 | 10.25 | 0.99 | 5000 | 82
P3WVHEZR | Eaton (formerly Cooper Lighting) | Metalux | 4SNLED-LD4-41SL-LW-[Voltage includes 120V]-[Emergency include blank, EL, EL10W]-[Wiring include blank, PI/CPI]-[Motion Sensors include blank, SA-EMRS, LB- or HB-ERMS360, LB- or HB-MRMS360]-L850-5LTHD1-[Packaging] | Indoor Luminaires | Linear Ambient | Direct Linear Ambient Luminaires | Standard | FALSE | [9 empty] | 7/9/2015 | Dimmable | Continuous (Can dim down to ≤ 10% (W)) | Not Yet Verified |  |  | 4419.69 | 106.84 | 41.37 | 7 | 0.99 | 5000 | 82
P46CFFU1 | Eaton (formerly Cooper Lighting) | Metalux | 4SNLED-LD4-41SL-LW-[Voltages include 120-277V]-[Emergency include blank, EL, EL10W]-[Wiring include blank, PI/CPI]-[Motion Sensors include blank, SA-EMRS, LB- or HB-ERMS360, LB- or HB-MRMS360]-L850-SD1-[Packaging] | Indoor Luminaires | Linear Ambient | Direct Linear Ambient Luminaires | Standard | FALSE | [9 empty] | 7/9/2015 | Dimmable | Stepped | Not Yet Verified |  |  | 4419.69 | 104.72 | 42.21 | 12.5 | 0.99 | 5000 | 82
PGYUB6BQ | Eaton (formerly Cooper Lighting) | Metalux | 4SNLED-LD4-44SL-LW-[Voltages include 120-277V]-[Emergency include blank, EL, EL10W]-[Wiring include blank, PI/CPI]-[Motion Sensors include blank, SA-EMRS, LB- or HB-ERMS360, LB- or HB-MRMS360]-L835-[Driver Types include CD, 5LTD]1-[Packaging] | Indoor Luminaires | Linear Ambient | Direct Linear Ambient Luminaires | Standard | FALSE | [9 empty] | 7/9/2015 | Dimmable | Continuous (Can dim down to ≤ 10% (W)) | Not Yet Verified |  |  | 4457.29 | 97.16 | 45.88 | 9.4 | 0.991 | 3500 | 82
PT12NRN7 | Eaton (formerly Cooper Lighting) | Metalux | 4SNLED-LD4-44SL-LW-[Voltage includes 120V]-[Emergency include blank, EL, EL10W]-[Wiring include blank, PI/CPI]-[Motion Sensors include blank, SA-EMRS, LB- or HB-ERMS360, LB- or HB-MRMS360]-L835-5LTHD1-[Packaging] | Indoor Luminaires | Linear Ambient | Direct Linear Ambient Luminaires | Standard | FALSE | [9 empty] | 7/9/2015 | Dimmable | Continuous (Can dim down to ≤ 10% (W)) | Not Yet Verified |  |  | 4457.29 | 97.51 | 45.71 | 7 | 0.99 | 3500 | 82
PYTWEN8B | Eaton (formerly Cooper Lighting) | Metalux | 4SNLED-LD4-44SL-LW-[Voltages include 120-277V]-[Emergency include blank, EL, EL10W]-[Wiring include blank, PI/CPI]-[Motion Sensors include blank, SA-EMRS, LB- or HB-ERMS360, LB- or HB-MRMS360]-L835-SD1-[Packaging] | Indoor Luminaires | Linear Ambient | Direct Linear Ambient Luminaires | Standard | FALSE | [9 empty] | 7/9/2015 | Dimmable | Stepped | Not Yet Verified |  |  | 4457.29 | 95.8 | 46.53 | 11.8 | 0.991 | 3500 | 82
PJGHNWMF | Eaton (formerly Cooper Lighting) | Metalux | 4SNLED-LD4-44SL-LW-[Voltages include 120-277V]-[Emergency include blank, EL, EL10W]-[Wiring include blank, PI/CPI]-[Motion Sensors include blank, SA-EMRS, LB- or HB-ERMS360, LB- or HB-MRMS360]-L840-[Driver Types include CD, 5LTD]1-[Packaging] | Indoor Luminaires | Linear Ambient | Direct Linear Ambient Luminaires | Standard | FALSE | [9 empty] | 7/9/2015 | Dimmable | Continuous (Can dim down to ≤ 10% (W)) | Not Yet Verified |  |  | 4577.64 | 99.78 | 45.88 | 9.4 | 0.991 | 4000 | 82
PG1SGGFD | Eaton (formerly Cooper Lighting) | Metalux | 4SNLED-LD4-44SL-LW-[Voltage includes 120V]-[Emergency include blank, EL, EL10W]-[Wiring include blank, PI/CPI]-[Motion Sensors include blank, SA-EMRS, LB- or HB-ERMS360, LB- or HB-MRMS360]-L840-5LTHD1-[Packaging] | Indoor Luminaires | Linear Ambient | Direct Linear Ambient Luminaires | Standard | FALSE | [9 empty] | 7/9/2015 | Dimmable | Continuous (Can dim down to ≤ 10% (W)) | Not Yet Verified |  |  | 4577.64 | 100.14 | 45.71 | 7 | 0.99 | 4000 | 82
PFSQATGK | Eaton (formerly Cooper Lighting) | Metalux | 4SNLED-LD4-44SL-LW-[Voltages include 120-277V]-[Emergency include blank, EL, EL10W]-[Wiring include blank, PI/CPI]-[Motion Sensors include blank, SA-EMRS, LB- or HB-ERMS360, LB- or HB-MRMS360]-L840-SD1-[Packaging] | Indoor Luminaires | Linear Ambient | Direct Linear Ambient Luminaires | Standard | FALSE | [9 empty] | 7/9/2015 | Dimmable | Stepped | Not Yet Verified |  |  | 4577.64 | 98.39 | 46.53 | 11.8 | 0.991 | 4000 | 82
P646YNUE | Eaton (formerly Cooper Lighting) | Metalux | 4SNLED-LD4-44SL-LW-[Voltages include 120-277V]-[Emergency include blank, EL, EL10W]-[Wiring include blank, PI/CPI]-[Motion Sensors include blank, SA-EMRS, LB- or HB-ERMS360, LB- or HB-MRMS360]-L850-[Driver Types include CD, 5LTD]1-[Packaging] | Indoor Luminaires | Linear Ambient | Direct Linear Ambient Luminaires | Standard | FALSE | [9 empty] | 7/9/2015 | Dimmable | Continuous (Can dim down to ≤ 10% (W)) | Not Yet Verified |  |  | 4782.67 | 104.25 | 45.88 | 9.4 | 0.991 | 5000 | 82
PPSB4VZ7 | Eaton (formerly Cooper Lighting) | Metalux | 4SNLED-LD4-44SL-LW-[Voltage includes 120V]-[Emergency include blank, EL, EL10W]-[Wiring include blank, PI/CPI]-[Motion Sensors include blank, SA-EMRS, LB- or HB-ERMS360, LB- or HB-MRMS360]-L850-5LTHD1-[Packaging] | Indoor Luminaires | Linear Ambient | Direct Linear Ambient Luminaires | Standard | FALSE | [9 empty] | 7/9/2015 | Dimmable | Continuous (Can dim down to ≤ 10% (W)) | Not Yet Verified |  |  | 4782.67 | 104.62 | 45.71 | 7 | 0.99 | 5000 | 82
PRMZJZJK | Eaton (formerly Cooper Lighting) | Metalux | 4SNLED-LD4-44SL-LW-[Voltages include 120-277V]-[Emergency include blank, EL, EL10W]-[Wiring include blank, PI/CPI]-[Motion Sensors include blank, SA-EMRS, LB- or HB-ERMS360, LB- or HB-MRMS360]-L850-SD1-[Packaging] | Indoor Luminaires | Linear Ambient | Direct Linear Ambient Luminaires | Standard | FALSE | [9 empty] | 7/9/2015 | Dimmable | Stepped | Not Yet Verified |  |  | 4782.67 | 102.8 | 46.53 | 11.8 | 0.991 | 5000 | 82
P9JEJF3S | Eaton (formerly Cooper Lighting) | Metalux | 4SNLED-LD4-47SL-LW-[Voltages include 120-277V]-[Emergency include blank, EL, EL10W]-[Wiring include blank, PI/CPI]-[Motion Sensors include blank, SA-EMRS, LB- or HB-ERMS360, LB- or HB-MRMS360]-L835-[Driver Types include CD, 5LTD]1-[Packaging] | Indoor Luminaires | Linear Ambient | Direct Linear Ambient Luminaires | Standard | FALSE | [9 empty] | 7/9/2015 | Dimmable | Continuous (Can dim down to ≤ 10% (W)) | Not Yet Verified |  |  | 4781.13 | 95.23 | 50.21 | 13.18 | 0.992 | 3500 | 82
PAGE521P | Eaton (formerly Cooper Lighting) | Metalux | 4SNLED-LD4-47SL-LW-[Voltage includes 120V]-[Emergency include blank, EL, EL10W]-[Wiring include blank, PI/CPI]-[Motion Sensors include blank, SA-EMRS, LB- or HB-ERMS360, LB- or HB-MRMS360]-L835-5LTHD1-[Packaging] | Indoor Luminaires | Linear Ambient | Direct Linear Ambient Luminaires | Standard | FALSE | [9 empty] | 7/9/2015 | Dimmable | Continuous (Can dim down to ≤ 10% (W)) | Not Yet Verified |  |  | 4781.13 | 95.67 | 49.98 | 7.1 | 0.991 | 3500 | 82
PPMYJ3A4 | Eaton (formerly Cooper Lighting) | Metalux | 4SNLED-LD4-47SL-LW-[Voltages include 120-277V]-[Emergency include blank, EL, EL10W]-[Wiring include blank, PI/CPI]-[Motion Sensors include blank, SA-EMRS, LB- or HB-ERMS360, LB- or HB-MRMS360]-L835-SD1-[Packaging] | Indoor Luminaires | Linear Ambient | Direct Linear Ambient Luminaires | Standard | FALSE | [9 empty] | 7/9/2015 | Dimmable | Stepped | Not Yet Verified |  |  | 4781.13 | 94.12 | 50.8 | 11.2 | 0.992 | 3500 | 82
PJRPWRG1 | Eaton (formerly Cooper Lighting) | Metalux | 4SNLED-LD4-47SL-LW-[Voltages include 120-277V]-[Emergency include blank, EL, EL10W]-[Wiring include blank, PI/CPI]-[Motion Sensors include blank, SA-EMRS, LB- or HB-ERMS360, LB- or HB-MRMS360]-L840-[Driver Types include CD, 5LTD]1-[Packaging] | Indoor Luminaires | Linear Ambient | Direct Linear Ambient Luminaires | Standard | FALSE | [9 empty] | 7/9/2015 | Dimmable | Continuous (Can dim down to ≤ 10% (W)) | Not Yet Verified |  |  | 4910.22 | 97.8 | 50.21 | 13.18 | 0.992 | 4000 | 82
PF114896 | Eaton (formerly Cooper Lighting) | Metalux | 4SNLED-LD4-47SL-LW-[Voltage includes 120V]-[Emergency include blank, EL, EL10W]-[Wiring include blank, PI/CPI]-[Motion Sensors include blank, SA-EMRS, LB- or HB-ERMS360, LB- or HB-MRMS360]-L840-5LTHD1-[Packaging] | Indoor Luminaires | Linear Ambient | Direct Linear Ambient Luminaires | Standard | FALSE | [9 empty] | 7/9/2015 | Dimmable | Continuous (Can dim down to ≤ 10% (W)) | Not Yet Verified |  |  | 4910.22 | 98.25 | 49.98 | 7.1 | 0.991 | 4000 | 82
PV1QF2YN | Eaton (formerly Cooper Lighting) | Metalux | 4SNLED-LD4-47SL-LW-[Voltages include 120-277V]-[Emergency include blank, EL, EL10W]-[Wiring include blank, PI/CPI]-[Motion Sensors include blank, SA-EMRS, LB- or HB-ERMS360, LB- or HB-MRMS360]-L840-SD1-[Packaging] | Indoor Luminaires | Linear Ambient | Direct Linear Ambient Luminaires | Standard | FALSE | [9 empty] | 7/9/2015 | Dimmable | Stepped | Not Yet Verified |  |  | 4910.22 | 96.66 | 50.8 | 11.2 | 0.992 | 4000 | 82
PK6838UC | Eaton (formerly Cooper Lighting) | Metalux | 4SNLED-LD4-47SL-LW-[Voltages include 120-277V]-[Emergency include blank, EL, EL10W]-[Wiring include blank, PI/CPI]-[Motion Sensors include blank, SA-EMRS, LB- or HB-ERMS360, LB- or HB-MRMS360]-L850-[Driver Types include CD, 5LTD]1-[Packaging] | Indoor Luminaires | Linear Ambient | Direct Linear Ambient Luminaires | Standard | FALSE | [9 empty] | 7/9/2015 | Dimmable | Continuous (Can dim down to ≤ 10% (W)) | Not Yet Verified |  |  | 5130.16 | 102.18 | 50.21 | 13.18 | 0.992 | 5000 | 82
P9AA7HSZ | Eaton (formerly Cooper Lighting) | Metalux | 4SNLED-LD4-47SL-LW-[Voltage includes 120V]-[Emergency include blank, EL, EL10W]-[Wiring include blank, PI/CPI]-[Motion Sensors include blank, SA-EMRS, LB- or HB-ERMS360, LB- or HB-MRMS360]-L850-5LTHD1-[Packaging] | Indoor Luminaires | Linear Ambient | Direct Linear Ambient Luminaires | Standard | FALSE | [9 empty] | 7/9/2015 | Dimmable | Continuous (Can dim down to ≤ 10% (W)) | Not Yet Verified |  |  | 5130.16 | 102.65 | 49.98 | 7.1 | 0.991 | 5000 | 82
P32XZW25 | Eaton (formerly Cooper Lighting) | Metalux | 4SNLED-LD4-47SL-LW-[Voltages include 120-277V]-[Emergency include blank, EL, EL10W]-[Wiring include blank, PI/CPI]-[Motion Sensors include blank, SA-EMRS, LB- or HB-ERMS360, LB- or HB-MRMS360]-L850-SD1-[Packaging] | Indoor Luminaires | Linear Ambient | Direct Linear Ambient Luminaires | Standard | FALSE | [9 empty] | 7/9/2015 | Dimmable | Stepped | Not Yet Verified |  |  | 5130.16 | 100.99 | 50.8 | 11.2 | 0.992 | 5000 | 82
PRPB32S3 | Eaton (formerly Cooper Lighting) | Metalux | 4SNLED-LD4-50SL-LW-[Voltages include 120-277V]-[Emergency include blank, EL, EL10W]-[Wiring include blank, PI/CPI]-[Motion Sensors include blank, SA-EMRS, LB- or HB-ERMS360, LB- or HB-MRMS360]-L835-[Driver Types include CD, 5LTD]1-[Packaging] | Indoor Luminaires | Linear Ambient | Direct Linear Ambient Luminaires | Standard | FALSE | [9 empty] | 7/9/2015 | Dimmable | Continuous (Can dim down to ≤ 10% (W)) | Not Yet Verified |  |  | 5099.88 | 91.36 | 55.82 | 9.26 | 0.994 | 3500 | 82
PVHDANR9 | Eaton (formerly Cooper Lighting) | Metalux | 4SNLED-LD4-50SL-LW-[Voltages include 120-277V]-[Emergency include blank, EL, EL10W]-[Wiring include blank, PI/CPI]-[Motion Sensors include blank, SA-EMRS, LB- or HB-ERMS360, LB- or HB-MRMS360]-L835-SD1-[Packaging] | Indoor Luminaires | Linear Ambient | Direct Linear Ambient Luminaires | Standard | FALSE | [9 empty] | 7/9/2015 | Dimmable | Stepped | Not Yet Verified |  |  | 5099.88 | 90.03 | 56.64 | 10.51 | 0.993 | 3500 | 82
PVQ4TXYF | Eaton (formerly Cooper Lighting) | Metalux | 4SNLED-LD4-50SL-LW-[Voltages include 120-277V]-[Emergency include blank, EL, EL10W]-[Wiring include blank, PI/CPI]-[Motion Sensors include blank, SA-EMRS, LB- or HB-ERMS360, LB- or HB-MRMS360]-L840-[Driver Types include CD, 5LTD]1-[Packaging] | Indoor Luminaires | Linear Ambient | Direct Linear Ambient Luminaires | Standard | FALSE | [9 empty] | 7/9/2015 | Dimmable | Continuous (Can dim down to ≤ 10% (W)) | Not Yet Verified |  |  | 5237.57 | 93.83 | 55.82 | 9.26 | 0.994 | 4000 | 82
PZ171TF3 | Eaton (formerly Cooper Lighting) | Metalux | 4SNLED-LD4-50SL-LW-[Voltages include 120-277V]-[Emergency include blank, EL, EL10W]-[Wiring include blank, PI/CPI]-[Motion Sensors include blank, SA-EMRS, LB- or HB-ERMS360, LB- or HB-MRMS360]-L840-SD1-[Packaging] | Indoor Luminaires | Linear Ambient | Direct Linear Ambient Luminaires | Standard | FALSE | [9 empty] | 7/9/2015 | Dimmable | Stepped | Not Yet Verified |  |  | 5237.57 | 92.46 | 56.64 | 10.51 | 0.993 | 4000 | 82
P93RE7T4 | Eaton (formerly Cooper Lighting) | Metalux | 4SNLED-LD4-50SL-LW-[Voltages include 120-277V]-[Emergency include blank, EL, EL10W]-[Wiring include blank, PI/CPI]-[Motion Sensors include blank, SA-EMRS, LB- or HB-ERMS360, LB- or HB-MRMS360]-L850-[Driver Types include CD, 5LTD]1-[Packaging] | Indoor Luminaires | Linear Ambient | Direct Linear Ambient Luminaires | Standard | FALSE | [9 empty] | 7/9/2015 | Dimmable | Continuous (Can dim down to ≤ 10% (W)) | Not Yet Verified |  |  | 5472.17 | 98.03 | 55.82 | 9.26 | 0.994 | 5000 | 82
PS7AGBJP | Eaton (formerly Cooper Lighting) | Metalux | 4SNLED-LD4-50SL-LW-[Voltages include 120-277V]-[Emergency include blank, EL, EL10W]-[Wiring include blank, PI/CPI]-[Motion Sensors include blank, SA-EMRS, LB- or HB-ERMS360, LB- or HB-MRMS360]-L850-SD1-[Packaging] | Indoor Luminaires | Linear Ambient | Direct Linear Ambient Luminaires | Standard | FALSE | [9 empty] | 7/9/2015 | Dimmable | Stepped | Not Yet Verified |  |  | 5472.17 | 96.61 | 56.64 | 10.51 | 0.993 | 5000 | 82
P3665B1H | Eaton (formerly Cooper Lighting) | Metalux | 4SNLED-LD4-54HL-LW-[Voltages include 120-277V]-[Emergency include blank, EL, EL10W]-[Wiring include blank, PI/CPI]-[Motion Sensors include blank, SA-EMRS, LB- or HB-ERMS360, LB- or HB-MRMS360]-L835-[Driver Types include CD, 5LTD, 5LTHD]1-[Packaging] | Indoor Luminaires | Linear Ambient | Direct Linear Ambient Luminaires | Standard | FALSE | [9 empty] | 7/9/2015 | Dimmable | Continuous (Can dim down to ≤ 10% (W)) | Not Yet Verified |  |  | 5457.72 | 108.3 | 50.39 | 9.17 | 0.993 | 3500 | 82
PM4G8CY2 | Eaton (formerly Cooper Lighting) | Metalux | 4SNLED-LD4-54HL-LW-[Voltages include 120-277V]-[Emergency include blank, EL, EL10W]-[Wiring include blank, PI/CPI]-[Motion Sensors include blank, SA-EMRS, LB- or HB-ERMS360, LB- or HB-MRMS360]-L835-SD1-[Packaging] | Indoor Luminaires | Linear Ambient | Direct Linear Ambient Luminaires | Standard | FALSE | [9 empty] | 7/9/2015 | Dimmable | Stepped | Not Yet Verified |  |  | 5457.72 | 106.62 | 51.19 | 10.9 | 0.992 | 3500 | 82
PYDCHKAW | Eaton (formerly Cooper Lighting) | Metalux | 4SNLED-LD4-54HL-LW-[Voltages include 120-277V]-[Emergency include blank, EL, EL10W]-[Wiring include blank, PI/CPI]-[Motion Sensors include blank, SA-EMRS, LB- or HB-ERMS360, LB- or HB-MRMS360]-L840-[Driver Types include CD, 5LTD, 5LTHD]1-[Packaging] | Indoor Luminaires | Linear Ambient | Direct Linear Ambient Luminaires | Standard | FALSE | [9 empty] | 7/9/2015 | Dimmable | Continuous (Can dim down to ≤ 10% (W)) | Not Yet Verified |  |  | 5605.08 | 111.23 | 50.39 | 9.17 | 0.993 | 4000 | 82
PRX6R7FC | Eaton (formerly Cooper Lighting) | Metalux | 4SNLED-LD4-54HL-LW-[Voltages include 120-277V]-[Emergency include blank, EL, EL10W]-[Wiring include blank, PI/CPI]-[Motion Sensors include blank, SA-EMRS, LB- or HB-ERMS360, LB- or HB-MRMS360]-L840-SD1-[Packaging] | Indoor Luminaires | Linear Ambient | Direct Linear Ambient Luminaires | Standard | FALSE | [9 empty] | 7/9/2015 | Dimmable | Stepped | Not Yet Verified |  |  | 5605.08 | 109.5 | 51.19 | 10.9 | 0.992 | 4000 | 82
PS3MWP27 | Eaton (formerly Cooper Lighting) | Metalux | 4SNLED-LD4-54HL-LW-[Voltages include 120-277V]-[Emergency include blank, EL, EL10W]-[Wiring include blank, PI/CPI]-[Motion Sensors include blank, SA-EMRS, LB- or HB-ERMS360, LB- or HB-MRMS360]-L850-[Driver Types include CD, 5LTD, 5LTHD]1-[Packaging] | Indoor Luminaires | Linear Ambient | Direct Linear Ambient Luminaires | Standard | FALSE | [9 empty] | 7/9/2015 | Dimmable | Continuous (Can dim down to ≤ 10% (W)) | Not Yet Verified |  |  | 5856.13 | 116.21 | 50.39 | 9.17 | 0.993 | 5000 | 82
P4B5SRUX | Eaton (formerly Cooper Lighting) | Metalux | 4SNLED-LD4-54HL-LW-[Voltages include 120-277V]-[Emergency include blank, EL, EL10W]-[Wiring include blank, PI/CPI]-[Motion Sensors include blank, SA-EMRS, LB- or HB-ERMS360, LB- or HB-MRMS360]-L850-SD1-[Packaging] | Indoor Luminaires | Linear Ambient | Direct Linear Ambient Luminaires | Standard | FALSE | [9 empty] | 7/9/2015 | Dimmable | Stepped | Not Yet Verified |  |  | 5856.13 | 114.4 | 51.19 | 10.9 | 0.992 | 5000 | 82
P9JF45C4 | Eaton (formerly Cooper Lighting) | Metalux | 8TSNLED-LD4-54SL-LW-[Voltages include 120-277V]-[Emergency include blank, EL, EL10W]-[Wiring include blank, PI/CPI]-[Motion Sensors include blank, SA-EMRS, LB- or HB-ERMS360, LB- or HB-MRMS360]-L835-[Driver Types include CD, 5LTD]1-[Packaging] | Indoor Luminaires | Linear Ambient | Direct Linear Ambient Luminaires | Standard | FALSE | [9 empty] | 7/9/2015 | Dimmable | Continuous (Can dim down to ≤ 10% (W)) | Not Yet Verified |  |  | 5463.8 | 110.15 | 49.6 | 10.6 | 0.993 | 3500 | 82
P3881H3M | Eaton (formerly Cooper Lighting) | Metalux | 8TSNLED-LD4-54SL-LW-[Voltages include 120-277V]-[Emergency include blank, EL, EL10W]-[Wiring include blank, PI/CPI]-[Motion Sensors include blank, SA-EMRS, LB- or HB-ERMS360, LB- or HB-MRMS360]-L840-[Driver Types include CD, 5LTD]1-[Packaging] | Indoor Luminaires | Linear Ambient | Direct Linear Ambient Luminaires | Standard | FALSE | [9 empty] | 7/9/2015 | Dimmable | Continuous (Can dim down to ≤ 10% (W)) | Not Yet Verified |  |  | 5611.32 | 113.13 | 49.6 | 10.6 | 0.993 | 4000 | 82
PH9QDVE5 | Eaton (formerly Cooper Lighting) | Metalux | 8TSNLED-LD4-54SL-LW-[Voltages include 120-277V]-[Emergency include blank, EL, EL10W]-[Wiring include blank, PI/CPI]-[Motion Sensors include blank, SA-EMRS, LB- or HB-ERMS360, LB- or HB-MRMS360]-L850-[Driver Types include CD, 5LTD]1-[Packaging] | Indoor Luminaires | Linear Ambient | Direct Linear Ambient Luminaires | Standard | FALSE | [9 empty] | 7/9/2015 | Dimmable | Continuous (Can dim down to ≤ 10% (W)) | Not Yet Verified |  |  | 5862.66 | 118.19 | 49.6 | 10.6 | 0.993 | 5000 | 82
PA5NZ644 | Eaton (formerly Cooper Lighting) | Metalux | 8TSNLED-LD4-61SL-LW-[Voltages include 120-277V]-[Emergency include blank, EL, EL10W]-[Wiring include blank, PI/CPI]-[Motion Sensors include blank, SA-EMRS, LB- or HB-ERMS360, LB- or HB-MRMS360]-L835-[Driver Types include CD, 5LTD]1-[Packaging] | Indoor Luminaires | Linear Ambient | Direct Linear Ambient Luminaires | Standard | FALSE | [9 empty] | 7/9/2015 | Dimmable | Continuous (Can dim down to ≤ 10% (W)) | Not Yet Verified |  |  | 6125.1 | 111.37 | 55 | 8 | 0.994 | 3500 | 82
PCG25R8S | Eaton (formerly Cooper Lighting) | Metalux | 8TSNLED-LD4-61SL-LW-[Voltages include 120-277V]-[Emergency include blank, EL, EL10W]-[Wiring include blank, PI/CPI]-[Motion Sensors include blank, SA-EMRS, LB- or HB-ERMS360, LB- or HB-MRMS360]-L840-[Driver Types include CD, 5LTD]1-[Packaging] | Indoor Luminaires | Linear Ambient | Direct Linear Ambient Luminaires | Standard | FALSE | [9 empty] | 7/9/2015 | Dimmable | Continuous (Can dim down to ≤ 10% (W)) | Not Yet Verified |  |  | 6290.48 | 114.38 | 55 | 8 | 0.994 | 4000 | 82
PPZWBDHY | Eaton (formerly Cooper Lighting) | Metalux | 8TSNLED-LD4-61SL-LW-[Voltages include 120-277V]-[Emergency include blank, EL, EL10W]-[Wiring include blank, PI/CPI]-[Motion Sensors include blank, SA-EMRS, LB- or HB-ERMS360, LB- or HB-MRMS360]-L850-[Driver Types include CD, 5LTD]1-[Packaging] | Indoor Luminaires | Linear Ambient | Direct Linear Ambient Luminaires | Standard | FALSE | [9 empty] | 7/9/2015 | Dimmable | Continuous (Can dim down to ≤ 10% (W)) | Not Yet Verified |  |  | 6572.23 | 119.5 | 55 | 8 | 0.994 | 5000 | 82
P5P5F9VV | Eaton (formerly Cooper Lighting) | Metalux | 8TSNLED-LD4-67SL-LW-[Voltages include 120-277V]-[Emergency include blank, EL, EL10W]-[Wiring include blank, PI/CPI]-[Motion Sensors include blank, SA-EMRS, LB- or HB-ERMS360, LB- or HB-MRMS360]-L835-[Driver Types include CD, 5LTD]1-[Packaging] | Indoor Luminaires | Linear Ambient | Direct Linear Ambient Luminaires | Standard | FALSE | [9 empty] | 7/9/2015 | Dimmable | Continuous (Can dim down to ≤ 10% (W)) | Not Yet Verified |  |  | 6822.1 | 108.85 | 62.68 | 7.5 | 0.995 | 3500 | 82
PBRN6P38 | Eaton (formerly Cooper Lighting) | Metalux | 8TSNLED-LD4-67SL-LW-[Voltages include 120-277V]-[Emergency include blank, EL, EL10W]-[Wiring include blank, PI/CPI]-[Motion Sensors include blank, SA-EMRS, LB- or HB-ERMS360, LB- or HB-MRMS360]-L840-[Driver Types include CD, 5LTD]1-[Packaging] | Indoor Luminaires | Linear Ambient | Direct Linear Ambient Luminaires | Standard | FALSE | [9 empty] | 7/9/2015 | Dimmable | Continuous (Can dim down to ≤ 10% (W)) | Not Yet Verified |  |  | 7006.3 | 111.78 | 62.68 | 7.5 | 0.995 | 4000 | 82
PP4E8HA1 | Eaton (formerly Cooper Lighting) | Metalux | 8TSNLED-LD4-67SL-LW-[Voltages include 120-277V]-[Emergency include blank, EL, EL10W]-[Wiring include blank, PI/CPI]-[Motion Sensors include blank, SA-EMRS, LB- or HB-ERMS360, LB- or HB-MRMS360]-L850-[Driver Types include CD, 5LTD]1-[Packaging] | Indoor Luminaires | Linear Ambient | Direct Linear Ambient Luminaires | Standard | FALSE | [9 empty] | 7/9/2015 | Dimmable | Continuous (Can dim down to ≤ 10% (W)) | Not Yet Verified |  |  | 7320.11 | 116.79 | 62.68 | 7.5 | 0.995 | 5000 | 82
P1F62455 | Eaton (formerly Cooper Lighting) | Metalux | 8TSNLED-LD4-74SL-LW-[Voltages include 120-277V]-[Emergency include blank, EL, EL10W]-[Wiring include blank, PI/CPI]-[Motion Sensors include blank, SA-EMRS, LB- or HB-ERMS360, LB- or HB-MRMS360]-L835-[Driver Types include CD, 5LTD]1-[Packaging] | Indoor Luminaires | Linear Ambient | Direct Linear Ambient Luminaires | Standard | FALSE | [9 empty] | 7/9/2015 | Dimmable | Continuous (Can dim down to ≤ 10% (W)) | Not Yet Verified |  |  | 7556.5 | 105.93 | 71.33 | 6.83 | 0.994 | 3500 | 82
PK3BS7FE | Eaton (formerly Cooper Lighting) | Metalux | 8TSNLED-LD4-74SL-LW-[Voltages include 120-277V]-[Emergency include blank, EL, EL10W]-[Wiring include blank, PI/CPI]-[Motion Sensors include blank, SA-EMRS, LB- or HB-ERMS360, LB- or HB-MRMS360]-L840-[Driver Types include CD, 5LTD]1-[Packaging] | Indoor Luminaires | Linear Ambient | Direct Linear Ambient Luminaires | Standard | FALSE | [9 empty] | 7/9/2015 | Dimmable | Continuous (Can dim down to ≤ 10% (W)) | Not Yet Verified |  |  | 7760.53 | 108.79 | 71.33 | 6.83 | 0.994 | 4000 | 82
PSSU7JHB | Eaton (formerly Cooper Lighting) | Metalux | 8TSNLED-LD4-74SL-LW-[Voltages include 120-277V]-[Emergency include blank, EL, EL10W]-[Wiring include blank, PI/CPI]-[Motion Sensors include blank, SA-EMRS, LB- or HB-ERMS360, LB- or HB-MRMS360]-L850-[Driver Types include CD, 5LTD]1-[Packaging] | Indoor Luminaires | Linear Ambient | Direct Linear Ambient Luminaires | Standard | FALSE | [9 empty] | 7/9/2015 | Dimmable | Continuous (Can dim down to ≤ 10% (W)) | Not Yet Verified |  |  | 8108.12 | 113.66 | 71.33 | 6.83 | 0.994 | 5000 | 82
P2Q9BFTA | Eaton (formerly Cooper Lighting) | Metalux | 8TSNLED-LD4-81SL-LW-[Voltages include 120-277V]-[Emergency include blank, EL, EL10W]-[Wiring include blank, PI/CPI]-[Motion Sensors include blank, SA-EMRS, LB- or HB-ERMS360, LB- or HB-MRMS360]-L835-[Driver Types include CD, 5LTD]2-[Packaging] | Indoor Luminaires | Linear Ambient | Direct Linear Ambient Luminaires | Standard | FALSE | [9 empty] | 7/9/2015 | Dimmable | Continuous (Can dim down to ≤ 10% (W)) | Not Yet Verified |  |  | 8238.2 | 99.19 | 83.05 | 10.15 | 0.99 | 3500 | 82
P5SD5G8D | Eaton (formerly Cooper Lighting) | Metalux | 8TSNLED-LD4-81SL-LW-[Voltage includes 120V]-[Emergency include blank, EL, EL10W]-[Wiring include blank, PI/CPI]-[Motion Sensors include blank, SA-EMRS, LB- or HB-ERMS360, LB- or HB-MRMS360]-L835-5LTHD2-[Packaging] | Indoor Luminaires | Linear Ambient | Direct Linear Ambient Luminaires | Standard | FALSE | [9 empty] | 7/9/2015 | Dimmable | Continuous (Can dim down to ≤ 10% (W)) | Not Yet Verified |  |  | 8238.2 | 99.58 | 82.73 | 7 | 0.99 | 3500 | 82
PG9PE112 | Eaton (formerly Cooper Lighting) | Metalux | 8TSNLED-LD4-81SL-LW-[Voltages include 120-277V]-[Emergency include blank, EL, EL10W]-[Wiring include blank, PI/CPI]-[Motion Sensors include blank, SA-EMRS, LB- or HB-ERMS360, LB- or HB-MRMS360]-L835-SD2-[Packaging] | Indoor Luminaires | Linear Ambient | Direct Linear Ambient Luminaires | Standard | FALSE | [9 empty] | 7/9/2015 | Dimmable | Stepped | Not Yet Verified |  |  | 8238.2 | 97.6 | 84.41 | 12.5 | 0.99 | 3500 | 82
PXKPSW36 | Eaton (formerly Cooper Lighting) | Metalux | 8TSNLED-LD4-81SL-LW-[Voltages include 120-277V]-[Emergency include blank, EL, EL10W]-[Wiring include blank, PI/CPI]-[Motion Sensors include blank, SA-EMRS, LB- or HB-ERMS360, LB- or HB-MRMS360]-L840-[Driver Types include CD, 5LTD]2-[Packaging] | Indoor Luminaires | Linear Ambient | Direct Linear Ambient Luminaires | Standard | FALSE | [9 empty] | 7/9/2015 | Dimmable | Continuous (Can dim down to ≤ 10% (W)) | Not Yet Verified |  |  | 8460.63 | 101.87 | 83.05 | 10.15 | 0.99 | 4000 | 82
PMWB93Y9 | Eaton (formerly Cooper Lighting) | Metalux | 8TSNLED-LD4-81SL-LW-[Voltage includes 120V]-[Emergency include blank, EL, EL10W]-[Wiring include blank, PI/CPI]-[Motion Sensors include blank, SA-EMRS, LB- or HB-ERMS360, LB- or HB-MRMS360]-L840-5LTHD2-[Packaging] | Indoor Luminaires | Linear Ambient | Direct Linear Ambient Luminaires | Standard | FALSE | [9 empty] | 7/9/2015 | Dimmable | Continuous (Can dim down to ≤ 10% (W)) | Not Yet Verified |  |  | 8460.63 | 102.27 | 82.73 | 7 | 0.99 | 4000 | 82
P16ZYM4Q | Eaton (formerly Cooper Lighting) | Metalux | 8TSNLED-LD4-81SL-LW-[Voltages include 120-277V]-[Emergency include blank, EL, EL10W]-[Wiring include blank, PI/CPI]-[Motion Sensors include blank, SA-EMRS, LB- or HB-ERMS360, LB- or HB-MRMS360]-L840-SD2-[Packaging] | Indoor Luminaires | Linear Ambient | Direct Linear Ambient Luminaires | Standard | FALSE | [9 empty] | 7/9/2015 | Dimmable | Stepped | Not Yet Verified |  |  | 8460.63 | 100.23 | 84.41 | 12.5 | 0.99 | 4000 | 82
PK8WZHAJ | Eaton (formerly Cooper Lighting) | Metalux | 8TSNLED-LD4-81SL-LW-[Voltages include 120-277V]-[Emergency include blank, EL, EL10W]-[Wiring include blank, PI/CPI]-[Motion Sensors include blank, SA-EMRS, LB- or HB-ERMS360, LB- or HB-MRMS360]-L850-[Driver Types include CD, 5LTD]2-[Packaging] | Indoor Luminaires | Linear Ambient | Direct Linear Ambient Luminaires | Standard | FALSE | [9 empty] | 7/9/2015 | Dimmable | Continuous (Can dim down to ≤ 10% (W)) | Not Yet Verified |  |  | 8839.59 | 106.43 | 83.05 | 10.15 | 0.99 | 5000 | 82
PTE3TSKD | Eaton (formerly Cooper Lighting) | Metalux | 8TSNLED-LD4-81SL-LW-[Voltage includes 120V]-[Emergency include blank, EL, EL10W]-[Wiring include blank, PI/CPI]-[Motion Sensors include blank, SA-EMRS, LB- or HB-ERMS360, LB- or HB-MRMS360]-L850-5LTHD2-[Packaging] | Indoor Luminaires | Linear Ambient | Direct Linear Ambient Luminaires | Standard | FALSE | [9 empty] | 7/9/2015 | Dimmable | Continuous (Can dim down to ≤ 10% (W)) | Not Yet Verified |  |  | 8839.59 | 106.85 | 82.73 | 7 | 0.99 | 5000 | 82
PEVVU1DT | Eaton (formerly Cooper Lighting) | Metalux | 8TSNLED-LD4-81SL-LW-[Voltages include 120-277V]-[Emergency include blank, EL, EL10W]-[Wiring include blank, PI/CPI]-[Motion Sensors include blank, SA-EMRS, LB- or HB-ERMS360, LB- or HB-MRMS360]-L850-SD2-[Packaging] | Indoor Luminaires | Linear Ambient | Direct Linear Ambient Luminaires | Standard | FALSE | [9 empty] | 7/9/2015 | Dimmable | Stepped | Not Yet Verified |  |  | 8839.59 | 104.72 | 84.41 | 12.5 | 0.99 | 5000 | 82
PS1P4T7H | Eaton (formerly Cooper Lighting) | Metalux | 4SNLED-LD4-54SL-RW-[Voltages include 120-277V]-[Emergency include blank, EL, EL10W]-[Wiring include blank, PI/CPI]-[Motion Sensors include blank, LB- or HB-ERMS360, LB- or HB-MRMS360]-L840-SD1-[Packaging] | Indoor Luminaires | Linear Ambient | Direct Linear Ambient Luminaires | Standard | FALSE | [9 empty] | 7/9/2015 | Dimmable | Stepped | Not Yet Verified |  |  | 5555.46 | 98.08 | 56.64 | 10.51 | 0.993 | 4000 | 82
PGBMMK6K | Eaton (formerly Cooper Lighting) | Metalux | 4SNLED-LD4-54SL-RW-[Voltages include 120-277V]-[Emergency include blank, EL, EL10W]-[Wiring include blank, PI/CPI]-[Motion Sensors include blank, LB- or HB-ERMS360, LB- or HB-MRMS360]-L850-[Driver Types include CD, 5LTD]1-[Packaging] | Indoor Luminaires | Linear Ambient | Direct Linear Ambient Luminaires | Standard | FALSE | [9 empty] | 7/9/2015 | Dimmable | Continuous (Can dim down to ≤ 10% (W)) | Not Yet Verified |  |  | 5804.3 | 103.98 | 55.82 | 9.26 | 0.994 | 5000 | 82
PGDC4AUQ | Eaton (formerly Cooper Lighting) | Metalux | 4SNLED-LD4-54SL-RW-[Voltages include 120-277V]-[Emergency include blank, EL, EL10W]-[Wiring include blank, PI/CPI]-[Motion Sensors include blank, LB- or HB-ERMS360, LB- or HB-MRMS360]-L850-SD1-[Packaging] | Indoor Luminaires | Linear Ambient | Direct Linear Ambient Luminaires | Standard | FALSE | [9 empty] | 7/9/2015 | Dimmable | Stepped | Not Yet Verified |  |  | 5804.3 | 102.47 | 56.64 | 10.51 | 0.993 | 5000 | 82
PBBSWZXW | Eaton (formerly Cooper Lighting) | Metalux | 4SNLED-LD4-57HL-RW-[Voltages include 120-277V]-[Emergency include blank, EL, EL10W]-[Wiring include blank, PI/CPI]-[Motion Sensors include blank, LB- or HB-ERMS360, LB- or HB-MRMS360]-L835-[Driver Types include CD, 5LTD, 5LTHD]1-[Packaging] | Indoor Luminaires | Linear Ambient | Direct Linear Ambient Luminaires | Standard | FALSE | [9 empty] | 7/9/2015 | Dimmable | Continuous (Can dim down to ≤ 10% (W)) | Not Yet Verified |  |  | 5788.97 | 114.88 | 50.39 | 9.17 | 0.993 | 3500 | 82
PPVXN63C | Eaton (formerly Cooper Lighting) | Metalux | 4SNLED-LD4-57HL-RW-[Voltages include 120-277V]-[Emergency include blank, EL, EL10W]-[Wiring include blank, PI/CPI]-[Motion Sensors include blank, LB- or HB-ERMS360, LB- or HB-MRMS360]-L835-SD1-[Packaging] | Indoor Luminaires | Linear Ambient | Direct Linear Ambient Luminaires | Standard | FALSE | [9 empty] | 7/9/2015 | Dimmable | Stepped | Not Yet Verified |  |  | 5788.97 | 113.09 | 51.19 | 10.9 | 0.992 | 3500 | 82
PUC5DS3F | Eaton (formerly Cooper Lighting) | Metalux | 4SNLED-LD4-57HL-RW-[Voltages include 120-277V]-[Emergency include blank, EL, EL10W]-[Wiring include blank, PI/CPI]-[Motion Sensors include blank, LB- or HB-ERMS360, LB- or HB-MRMS360]-L840-[Driver Types include CD, 5LTD, 5LTHD]1-[Packaging] | Indoor Luminaires | Linear Ambient | Direct Linear Ambient Luminaires | Standard | FALSE | [9 empty] | 7/9/2015 | Dimmable | Continuous (Can dim down to ≤ 10% (W)) | Not Yet Verified |  |  | 5945.27 | 117.98 | 50.39 | 9.17 | 0.993 | 4000 | 82
P15SBYFH | Eaton (formerly Cooper Lighting) | Metalux | 4SNLED-LD4-57HL-RW-[Voltages include 120-277V]-[Emergency include blank, EL, EL10W]-[Wiring include blank, PI/CPI]-[Motion Sensors include blank, LB- or HB-ERMS360, LB- or HB-MRMS360]-L840-SD1-[Packaging] | Indoor Luminaires | Linear Ambient | Direct Linear Ambient Luminaires | Standard | FALSE | [9 empty] | 7/9/2015 | Dimmable | Stepped | Not Yet Verified |  |  | 5945.27 | 116.15 | 51.19 | 10.9 | 0.992 | 4000 | 82
P2U8C8RQ | Eaton (formerly Cooper Lighting) | Metalux | 4SNLED-LD4-57HL-RW-[Voltages include 120-277V]-[Emergency include blank, EL, EL10W]-[Wiring include blank, PI/CPI]-[Motion Sensors include blank, LB- or HB-ERMS360, LB- or HB-MRMS360]-L850-[Driver Types include CD, 5LTD, 5LTHD]1-[Packaging] | Indoor Luminaires | Linear Ambient | Direct Linear Ambient Luminaires | Standard | FALSE | [9 empty] | 7/9/2015 | Dimmable | Continuous (Can dim down to ≤ 10% (W)) | Not Yet Verified |  |  | 6211.56 | 123.26 | 50.39 | 9.17 | 0.993 | 5000 | 82
PY6H3JX4 | Eaton (formerly Cooper Lighting) | Metalux | 4SNLED-LD4-57HL-RW-[Voltages include 120-277V]-[Emergency include blank, EL, EL10W]-[Wiring include blank, PI/CPI]-[Motion Sensors include blank, LB- or HB-ERMS360, LB- or HB-MRMS360]-L850-SD1-[Packaging] | Indoor Luminaires | Linear Ambient | Direct Linear Ambient Luminaires | Standard | FALSE | [9 empty] | 7/9/2015 | Dimmable | Stepped | Not Yet Verified |  |  | 6211.56 | 121.35 | 51.19 | 10.9 | 0.992 | 5000 | 82
PRY8QDHX | Eaton (formerly Cooper Lighting) | Metalux | 8TSNLED-LD4-57SL-RW-[Voltages include 120-277V]-[Emergency include blank, EL, EL10W]-[Wiring include blank, PI/CPI]-[Motion Sensors include blank, LB- or HB-ERMS360, LB- or HB-MRMS360]-L835-[Driver Types include CD, 5LTD]1-[Packaging] | Indoor Luminaires | Linear Ambient | Direct Linear Ambient Luminaires | Standard | FALSE | [9 empty] | 7/9/2015 | Dimmable | Continuous (Can dim down to ≤ 10% (W)) | Not Yet Verified |  |  | 5798.06 | 116.89 | 49.6 | 10.6 | 0.993 | 3500 | 82
PBG1U1HM | Eaton (formerly Cooper Lighting) | Metalux | 8TSNLED-LD4-57SL-RW-[Voltages include 120-277V]-[Emergency include blank, EL, EL10W]-[Wiring include blank, PI/CPI]-[Motion Sensors include blank, LB- or HB-ERMS360, LB- or HB-MRMS360]-L840-[Driver Types include CD, 5LTD]1-[Packaging] | Indoor Luminaires | Linear Ambient | Direct Linear Ambient Luminaires | Standard | FALSE | [9 empty] | 7/9/2015 | Dimmable | Continuous (Can dim down to ≤ 10% (W)) | Not Yet Verified |  |  | 5954.6 | 120.05 | 49.6 | 10.6 | 0.993 | 4000 | 82
PGAVBRNX | Eaton (formerly Cooper Lighting) | Metalux | 8TSNLED-LD4-57SL-RW-[Voltages include 120-277V]-[Emergency include blank, EL, EL10W]-[Wiring include blank, PI/CPI]-[Motion Sensors include blank, LB- or HB-ERMS360, LB- or HB-MRMS360]-L850-[Driver Types include CD, 5LTD]1-[Packaging] | Indoor Luminaires | Linear Ambient | Direct Linear Ambient Luminaires | Standard | FALSE | [9 empty] | 7/9/2015 | Dimmable | Continuous (Can dim down to ≤ 10% (W)) | Not Yet Verified |  |  | 6221.31 | 125.42 | 49.6 | 10.6 | 0.993 | 5000 | 82
PBYK7MX6 | Eaton (formerly Cooper Lighting) | Metalux | 8TSNLED-LD4-64SL-RW-[Voltages include 120-277V]-[Emergency include blank, EL, EL10W]-[Wiring include blank, PI/CPI]-[Motion Sensors include blank, LB- or HB-ERMS360, LB- or HB-MRMS360]-L835-[Driver Types include CD, 5LTD]1-[Packaging] | Indoor Luminaires | Linear Ambient | Direct Linear Ambient Luminaires | Standard | FALSE | [9 empty] | 7/9/2015 | Dimmable | Continuous (Can dim down to ≤ 10% (W)) | Not Yet Verified |  |  | 6499.81 | 118.18 | 55 | 8 | 0.994 | 3500 | 82
PGXMGENK | Eaton (formerly Cooper Lighting) | Metalux | 8TSNLED-LD4-64SL-RW-[Voltages include 120-277V]-[Emergency include blank, EL, EL10W]-[Wiring include blank, PI/CPI]-[Motion Sensors include blank, LB- or HB-ERMS360, LB- or HB-MRMS360]-L840-[Driver Types include CD, 5LTD]1-[Packaging] | Indoor Luminaires | Linear Ambient | Direct Linear Ambient Luminaires | Standard | FALSE | [9 empty] | 7/9/2015 | Dimmable | Continuous (Can dim down to ≤ 10% (W)) | Not Yet Verified |  |  | 6675.31 | 121.38 | 55 | 8 | 0.994 | 4000 | 82
PFUWU8V1 | Eaton (formerly Cooper Lighting) | Metalux | 8TSNLED-LD4-64SL-RW-[Voltages include 120-277V]-[Emergency include blank, EL, EL10W]-[Wiring include blank, PI/CPI]-[Motion Sensors include blank, LB- or HB-ERMS360, LB- or HB-MRMS360]-L850-[Driver Types include CD, 5LTD]1-[Packaging] | Indoor Luminaires | Linear Ambient | Direct Linear Ambient Luminaires | Standard | FALSE | [9 empty] | 7/9/2015 | Dimmable | Continuous (Can dim down to ≤ 10% (W)) | Not Yet Verified |  |  | 6974.3 | 126.81 | 55 | 8 | 0.994 | 5000 | 82
PMHTGGDS | Eaton (formerly Cooper Lighting) | Metalux | 8TSNLED-LD4-72SL-RW-[Voltages include 120-277V]-[Emergency include blank, EL, EL10W]-[Wiring include blank, PI/CPI]-[Motion Sensors include blank, LB- or HB-ERMS360, LB- or HB-MRMS360]-L835-[Driver Types include CD, 5LTD]1-[Packaging] | Indoor Luminaires | Linear Ambient | Direct Linear Ambient Luminaires | Standard | FALSE | [9 empty] | 7/9/2015 | Dimmable | Continuous (Can dim down to ≤ 10% (W)) | Not Yet Verified |  |  | 7239.45 | 115.5 | 62.68 | 7.5 | 0.995 | 3500 | 82
P5X14KGP | Eaton (formerly Cooper Lighting) | Metalux | 8TSNLED-LD4-72SL-RW-[Voltages include 120-277V]-[Emergency include blank, EL, EL10W]-[Wiring include blank, PI/CPI]-[Motion Sensors include blank, LB- or HB-ERMS360, LB- or HB-MRMS360]-L840-[Driver Types include CD, 5LTD]1-[Packaging] | Indoor Luminaires | Linear Ambient | Direct Linear Ambient Luminaires | Standard | FALSE | [9 empty] | 7/9/2015 | Dimmable | Continuous (Can dim down to ≤ 10% (W)) | Not Yet Verified |  |  | 7434.92 | 118.62 | 62.68 | 7.5 | 0.995 | 4000 | 82
P9YS3V25 | Eaton (formerly Cooper Lighting) | Metalux | 8TSNLED-LD4-72SL-RW-[Voltages include 120-277V]-[Emergency include blank, EL, EL10W]-[Wiring include blank, PI/CPI]-[Motion Sensors include blank, LB- or HB-ERMS360, LB- or HB-MRMS360]-L850-[Driver Types include CD, 5LTD]1-[Packaging] | Indoor Luminaires | Linear Ambient | Direct Linear Ambient Luminaires | Standard | FALSE | [9 empty] | 7/9/2015 | Dimmable | Continuous (Can dim down to ≤ 10% (W)) | Not Yet Verified |  |  | 7767.93 | 123.94 | 62.68 | 7.5 | 0.995 | 5000 | 82
PUPNW6AA | Eaton (formerly Cooper Lighting) | Metalux | 8TSNLED-LD4-79SL-RW-[Voltages include 120-277V]-[Emergency include blank, EL, EL10W]-[Wiring include blank, PI/CPI]-[Motion Sensors include blank, LB- or HB-ERMS360, LB- or HB-MRMS360]-L835-[Driver Types include CD, 5LTD]1-[Packaging] | Indoor Luminaires | Linear Ambient | Direct Linear Ambient Luminaires | Standard | FALSE | [9 empty] | 7/9/2015 | Dimmable | Continuous (Can dim down to ≤ 10% (W)) | Not Yet Verified |  |  | 8018.78 | 112.41 | 71.33 | 6.83 | 0.994 | 3500 | 82
PS8TS261 | Eaton (formerly Cooper Lighting) | Metalux | 8TSNLED-LD4-79SL-RW-[Voltages include 120-277V]-[Emergency include blank, EL, EL10W]-[Wiring include blank, PI/CPI]-[Motion Sensors include blank, LB- or HB-ERMS360, LB- or HB-MRMS360]-L840-[Driver Types include CD, 5LTD]1-[Packaging] | Indoor Luminaires | Linear Ambient | Direct Linear Ambient Luminaires | Standard | FALSE | [9 empty] | 7/9/2015 | Dimmable | Continuous (Can dim down to ≤ 10% (W)) | Not Yet Verified |  |  | 8235.29 | 115.45 | 71.33 | 6.83 | 0.994 | 4000 | 82
PR21DUPM | Eaton (formerly Cooper Lighting) | Metalux | 8TSNLED-LD4-79SL-RW-[Voltages include 120-277V]-[Emergency include blank, EL, EL10W]-[Wiring include blank, PI/CPI]-[Motion Sensors include blank, LB- or HB-ERMS360, LB- or HB-MRMS360]-L850-[Driver Types include CD, 5LTD]1-[Packaging] | Indoor Luminaires | Linear Ambient | Direct Linear Ambient Luminaires | Standard | FALSE | [9 empty] | 7/9/2015 | Dimmable | Continuous (Can dim down to ≤ 10% (W)) | Not Yet Verified |  |  | 8604.15 | 120.62 | 71.33 | 6.83 | 0.994 | 5000 | 82
P9VP5F6F | Eaton (formerly Cooper Lighting) | Metalux | 8TSNLED-LD4-86SL-RW-[Voltages include 120-277V]-[Emergency include blank, EL, EL10W]-[Wiring include blank, PI/CPI]-[Motion Sensors include blank, LB- or HB-ERMS360, LB- or HB-MRMS360]-L835-[Driver Types include CD, 5LTD, 5LTHD]2-[Packaging] | Indoor Luminaires | Linear Ambient | Direct Linear Ambient Luminaires | Standard | FALSE | [9 empty] | 7/9/2015 | Dimmable | Continuous (Can dim down to ≤ 10% (W)) | Not Yet Verified |  |  | 8742.18 | 105.32 | 83.01 | 9.7 | 0.99 | 3500 | 82
P5E2P452 | Eaton (formerly Cooper Lighting) | Metalux | 8TSNLED-LD4-86SL-RW-[Voltages include 120-277V]-[Emergency include blank, EL, EL10W]-[Wiring include blank, PI/CPI]-[Motion Sensors include blank, LB- or HB-ERMS360, LB- or HB-MRMS360]-L835-SD2-[Packaging] | Indoor Luminaires | Linear Ambient | Direct Linear Ambient Luminaires | Standard | FALSE | [9 empty] | 7/9/2015 | Dimmable | Stepped | Not Yet Verified |  |  | 8742.18 | 103.57 | 84.41 | 12.5 | 0.99 | 3500 | 82
P4FVMDRP | Eaton (formerly Cooper Lighting) | Metalux | 8TSNLED-LD4-86SL-RW-[Voltages include 120-277V]-[Emergency include blank, EL, EL10W]-[Wiring include blank, PI/CPI]-[Motion Sensors include blank, LB- or HB-ERMS360, LB- or HB-MRMS360]-L840-[Driver Types include CD, 5LTD, 5LTHD]2-[Packaging] | Indoor Luminaires | Linear Ambient | Direct Linear Ambient Luminaires | Standard | FALSE | [9 empty] | 7/9/2015 | Dimmable | Continuous (Can dim down to ≤ 10% (W)) | Not Yet Verified |  |  | 8978.22 | 108.16 | 83.01 | 9.7 | 0.99 | 4000 | 82
PZHMTKYU | Eaton (formerly Cooper Lighting) | Metalux | 8TSNLED-LD4-86SL-RW-[Voltages include 120-277V]-[Emergency include blank, EL, EL10W]-[Wiring include blank, PI/CPI]-[Motion Sensors include blank, LB- or HB-ERMS360, LB- or HB-MRMS360]-L840-SD2-[Packaging] | Indoor Luminaires | Linear Ambient | Direct Linear Ambient Luminaires | Standard | FALSE | [9 empty] | 7/9/2015 | Dimmable | Stepped | Not Yet Verified |  |  | 8978.22 | 106.36 | 84.41 | 12.5 | 0.99 | 4000 | 82
P72YBPTV | Eaton (formerly Cooper Lighting) | Metalux | 8TSNLED-LD4-86SL-RW-[Voltages include 120-277V]-[Emergency include blank, EL, EL10W]-[Wiring include blank, PI/CPI]-[Motion Sensors include blank, LB- or HB-ERMS360, LB- or HB-MRMS360]-L850-[Driver Types include CD, 5LTD, 5LTHD]2-[Packaging] | Indoor Luminaires | Linear Ambient | Direct Linear Ambient Luminaires | Standard | FALSE | [9 empty] | 7/9/2015 | Dimmable | Continuous (Can dim down to ≤ 10% (W)) | Not Yet Verified |  |  | 9380.36 | 113.01 | 83.01 | 9.7 | 0.99 | 5000 | 82
P492ZE4W | Eaton (formerly Cooper Lighting) | Metalux | 8TSNLED-LD4-86SL-RW-[Voltages include 120-277V]-[Emergency include blank, EL, EL10W]-[Wiring include blank, PI/CPI]-[Motion Sensors include blank, LB- or HB-ERMS360, LB- or HB-MRMS360]-L850-SD2-[Packaging] | Indoor Luminaires | Linear Ambient | Direct Linear Ambient Luminaires | Standard | FALSE | [9 empty] | 7/9/2015 | Dimmable | Stepped | Not Yet Verified |  |  | 9380.36 | 111.13 | 84.41 | 12.5 | 0.99 | 5000 | 82
P41D8A8W | Eaton (formerly Cooper Lighting) | Metalux | 8TSNLED-LD4-93SL-RW-[Voltages include 120-277V]-[Emergency include blank, EL, EL10W]-[Wiring include blank, PI/CPI]-[Motion Sensors include blank, LB- or HB-ERMS360, LB- or HB-MRMS360]-L835-[Driver Types include CD, 5LTD, 5LTHD]2-[Packaging] | Indoor Luminaires | Linear Ambient | Direct Linear Ambient Luminaires | Standard | FALSE | [9 empty] | 7/9/2015 | Dimmable | Continuous (Can dim down to ≤ 10% (W)) | Not Yet Verified |  |  | 9460.18 | 102.97 | 91.87 | 8.91 | 0.991 | 3500 | 82
PVE3R77J | Eaton (formerly Cooper Lighting) | Metalux | 8TSNLED-LD4-93SL-RW-[Voltages include 120-277V]-[Emergency include blank, EL, EL10W]-[Wiring include blank, PI/CPI]-[Motion Sensors include blank, LB- or HB-ERMS360, LB- or HB-MRMS360]-L835-SD2-[Packaging] | Indoor Luminaires | Linear Ambient | Direct Linear Ambient Luminaires | Standard | FALSE | [9 empty] | 7/9/2015 | Dimmable | Stepped | Not Yet Verified |  |  | 9460.18 | 101.67 | 93.05 | 11.8 | 0.991 | 3500 | 82
PNCM6HX8 | Eaton (formerly Cooper Lighting) | Metalux | 8TSNLED-LD4-93SL-RW-[Voltages include 120-277V]-[Emergency include blank, EL, EL10W]-[Wiring include blank, PI/CPI]-[Motion Sensors include blank, LB- or HB-ERMS360, LB- or HB-MRMS360]-L840-[Driver Types include CD, 5LTD, 5LTHD]2-[Packaging] | Indoor Luminaires | Linear Ambient | Direct Linear Ambient Luminaires | Standard | FALSE | [9 empty] | 7/9/2015 | Dimmable | Continuous (Can dim down to ≤ 10% (W)) | Not Yet Verified |  |  | 9715.6 | 105.75 | 91.87 | 8.91 | 0.991 | 4000 | 82
PPDNRNGA | Eaton (formerly Cooper Lighting) | Metalux | 8TSNLED-LD4-93SL-RW-[Voltages include 120-277V]-[Emergency include blank, EL, EL10W]-[Wiring include blank, PI/CPI]-[Motion Sensors include blank, LB- or HB-ERMS360, LB- or HB-MRMS360]-L840-SD2-[Packaging] | Indoor Luminaires | Linear Ambient | Direct Linear Ambient Luminaires | Standard | FALSE | [9 empty] | 7/9/2015 | Dimmable | Stepped | Not Yet Verified |  |  | 9715.6 | 104.41 | 93.05 | 11.8 | 0.991 | 4000 | 82
PF4W8X26 | Eaton (formerly Cooper Lighting) | Metalux | 8TSNLED-LD4-93SL-RW-[Voltages include 120-277V]-[Emergency include blank, EL, EL10W]-[Wiring include blank, PI/CPI]-[Motion Sensors include blank, LB- or HB-ERMS360, LB- or HB-MRMS360]-L850-[Driver Types include CD, 5LTD, 5LTHD]2-[Packaging] | Indoor Luminaires | Linear Ambient | Direct Linear Ambient Luminaires | Standard | FALSE | [9 empty] | 7/9/2015 | Dimmable | Continuous (Can dim down to ≤ 10% (W)) | Not Yet Verified |  |  | 10150.77 | 110.49 | 91.87 | 8.91 | 0.991 | 5000 | 82
PSGUJZ7M | Eaton (formerly Cooper Lighting) | Metalux | 8TSNLED-LD4-93SL-RW-[Voltages include 120-277V]-[Emergency include blank, EL, EL10W]-[Wiring include blank, PI/CPI]-[Motion Sensors include blank, LB- or HB-ERMS360, LB- or HB-MRMS360]-L850-SD2-[Packaging] | Indoor Luminaires | Linear Ambient | Direct Linear Ambient Luminaires | Standard | FALSE | [9 empty] | 7/9/2015 | Dimmable | Stepped | Not Yet Verified |  |  | 10150.77 | 109.09 | 93.05 | 11.8 | 0.991 | 5000 | 82
PW6WRVKR | Eaton (formerly Cooper Lighting) | Metalux | 8TSNLED-LD4-101SL-RW-[Voltages include 120-277V]-[Emergency include blank, EL, EL10W]-[Wiring include blank, PI/CPI]-[Motion Sensors include blank, LB- or HB-ERMS360, LB- or HB-MRMS360]-L835-[Driver Types include CD, 5LTD, 5LTHD]2-[Packaging] | Indoor Luminaires | Linear Ambient | Direct Linear Ambient Luminaires | Standard | FALSE | [9 empty] | 7/9/2015 | Dimmable | Continuous (Can dim down to ≤ 10% (W)) | Not Yet Verified |  |  | 10147.5 | 100.91 | 100.56 | 8.63 | 0.992 | 3500 | 82
P7Q47GYQ | Eaton (formerly Cooper Lighting) | Metalux | 8TSNLED-LD4-101SL-RW-[Voltages include 120-277V]-[Emergency include blank, EL, EL10W]-[Wiring include blank, PI/CPI]-[Motion Sensors include blank, LB- or HB-ERMS360, LB- or HB-MRMS360]-L835-SD2-[Packaging] | Indoor Luminaires | Linear Ambient | Direct Linear Ambient Luminaires | Standard | FALSE | [9 empty] | 7/9/2015 | Dimmable | Stepped | Not Yet Verified |  |  | 10147.5 | 99.88 | 101.6 | 11.2 | 0.992 | 3500 | 82
PX1TY2WP | Eaton (formerly Cooper Lighting) | Metalux | 8TSNLED-LD4-101SL-RW-[Voltages include 120-277V]-[Emergency include blank, EL, EL10W]-[Wiring include blank, PI/CPI]-[Motion Sensors include blank, LB- or HB-ERMS360, LB- or HB-MRMS360]-L840-[Driver Types include CD, 5LTD, 5LTHD]2-[Packaging] | Indoor Luminaires | Linear Ambient | Direct Linear Ambient Luminaires | Standard | FALSE | [9 empty] | 7/9/2015 | Dimmable | Continuous (Can dim down to ≤ 10% (W)) | Not Yet Verified |  |  | 10421.48 | 103.64 | 100.56 | 8.63 | 0.992 | 4000 | 82
PKFSKFP6 | Eaton (formerly Cooper Lighting) | Metalux | 8TSNLED-LD4-101SL-RW-[Voltages include 120-277V]-[Emergency include blank, EL, EL10W]-[Wiring include blank, PI/CPI]-[Motion Sensors include blank, LB- or HB-ERMS360, LB- or HB-MRMS360]-L840-SD2-[Packaging] | Indoor Luminaires | Linear Ambient | Direct Linear Ambient Luminaires | Standard | FALSE | [9 empty] | 7/9/2015 | Dimmable | Stepped | Not Yet Verified |  |  | 10421.48 | 102.57 | 101.6 | 11.2 | 0.992 | 4000 | 82
P53XTZX2 | Eaton (formerly Cooper Lighting) | Metalux | 8TSNLED-LD4-101SL-RW-[Voltages include 120-277V]-[Emergency include blank, EL, EL10W]-[Wiring include blank, PI/CPI]-[Motion Sensors include blank, LB- or HB-ERMS360, LB- or HB-MRMS360]-L850-[Driver Types include CD, 5LTD, 5LTHD]2-[Packaging] | Indoor Luminaires | Linear Ambient | Direct Linear Ambient Luminaires | Standard | FALSE | [9 empty] | 7/9/2015 | Dimmable | Continuous (Can dim down to ≤ 10% (W)) | Not Yet Verified |  |  | 10888.27 | 108.28 | 100.56 | 8.63 | 0.992 | 5000 | 82
PG2A26UJ | Eaton (formerly Cooper Lighting) | Metalux | 8TSNLED-LD4-101SL-RW-[Voltages include 120-277V]-[Emergency include blank, EL, EL10W]-[Wiring include blank, PI/CPI]-[Motion Sensors include blank, LB- or HB-ERMS360, LB- or HB-MRMS360]-L850-SD2-[Packaging] | Indoor Luminaires | Linear Ambient | Direct Linear Ambient Luminaires | Standard | FALSE | [9 empty] | 7/9/2015 | Dimmable | Stepped | Not Yet Verified |  |  | 10888.27 | 107.17 | 101.6 | 11.2 | 0.992 | 5000 | 82
PAM2153T | Eaton (formerly Cooper Lighting) | Metalux | 4SNLED-LD4-25SL-RW-[Voltage includes 120V]-[Emergency include blank, EL, EL10W]-[Wiring include blank, PI/CPI]-[Motion Sensors include blank, LB- or HB-ERMS360, LB- or HB-MRMS360]-L840-5LTHD1-[Packaging] | Indoor Luminaires | Linear Ambient | Direct Linear Ambient Luminaires | Standard | FALSE | [9 empty] | 7/9/2015 | Dimmable | Continuous (Can dim down to ≤ 10% (W)) | Not Yet Verified |  |  | 2613.85 | 115.41 | 22.65 | 6.4 | 0.979 | 4000 | 82
P2SS9539 | Eaton (formerly Cooper Lighting) | Metalux | 4SNLED-LD4-25SL-RW-[Voltages include 120-277V]-[Emergency include blank, EL, EL10W]-[Wiring include blank, PI/CPI]-[Motion Sensors include blank, LB- or HB-ERMS360, LB- or HB-MRMS360]-L850-CD1-[Packaging] | Indoor Luminaires | Linear Ambient | Direct Linear Ambient Luminaires | Standard | FALSE | [9 empty] | 7/9/2015 | Dimmable | Continuous (Can dim down to ≤ 10% (W)) | Not Yet Verified |  |  | 2730.92 | 127.72 | 21.38 | 8.88 | 0.992 | 5000 | 82
P56PZGQ5 | Eaton (formerly Cooper Lighting) | Metalux | 4SNLED-LD4-25SL-RW-[Voltage includes 120V]-[Emergency include blank, EL, EL10W]-[Wiring include blank, PI/CPI]-[Motion Sensors include blank, LB- or HB-ERMS360, LB- or HB-MRMS360]-L850-5LTHD1-[Packaging] | Indoor Luminaires | Linear Ambient | Direct Linear Ambient Luminaires | Standard | FALSE | [9 empty] | 7/9/2015 | Dimmable | Continuous (Can dim down to ≤ 10% (W)) | Not Yet Verified |  |  | 2730.92 | 120.58 | 22.65 | 6.4 | 0.979 | 5000 | 82
PSWX2R6T | Eaton (formerly Cooper Lighting) | Metalux | 4SNLED-LD4-28SL-RW-[Voltages include 120-277V]-[Emergency include blank, EL, EL10W]-[Wiring include blank, PI/CPI]-[Motion Sensors include blank, LB- or HB-ERMS360, LB- or HB-MRMS360]-L835-CD1-[Packaging] | Indoor Luminaires | Linear Ambient | Direct Linear Ambient Luminaires | Standard | FALSE | [9 empty] | 7/9/2015 | Dimmable | Continuous (Can dim down to ≤ 10% (W)) | Not Yet Verified |  |  | 2897.64 | 114.97 | 25.2 | 5.75 | 0.993 | 3500 | 82
PYPKGWYQ | Eaton (formerly Cooper Lighting) | Metalux | 4SNLED-LD4-28SL-RW-[Voltage includes 120V]-[Emergency include blank, EL, EL10W]-[Wiring include blank, PI/CPI]-[Motion Sensors include blank, LB- or HB-ERMS360, LB- or HB-MRMS360]-L835-5LTHD1-[Packaging] | Indoor Luminaires | Linear Ambient | Direct Linear Ambient Luminaires | Standard | FALSE | [9 empty] | 7/9/2015 | Dimmable | Continuous (Can dim down to ≤ 10% (W)) | Not Yet Verified |  |  | 2897.64 | 111.77 | 25.93 | 6.6 | 0.983 | 3500 | 82
PHB29WUA | Eaton (formerly Cooper Lighting) | Metalux | 4SNLED-LD4-28SL-RW-[Voltages include 120-277V]-[Emergency include blank, EL, EL10W]-[Wiring include blank, PI/CPI]-[Motion Sensors include blank, LB- or HB-ERMS360, LB- or HB-MRMS360]-L840-CD1-[Packaging] | Indoor Luminaires | Linear Ambient | Direct Linear Ambient Luminaires | Standard | FALSE | [9 empty] | 7/9/2015 | Dimmable | Continuous (Can dim down to ≤ 10% (W)) | Not Yet Verified |  |  | 2975.88 | 118.07 | 25.2 | 5.75 | 0.993 | 4000 | 82
PDDZ2TM3 | Eaton (formerly Cooper Lighting) | Metalux | 8TSNLED-LD4-101SL-RM-[Voltages include 120-277V]-[Emergency include blank, EL, EL10W]-[Wiring include blank, PI/CPI]-[Motion Sensors include blank, LB- or HB-ERMS360, LB- or HB-MRMS360]-L850-[Driver Types include CD, 5LTD, 5LTHD]2-[Packaging] | Indoor Luminaires | Linear Ambient | Direct Linear Ambient Luminaires | Standard | FALSE | [9 empty] | 7/9/2015 | Dimmable | Continuous (Can dim down to ≤ 10% (W)) | Not Yet Verified |  |  | 11006.04 | 119.8 | 91.87 | 8.91 | 0.991 | 5000 | 82
PSWE4RJ2 | Eaton (formerly Cooper Lighting) | Metalux | 8TSNLED-LD4-101SL-RM-[Voltages include 120-277V]-[Emergency include blank, EL, EL10W]-[Wiring include blank, PI/CPI]-[Motion Sensors include blank, LB- or HB-ERMS360, LB- or HB-MRMS360]-L850-SD2-[Packaging] | Indoor Luminaires | Linear Ambient | Direct Linear Ambient Luminaires | Standard | FALSE | [9 empty] | 7/9/2015 | Dimmable | Stepped | Not Yet Verified |  |  | 11006.04 | 118.28 | 93.05 | 11.8 | 0.991 | 5000 | 82
P97NQWF2 | Eaton (formerly Cooper Lighting) | Metalux | 8TSNLED-LD4-109SL-RM-[Voltages include 120-277V]-[Emergency include blank, EL, EL10W]-[Wiring include blank, PI/CPI]-[Motion Sensors include blank, LB- or HB-ERMS360, LB- or HB-MRMS360]-L835-[Driver Types include CD, 5LTD, 5LTHD]2-[Packaging] | Indoor Luminaires | Linear Ambient | Direct Linear Ambient Luminaires | Standard | FALSE | [9 empty] | 7/9/2015 | Dimmable | Continuous (Can dim down to ≤ 10% (W)) | Not Yet Verified |  |  | 11002.5 | 109.41 | 100.56 | 8.63 | 0.992 | 3500 | 82
PGKTUU93 | Eaton (formerly Cooper Lighting) | Metalux | 8TSNLED-LD4-109SL-RM-[Voltages include 120-277V]-[Emergency include blank, EL, EL10W]-[Wiring include blank, PI/CPI]-[Motion Sensors include blank, LB- or HB-ERMS360, LB- or HB-MRMS360]-L835-SD2-[Packaging] | Indoor Luminaires | Linear Ambient | Direct Linear Ambient Luminaires | Standard | FALSE | [9 empty] | 7/9/2015 | Dimmable | Stepped | Not Yet Verified |  |  | 11002.5 | 108.29 | 101.6 | 11.2 | 0.992 | 3500 | 82
PX927BUW | Eaton (formerly Cooper Lighting) | Metalux | 8TSNLED-LD4-109SL-RM-[Voltages include 120-277V]-[Emergency include blank, EL, EL10W]-[Wiring include blank, PI/CPI]-[Motion Sensors include blank, LB- or HB-ERMS360, LB- or HB-MRMS360]-L840-[Driver Types include CD, 5LTD, 5LTHD]2-[Packaging] | Indoor Luminaires | Linear Ambient | Direct Linear Ambient Luminaires | Standard | FALSE | [9 empty] | 7/9/2015 | Dimmable | Continuous (Can dim down to ≤ 10% (W)) | Not Yet Verified |  |  | 11299.57 | 112.37 | 100.56 | 8.63 | 0.992 | 4000 | 82
P1C2VDHR | Eaton (formerly Cooper Lighting) | Metalux | 8TSNLED-LD4-109SL-RM-[Voltages include 120-277V]-[Emergency include blank, EL, EL10W]-[Wiring include blank, PI/CPI]-[Motion Sensors include blank, LB- or HB-ERMS360, LB- or HB-MRMS360]-L840-SD2-[Packaging] | Indoor Luminaires | Linear Ambient | Direct Linear Ambient Luminaires | Standard | FALSE | [9 empty] | 7/9/2015 | Dimmable | Stepped | Not Yet Verified |  |  | 11299.57 | 111.22 | 101.6 | 11.2 | 0.992 | 4000 | 82
PG1HMPEB | Eaton (formerly Cooper Lighting) | Metalux | 8TSNLED-LD4-109SL-RM-[Voltages include 120-277V]-[Emergency include blank, EL, EL10W]-[Wiring include blank, PI/CPI]-[Motion Sensors include blank, LB- or HB-ERMS360, LB- or HB-MRMS360]-L850-[Driver Types include CD, 5LTD, 5LTHD]2-[Packaging] | Indoor Luminaires | Linear Ambient | Direct Linear Ambient Luminaires | Standard | FALSE | [9 empty] | 7/9/2015 | Dimmable | Continuous (Can dim down to ≤ 10% (W)) | Not Yet Verified |  |  | 11805.68 | 117.4 | 100.56 | 8.63 | 0.992 | 5000 | 82
PUAC74N7 | Eaton (formerly Cooper Lighting) | Metalux | 8TSNLED-LD4-109SL-RM-[Voltages include 120-277V]-[Emergency include blank, EL, EL10W]-[Wiring include blank, PI/CPI]-[Motion Sensors include blank, LB- or HB-ERMS360, LB- or HB-MRMS360]-L850-SD2-[Packaging] | Indoor Luminaires | Linear Ambient | Direct Linear Ambient Luminaires | Standard | FALSE | [9 empty] | 7/9/2015 | Dimmable | Stepped | Not Yet Verified |  |  | 11805.68 | 116.2 | 101.6 | 11.2 | 0.992 | 5000 | 82
P3FH8M95 | Eaton (formerly Cooper Lighting) | Metalux | 2SNLED-LD4-18SL-RW-[Voltage includes 120V]-[Emergency include blank, EL, EL10W]-[Wiring include blank, PI/CPI]-[Motion Sensors include blank, LB- or HB-ERMS360, LB- or HB-MRMS360]-L835-[Driver Types include CD, 5LTHD]1-[Packaging] | Indoor Luminaires | Linear Ambient | Direct Linear Ambient Luminaires | Standard | FALSE | [9 empty] | 7/9/2015 | Dimmable | Continuous (Can dim down to ≤ 10% (W)) | Not Yet Verified |  |  | 1804.94 | 103.18 | 17.49 | 9.02 | 0.986 | 3500 | 82
PXP7QZFH | Eaton (formerly Cooper Lighting) | Metalux | 2SNLED-LD4-18SL-RW-[Voltage includes 120V]-[Emergency include blank, EL, EL10W]-[Wiring include blank, PI/CPI]-[Motion Sensors include blank, LB- or HB-ERMS360, LB- or HB-MRMS360]-L840-CD1-[Packaging] | Indoor Luminaires | Linear Ambient | Direct Linear Ambient Luminaires | Standard | FALSE | [9 empty] | 7/9/2015 | Dimmable | Continuous (Can dim down to ≤ 10% (W)) | Not Yet Verified |  |  | 1853.67 | 105.97 | 17.49 | 9.02 | 0.986 | 4000 | 82
P5W4S8K9 | Eaton (formerly Cooper Lighting) | Metalux | 2SNLED-LD4-18SL-RW-[Voltage includes 120V]-[Emergency include blank, EL, EL10W]-[Wiring include blank, PI/CPI]-[Motion Sensors include blank, LB- or HB-ERMS360, LB- or HB-MRMS360]-L850-[Driver Types include CD, 5LTHD]1-[Packaging] | Indoor Luminaires | Linear Ambient | Direct Linear Ambient Luminaires | Standard | FALSE | [9 empty] | 7/9/2015 | Dimmable | Continuous (Can dim down to ≤ 10% (W)) | Not Yet Verified |  |  | 1936.7 | 110.71 | 17.49 | 9.02 | 0.986 | 5000 | 82
PUJGE42D | Eaton (formerly Cooper Lighting) | Metalux | 2SNLED-LD4-21SL-RW-[Voltages include 120-277V]-[Emergency include blank, EL, EL10W]-[Wiring include blank, PI/CPI]-[Motion Sensors include blank, LB- or HB-ERMS360, LB- or HB-MRMS360]-L835-[Driver Types include CD, 5LTHD]1-[Packaging] | Indoor Luminaires | Linear Ambient | Direct Linear Ambient Luminaires | Standard | FALSE | [9 empty] | 7/9/2015 | Dimmable | Continuous (Can dim down to ≤ 10% (W)) | Not Yet Verified |  |  | 2200.73 | 99.42 | 22.14 | 8.36 | 0.99 | 3500 | 82
P9Z9GGY7 | Eaton (formerly Cooper Lighting) | Metalux | 2SNLED-LD4-21SL-RW-[Voltages include 120-277V]-[Emergency include blank, EL, EL10W]-[Wiring include blank, PI/CPI]-[Motion Sensors include blank, LB- or HB-ERMS360, LB- or HB-MRMS360]-L840-[Driver Types include CD, 5LTHD]1-[Packaging] | Indoor Luminaires | Linear Ambient | Direct Linear Ambient Luminaires | Standard | FALSE | [9 empty] | 7/9/2015 | Dimmable | Continuous (Can dim down to ≤ 10% (W)) | Not Yet Verified |  |  | 2260.15 | 102.11 | 22.14 | 8.36 | 0.99 | 4000 | 82
P7TW2HWU | Eaton (formerly Cooper Lighting) | Metalux | 2SNLED-LD4-21SL-RW-[Voltages include 120-277V]-[Emergency include blank, EL, EL10W]-[Wiring include blank, PI/CPI]-[Motion Sensors include blank, LB- or HB-ERMS360, LB- or HB-MRMS360]-L850-[Driver Types include CD, 5LTHD]1-[Packaging] | Indoor Luminaires | Linear Ambient | Direct Linear Ambient Luminaires | Standard | FALSE | [9 empty] | 7/9/2015 | Dimmable | Continuous (Can dim down to ≤ 10% (W)) | Not Yet Verified |  |  | 2361.38 | 106.68 | 22.14 | 8.36 | 0.99 | 5000 | 82
PMM6Y93Z | Eaton (formerly Cooper Lighting) | Metalux | 2SNLED-LD4-25SL-RW-[Voltages include 120-277V]-[Emergency include blank, EL, EL10W]-[Wiring include blank, PI/CPI]-[Motion Sensors include blank, LB- or HB-ERMS360, LB- or HB-MRMS360]-L835-[Driver Types include CD, 5LTHD]1-[Packaging] | Indoor Luminaires | Linear Ambient | Direct Linear Ambient Luminaires | Standard | FALSE | [9 empty] | 7/9/2015 | Dimmable | Continuous (Can dim down to ≤ 10% (W)) | Not Yet Verified |  |  | 2567.52 | 108.65 | 23.63 | 7.92 | 0.992 | 3500 | 82
PQHQ6B7H | Eaton (formerly Cooper Lighting) | Metalux | 2SNLED-LD4-25SL-RW-[Voltages include 120-277V]-[Emergency include blank, EL, EL10W]-[Wiring include blank, PI/CPI]-[Motion Sensors include blank, LB- or HB-ERMS360, LB- or HB-MRMS360]-L840-[Driver Types include CD, 5LTHD]1-[Packaging] | Indoor Luminaires | Linear Ambient | Direct Linear Ambient Luminaires | Standard | FALSE | [9 empty] | 7/9/2015 | Dimmable | Continuous (Can dim down to ≤ 10% (W)) | Not Yet Verified |  |  | 2636.84 | 111.58 | 23.63 | 7.92 | 0.992 | 4000 | 82
P6A4TG2X | Eaton (formerly Cooper Lighting) | Metalux | 2SNLED-LD4-25SL-RW-[Voltages include 120-277V]-[Emergency include blank, EL, EL10W]-[Wiring include blank, PI/CPI]-[Motion Sensors include blank, LB- or HB-ERMS360, LB- or HB-MRMS360]-L850-[Driver Types include CD, 5LTHD]1-[Packaging] | Indoor Luminaires | Linear Ambient | Direct Linear Ambient Luminaires | Standard | FALSE | [9 empty] | 7/9/2015 | Dimmable | Continuous (Can dim down to ≤ 10% (W)) | Not Yet Verified |  |  | 2754.94 | 116.58 | 23.63 | 7.92 | 0.992 | 5000 | 82
PZ7HTSK7 | Eaton (formerly Cooper Lighting) | Metalux | 4SNLED-LD4-18SL-RW-[Voltages include 120-277V]-[Emergency include blank, EL, EL10W]-[Wiring include blank, PI/CPI]-[Motion Sensors include blank, LB- or HB-ERMS360, LB- or HB-MRMS360]-L835-CD1-[Packaging] | Indoor Luminaires | Linear Ambient | Direct Linear Ambient Luminaires | Standard | FALSE | [9 empty] | 7/9/2015 | Dimmable | Continuous (Can dim down to ≤ 10% (W)) | Not Yet Verified |  |  | 1929.36 | 121.72 | 15.85 | 10.25 | 0.987 | 3500 | 82
PCHZZZRG | Eaton (formerly Cooper Lighting) | Metalux | 4SNLED-LD4-18SL-RW-[Voltage includes 120V]-[Emergency include blank, EL, EL10W]-[Wiring include blank, PI/CPI]-[Motion Sensors include blank, LB- or HB-ERMS360, LB- or HB-MRMS360]-L835-5LTHD1-[Packaging] | Indoor Luminaires | Linear Ambient | Direct Linear Ambient Luminaires | Standard | FALSE | [9 empty] | 7/9/2015 | Dimmable | Continuous (Can dim down to ≤ 10% (W)) | Not Yet Verified |  |  | 1929.36 | 112.05 | 17.22 | 5.9 | 0.97 | 3500 | 82
P8KS49PV | Eaton (formerly Cooper Lighting) | Metalux | 4SNLED-LD4-18SL-RW-[Voltages include 120-277V]-[Emergency include blank, EL, EL10W]-[Wiring include blank, PI/CPI]-[Motion Sensors include blank, LB- or HB-ERMS360, LB- or HB-MRMS360]-L840-CD1-[Packaging] | Indoor Luminaires | Linear Ambient | Direct Linear Ambient Luminaires | Standard | FALSE | [9 empty] | 7/9/2015 | Dimmable | Continuous (Can dim down to ≤ 10% (W)) | Not Yet Verified |  |  | 1981.45 | 125.01 | 15.85 | 10.25 | 0.987 | 4000 | 82
PRVMF1YA | Eaton (formerly Cooper Lighting) | Metalux | 4SNLED-LD4-18SL-RW-[Voltage includes 120V]-[Emergency include blank, EL, EL10W]-[Wiring include blank, PI/CPI]-[Motion Sensors include blank, LB- or HB-ERMS360, LB- or HB-MRMS360]-L840-5LTHD1-[Packaging] | Indoor Luminaires | Linear Ambient | Direct Linear Ambient Luminaires | Standard | FALSE | [9 empty] | 7/9/2015 | Dimmable | Continuous (Can dim down to ≤ 10% (W)) | Not Yet Verified |  |  | 1981.45 | 115.07 | 17.22 | 5.9 | 0.97 | 4000 | 82
PT3JA47X | Eaton (formerly Cooper Lighting) | Metalux | 4SNLED-LD4-18SL-RW-[Voltages include 120-277V]-[Emergency include blank, EL, EL10W]-[Wiring include blank, PI/CPI]-[Motion Sensors include blank, LB- or HB-ERMS360, LB- or HB-MRMS360]-L850-CD1-[Packaging] | Indoor Luminaires | Linear Ambient | Direct Linear Ambient Luminaires | Standard | FALSE | [9 empty] | 7/9/2015 | Dimmable | Continuous (Can dim down to ≤ 10% (W)) | Not Yet Verified |  |  | 2070.2 | 130.6 | 15.85 | 10.25 | 0.987 | 5000 | 82
PQYFSS2M | Eaton (formerly Cooper Lighting) | Metalux | 4SNLED-LD4-18SL-RW-[Voltage includes 120V]-[Emergency include blank, EL, EL10W]-[Wiring include blank, PI/CPI]-[Motion Sensors include blank, LB- or HB-ERMS360, LB- or HB-MRMS360]-L850-5LTHD1-[Packaging] | Indoor Luminaires | Linear Ambient | Direct Linear Ambient Luminaires | Standard | FALSE | [9 empty] | 7/9/2015 | Dimmable | Continuous (Can dim down to ≤ 10% (W)) | Not Yet Verified |  |  | 2070.2 | 120.23 | 17.22 | 5.9 | 0.97 | 5000 | 82
PA1FMSB8 | Eaton (formerly Cooper Lighting) | Metalux | 4SNLED-LD4-21SL-RW-[Voltages include 120-277V]-[Emergency include blank, EL, EL10W]-[Wiring include blank, PI/CPI]-[Motion Sensors include blank, LB- or HB-ERMS360, LB- or HB-MRMS360]-L835-CD1-[Packaging] | Indoor Luminaires | Linear Ambient | Direct Linear Ambient Luminaires | Standard | FALSE | [9 empty] | 7/9/2015 | Dimmable | Continuous (Can dim down to ≤ 10% (W)) | Not Yet Verified |  |  | 2178.19 | 120.7 | 18.05 | 9.64 | 0.989 | 3500 | 82
P1MYHNCH | Eaton (formerly Cooper Lighting) | Metalux | 4SNLED-LD4-21SL-RW-[Voltage includes 120V]-[Emergency include blank, EL, EL10W]-[Wiring include blank, PI/CPI]-[Motion Sensors include blank, LB- or HB-ERMS360, LB- or HB-MRMS360]-L835-5LTHD1-[Packaging] | Indoor Luminaires | Linear Ambient | Direct Linear Ambient Luminaires | Standard | FALSE | [9 empty] | 7/9/2015 | Dimmable | Continuous (Can dim down to ≤ 10% (W)) | Not Yet Verified |  |  | 2178.19 | 112.43 | 19.37 | 6.1 | 0.974 | 3500 | 82
PN6M1X7V | Eaton (formerly Cooper Lighting) | Metalux | 4SNLED-LD4-21SL-RW-[Voltages include 120-277V]-[Emergency include blank, EL, EL10W]-[Wiring include blank, PI/CPI]-[Motion Sensors include blank, LB- or HB-ERMS360, LB- or HB-MRMS360]-L840-CD1-[Packaging] | Indoor Luminaires | Linear Ambient | Direct Linear Ambient Luminaires | Standard | FALSE | [9 empty] | 7/9/2015 | Dimmable | Continuous (Can dim down to ≤ 10% (W)) | Not Yet Verified |  |  | 2237 | 123.96 | 18.05 | 9.64 | 0.989 | 4000 | 82
PQQY5TVT | Eaton (formerly Cooper Lighting) | Metalux | 4SNLED-LD4-21SL-RW-[Voltage includes 120V]-[Emergency include blank, EL, EL10W]-[Wiring include blank, PI/CPI]-[Motion Sensors include blank, LB- or HB-ERMS360, LB- or HB-MRMS360]-L840-5LTHD1-[Packaging] | Indoor Luminaires | Linear Ambient | Direct Linear Ambient Luminaires | Standard | FALSE | [9 empty] | 7/9/2015 | Dimmable | Continuous (Can dim down to ≤ 10% (W)) | Not Yet Verified |  |  | 2237 | 115.47 | 19.37 | 6.1 | 0.974 | 4000 | 82
PWKNSXHR | Eaton (formerly Cooper Lighting) | Metalux | 4SNLED-LD4-21SL-RW-[Voltages include 120-277V]-[Emergency include blank, EL, EL10W]-[Wiring include blank, PI/CPI]-[Motion Sensors include blank, LB- or HB-ERMS360, LB- or HB-MRMS360]-L850-CD1-[Packaging] | Indoor Luminaires | Linear Ambient | Direct Linear Ambient Luminaires | Standard | FALSE | [9 empty] | 7/9/2015 | Dimmable | Continuous (Can dim down to ≤ 10% (W)) | Not Yet Verified |  |  | 2337.2 | 129.51 | 18.05 | 9.64 | 0.989 | 5000 | 82
P4E5JXC2 | Eaton (formerly Cooper Lighting) | Metalux | 4SNLED-LD4-21SL-RW-[Voltage includes 120V]-[Emergency include blank, EL, EL10W]-[Wiring include blank, PI/CPI]-[Motion Sensors include blank, LB- or HB-ERMS360, LB- or HB-MRMS360]-L850-5LTHD1-[Packaging] | Indoor Luminaires | Linear Ambient | Direct Linear Ambient Luminaires | Standard | FALSE | [9 empty] | 7/9/2015 | Dimmable | Continuous (Can dim down to ≤ 10% (W)) | Not Yet Verified |  |  | 2337.2 | 120.64 | 19.37 | 6.1 | 0.974 | 5000 | 82
PRV3S4PC | Eaton (formerly Cooper Lighting) | Metalux | 4SNLED-LD4-25SL-RW-[Voltages include 120-277V]-[Emergency include blank, EL, EL10W]-[Wiring include blank, PI/CPI]-[Motion Sensors include blank, LB- or HB-ERMS360, LB- or HB-MRMS360]-L835-CD1-[Packaging] | Indoor Luminaires | Linear Ambient | Direct Linear Ambient Luminaires | Standard | FALSE | [9 empty] | 7/9/2015 | Dimmable | Continuous (Can dim down to ≤ 10% (W)) | Not Yet Verified |  |  | 2545.13 | 119.03 | 21.38 | 8.88 | 0.992 | 3500 | 82
P241552V | Eaton (formerly Cooper Lighting) | Metalux | 4SNLED-LD4-25SL-RW-[Voltage includes 120V]-[Emergency include blank, EL, EL10W]-[Wiring include blank, PI/CPI]-[Motion Sensors include blank, LB- or HB-ERMS360, LB- or HB-MRMS360]-L835-5LTHD1-[Packaging] | Indoor Luminaires | Linear Ambient | Direct Linear Ambient Luminaires | Standard | FALSE | [9 empty] | 7/9/2015 | Dimmable | Continuous (Can dim down to ≤ 10% (W)) | Not Yet Verified |  |  | 2545.13 | 112.38 | 22.65 | 6.4 | 0.979 | 3500 | 82
PKSR8RRD | Eaton (formerly Cooper Lighting) | Metalux | 4SNLED-LD4-25SL-RW-[Voltages include 120-277V]-[Emergency include blank, EL, EL10W]-[Wiring include blank, PI/CPI]-[Motion Sensors include blank, LB- or HB-ERMS360, LB- or HB-MRMS360]-L840-CD1-[Packaging] | Indoor Luminaires | Linear Ambient | Direct Linear Ambient Luminaires | Standard | FALSE | [9 empty] | 7/9/2015 | Dimmable | Continuous (Can dim down to ≤ 10% (W)) | Not Yet Verified |  |  | 2613.85 | 122.25 | 21.38 | 8.88 | 0.992 | 4000 | 82
PMH5A9VR | Eaton (formerly Cooper Lighting) | Metalux | 4SNLED-LD4-28SL-RW-[Voltage includes 120V]-[Emergency include blank, EL, EL10W]-[Wiring include blank, PI/CPI]-[Motion Sensors include blank, LB- or HB-ERMS360, LB- or HB-MRMS360]-L840-5LTHD1-[Packaging] | Indoor Luminaires | Linear Ambient | Direct Linear Ambient Luminaires | Standard | FALSE | [9 empty] | 7/9/2015 | Dimmable | Continuous (Can dim down to ≤ 10% (W)) | Not Yet Verified |  |  | 2975.88 | 114.79 | 25.93 | 6.6 | 0.983 | 4000 | 82
PVBJJAJU | Eaton (formerly Cooper Lighting) | Metalux | 4SNLED-LD4-28SL-RW-[Voltages include 120-277V]-[Emergency include blank, EL, EL10W]-[Wiring include blank, PI/CPI]-[Motion Sensors include blank, LB- or HB-ERMS360, LB- or HB-MRMS360]-L850-CD1-[Packaging] | Indoor Luminaires | Linear Ambient | Direct Linear Ambient Luminaires | Standard | FALSE | [9 empty] | 7/9/2015 | Dimmable | Continuous (Can dim down to ≤ 10% (W)) | Not Yet Verified |  |  | 3109.17 | 123.36 | 25.2 | 5.75 | 0.993 | 5000 | 82
PZD8P6AC | Eaton (formerly Cooper Lighting) | Metalux | 4SNLED-LD4-28SL-RW-[Voltage includes 120V]-[Emergency include blank, EL, EL10W]-[Wiring include blank, PI/CPI]-[Motion Sensors include blank, LB- or HB-ERMS360, LB- or HB-MRMS360]-L850-5LTHD1-[Packaging] | Indoor Luminaires | Linear Ambient | Direct Linear Ambient Luminaires | Standard | FALSE | [9 empty] | 7/9/2015 | Dimmable | Continuous (Can dim down to ≤ 10% (W)) | Not Yet Verified |  |  | 3109.17 | 119.93 | 25.93 | 6.6 | 0.983 | 5000 | 82
PCG3HDUX | Eaton (formerly Cooper Lighting) | Metalux | 4SNLED-LD4-32SL-RW-[Voltages include 120-277V]-[Emergency include blank, EL, EL10W]-[Wiring include blank, PI/CPI]-[Motion Sensors include blank, LB- or HB-ERMS360, LB- or HB-MRMS360]-L835-CD1-[Packaging] | Indoor Luminaires | Linear Ambient | Direct Linear Ambient Luminaires | Standard | FALSE | [9 empty] | 7/9/2015 | Dimmable | Continuous (Can dim down to ≤ 10% (W)) | Not Yet Verified |  |  | 3248.35 | 112.13 | 28.97 | 7.03 | 0.99 | 3500 | 82
P5XZV54E | Eaton (formerly Cooper Lighting) | Metalux | 4SNLED-LD4-32SL-RW-[Voltage includes 120V]-[Emergency include blank, EL, EL10W]-[Wiring include blank, PI/CPI]-[Motion Sensors include blank, LB- or HB-ERMS360, LB- or HB-MRMS360]-L835-5LTHD1-[Packaging] | Indoor Luminaires | Linear Ambient | Direct Linear Ambient Luminaires | Standard | FALSE | [9 empty] | 7/9/2015 | Dimmable | Continuous (Can dim down to ≤ 10% (W)) | Not Yet Verified |  |  | 3248.35 | 111.05 | 29.25 | 6.7 | 0.985 | 3500 | 82
PN22RKCC | Eaton (formerly Cooper Lighting) | Metalux | 4SNLED-LD4-32SL-RW-[Voltages include 120-277V]-[Emergency include blank, EL, EL10W]-[Wiring include blank, PI/CPI]-[Motion Sensors include blank, LB- or HB-ERMS360, LB- or HB-MRMS360]-L840-CD1-[Packaging] | Indoor Luminaires | Linear Ambient | Direct Linear Ambient Luminaires | Standard | FALSE | [9 empty] | 7/9/2015 | Dimmable | Continuous (Can dim down to ≤ 10% (W)) | Not Yet Verified |  |  | 3336.06 | 115.16 | 28.97 | 7.03 | 0.99 | 4000 | 82
PMA7WQ6T | Eaton (formerly Cooper Lighting) | Metalux | 4SNLED-LD4-32SL-RW-[Voltage includes 120V]-[Emergency include blank, EL, EL10W]-[Wiring include blank, PI/CPI]-[Motion Sensors include blank, LB- or HB-ERMS360, LB- or HB-MRMS360]-L840-5LTHD1-[Packaging] | Indoor Luminaires | Linear Ambient | Direct Linear Ambient Luminaires | Standard | FALSE | [9 empty] | 7/9/2015 | Dimmable | Continuous (Can dim down to ≤ 10% (W)) | Not Yet Verified |  |  | 3336.06 | 114.05 | 29.25 | 6.7 | 0.985 | 4000 | 82
P73WZU7J | Eaton (formerly Cooper Lighting) | Metalux | 4SNLED-LD4-32SL-RW-[Voltages include 120-277V]-[Emergency include blank, EL, EL10W]-[Wiring include blank, PI/CPI]-[Motion Sensors include blank, LB- or HB-ERMS360, LB- or HB-MRMS360]-L850-CD1-[Packaging] | Indoor Luminaires | Linear Ambient | Direct Linear Ambient Luminaires | Standard | FALSE | [9 empty] | 7/9/2015 | Dimmable | Continuous (Can dim down to ≤ 10% (W)) | Not Yet Verified |  |  | 3485.48 | 120.32 | 28.97 | 7.03 | 0.99 | 5000 | 82
PBC26B31 | Eaton (formerly Cooper Lighting) | Metalux | 4SNLED-LD4-32SL-RW-[Voltage includes 120V]-[Emergency include blank, EL, EL10W]-[Wiring include blank, PI/CPI]-[Motion Sensors include blank, LB- or HB-ERMS360, LB- or HB-MRMS360]-L850-5LTHD1-[Packaging] | Indoor Luminaires | Linear Ambient | Direct Linear Ambient Luminaires | Standard | FALSE | [9 empty] | 7/9/2015 | Dimmable | Continuous (Can dim down to ≤ 10% (W)) | Not Yet Verified |  |  | 3485.48 | 119.16 | 29.25 | 6.7 | 0.985 | 5000 | 82
PQVYEQQM | Eaton (formerly Cooper Lighting) | Metalux | 4SNLED-LD4-36SL-RW-[Voltages include 120-277V]-[Emergency include blank, EL, EL10W]-[Wiring include blank, PI/CPI]-[Motion Sensors include blank, LB- or HB-ERMS360, LB- or HB-MRMS360]-L835-CD1-[Packaging] | Indoor Luminaires | Linear Ambient | Direct Linear Ambient Luminaires | Standard | FALSE | [9 empty] | 7/9/2015 | Dimmable | Continuous (Can dim down to ≤ 10% (W)) | Not Yet Verified |  |  | 3617.99 | 110 | 32.89 | 6.83 | 0.99 | 3500 | 82
PNG7V791 | Eaton (formerly Cooper Lighting) | Metalux | 4SNLED-LD4-36SL-RW-[Voltage includes 120V]-[Emergency include blank, EL, EL10W]-[Wiring include blank, PI/CPI]-[Motion Sensors include blank, LB- or HB-ERMS360, LB- or HB-MRMS360]-L835-5LTHD1-[Packaging] | Indoor Luminaires | Linear Ambient | Direct Linear Ambient Luminaires | Standard | FALSE | [9 empty] | 7/9/2015 | Dimmable | Continuous (Can dim down to ≤ 10% (W)) | Not Yet Verified |  |  | 3617.99 | 109.6 | 33.01 | 6.8 | 0.987 | 3500 | 82
PF5XZYD8 | Eaton (formerly Cooper Lighting) | Metalux | 4SNLED-LD4-36SL-RW-[Voltages include 120-277V]-[Emergency include blank, EL, EL10W]-[Wiring include blank, PI/CPI]-[Motion Sensors include blank, LB- or HB-ERMS360, LB- or HB-MRMS360]-L840-CD1-[Packaging] | Indoor Luminaires | Linear Ambient | Direct Linear Ambient Luminaires | Standard | FALSE | [9 empty] | 7/9/2015 | Dimmable | Continuous (Can dim down to ≤ 10% (W)) | Not Yet Verified |  |  | 3715.68 | 112.97 | 32.89 | 6.83 | 0.99 | 4000 | 82
P4D5M66M | Eaton (formerly Cooper Lighting) | Metalux | 4SNLED-LD4-36SL-RW-[Voltage includes 120V]-[Emergency include blank, EL, EL10W]-[Wiring include blank, PI/CPI]-[Motion Sensors include blank, LB- or HB-ERMS360, LB- or HB-MRMS360]-L840-5LTHD1-[Packaging] | Indoor Luminaires | Linear Ambient | Direct Linear Ambient Luminaires | Standard | FALSE | [9 empty] | 7/9/2015 | Dimmable | Continuous (Can dim down to ≤ 10% (W)) | Not Yet Verified |  |  | 3715.68 | 112.56 | 33.01 | 6.8 | 0.987 | 4000 | 82
PZ9VJJN6 | Eaton (formerly Cooper Lighting) | Metalux | 4SNLED-LD4-36SL-RW-[Voltages include 120-277V]-[Emergency include blank, EL, EL10W]-[Wiring include blank, PI/CPI]-[Motion Sensors include blank, LB- or HB-ERMS360, LB- or HB-MRMS360]-L850-CD1-[Packaging] | Indoor Luminaires | Linear Ambient | Direct Linear Ambient Luminaires | Standard | FALSE | [9 empty] | 7/9/2015 | Dimmable | Continuous (Can dim down to ≤ 10% (W)) | Not Yet Verified |  |  | 3882.11 | 118.03 | 32.89 | 6.83 | 0.99 | 5000 | 82
PRJRARFU | Eaton (formerly Cooper Lighting) | Metalux | 4SNLED-LD4-36SL-RW-[Voltage includes 120V]-[Emergency include blank, EL, EL10W]-[Wiring include blank, PI/CPI]-[Motion Sensors include blank, LB- or HB-ERMS360, LB- or HB-MRMS360]-L850-5LTHD1-[Packaging] | Indoor Luminaires | Linear Ambient | Direct Linear Ambient Luminaires | Standard | FALSE | [9 empty] | 7/9/2015 | Dimmable | Continuous (Can dim down to ≤ 10% (W)) | Not Yet Verified |  |  | 3882.11 | 117.6 | 33.01 | 6.8 | 0.987 | 5000 | 82
PWYEW8T6 | Eaton (formerly Cooper Lighting) | Metalux | 4SNLED-LD4-39SL-RW-[Voltages include 120-277V]-[Emergency include blank, EL, EL10W]-[Wiring include blank, PI/CPI]-[Motion Sensors include blank, LB- or HB-ERMS360, LB- or HB-MRMS360]-L835-[Driver Types include CD, 5LTD, 5LTHD]1-[Packaging] | Indoor Luminaires | Linear Ambient | Direct Linear Ambient Luminaires | Standard | FALSE | [9 empty] | 7/9/2015 | Dimmable | Continuous (Can dim down to ≤ 10% (W)) | Not Yet Verified |  |  | 4007.47 | 107.75 | 37.19 | 9.61 | 0.989 | 3500 | 82
PGEGNZ3W | Eaton (formerly Cooper Lighting) | Metalux | 4SNLED-LD4-39SL-RW-[Voltages include 120-277V]-[Emergency include blank, EL, EL10W]-[Wiring include blank, PI/CPI]-[Motion Sensors include blank, LB- or HB-ERMS360, LB- or HB-MRMS360]-L835-SD1-[Packaging] | Indoor Luminaires | Linear Ambient | Direct Linear Ambient Luminaires | Standard | FALSE | [9 empty] | 7/9/2015 | Dimmable | Stepped | Not Yet Verified |  |  | 4007.47 | 105.18 | 38.1 | 13.3 | 0.988 | 3500 | 82
PS34TUAY | Eaton (formerly Cooper Lighting) | Metalux | 4SNLED-LD4-39SL-RW-[Voltages include 120-277V]-[Emergency include blank, EL, EL10W]-[Wiring include blank, PI/CPI]-[Motion Sensors include blank, LB- or HB-ERMS360, LB- or HB-MRMS360]-L840-[Driver Types include CD, 5LTD, 5LTHD]1-[Packaging] | Indoor Luminaires | Linear Ambient | Direct Linear Ambient Luminaires | Standard | FALSE | [9 empty] | 7/9/2015 | Dimmable | Continuous (Can dim down to ≤ 10% (W)) | Not Yet Verified |  |  | 4115.67 | 110.66 | 37.19 | 9.61 | 0.989 | 4000 | 82
PGMMYX4Z | Eaton (formerly Cooper Lighting) | Metalux | 4SNLED-LD4-39SL-RW-[Voltages include 120-277V]-[Emergency include blank, EL, EL10W]-[Wiring include blank, PI/CPI]-[Motion Sensors include blank, LB- or HB-ERMS360, LB- or HB-MRMS360]-L840-SD1-[Packaging] | Indoor Luminaires | Linear Ambient | Direct Linear Ambient Luminaires | Standard | FALSE | [9 empty] | 7/9/2015 | Dimmable | Stepped | Not Yet Verified |  |  | 4115.67 | 108.02 | 38.1 | 13.3 | 0.988 | 4000 | 82
PWFYG7PG | Eaton (formerly Cooper Lighting) | Metalux | 4SNLED-LD4-39SL-RW-[Voltages include 120-277V]-[Emergency include blank, EL, EL10W]-[Wiring include blank, PI/CPI]-[Motion Sensors include blank, LB- or HB-ERMS360, LB- or HB-MRMS360]-L850-[Driver Types include CD, 5LTD, 5LTHD]1-[Packaging] | Indoor Luminaires | Linear Ambient | Direct Linear Ambient Luminaires | Standard | FALSE | [9 empty] | 7/9/2015 | Dimmable | Continuous (Can dim down to ≤ 10% (W)) | Not Yet Verified |  |  | 4300.02 | 115.62 | 37.19 | 9.61 | 0.989 | 5000 | 82
PQ1Z8NQS | Eaton (formerly Cooper Lighting) | Metalux | 4SNLED-LD4-39SL-RW-[Voltages include 120-277V]-[Emergency include blank, EL, EL10W]-[Wiring include blank, PI/CPI]-[Motion Sensors include blank, LB- or HB-ERMS360, LB- or HB-MRMS360]-L850-SD1-[Packaging] | Indoor Luminaires | Linear Ambient | Direct Linear Ambient Luminaires | Standard | FALSE | [9 empty] | 7/9/2015 | Dimmable | Stepped | Not Yet Verified |  |  | 4300.02 | 112.86 | 38.1 | 13.3 | 0.988 | 5000 | 82
P4P6VUK9 | Eaton (formerly Cooper Lighting) | Metalux | 4SNLED-LD4-43SL-RW-[Voltages include 120-277V]-[Emergency include blank, EL, EL10W]-[Wiring include blank, PI/CPI]-[Motion Sensors include blank, LB- or HB-ERMS360, LB- or HB-MRMS360]-L835-[Driver Types include CD, 5LTD, 5LTHD]1-[Packaging] | Indoor Luminaires | Linear Ambient | Direct Linear Ambient Luminaires | Standard | FALSE | [9 empty] | 7/9/2015 | Dimmable | Continuous (Can dim down to ≤ 10% (W)) | Not Yet Verified |  |  | 4369 | 105.27 | 41.5 | 9.7 | 0.99 | 3500 | 82
PRXS7E6P | Eaton (formerly Cooper Lighting) | Metalux | 4SNLED-LD4-43SL-RW-[Voltages include 120-277V]-[Emergency include blank, EL, EL10W]-[Wiring include blank, PI/CPI]-[Motion Sensors include blank, LB- or HB-ERMS360, LB- or HB-MRMS360]-L835-SD1-[Packaging] | Indoor Luminaires | Linear Ambient | Direct Linear Ambient Luminaires | Standard | FALSE | [9 empty] | 7/9/2015 | Dimmable | Stepped | Not Yet Verified |  |  | 4369 | 103.52 | 42.21 | 12.5 | 0.99 | 3500 | 82
PN38KYGV | Eaton (formerly Cooper Lighting) | Metalux | 4SNLED-LD4-43SL-RW-[Voltages include 120-277V]-[Emergency include blank, EL, EL10W]-[Wiring include blank, PI/CPI]-[Motion Sensors include blank, LB- or HB-ERMS360, LB- or HB-MRMS360]-L840-[Driver Types include CD, 5LTD, 5LTHD]1-[Packaging] | Indoor Luminaires | Linear Ambient | Direct Linear Ambient Luminaires | Standard | FALSE | [9 empty] | 7/9/2015 | Dimmable | Continuous (Can dim down to ≤ 10% (W)) | Not Yet Verified |  |  | 4486.96 | 108.11 | 41.5 | 9.7 | 0.99 | 4000 | 82
P9TF2QPB | Eaton (formerly Cooper Lighting) | Metalux | 4SNLED-LD4-43SL-RW-[Voltages include 120-277V]-[Emergency include blank, EL, EL10W]-[Wiring include blank, PI/CPI]-[Motion Sensors include blank, LB- or HB-ERMS360, LB- or HB-MRMS360]-L840-SD1-[Packaging] | Indoor Luminaires | Linear Ambient | Direct Linear Ambient Luminaires | Standard | FALSE | [9 empty] | 7/9/2015 | Dimmable | Stepped | Not Yet Verified |  |  | 4486.96 | 106.31 | 42.21 | 12.5 | 0.99 | 4000 | 82
PBDUFWFP | Eaton (formerly Cooper Lighting) | Metalux | 4SNLED-LD4-43SL-RW-[Voltages include 120-277V]-[Emergency include blank, EL, EL10W]-[Wiring include blank, PI/CPI]-[Motion Sensors include blank, LB- or HB-ERMS360, LB- or HB-MRMS360]-L850-[Driver Types include CD, 5LTD, 5LTHD]1-[Packaging] | Indoor Luminaires | Linear Ambient | Direct Linear Ambient Luminaires | Standard | FALSE | [9 empty] | 7/9/2015 | Dimmable | Continuous (Can dim down to ≤ 10% (W)) | Not Yet Verified |  |  | 4687.94 | 112.95 | 41.5 | 9.7 | 0.99 | 5000 | 82
P8QCCUZF | Eaton (formerly Cooper Lighting) | Metalux | 4SNLED-LD4-43SL-RW-[Voltages include 120-277V]-[Emergency include blank, EL, EL10W]-[Wiring include blank, PI/CPI]-[Motion Sensors include blank, LB- or HB-ERMS360, LB- or HB-MRMS360]-L850-SD1-[Packaging] | Indoor Luminaires | Linear Ambient | Direct Linear Ambient Luminaires | Standard | FALSE | [9 empty] | 7/9/2015 | Dimmable | Stepped | Not Yet Verified |  |  | 4687.94 | 111.08 | 42.21 | 12.5 | 0.99 | 5000 | 82
PUGJ2S3C | Eaton (formerly Cooper Lighting) | Metalux | 4SNLED-LD4-46SL-RW-[Voltages include 120-277V]-[Emergency include blank, EL, EL10W]-[Wiring include blank, PI/CPI]-[Motion Sensors include blank, LB- or HB-ERMS360, LB- or HB-MRMS360]-L835-[Driver Types include CD, 5LTD, 5LTHD]1-[Packaging] | Indoor Luminaires | Linear Ambient | Direct Linear Ambient Luminaires | Standard | FALSE | [9 empty] | 7/9/2015 | Dimmable | Continuous (Can dim down to ≤ 10% (W)) | Not Yet Verified |  |  | 4727.82 | 102.92 | 45.94 | 8.91 | 0.991 | 3500 | 82
P81YZH65 | Eaton (formerly Cooper Lighting) | Metalux | 4SNLED-LD4-46SL-RW-[Voltages include 120-277V]-[Emergency include blank, EL, EL10W]-[Wiring include blank, PI/CPI]-[Motion Sensors include blank, LB- or HB-ERMS360, LB- or HB-MRMS360]-L835-SD1-[Packaging] | Indoor Luminaires | Linear Ambient | Direct Linear Ambient Luminaires | Standard | FALSE | [9 empty] | 7/9/2015 | Dimmable | Stepped | Not Yet Verified |  |  | 4727.82 | 101.62 | 46.53 | 11.8 | 0.991 | 3500 | 82
P613E67P | Eaton (formerly Cooper Lighting) | Metalux | 4SNLED-LD4-46SL-RW-[Voltages include 120-277V]-[Emergency include blank, EL, EL10W]-[Wiring include blank, PI/CPI]-[Motion Sensors include blank, LB- or HB-ERMS360, LB- or HB-MRMS360]-L840-[Driver Types include CD, 5LTD, 5LTHD]1-[Packaging] | Indoor Luminaires | Linear Ambient | Direct Linear Ambient Luminaires | Standard | FALSE | [9 empty] | 7/9/2015 | Dimmable | Continuous (Can dim down to ≤ 10% (W)) | Not Yet Verified |  |  | 4855.48 | 105.7 | 45.94 | 8.91 | 0.991 | 4000 | 82
PT72U1AQ | Eaton (formerly Cooper Lighting) | Metalux | 4SNLED-LD4-46SL-RW-[Voltages include 120-277V]-[Emergency include blank, EL, EL10W]-[Wiring include blank, PI/CPI]-[Motion Sensors include blank, LB- or HB-ERMS360, LB- or HB-MRMS360]-L840-SD1-[Packaging] | Indoor Luminaires | Linear Ambient | Direct Linear Ambient Luminaires | Standard | FALSE | [9 empty] | 7/9/2015 | Dimmable | Stepped | Not Yet Verified |  |  | 4855.48 | 104.36 | 46.53 | 11.8 | 0.991 | 4000 | 82
PP5GDSQQ | Eaton (formerly Cooper Lighting) | Metalux | 4SNLED-LD4-46SL-RW-[Voltages include 120-277V]-[Emergency include blank, EL, EL10W]-[Wiring include blank, PI/CPI]-[Motion Sensors include blank, LB- or HB-ERMS360, LB- or HB-MRMS360]-L850-[Driver Types include CD, 5LTD, 5LTHD]1-[Packaging] | Indoor Luminaires | Linear Ambient | Direct Linear Ambient Luminaires | Standard | FALSE | [9 empty] | 7/9/2015 | Dimmable | Continuous (Can dim down to ≤ 10% (W)) | Not Yet Verified |  |  | 5072.96 | 110.43 | 45.94 | 8.91 | 0.991 | 5000 | 82
PK697V9D | Eaton (formerly Cooper Lighting) | Metalux | 4SNLED-LD4-46SL-RW-[Voltages include 120-277V]-[Emergency include blank, EL, EL10W]-[Wiring include blank, PI/CPI]-[Motion Sensors include blank, LB- or HB-ERMS360, LB- or HB-MRMS360]-L850-SD1-[Packaging] | Indoor Luminaires | Linear Ambient | Direct Linear Ambient Luminaires | Standard | FALSE | [9 empty] | 7/9/2015 | Dimmable | Stepped | Not Yet Verified |  |  | 5072.96 | 109.04 | 46.53 | 11.8 | 0.991 | 5000 | 82
PN6SNJUB | Eaton (formerly Cooper Lighting) | Metalux | 4SNLED-LD4-50SL-RW-[Voltages include 120-277V]-[Emergency include blank, EL, EL10W]-[Wiring include blank, PI/CPI]-[Motion Sensors include blank, LB- or HB-ERMS360, LB- or HB-MRMS360]-L835-[Driver Types include CD, 5LTD, 5LTHD]1-[Packaging] | Indoor Luminaires | Linear Ambient | Direct Linear Ambient Luminaires | Standard | FALSE | [9 empty] | 7/9/2015 | Dimmable | Continuous (Can dim down to ≤ 10% (W)) | Not Yet Verified |  |  | 5071.32 | 100.86 | 50.28 | 8.63 | 0.992 | 3500 | 82
PZK8Y23B | Eaton (formerly Cooper Lighting) | Metalux | 4SNLED-LD4-50SL-RW-[Voltages include 120-277V]-[Emergency include blank, EL, EL10W]-[Wiring include blank, PI/CPI]-[Motion Sensors include blank, LB- or HB-ERMS360, LB- or HB-MRMS360]-L835-SD1-[Packaging] | Indoor Luminaires | Linear Ambient | Direct Linear Ambient Luminaires | Standard | FALSE | [9 empty] | 7/9/2015 | Dimmable | Stepped | Not Yet Verified |  |  | 5071.32 | 99.83 | 50.8 | 11.2 | 0.992 | 3500 | 82
PJTH23XV | Eaton (formerly Cooper Lighting) | Metalux | 4SNLED-LD4-50SL-RW-[Voltages include 120-277V]-[Emergency include blank, EL, EL10W]-[Wiring include blank, PI/CPI]-[Motion Sensors include blank, LB- or HB-ERMS360, LB- or HB-MRMS360]-L840-[Driver Types include CD, 5LTD, 5LTHD]1-[Packaging] | Indoor Luminaires | Linear Ambient | Direct Linear Ambient Luminaires | Standard | FALSE | [9 empty] | 7/9/2015 | Dimmable | Continuous (Can dim down to ≤ 10% (W)) | Not Yet Verified |  |  | 5208.25 | 103.59 | 50.28 | 8.63 | 0.992 | 4000 | 82
P6RV2SQV | Eaton (formerly Cooper Lighting) | Metalux | 4SNLED-LD4-50SL-RW-[Voltages include 120-277V]-[Emergency include blank, EL, EL10W]-[Wiring include blank, PI/CPI]-[Motion Sensors include blank, LB- or HB-ERMS360, LB- or HB-MRMS360]-L840-SD1-[Packaging] | Indoor Luminaires | Linear Ambient | Direct Linear Ambient Luminaires | Standard | FALSE | [9 empty] | 7/9/2015 | Dimmable | Stepped | Not Yet Verified |  |  | 5208.25 | 102.52 | 50.8 | 11.2 | 0.992 | 4000 | 82
P43HK8JE | Eaton (formerly Cooper Lighting) | Metalux | 4SNLED-LD4-50SL-RW-[Voltages include 120-277V]-[Emergency include blank, EL, EL10W]-[Wiring include blank, PI/CPI]-[Motion Sensors include blank, LB- or HB-ERMS360, LB- or HB-MRMS360]-L850-[Driver Types include CD, 5LTD, 5LTHD]1-[Packaging] | Indoor Luminaires | Linear Ambient | Direct Linear Ambient Luminaires | Standard | FALSE | [9 empty] | 7/9/2015 | Dimmable | Continuous (Can dim down to ≤ 10% (W)) | Not Yet Verified |  |  | 5441.53 | 108.23 | 50.28 | 8.63 | 0.992 | 5000 | 82
PAKGRSNY | Eaton (formerly Cooper Lighting) | Metalux | 4SNLED-LD4-50SL-RW-[Voltages include 120-277V]-[Emergency include blank, EL, EL10W]-[Wiring include blank, PI/CPI]-[Motion Sensors include blank, LB- or HB-ERMS360, LB- or HB-MRMS360]-L850-SD1-[Packaging] | Indoor Luminaires | Linear Ambient | Direct Linear Ambient Luminaires | Standard | FALSE | [9 empty] | 7/9/2015 | Dimmable | Stepped | Not Yet Verified |  |  | 5441.53 | 107.12 | 50.8 | 11.2 | 0.992 | 5000 | 82
PVJRZXPB | Eaton (formerly Cooper Lighting) | Metalux | 4SNLED-LD4-54SL-RW-[Voltages include 120-277V]-[Emergency include blank, EL, EL10W]-[Wiring include blank, PI/CPI]-[Motion Sensors include blank, LB- or HB-ERMS360, LB- or HB-MRMS360]-L835-[Driver Types include CD, 5LTD]1-[Packaging] | Indoor Luminaires | Linear Ambient | Direct Linear Ambient Luminaires | Standard | FALSE | [9 empty] | 7/9/2015 | Dimmable | Continuous (Can dim down to ≤ 10% (W)) | Not Yet Verified |  |  | 5409.41 | 96.9 | 55.82 | 9.26 | 0.994 | 3500 | 82
PP2F3MUS | Eaton (formerly Cooper Lighting) | Metalux | 4SNLED-LD4-54SL-RW-[Voltages include 120-277V]-[Emergency include blank, EL, EL10W]-[Wiring include blank, PI/CPI]-[Motion Sensors include blank, LB- or HB-ERMS360, LB- or HB-MRMS360]-L835-SD1-[Packaging] | Indoor Luminaires | Linear Ambient | Direct Linear Ambient Luminaires | Standard | FALSE | [9 empty] | 7/9/2015 | Dimmable | Stepped | Not Yet Verified |  |  | 5409.41 | 95.5 | 56.64 | 10.51 | 0.993 | 3500 | 82
PQ6W3DS6 | Eaton (formerly Cooper Lighting) | Metalux | 4SNLED-LD4-54SL-RW-[Voltages include 120-277V]-[Emergency include blank, EL, EL10W]-[Wiring include blank, PI/CPI]-[Motion Sensors include blank, LB- or HB-ERMS360, LB- or HB-MRMS360]-L840-[Driver Types include CD, 5LTD]1-[Packaging] | Indoor Luminaires | Linear Ambient | Direct Linear Ambient Luminaires | Standard | FALSE | [9 empty] | 7/9/2015 | Dimmable | Continuous (Can dim down to ≤ 10% (W)) | Not Yet Verified |  |  | 5555.46 | 99.52 | 55.82 | 9.26 | 0.994 | 4000 | 82
PZRHYY1G | Eaton (formerly Cooper Lighting) | Metalux | 4SKBLED-LD1-3-W-UNV-L835-CD1-U | Indoor Luminaires | Linear Ambient | Direct Linear Ambient Luminaires | Standard | TRUE | 3198 | 114.6 | 27.9 | 17.2 | 0.928 |  |  | 5 |  | 8/13/2015 | Dimmable | Continuous (Can dim down to ≤ 10% (W)) | Yes |  | 2.1
P55YZWRS | Eaton (formerly Cooper Lighting) | Metalux | 4SKBLED-LD1-9-W-UNV-L830-CD1-U | Indoor Luminaires | Linear Ambient | Direct Linear Ambient Luminaires | Standard | TRUE | 7771 | 83.1 | 93.5 | 3.57 | 0.999 |  |  | 5 |  | 8/13/2015 | Dimmable | Continuous (Can dim down to ≤ 10% (W)) | Yes |  | 2.1
PCHTB6NF | Eaton (formerly Cooper Lighting) | Metalux | 4SKBLED-LD1-41-W-UNV-L850-CD1-U | Indoor Luminaires | Linear Ambient | Direct Linear Ambient Luminaires | Standard | TRUE | 4746.81 | 132.18 | 35.912 | 7.73 | 0.995 | 4779 | 82.6 | 5 |  | 8/13/2015 | Dimmable | Continuous (Can dim down to ≤ 10% (W)) | Yes |  | 2.1
PKW8Z1VH | Eaton (formerly Cooper Lighting) | Metalux | 4SKBLED-[ALL MOUNTING ARRANGEMENTS]-LD1-3-N-[ALL VOLTAGES]-[ALL OPTIONS]-L835-CD1-[ALL WIRING]-[ALL MOTION SENSORS]--[ALL OPTIONS]-U | Indoor Luminaires | Linear Ambient | Direct Linear Ambient Luminaires | Standard | FALSE | [9 empty] | 8/13/2015 | Dimmable | Continuous (Can dim down to ≤ 10% (W)) | Yes |  |  | 3479 | 122.5 | 28.4 | 6.3 | 0.991 | 3500 | 82
PMPAVGBS | Eaton (formerly Cooper Lighting) | Metalux | 4SKBLED-[ALL MOUNTING ARRANGEMENTS]-LD1-3-N-[ALL VOLTAGES]-[ALL OPTIONS]-L835-CD1-[ALL WIRING]-[ALL MOTION SENSORS]-RS-[ALL OPTIONS]-U | Indoor Luminaires | Linear Ambient | Direct Linear Ambient Luminaires | Standard | FALSE | [9 empty] | 8/13/2015 | Dimmable | Continuous (Can dim down to ≤ 10% (W)) | Yes |  |  | 3394.08 | 119.51 | 28.4 | 6.3 | 0.991 | 3500 | 82
PH14164W | Eaton (formerly Cooper Lighting) | Metalux | 4SKBLED-[ALL MOUNTING ARRANGEMENTS]-LD1-3-N-[ALL VOLTAGES]-[ALL OPTIONS]-L840-CD1-[ALL WIRING]-[ALL MOTION SENSORS]--[ALL OPTIONS]-U | Indoor Luminaires | Linear Ambient | Direct Linear Ambient Luminaires | Standard | FALSE | [9 empty] | 8/13/2015 | Dimmable | Continuous (Can dim down to ≤ 10% (W)) | Yes |  |  | 3572.96 | 125.81 | 28.4 | 6.3 | 0.991 | 4000 | 82
P1E7CJ9Z | Eaton (formerly Cooper Lighting) | Metalux | 4SKBLED-[ALL MOUNTING ARRANGEMENTS]-LD1-3-N-[ALL VOLTAGES]-[ALL OPTIONS]-L840-CD1-[ALL WIRING]-[ALL MOTION SENSORS]-RS-[ALL OPTIONS]-U | Indoor Luminaires | Linear Ambient | Direct Linear Ambient Luminaires | Standard | FALSE | [9 empty] | 8/13/2015 | Dimmable | Continuous (Can dim down to ≤ 10% (W)) | Yes |  |  | 3485.72 | 122.74 | 28.4 | 6.3 | 0.991 | 4000 | 82
PJAVWAVQ | Eaton (formerly Cooper Lighting) | Metalux | 4SKBLED-[ALL MOUNTING ARRANGEMENTS]-LD1-3-N-[ALL VOLTAGES]-[ALL OPTIONS]-L850-CD1-[ALL WIRING]-[ALL MOTION SENSORS]--[ALL OPTIONS]-U | Indoor Luminaires | Linear Ambient | Direct Linear Ambient Luminaires | Standard | FALSE | [9 empty] | 8/13/2015 | Dimmable | Continuous (Can dim down to ≤ 10% (W)) | Yes |  |  | 3733 | 131.44 | 28.4 | 6.3 | 0.991 | 5000 | 82
P5J88F9T | Eaton (formerly Cooper Lighting) | Metalux | 4SKBLED-[ALL MOUNTING ARRANGEMENTS]-LD1-3-N-[ALL VOLTAGES]-[ALL OPTIONS]-L850-CD1-[ALL WIRING]-[ALL MOTION SENSORS]-RS-[ALL OPTIONS]-U | Indoor Luminaires | Linear Ambient | Direct Linear Ambient Luminaires | Standard | FALSE | [9 empty] | 8/13/2015 | Dimmable | Continuous (Can dim down to ≤ 10% (W)) | Yes |  |  | 3641.85 | 128.23 | 28.4 | 6.3 | 0.991 | 5000 | 82
PSYDQP94 | Eaton (formerly Cooper Lighting) | Metalux | 4SKBLED-[ALL MOUNTING ARRANGEMENTS]-LD1-3-W-[ALL VOLTAGES]-[ALL OPTIONS]-L835-CD1-[ALL WIRING]-[ALL MOTION SENSORS]--[ALL OPTIONS]-U | Indoor Luminaires | Linear Ambient | Direct Linear Ambient Luminaires | Standard | FALSE | [9 empty] | 8/13/2015 | Dimmable | Continuous (Can dim down to ≤ 10% (W)) | Yes |  |  | 3198 | 112.61 | 28.4 | 6.3 | 0.991 | 3500 | 82
PSZMATVU | Eaton (formerly Cooper Lighting) | Metalux | 4SKBLED-[ALL MOUNTING ARRANGEMENTS]-LD1-3-W-[ALL VOLTAGES]-[ALL OPTIONS]-L840-CD1-[ALL WIRING]-[ALL MOTION SENSORS]--[ALL OPTIONS]-U | Indoor Luminaires | Linear Ambient | Direct Linear Ambient Luminaires | Standard | FALSE | [9 empty] | 8/13/2015 | Dimmable | Continuous (Can dim down to ≤ 10% (W)) | Yes |  |  | 3284 | 115.63 | 28.4 | 6.3 | 0.991 | 4000 | 82
PSBXSVUC | Eaton (formerly Cooper Lighting) | Metalux | 4SKBLED-[ALL MOUNTING ARRANGEMENTS]-LD1-3-W-[ALL VOLTAGES]-[ALL OPTIONS]-L850-CD1-[ALL WIRING]-[ALL MOTION SENSORS]--[ALL OPTIONS]-U | Indoor Luminaires | Linear Ambient | Direct Linear Ambient Luminaires | Standard | FALSE | [9 empty] | 8/13/2015 | Dimmable | Continuous (Can dim down to ≤ 10% (W)) | Yes |  |  | 3431 | 120.81 | 28.4 | 6.3 | 0.991 | 5000 | 82
PNQ8FRCP | Eaton (formerly Cooper Lighting) | Metalux | 4SKBLED-[ALL MOUNTING ARRANGEMENTS]-LD1-3-W-[ALL VOLTAGES]-[ALL OPTIONS]-L850-CD1-[ALL WIRING]-[ALL MOTION SENSORS]-RS-[ALL OPTIONS]-U | Indoor Luminaires | Linear Ambient | Direct Linear Ambient Luminaires | Standard | FALSE | [9 empty] | 8/13/2015 | Dimmable | Continuous (Can dim down to ≤ 10% (W)) | Yes |  |  | 3307 | 116.44 | 28.4 | 6.3 | 0.991 | 5000 | 82
PS5215DJ | Eaton (formerly Cooper Lighting) | Metalux | 4SKBLED-[ALL MOUNTING ARRANGEMENTS]-LD1-4-N-[ALL VOLTAGES]-[ALL OPTIONS]-L835-CD1-[ALL WIRING]-[ALL MOTION SENSORS]--[ALL OPTIONS]-U | Indoor Luminaires | Linear Ambient | Direct Linear Ambient Luminaires | Standard | FALSE | [9 empty] | 8/13/2015 | Dimmable | Continuous (Can dim down to ≤ 10% (W)) | Yes |  |  | 4416 | 121.32 | 36.4 | 9.1 | 0.99 | 3500 | 82
PS3X6A52 | Eaton (formerly Cooper Lighting) | Metalux | 4SKBLED-[ALL MOUNTING ARRANGEMENTS]-LD1-4-N-[ALL VOLTAGES]-[ALL OPTIONS]-L835-CD1-[ALL WIRING]-[ALL MOTION SENSORS]-RS-[ALL OPTIONS]-U | Indoor Luminaires | Linear Ambient | Direct Linear Ambient Luminaires | Standard | FALSE | [9 empty] | 8/13/2015 | Dimmable | Continuous (Can dim down to ≤ 10% (W)) | Yes |  |  | 4308 | 118.35 | 36.4 | 9.1 | 0.99 | 3500 | 82
PMHWTA5N | Eaton (formerly Cooper Lighting) | Metalux | 4SKBLED-[ALL MOUNTING ARRANGEMENTS]-LD1-4-N-[ALL VOLTAGES]-[ALL OPTIONS]-L835-5LTD1-[ALL WIRING]-[ALL MOTION SENSORS]--[ALL OPTIONS]-U | Indoor Luminaires | Linear Ambient | Direct Linear Ambient Luminaires | Standard | FALSE | [9 empty] | 8/13/2015 | Dimmable | Continuous (Can dim down to ≤ 10% (W)) | Yes |  |  | 4416 | 123.01 | 35.9 | 14.9 | 0.986 | 3500 | 82
PHKRVRQE | Eaton (formerly Cooper Lighting) | Metalux | 4SKBLED-[ALL MOUNTING ARRANGEMENTS]-LD1-4-N-[ALL VOLTAGES]-[ALL OPTIONS]-L835-5LTD1-[ALL WIRING]-[ALL MOTION SENSORS]-RS-[ALL OPTIONS]-U | Indoor Luminaires | Linear Ambient | Direct Linear Ambient Luminaires | Standard | FALSE | [9 empty] | 8/13/2015 | Dimmable | Continuous (Can dim down to ≤ 10% (W)) | Yes |  |  | 4308 | 120 | 35.9 | 14.9 | 0.986 | 3500 | 82
PHFH77RA | Eaton (formerly Cooper Lighting) | Metalux | 4SKBLED-[ALL MOUNTING ARRANGEMENTS]-LD1-4-N-[ALL VOLTAGES]-[ALL OPTIONS]-L840-CD1-[ALL WIRING]-[ALL MOTION SENSORS]--[ALL OPTIONS]-U | Indoor Luminaires | Linear Ambient | Direct Linear Ambient Luminaires | Standard | FALSE | [9 empty] | 8/13/2015 | Dimmable | Continuous (Can dim down to ≤ 10% (W)) | Yes |  |  | 4535 | 124.59 | 36.4 | 9.1 | 0.99 | 4000 | 82
P4UKYRKA | Eaton (formerly Cooper Lighting) | Metalux | 4SKBLED-[ALL MOUNTING ARRANGEMENTS]-LD1-4-N-[ALL VOLTAGES]-[ALL OPTIONS]-L840-CD1-[ALL WIRING]-[ALL MOTION SENSORS]-RS-[ALL OPTIONS]-U | Indoor Luminaires | Linear Ambient | Direct Linear Ambient Luminaires | Standard | FALSE | [9 empty] | 8/13/2015 | Dimmable | Continuous (Can dim down to ≤ 10% (W)) | Yes |  |  | 4424 | 121.54 | 36.4 | 9.1 | 0.99 | 4000 | 82
PHAWVYMA | Eaton (formerly Cooper Lighting) | Metalux | 4SKBLED-[ALL MOUNTING ARRANGEMENTS]-LD1-4-N-[ALL VOLTAGES]-[ALL OPTIONS]-L840-5LTD1-[ALL WIRING]-[ALL MOTION SENSORS]--[ALL OPTIONS]-U | Indoor Luminaires | Linear Ambient | Direct Linear Ambient Luminaires | Standard | FALSE | [9 empty] | 8/13/2015 | Dimmable | Continuous (Can dim down to ≤ 10% (W)) | Yes |  |  | 4535 | 126.32 | 35.9 | 14.9 | 0.986 | 4000 | 82
PFMYRGAH | Eaton (formerly Cooper Lighting) | Metalux | 4SKBLED-[ALL MOUNTING ARRANGEMENTS]-LD1-4-N-[ALL VOLTAGES]-[ALL OPTIONS]-L840-5LTD1-[ALL WIRING]-[ALL MOTION SENSORS]-RS-[ALL OPTIONS]-U | Indoor Luminaires | Linear Ambient | Direct Linear Ambient Luminaires | Standard | FALSE | [9 empty] | 8/13/2015 | Dimmable | Continuous (Can dim down to ≤ 10% (W)) | Yes |  |  | 4424 | 123.23 | 35.9 | 14.9 | 0.986 | 4000 | 82
PVMEQZEH | Eaton (formerly Cooper Lighting) | Metalux | 4SKBLED-[ALL MOUNTING ARRANGEMENTS]-LD1-4-N-[ALL VOLTAGES]-[ALL OPTIONS]-L850-CD1-[ALL WIRING]-[ALL MOTION SENSORS]--[ALL OPTIONS]-U | Indoor Luminaires | Linear Ambient | Direct Linear Ambient Luminaires | Standard | FALSE | [9 empty] | 8/13/2015 | Dimmable | Continuous (Can dim down to ≤ 10% (W)) | Yes |  |  | 4738 | 130.16 | 36.4 | 9.1 | 0.99 | 5000 | 82
PXP8DQ1T | Eaton (formerly Cooper Lighting) | Metalux | 4SKBLED-[ALL MOUNTING ARRANGEMENTS]-LD1-4-N-[ALL VOLTAGES]-[ALL OPTIONS]-L850-CD1-[ALL WIRING]-[ALL MOTION SENSORS]-RS-[ALL OPTIONS]-U | Indoor Luminaires | Linear Ambient | Direct Linear Ambient Luminaires | Standard | FALSE | [9 empty] | 8/13/2015 | Dimmable | Continuous (Can dim down to ≤ 10% (W)) | Yes |  |  | 4622 | 126.98 | 36.4 | 9.1 | 0.99 | 5000 | 82
PZM4UVNA | Eaton (formerly Cooper Lighting) | Metalux | 4SKBLED-[ALL MOUNTING ARRANGEMENTS]-LD1-4-N-[ALL VOLTAGES]-[ALL OPTIONS]-L850-5LTD1-[ALL WIRING]-[ALL MOTION SENSORS]--[ALL OPTIONS]-U | Indoor Luminaires | Linear Ambient | Direct Linear Ambient Luminaires | Standard | FALSE | [9 empty] | 8/13/2015 | Dimmable | Continuous (Can dim down to ≤ 10% (W)) | Yes |  |  | 4738 | 131.98 | 35.9 | 14.9 | 0.986 | 5000 | 82
PK5A2CDB | Eaton (formerly Cooper Lighting) | Metalux | 4SKBLED-[ALL MOUNTING ARRANGEMENTS]-LD1-4-N-[ALL VOLTAGES]-[ALL OPTIONS]-L850-5LTD1-[ALL WIRING]-[ALL MOTION SENSORS]-RS-[ALL OPTIONS]-U | Indoor Luminaires | Linear Ambient | Direct Linear Ambient Luminaires | Standard | FALSE | [9 empty] | 8/13/2015 | Dimmable | Continuous (Can dim down to ≤ 10% (W)) | Yes |  |  | 4622 | 128.75 | 35.9 | 14.9 | 0.986 | 5000 | 82
P4VSZQ3J | Eaton (formerly Cooper Lighting) | Metalux | 4SKBLED-[ALL MOUNTING ARRANGEMENTS]-LD1-4-W-[ALL VOLTAGES]-[ALL OPTIONS]-L835-CD1-[ALL WIRING]-[ALL MOTION SENSORS]--[ALL OPTIONS]-U | Indoor Luminaires | Linear Ambient | Direct Linear Ambient Luminaires | Standard | FALSE | [9 empty] | 8/13/2015 | Dimmable | Continuous (Can dim down to ≤ 10% (W)) | Yes |  |  | 4059 | 111.51 | 36.4 | 9.1 | 0.99 | 3500 | 82
PHEH2F2W | Eaton (formerly Cooper Lighting) | Metalux | 4SKBLED-[ALL MOUNTING ARRANGEMENTS]-LD1-4-W-[ALL VOLTAGES]-[ALL OPTIONS]-L835-CD1-[ALL WIRING]-[ALL MOTION SENSORS]-RS-[ALL OPTIONS]-U | Indoor Luminaires | Linear Ambient | Direct Linear Ambient Luminaires | Standard | FALSE | [9 empty] | 8/13/2015 | Dimmable | Continuous (Can dim down to ≤ 10% (W)) | Yes |  |  | 3912 | 107.47 | 36.4 | 9.1 | 0.99 | 3500 | 82
PWXRJVTS | Eaton (formerly Cooper Lighting) | Metalux | 4SKBLED-[ALL MOUNTING ARRANGEMENTS]-LD1-4-W-[ALL VOLTAGES]-[ALL OPTIONS]-L835-5LTD1-[ALL WIRING]-[ALL MOTION SENSORS]--[ALL OPTIONS]-U | Indoor Luminaires | Linear Ambient | Direct Linear Ambient Luminaires | Standard | FALSE | [9 empty] | 8/13/2015 | Dimmable | Continuous (Can dim down to ≤ 10% (W)) | Yes |  |  | 4059 | 113.06 | 35.9 | 14.9 | 0.986 | 3500 | 82
PA46XYHJ | Eaton (formerly Cooper Lighting) | Metalux | 4SKBLED-[ALL MOUNTING ARRANGEMENTS]-LD1-4-W-[ALL VOLTAGES]-[ALL OPTIONS]-L835-5LTD1-[ALL WIRING]-[ALL MOTION SENSORS]-RS-[ALL OPTIONS]-U | Indoor Luminaires | Linear Ambient | Direct Linear Ambient Luminaires | Standard | FALSE | [9 empty] | 8/13/2015 | Dimmable | Continuous (Can dim down to ≤ 10% (W)) | Yes |  |  | 3912 | 108.97 | 35.9 | 14.9 | 0.986 | 3500 | 82
PRDYWAG4 | Eaton (formerly Cooper Lighting) | Metalux | 4SKBLED-[ALL MOUNTING ARRANGEMENTS]-LD1-4-W-[ALL VOLTAGES]-[ALL OPTIONS]-L840-CD1-[ALL WIRING]-[ALL MOTION SENSORS]--[ALL OPTIONS]-U | Indoor Luminaires | Linear Ambient | Direct Linear Ambient Luminaires | Standard | FALSE | [9 empty] | 8/13/2015 | Dimmable | Continuous (Can dim down to ≤ 10% (W)) | Yes |  |  | 4169 | 114.53 | 36.4 | 9.1 | 0.99 | 4000 | 82
P4SPA8HS | Eaton (formerly Cooper Lighting) | Metalux | 4SKBLED-[ALL MOUNTING ARRANGEMENTS]-LD1-4-W-[ALL VOLTAGES]-[ALL OPTIONS]-L840-CD1-[ALL WIRING]-[ALL MOTION SENSORS]-RS-[ALL OPTIONS]-U | Indoor Luminaires | Linear Ambient | Direct Linear Ambient Luminaires | Standard | FALSE | [9 empty] | 8/13/2015 | Dimmable | Continuous (Can dim down to ≤ 10% (W)) | Yes |  |  | 4018 | 110.38 | 36.4 | 9.1 | 0.99 | 4000 | 82
PFV3PWQZ | Eaton (formerly Cooper Lighting) | Metalux | 4SKBLED-[ALL MOUNTING ARRANGEMENTS]-LD1-4-W-[ALL VOLTAGES]-[ALL OPTIONS]-L840-5LTD1-[ALL WIRING]-[ALL MOTION SENSORS]--[ALL OPTIONS]-U | Indoor Luminaires | Linear Ambient | Direct Linear Ambient Luminaires | Standard | FALSE | [9 empty] | 8/13/2015 | Dimmable | Continuous (Can dim down to ≤ 10% (W)) | Yes |  |  | 4169 | 116.13 | 35.9 | 14.9 | 0.986 | 4000 | 82
PGUSSVU3 | Eaton (formerly Cooper Lighting) | Metalux | 4SKBLED-[ALL MOUNTING ARRANGEMENTS]-LD1-4-W-[ALL VOLTAGES]-[ALL OPTIONS]-L840-5LTD1-[ALL WIRING]-[ALL MOTION SENSORS]-RS-[ALL OPTIONS]-U | Indoor Luminaires | Linear Ambient | Direct Linear Ambient Luminaires | Standard | FALSE | [9 empty] | 8/13/2015 | Dimmable | Continuous (Can dim down to ≤ 10% (W)) | Yes |  |  | 4018 | 111.92 | 35.9 | 14.9 | 0.986 | 4000 | 82
P1VB2UA2 | Eaton (formerly Cooper Lighting) | Metalux | 4SKBLED-[ALL MOUNTING ARRANGEMENTS]-LD1-4-W-[ALL VOLTAGES]-[ALL OPTIONS]-L850-CD1-[ALL WIRING]-[ALL MOTION SENSORS]--[ALL OPTIONS]-U | Indoor Luminaires | Linear Ambient | Direct Linear Ambient Luminaires | Standard | FALSE | [9 empty] | 8/13/2015 | Dimmable | Continuous (Can dim down to ≤ 10% (W)) | Yes |  |  | 4355 | 119.64 | 36.4 | 9.1 | 0.99 | 5000 | 82
PBVEEV22 | Eaton (formerly Cooper Lighting) | Metalux | 4SKBLED-[ALL MOUNTING ARRANGEMENTS]-LD1-4-W-[ALL VOLTAGES]-[ALL OPTIONS]-L850-CD1-[ALL WIRING]-[ALL MOTION SENSORS]-RS-[ALL OPTIONS]-U | Indoor Luminaires | Linear Ambient | Direct Linear Ambient Luminaires | Standard | FALSE | [9 empty] | 8/13/2015 | Dimmable | Continuous (Can dim down to ≤ 10% (W)) | Yes |  |  | 4198 | 115.33 | 36.4 | 9.1 | 0.99 | 5000 | 82
PFCJXKA4 | Eaton (formerly Cooper Lighting) | Metalux | 4SKBLED-[ALL MOUNTING ARRANGEMENTS]-LD1-4-W-[ALL VOLTAGES]-[ALL OPTIONS]-L850-5LTD1-[ALL WIRING]-[ALL MOTION SENSORS]--[ALL OPTIONS]-U | Indoor Luminaires | Linear Ambient | Direct Linear Ambient Luminaires | Standard | FALSE | [9 empty] | 8/13/2015 | Dimmable | Continuous (Can dim down to ≤ 10% (W)) | Yes |  |  | 4355 | 121.31 | 35.9 | 14.9 | 0.986 | 5000 | 82
PHCJB4VJ | Eaton (formerly Cooper Lighting) | Metalux | 4SKBLED-[ALL MOUNTING ARRANGEMENTS]-LD1-4-W-[ALL VOLTAGES]-[ALL OPTIONS]-L850-5LTD1-[ALL WIRING]-[ALL MOTION SENSORS]-RS-[ALL OPTIONS]-U | Indoor Luminaires | Linear Ambient | Direct Linear Ambient Luminaires | Standard | FALSE | [9 empty] | 8/13/2015 | Dimmable | Continuous (Can dim down to ≤ 10% (W)) | Yes |  |  | 4198 | 116.94 | 35.9 | 14.9 | 0.986 | 5000 | 82
PUFDRXAD | Eaton (formerly Cooper Lighting) | Metalux | 4SKBLED-[ALL MOUNTING ARRANGEMENTS]-LD1-5-N-[ALL VOLTAGES]-[ALL OPTIONS]-L835-CD1-[ALL WIRING]-[ALL MOTION SENSORS]--[ALL OPTIONS]-U | Indoor Luminaires | Linear Ambient | Direct Linear Ambient Luminaires | Standard | FALSE | [9 empty] | 8/13/2015 | Dimmable | Continuous (Can dim down to ≤ 10% (W)) | Yes |  |  | 5447 | 117.85 | 46.22 | 8.3393 | 0.99278 | 3500 | 82
P6MJPHZE | Eaton (formerly Cooper Lighting) | Metalux | 4SKBLED-[ALL MOUNTING ARRANGEMENTS]-LD1-5-N-[ALL VOLTAGES]-[ALL OPTIONS]-L835-CD1-[ALL WIRING]-[ALL MOTION SENSORS]-RS-[ALL OPTIONS]-U | Indoor Luminaires | Linear Ambient | Direct Linear Ambient Luminaires | Standard | FALSE | [9 empty] | 8/13/2015 | Dimmable | Continuous (Can dim down to ≤ 10% (W)) | Yes |  |  | 5314 | 114.97 | 46.22 | 8.3393 | 0.99278 | 3500 | 82
PAXHBX7B | Eaton (formerly Cooper Lighting) | Metalux | 4SKBLED-[ALL MOUNTING ARRANGEMENTS]-LD1-5-N-[ALL VOLTAGES]-[ALL OPTIONS]-L835-5LTD1-[ALL WIRING]-[ALL MOTION SENSORS]--[ALL OPTIONS]-U | Indoor Luminaires | Linear Ambient | Direct Linear Ambient Luminaires | Standard | FALSE | [9 empty] | 8/13/2015 | Dimmable | Continuous (Can dim down to ≤ 10% (W)) | Yes |  |  | 5447 | 119.75 | 45.49 | 12.7885 | 0.99007 | 3500 | 82
PSH5KU9S | Eaton (formerly Cooper Lighting) | Metalux | 4SKBLED-[ALL MOUNTING ARRANGEMENTS]-LD1-5-N-[ALL VOLTAGES]-[ALL OPTIONS]-L835-5LTD1-[ALL WIRING]-[ALL MOTION SENSORS]-RS-[ALL OPTIONS]-U | Indoor Luminaires | Linear Ambient | Direct Linear Ambient Luminaires | Standard | FALSE | [9 empty] | 8/13/2015 | Dimmable | Continuous (Can dim down to ≤ 10% (W)) | Yes |  |  | 5314 | 116.82 | 45.49 | 12.7885 | 0.99007 | 3500 | 82
PT3Z1QTS | Eaton (formerly Cooper Lighting) | Metalux | 4SKBLED-[ALL MOUNTING ARRANGEMENTS]-LD1-5-N-[ALL VOLTAGES]-[ALL OPTIONS]-L840-CD1-[ALL WIRING]-[ALL MOTION SENSORS]--[ALL OPTIONS]-U | Indoor Luminaires | Linear Ambient | Direct Linear Ambient Luminaires | Standard | FALSE | [9 empty] | 8/13/2015 | Dimmable | Continuous (Can dim down to ≤ 10% (W)) | Yes |  |  | 5594.07 | 121.03 | 46.22 | 8.3393 | 0.99278 | 4000 | 82
PQBZ72YJ | Eaton (formerly Cooper Lighting) | Metalux | 4SKBLED-[ALL MOUNTING ARRANGEMENTS]-LD1-5-N-[ALL VOLTAGES]-[ALL OPTIONS]-L840-CD1-[ALL WIRING]-[ALL MOTION SENSORS]-RS-[ALL OPTIONS]-U | Indoor Luminaires | Linear Ambient | Direct Linear Ambient Luminaires | Standard | FALSE | [9 empty] | 8/13/2015 | Dimmable | Continuous (Can dim down to ≤ 10% (W)) | Yes |  |  | 5457.48 | 118.07 | 46.22 | 8.3393 | 0.99278 | 4000 | 82
P19JBMZH | Eaton (formerly Cooper Lighting) | Metalux | 4SKBLED-[ALL MOUNTING ARRANGEMENTS]-LD1-5-N-[ALL VOLTAGES]-[ALL OPTIONS]-L840-5LTD1-[ALL WIRING]-[ALL MOTION SENSORS]--[ALL OPTIONS]-U | Indoor Luminaires | Linear Ambient | Direct Linear Ambient Luminaires | Standard | FALSE | [9 empty] | 8/13/2015 | Dimmable | Continuous (Can dim down to ≤ 10% (W)) | Yes |  |  | 5594.07 | 122.98 | 45.49 | 12.7885 | 0.99007 | 4000 | 82
PRA9FXGC | Eaton (formerly Cooper Lighting) | Metalux | 4SKBLED-[ALL MOUNTING ARRANGEMENTS]-LD1-5-N-[ALL VOLTAGES]-[ALL OPTIONS]-L840-5LTD1-[ALL WIRING]-[ALL MOTION SENSORS]-RS-[ALL OPTIONS]-U | Indoor Luminaires | Linear Ambient | Direct Linear Ambient Luminaires | Standard | FALSE | [9 empty] | 8/13/2015 | Dimmable | Continuous (Can dim down to ≤ 10% (W)) | Yes |  |  | 5457.48 | 119.98 | 45.49 | 12.7885 | 0.99007 | 4000 | 82
P7JECBWP | Eaton (formerly Cooper Lighting) | Metalux | 4SKBLED-[ALL MOUNTING ARRANGEMENTS]-LD1-5-N-[ALL VOLTAGES]-[ALL OPTIONS]-L850-CD1-[ALL WIRING]-[ALL MOTION SENSORS]--[ALL OPTIONS]-U | Indoor Luminaires | Linear Ambient | Direct Linear Ambient Luminaires | Standard | FALSE | [9 empty] | 8/13/2015 | Dimmable | Continuous (Can dim down to ≤ 10% (W)) | Yes |  |  | 5844.63 | 126.45 | 46.22 | 8.3393 | 0.99278 | 5000 | 82
PTUY3FYV | Eaton (formerly Cooper Lighting) | Metalux | 4SKBLED-[ALL MOUNTING ARRANGEMENTS]-LD1-5-N-[ALL VOLTAGES]-[ALL OPTIONS]-L850-CD1-[ALL WIRING]-[ALL MOTION SENSORS]-RS-[ALL OPTIONS]-U | Indoor Luminaires | Linear Ambient | Direct Linear Ambient Luminaires | Standard | FALSE | [9 empty] | 8/13/2015 | Dimmable | Continuous (Can dim down to ≤ 10% (W)) | Yes |  |  | 5701.92 | 123.36 | 46.22 | 8.3393 | 0.99278 | 5000 | 82
PWTD5J21 | Eaton (formerly Cooper Lighting) | Metalux | 4SKBLED-[ALL MOUNTING ARRANGEMENTS]-LD1-5-N-[ALL VOLTAGES]-[ALL OPTIONS]-L850-5LTD1-[ALL WIRING]-[ALL MOTION SENSORS]--[ALL OPTIONS]-U | Indoor Luminaires | Linear Ambient | Direct Linear Ambient Luminaires | Standard | FALSE | [9 empty] | 8/13/2015 | Dimmable | Continuous (Can dim down to ≤ 10% (W)) | Yes |  |  | 5844.63 | 128.49 | 45.49 | 12.7885 | 0.99007 | 5000 | 82
PHWHHKJB | Eaton (formerly Cooper Lighting) | Metalux | 4SKBLED-[ALL MOUNTING ARRANGEMENTS]-LD1-5-N-[ALL VOLTAGES]-[ALL OPTIONS]-L850-5LTD1-[ALL WIRING]-[ALL MOTION SENSORS]-RS-[ALL OPTIONS]-U | Indoor Luminaires | Linear Ambient | Direct Linear Ambient Luminaires | Standard | FALSE | [9 empty] | 8/13/2015 | Dimmable | Continuous (Can dim down to ≤ 10% (W)) | Yes |  |  | 5701.92 | 125.35 | 45.49 | 12.7885 | 0.99007 | 5000 | 82
P3ZU3KQS | Eaton (formerly Cooper Lighting) | Metalux | 4SKBLED-[ALL MOUNTING ARRANGEMENTS]-LD1-5-W-[ALL VOLTAGES]-[ALL OPTIONS]-L835-CD1-[ALL WIRING]-[ALL MOTION SENSORS]--[ALL OPTIONS]-U | Indoor Luminaires | Linear Ambient | Direct Linear Ambient Luminaires | Standard | FALSE | [9 empty] | 8/13/2015 | Dimmable | Continuous (Can dim down to ≤ 10% (W)) | Yes |  |  | 5007 | 108.33 | 46.22 | 8.3393 | 0.99278 | 3500 | 82
P3U41B6G | Eaton (formerly Cooper Lighting) | Metalux | 4SKBLED-[ALL MOUNTING ARRANGEMENTS]-LD1-5-W-[ALL VOLTAGES]-[ALL OPTIONS]-L835-CD1-[ALL WIRING]-[ALL MOTION SENSORS]-RS-[ALL OPTIONS]-U | Indoor Luminaires | Linear Ambient | Direct Linear Ambient Luminaires | Standard | FALSE | [9 empty] | 8/13/2015 | Dimmable | Continuous (Can dim down to ≤ 10% (W)) | Yes |  |  | 4826 | 104.41 | 46.22 | 8.3393 | 0.99278 | 3500 | 82
PRVJEAX4 | Eaton (formerly Cooper Lighting) | Metalux | 4SKBLED-[ALL MOUNTING ARRANGEMENTS]-LD1-5-W-[ALL VOLTAGES]-[ALL OPTIONS]-L835-5LTD1-[ALL WIRING]-[ALL MOTION SENSORS]--[ALL OPTIONS]-U | Indoor Luminaires | Linear Ambient | Direct Linear Ambient Luminaires | Standard | FALSE | [9 empty] | 8/13/2015 | Dimmable | Continuous (Can dim down to ≤ 10% (W)) | Yes |  |  | 5007 | 110.07 | 45.49 | 12.7885 | 0.99007 | 3500 | 82
PS5MNRMY | Eaton (formerly Cooper Lighting) | Metalux | 4SKBLED-[ALL MOUNTING ARRANGEMENTS]-LD1-5-W-[ALL VOLTAGES]-[ALL OPTIONS]-L835-5LTD1-[ALL WIRING]-[ALL MOTION SENSORS]-RS-[ALL OPTIONS]-U | Indoor Luminaires | Linear Ambient | Direct Linear Ambient Luminaires | Standard | FALSE | [9 empty] | 8/13/2015 | Dimmable | Continuous (Can dim down to ≤ 10% (W)) | Yes |  |  | 4826 | 106.09 | 45.49 | 12.7885 | 0.99007 | 3500 | 82
PX752NM1 | Eaton (formerly Cooper Lighting) | Metalux | 4SKBLED-[ALL MOUNTING ARRANGEMENTS]-LD1-5-W-[ALL VOLTAGES]-[ALL OPTIONS]-L840-CD1-[ALL WIRING]-[ALL MOTION SENSORS]--[ALL OPTIONS]-U | Indoor Luminaires | Linear Ambient | Direct Linear Ambient Luminaires | Standard | FALSE | [9 empty] | 8/13/2015 | Dimmable | Continuous (Can dim down to ≤ 10% (W)) | Yes |  |  | 5142.19 | 111.25 | 46.22 | 8.3393 | 0.99278 | 4000 | 82
P4DA5JD3 | Eaton (formerly Cooper Lighting) | Metalux | 4SKBLED-[ALL MOUNTING ARRANGEMENTS]-LD1-5-W-[ALL VOLTAGES]-[ALL OPTIONS]-L840-CD1-[ALL WIRING]-[ALL MOTION SENSORS]-RS-[ALL OPTIONS]-U | Indoor Luminaires | Linear Ambient | Direct Linear Ambient Luminaires | Standard | FALSE | [9 empty] | 8/13/2015 | Dimmable | Continuous (Can dim down to ≤ 10% (W)) | Yes |  |  | 4956.3 | 107.23 | 46.22 | 8.3393 | 0.99278 | 4000 | 82
P9JEG5T3 | Eaton (formerly Cooper Lighting) | Metalux | 4SKBLED-[ALL MOUNTING ARRANGEMENTS]-LD1-5-W-[ALL VOLTAGES]-[ALL OPTIONS]-L840-5LTD1-[ALL WIRING]-[ALL MOTION SENSORS]--[ALL OPTIONS]-U | Indoor Luminaires | Linear Ambient | Direct Linear Ambient Luminaires | Standard | FALSE | [9 empty] | 8/13/2015 | Dimmable | Continuous (Can dim down to ≤ 10% (W)) | Yes |  |  | 5142.19 | 113.05 | 45.49 | 12.7885 | 0.99007 | 4000 | 82
PA9CJWGK | Eaton (formerly Cooper Lighting) | Metalux | 4SKBLED-[ALL MOUNTING ARRANGEMENTS]-LD1-5-W-[ALL VOLTAGES]-[ALL OPTIONS]-L840-5LTD1-[ALL WIRING]-[ALL MOTION SENSORS]-RS-[ALL OPTIONS]-U | Indoor Luminaires | Linear Ambient | Direct Linear Ambient Luminaires | Standard | FALSE | [9 empty] | 8/13/2015 | Dimmable | Continuous (Can dim down to ≤ 10% (W)) | Yes |  |  | 4956.3 | 108.96 | 45.49 | 12.7885 | 0.99007 | 4000 | 82
P4HQ5C4E | Eaton (formerly Cooper Lighting) | Metalux | 4SKBLED-[ALL MOUNTING ARRANGEMENTS]-LD1-5-W-[ALL VOLTAGES]-[ALL OPTIONS]-L850-CD1-[ALL WIRING]-[ALL MOTION SENSORS]--[ALL OPTIONS]-U | Indoor Luminaires | Linear Ambient | Direct Linear Ambient Luminaires | Standard | FALSE | [9 empty] | 8/13/2015 | Dimmable | Continuous (Can dim down to ≤ 10% (W)) | Yes |  |  | 5372.51 | 116.24 | 46.22 | 8.3393 | 0.99278 | 5000 | 82
PX99ZUSW | Eaton (formerly Cooper Lighting) | Metalux | 4SKBLED-[ALL MOUNTING ARRANGEMENTS]-LD1-5-W-[ALL VOLTAGES]-[ALL OPTIONS]-L850-CD1-[ALL WIRING]-[ALL MOTION SENSORS]-RS-[ALL OPTIONS]-U | Indoor Luminaires | Linear Ambient | Direct Linear Ambient Luminaires | Standard | FALSE | [9 empty] | 8/13/2015 | Dimmable | Continuous (Can dim down to ≤ 10% (W)) | Yes |  |  | 5178.3 | 112.03 | 46.22 | 8.3393 | 0.99278 | 5000 | 82
PSJJ2UBT | Eaton (formerly Cooper Lighting) | Metalux | 4SKBLED-[ALL MOUNTING ARRANGEMENTS]-LD1-5-W-[ALL VOLTAGES]-[ALL OPTIONS]-L850-5LTD1-[ALL WIRING]-[ALL MOTION SENSORS]--[ALL OPTIONS]-U | Indoor Luminaires | Linear Ambient | Direct Linear Ambient Luminaires | Standard | FALSE | [9 empty] | 8/13/2015 | Dimmable | Continuous (Can dim down to ≤ 10% (W)) | Yes |  |  | 5372.51 | 118.11 | 45.49 | 12.7885 | 0.99007 | 5000 | 82
PVFFV36X | Eaton (formerly Cooper Lighting) | Metalux | 4SKBLED-[ALL MOUNTING ARRANGEMENTS]-LD1-5-W-[ALL VOLTAGES]-[ALL OPTIONS]-L850-5LTD1-[ALL WIRING]-[ALL MOTION SENSORS]-RS-[ALL OPTIONS]-U | Indoor Luminaires | Linear Ambient | Direct Linear Ambient Luminaires | Standard | FALSE | [9 empty] | 8/13/2015 | Dimmable | Continuous (Can dim down to ≤ 10% (W)) | Yes |  |  | 5178.3 | 113.84 | 45.49 | 12.7885 | 0.99007 | 5000 | 82
P82S1DRA | Eaton (formerly Cooper Lighting) | Metalux | 4SKBLED-[ALL MOUNTING ARRANGEMENTS]-LD1-6-N-[ALL VOLTAGES]-[ALL OPTIONS]-L835-CD1-[ALL WIRING]-[ALL MOTION SENSORS]--[ALL OPTIONS]-U | Indoor Luminaires | Linear Ambient | Direct Linear Ambient Luminaires | Standard | FALSE | [9 empty] | 8/13/2015 | Dimmable | Continuous (Can dim down to ≤ 10% (W)) | Yes |  |  | 6652.37 | 112.5 | 59.13 | 5.8759 | 0.99575 | 3500 | 82
P6VAFJYM | Eaton (formerly Cooper Lighting) | Metalux | 4SKBLED-[ALL MOUNTING ARRANGEMENTS]-LD1-6-N-[ALL VOLTAGES]-[ALL OPTIONS]-L835-CD1-[ALL WIRING]-[ALL MOTION SENSORS]-RS-[ALL OPTIONS]-U | Indoor Luminaires | Linear Ambient | Direct Linear Ambient Luminaires | Standard | FALSE | [9 empty] | 8/13/2015 | Dimmable | Continuous (Can dim down to ≤ 10% (W)) | Yes |  |  | 6489.94 | 109.75 | 59.13 | 5.8759 | 0.99575 | 3500 | 82
PKFTKBGT | Eaton (formerly Cooper Lighting) | Metalux | 4SKBLED-[ALL MOUNTING ARRANGEMENTS]-LD1-6-N-[ALL VOLTAGES]-[ALL OPTIONS]-L835-5LTD1-[ALL WIRING]-[ALL MOTION SENSORS]--[ALL OPTIONS]-U | Indoor Luminaires | Linear Ambient | Direct Linear Ambient Luminaires | Standard | FALSE | [9 empty] | 8/13/2015 | Dimmable | Continuous (Can dim down to ≤ 10% (W)) | Yes |  |  | 6652.37 | 114.72 | 57.99 | 10.6398 | 0.99304 | 3500 | 82
P14SCF2H | Eaton (formerly Cooper Lighting) | Metalux | 4SKBLED-[ALL MOUNTING ARRANGEMENTS]-LD1-6-N-[ALL VOLTAGES]-[ALL OPTIONS]-L835-5LTD1-[ALL WIRING]-[ALL MOTION SENSORS]-RS-[ALL OPTIONS]-U | Indoor Luminaires | Linear Ambient | Direct Linear Ambient Luminaires | Standard | FALSE | [9 empty] | 8/13/2015 | Dimmable | Continuous (Can dim down to ≤ 10% (W)) | Yes |  |  | 6489.94 | 111.92 | 57.99 | 10.6398 | 0.99304 | 3500 | 82
PCJJK8SY | Eaton (formerly Cooper Lighting) | Metalux | 4SKBLED-[ALL MOUNTING ARRANGEMENTS]-LD1-6-N-[ALL VOLTAGES]-[ALL OPTIONS]-L840-CD1-[ALL WIRING]-[ALL MOTION SENSORS]--[ALL OPTIONS]-U | Indoor Luminaires | Linear Ambient | Direct Linear Ambient Luminaires | Standard | FALSE | [9 empty] | 8/13/2015 | Dimmable | Continuous (Can dim down to ≤ 10% (W)) | Yes |  |  | 6831.98 | 115.54 | 59.13 | 5.8759 | 0.99575 | 4000 | 82
PGS8RBWW | Eaton (formerly Cooper Lighting) | Metalux | 4SKBLED-[ALL MOUNTING ARRANGEMENTS]-LD1-6-N-[ALL VOLTAGES]-[ALL OPTIONS]-L840-CD1-[ALL WIRING]-[ALL MOTION SENSORS]-RS-[ALL OPTIONS]-U | Indoor Luminaires | Linear Ambient | Direct Linear Ambient Luminaires | Standard | FALSE | [9 empty] | 8/13/2015 | Dimmable | Continuous (Can dim down to ≤ 10% (W)) | Yes |  |  | 6665.16 | 112.72 | 59.13 | 5.8759 | 0.99575 | 4000 | 82
PYJWJNFK | Eaton (formerly Cooper Lighting) | Metalux | 4SKBLED-[ALL MOUNTING ARRANGEMENTS]-LD1-6-N-[ALL VOLTAGES]-[ALL OPTIONS]-L840-5LTD1-[ALL WIRING]-[ALL MOTION SENSORS]--[ALL OPTIONS]-U | Indoor Luminaires | Linear Ambient | Direct Linear Ambient Luminaires | Standard | FALSE | [9 empty] | 8/13/2015 | Dimmable | Continuous (Can dim down to ≤ 10% (W)) | Yes |  |  | 6831.98 | 117.81 | 57.99 | 10.6398 | 0.99304 | 4000 | 82
P9XJ1ZDH | Eaton (formerly Cooper Lighting) | Metalux | 4SKBLED-[ALL MOUNTING ARRANGEMENTS]-LD1-6-N-[ALL VOLTAGES]-[ALL OPTIONS]-L840-5LTD1-[ALL WIRING]-[ALL MOTION SENSORS]-RS-[ALL OPTIONS]-U | Indoor Luminaires | Linear Ambient | Direct Linear Ambient Luminaires | Standard | FALSE | [9 empty] | 8/13/2015 | Dimmable | Continuous (Can dim down to ≤ 10% (W)) | Yes |  |  | 6665.16 | 114.94 | 57.99 | 10.6398 | 0.99304 | 4000 | 82
P8AY7Y24 | Eaton (formerly Cooper Lighting) | Metalux | 4SKBLED-[ALL MOUNTING ARRANGEMENTS]-LD1-6-N-[ALL VOLTAGES]-[ALL OPTIONS]-L850-CD1-[ALL WIRING]-[ALL MOTION SENSORS]--[ALL OPTIONS]-U | Indoor Luminaires | Linear Ambient | Direct Linear Ambient Luminaires | Standard | FALSE | [9 empty] | 8/13/2015 | Dimmable | Continuous (Can dim down to ≤ 10% (W)) | Yes |  |  | 7137.99 | 120.71 | 59.13 | 5.8759 | 0.99575 | 5000 | 82
PM26MGXC | Eaton (formerly Cooper Lighting) | Metalux | 4SKBLED-[ALL MOUNTING ARRANGEMENTS]-LD1-6-N-[ALL VOLTAGES]-[ALL OPTIONS]-L850-CD1-[ALL WIRING]-[ALL MOTION SENSORS]-RS-[ALL OPTIONS]-U | Indoor Luminaires | Linear Ambient | Direct Linear Ambient Luminaires | Standard | FALSE | [9 empty] | 8/13/2015 | Dimmable | Continuous (Can dim down to ≤ 10% (W)) | Yes |  |  | 6963.7 | 117.76 | 59.13 | 5.8759 | 0.99575 | 5000 | 82
PZV5AV7B | Eaton (formerly Cooper Lighting) | Metalux | 4SKBLED-[ALL MOUNTING ARRANGEMENTS]-LD1-6-N-[ALL VOLTAGES]-[ALL OPTIONS]-L850-5LTD1-[ALL WIRING]-[ALL MOTION SENSORS]--[ALL OPTIONS]-U | Indoor Luminaires | Linear Ambient | Direct Linear Ambient Luminaires | Standard | FALSE | [9 empty] | 8/13/2015 | Dimmable | Continuous (Can dim down to ≤ 10% (W)) | Yes |  |  | 7137.99 | 123.09 | 57.99 | 10.6398 | 0.99304 | 5000 | 82
PU534W8C | Eaton (formerly Cooper Lighting) | Metalux | 4SKBLED-[ALL MOUNTING ARRANGEMENTS]-LD1-6-N-[ALL VOLTAGES]-[ALL OPTIONS]-L850-5LTD1-[ALL WIRING]-[ALL MOTION SENSORS]-RS-[ALL OPTIONS]-U | Indoor Luminaires | Linear Ambient | Direct Linear Ambient Luminaires | Standard | FALSE | [9 empty] | 8/13/2015 | Dimmable | Continuous (Can dim down to ≤ 10% (W)) | Yes |  |  | 6963.7 | 120.09 | 57.99 | 10.6398 | 0.99304 | 5000 | 82
PX9UJNRJ | Eaton (formerly Cooper Lighting) | Metalux | 4SKBLED-[ALL MOUNTING ARRANGEMENTS]-LD1-6-W-[ALL VOLTAGES]-[ALL OPTIONS]-L835-CD1-[ALL WIRING]-[ALL MOTION SENSORS]--[ALL OPTIONS]-U | Indoor Luminaires | Linear Ambient | Direct Linear Ambient Luminaires | Standard | FALSE | [9 empty] | 8/13/2015 | Dimmable | Continuous (Can dim down to ≤ 10% (W)) | Yes |  |  | 6115 | 103.41 | 59.13 | 5.8759 | 0.99575 | 3500 | 82
PRJTP53N | Eaton (formerly Cooper Lighting) | Metalux | 4SKBLED-[ALL MOUNTING ARRANGEMENTS]-LD1-6-W-[ALL VOLTAGES]-[ALL OPTIONS]-L835-CD1-[ALL WIRING]-[ALL MOTION SENSORS]-RS-[ALL OPTIONS]-U | Indoor Luminaires | Linear Ambient | Direct Linear Ambient Luminaires | Standard | FALSE | [9 empty] | 8/13/2015 | Dimmable | Continuous (Can dim down to ≤ 10% (W)) | Yes |  |  | 5893.95 | 99.67 | 59.13 | 5.8759 | 0.99575 | 3500 | 82
PT17FTGK | Eaton (formerly Cooper Lighting) | Metalux | 4SKBLED-[ALL MOUNTING ARRANGEMENTS]-LD1-6-W-[ALL VOLTAGES]-[ALL OPTIONS]-L835-5LTD1-[ALL WIRING]-[ALL MOTION SENSORS]--[ALL OPTIONS]-U | Indoor Luminaires | Linear Ambient | Direct Linear Ambient Luminaires | Standard | FALSE | [9 empty] | 8/13/2015 | Dimmable | Continuous (Can dim down to ≤ 10% (W)) | Yes |  |  | 6115 | 105.45 | 57.99 | 10.6398 | 0.99304 | 3500 | 82
PBQ1DGFP | Eaton (formerly Cooper Lighting) | Metalux | 4SKBLED-[ALL MOUNTING ARRANGEMENTS]-LD1-6-W-[ALL VOLTAGES]-[ALL OPTIONS]-L835-5LTD1-[ALL WIRING]-[ALL MOTION SENSORS]-RS-[ALL OPTIONS]-U | Indoor Luminaires | Linear Ambient | Direct Linear Ambient Luminaires | Standard | FALSE | [9 empty] | 8/13/2015 | Dimmable | Continuous (Can dim down to ≤ 10% (W)) | Yes |  |  | 5893.95 | 101.64 | 57.99 | 10.6398 | 0.99304 | 3500 | 82
PE6DB41Y | Eaton (formerly Cooper Lighting) | Metalux | 4SKBLED-[ALL MOUNTING ARRANGEMENTS]-LD1-6-W-[ALL VOLTAGES]-[ALL OPTIONS]-L840-CD1-[ALL WIRING]-[ALL MOTION SENSORS]--[ALL OPTIONS]-U | Indoor Luminaires | Linear Ambient | Direct Linear Ambient Luminaires | Standard | FALSE | [9 empty] | 8/13/2015 | Dimmable | Continuous (Can dim down to ≤ 10% (W)) | Yes |  |  | 6280.11 | 106.2 | 59.13 | 5.8759 | 0.99575 | 4000 | 82
P2MC4G4J | Eaton (formerly Cooper Lighting) | Metalux | 4SKBLED-[ALL MOUNTING ARRANGEMENTS]-LD1-6-W-[ALL VOLTAGES]-[ALL OPTIONS]-L840-CD1-[ALL WIRING]-[ALL MOTION SENSORS]-RS-[ALL OPTIONS]-U | Indoor Luminaires | Linear Ambient | Direct Linear Ambient Luminaires | Standard | FALSE | [9 empty] | 8/13/2015 | Dimmable | Continuous (Can dim down to ≤ 10% (W)) | Yes |  |  | 6053.08 | 102.36 | 59.13 | 5.8759 | 0.99575 | 4000 | 82
PKMX1EYB | Eaton (formerly Cooper Lighting) | Metalux | 4SKBLED-[ALL MOUNTING ARRANGEMENTS]-LD1-6-W-[ALL VOLTAGES]-[ALL OPTIONS]-L840-5LTD1-[ALL WIRING]-[ALL MOTION SENSORS]--[ALL OPTIONS]-U | Indoor Luminaires | Linear Ambient | Direct Linear Ambient Luminaires | Standard | FALSE | [9 empty] | 8/13/2015 | Dimmable | Continuous (Can dim down to ≤ 10% (W)) | Yes |  |  | 6280.11 | 108.3 | 57.99 | 10.6398 | 0.99304 | 4000 | 82
PE5YC12V | Eaton (formerly Cooper Lighting) | Metalux | 4SKBLED-[ALL MOUNTING ARRANGEMENTS]-LD1-6-W-[ALL VOLTAGES]-[ALL OPTIONS]-L840-5LTD1-[ALL WIRING]-[ALL MOTION SENSORS]-RS-[ALL OPTIONS]-U | Indoor Luminaires | Linear Ambient | Direct Linear Ambient Luminaires | Standard | FALSE | [9 empty] | 8/13/2015 | Dimmable | Continuous (Can dim down to ≤ 10% (W)) | Yes |  |  | 6053.08 | 104.38 | 57.99 | 10.6398 | 0.99304 | 4000 | 82
PV4EFK5K | Eaton (formerly Cooper Lighting) | Metalux | 4SKBLED-[ALL MOUNTING ARRANGEMENTS]-LD1-6-W-[ALL VOLTAGES]-[ALL OPTIONS]-L850-CD1-[ALL WIRING]-[ALL MOTION SENSORS]--[ALL OPTIONS]-U | Indoor Luminaires | Linear Ambient | Direct Linear Ambient Luminaires | Standard | FALSE | [9 empty] | 8/13/2015 | Dimmable | Continuous (Can dim down to ≤ 10% (W)) | Yes |  |  | 6561.4 | 110.96 | 59.13 | 5.8759 | 0.99575 | 5000 | 82
PPQMBBY1 | Eaton (formerly Cooper Lighting) | Metalux | 4SKBLED-[ALL MOUNTING ARRANGEMENTS]-LD1-6-W-[ALL VOLTAGES]-[ALL OPTIONS]-L850-CD1-[ALL WIRING]-[ALL MOTION SENSORS]-RS-[ALL OPTIONS]-U | Indoor Luminaires | Linear Ambient | Direct Linear Ambient Luminaires | Standard | FALSE | [9 empty] | 8/13/2015 | Dimmable | Continuous (Can dim down to ≤ 10% (W)) | Yes |  |  | 6324.2 | 106.95 | 59.13 | 5.8759 | 0.99575 | 5000 | 82
PP5MMPB2 | Eaton (formerly Cooper Lighting) | Metalux | 4SKBLED-[ALL MOUNTING ARRANGEMENTS]-LD1-6-W-[ALL VOLTAGES]-[ALL OPTIONS]-L850-5LTD1-[ALL WIRING]-[ALL MOTION SENSORS]--[ALL OPTIONS]-U | Indoor Luminaires | Linear Ambient | Direct Linear Ambient Luminaires | Standard | FALSE | [9 empty] | 8/13/2015 | Dimmable | Continuous (Can dim down to ≤ 10% (W)) | Yes |  |  | 6561.4 | 113.15 | 57.99 | 10.6398 | 0.99304 | 5000 | 82
PCDNCSMA | Eaton (formerly Cooper Lighting) | Metalux | 4SKBLED-[ALL MOUNTING ARRANGEMENTS]-LD1-6-W-[ALL VOLTAGES]-[ALL OPTIONS]-L850-5LTD1-[ALL WIRING]-[ALL MOTION SENSORS]-RS-[ALL OPTIONS]-U | Indoor Luminaires | Linear Ambient | Direct Linear Ambient Luminaires | Standard | FALSE | [9 empty] | 8/13/2015 | Dimmable | Continuous (Can dim down to ≤ 10% (W)) | Yes |  |  | 6324.2 | 109.06 | 57.99 | 10.6398 | 0.99304 | 5000 | 82
PAR9C8DG | Eaton (formerly Cooper Lighting) | Metalux | 4SKBLED-[ALL MOUNTING ARRANGEMENTS]-LD1-7-N-[ALL VOLTAGES]-[ALL OPTIONS]-L835-CD1-[ALL WIRING]-[ALL MOTION SENSORS]--[ALL OPTIONS]-U | Indoor Luminaires | Linear Ambient | Direct Linear Ambient Luminaires | Standard | FALSE | [9 empty] | 8/13/2015 | Dimmable | Continuous (Can dim down to ≤ 10% (W)) | Yes |  |  | 7722.84 | 123.01 | 62.78 | 5.7081 | 0.99634 | 3500 | 82
PT7Y6887 | Eaton (formerly Cooper Lighting) | Metalux | 4SKBLED-[ALL MOUNTING ARRANGEMENTS]-LD1-7-N-[ALL VOLTAGES]-[ALL OPTIONS]-L835-CD1-[ALL WIRING]-[ALL MOTION SENSORS]-RS-[ALL OPTIONS]-U | Indoor Luminaires | Linear Ambient | Direct Linear Ambient Luminaires | Standard | FALSE | [9 empty] | 8/13/2015 | Dimmable | Continuous (Can dim down to ≤ 10% (W)) | Yes |  |  | 7534.27 | 120 | 62.78 | 5.7081 | 0.99634 | 3500 | 82
P7KZCAM2 | Eaton (formerly Cooper Lighting) | Metalux | 4SKBLED-[ALL MOUNTING ARRANGEMENTS]-LD1-7-N-[ALL VOLTAGES]-[ALL OPTIONS]-L835-5LTD1-[ALL WIRING]-[ALL MOTION SENSORS]--[ALL OPTIONS]-U | Indoor Luminaires | Linear Ambient | Direct Linear Ambient Luminaires | Standard | FALSE | [9 empty] | 8/13/2015 | Dimmable | Continuous (Can dim down to ≤ 10% (W)) | Yes |  |  | 7722.84 | 125.33 | 61.62 | 10.3066 | 0.99342 | 3500 | 82
PAM1N14S | Eaton (formerly Cooper Lighting) | Metalux | 4SKBLED-[ALL MOUNTING ARRANGEMENTS]-LD1-7-N-[ALL VOLTAGES]-[ALL OPTIONS]-L835-5LTD1-[ALL WIRING]-[ALL MOTION SENSORS]-RS-[ALL OPTIONS]-U | Indoor Luminaires | Linear Ambient | Direct Linear Ambient Luminaires | Standard | FALSE | [9 empty] | 8/13/2015 | Dimmable | Continuous (Can dim down to ≤ 10% (W)) | Yes |  |  | 7534.27 | 122.27 | 61.62 | 10.3066 | 0.99342 | 3500 | 82
PZ3C3TKN | Eaton (formerly Cooper Lighting) | Metalux | 4SKBLED-[ALL MOUNTING ARRANGEMENTS]-LD1-7-N-[ALL VOLTAGES]-[ALL OPTIONS]-L840-CD1-[ALL WIRING]-[ALL MOTION SENSORS]--[ALL OPTIONS]-U | Indoor Luminaires | Linear Ambient | Direct Linear Ambient Luminaires | Standard | FALSE | [9 empty] | 8/13/2015 | Dimmable | Continuous (Can dim down to ≤ 10% (W)) | Yes |  |  | 7931.36 | 126.33 | 62.78 | 5.7081 | 0.99634 | 4000 | 82
P9M8CVU5 | Eaton (formerly Cooper Lighting) | Metalux | 4SKBLED-[ALL MOUNTING ARRANGEMENTS]-LD1-7-N-[ALL VOLTAGES]-[ALL OPTIONS]-L840-CD1-[ALL WIRING]-[ALL MOTION SENSORS]-RS-[ALL OPTIONS]-U | Indoor Luminaires | Linear Ambient | Direct Linear Ambient Luminaires | Standard | FALSE | [9 empty] | 8/13/2015 | Dimmable | Continuous (Can dim down to ≤ 10% (W)) | Yes |  |  | 7737.69 | 123.24 | 62.78 | 5.7081 | 0.99634 | 4000 | 82
P7YQQC4E | Eaton (formerly Cooper Lighting) | Metalux | 4SKBLED-[ALL MOUNTING ARRANGEMENTS]-LD1-7-N-[ALL VOLTAGES]-[ALL OPTIONS]-L840-5LTD1-[ALL WIRING]-[ALL MOTION SENSORS]--[ALL OPTIONS]-U | Indoor Luminaires | Linear Ambient | Direct Linear Ambient Luminaires | Standard | FALSE | [9 empty] | 8/13/2015 | Dimmable | Continuous (Can dim down to ≤ 10% (W)) | Yes |  |  | 7931.36 | 128.71 | 61.62 | 10.3066 | 0.99342 | 4000 | 82
P3X9SAH9 | Eaton (formerly Cooper Lighting) | Metalux | 4SKBLED-[ALL MOUNTING ARRANGEMENTS]-LD1-7-N-[ALL VOLTAGES]-[ALL OPTIONS]-L840-5LTD1-[ALL WIRING]-[ALL MOTION SENSORS]-RS-[ALL OPTIONS]-U | Indoor Luminaires | Linear Ambient | Direct Linear Ambient Luminaires | Standard | FALSE | [9 empty] | 8/13/2015 | Dimmable | Continuous (Can dim down to ≤ 10% (W)) | Yes |  |  | 7737.69 | 125.57 | 61.62 | 10.3066 | 0.99342 | 4000 | 82
PDH1HKZ3 | Eaton (formerly Cooper Lighting) | Metalux | 4SKBLED-[ALL MOUNTING ARRANGEMENTS]-LD1-7-N-[ALL VOLTAGES]-[ALL OPTIONS]-L850-CD1-[ALL WIRING]-[ALL MOTION SENSORS]--[ALL OPTIONS]-U | Indoor Luminaires | Linear Ambient | Direct Linear Ambient Luminaires | Standard | FALSE | [9 empty] | 8/13/2015 | Dimmable | Continuous (Can dim down to ≤ 10% (W)) | Yes |  |  | 8286.61 | 131.99 | 62.78 | 5.7081 | 0.99634 | 5000 | 82
PEVDRYU8 | Eaton (formerly Cooper Lighting) | Metalux | 4SKBLED-[ALL MOUNTING ARRANGEMENTS]-LD1-7-N-[ALL VOLTAGES]-[ALL OPTIONS]-L850-CD1-[ALL WIRING]-[ALL MOTION SENSORS]-RS-[ALL OPTIONS]-U | Indoor Luminaires | Linear Ambient | Direct Linear Ambient Luminaires | Standard | FALSE | [9 empty] | 8/13/2015 | Dimmable | Continuous (Can dim down to ≤ 10% (W)) | Yes |  |  | 8084.27 | 128.76 | 62.78 | 5.7081 | 0.99634 | 5000 | 82
P82AQ26D | Eaton (formerly Cooper Lighting) | Metalux | 4SKBLED-[ALL MOUNTING ARRANGEMENTS]-LD1-7-N-[ALL VOLTAGES]-[ALL OPTIONS]-L850-5LTD1-[ALL WIRING]-[ALL MOTION SENSORS]--[ALL OPTIONS]-U | Indoor Luminaires | Linear Ambient | Direct Linear Ambient Luminaires | Standard | FALSE | [9 empty] | 8/13/2015 | Dimmable | Continuous (Can dim down to ≤ 10% (W)) | Yes |  |  | 8286.61 | 134.48 | 61.62 | 10.3066 | 0.99342 | 5000 | 82
PYK7Y9M7 | Eaton (formerly Cooper Lighting) | Metalux | 4SKBLED-[ALL MOUNTING ARRANGEMENTS]-LD1-7-N-[ALL VOLTAGES]-[ALL OPTIONS]-L850-5LTD1-[ALL WIRING]-[ALL MOTION SENSORS]-RS-[ALL OPTIONS]-U | Indoor Luminaires | Linear Ambient | Direct Linear Ambient Luminaires | Standard | FALSE | [9 empty] | 8/13/2015 | Dimmable | Continuous (Can dim down to ≤ 10% (W)) | Yes |  |  | 8084.27 | 131.2 | 61.62 | 10.3066 | 0.99342 | 5000 | 82
PECKSBP5 | Eaton (formerly Cooper Lighting) | Metalux | 4SKBLED-[ALL MOUNTING ARRANGEMENTS]-LD1-7-W-[ALL VOLTAGES]-[ALL OPTIONS]-L835-CD1-[ALL WIRING]-[ALL MOTION SENSORS]--[ALL OPTIONS]-U | Indoor Luminaires | Linear Ambient | Direct Linear Ambient Luminaires | Standard | FALSE | [9 empty] | 8/13/2015 | Dimmable | Continuous (Can dim down to ≤ 10% (W)) | Yes |  |  | 7099 | 113.07 | 62.78 | 5.7081 | 0.99634 | 3500 | 82
PDH5J4B2 | Eaton (formerly Cooper Lighting) | Metalux | 4SKBLED-[ALL MOUNTING ARRANGEMENTS]-LD1-7-W-[ALL VOLTAGES]-[ALL OPTIONS]-L835-CD1-[ALL WIRING]-[ALL MOTION SENSORS]-RS-[ALL OPTIONS]-U | Indoor Luminaires | Linear Ambient | Direct Linear Ambient Luminaires | Standard | FALSE | [9 empty] | 8/13/2015 | Dimmable | Continuous (Can dim down to ≤ 10% (W)) | Yes |  |  | 6842.38 | 108.98 | 62.78 | 5.7081 | 0.99634 | 3500 | 82
PCM9QKG4 | Eaton (formerly Cooper Lighting) | Metalux | 4SKBLED-[ALL MOUNTING ARRANGEMENTS]-LD1-7-W-[ALL VOLTAGES]-[ALL OPTIONS]-L835-5LTD1-[ALL WIRING]-[ALL MOTION SENSORS]--[ALL OPTIONS]-U | Indoor Luminaires | Linear Ambient | Direct Linear Ambient Luminaires | Standard | FALSE | [9 empty] | 8/13/2015 | Dimmable | Continuous (Can dim down to ≤ 10% (W)) | Yes |  |  | 7099 | 115.21 | 61.62 | 10.3066 | 0.99342 | 3500 | 82
P69BHN6R | Eaton (formerly Cooper Lighting) | Metalux | 4SKBLED-[ALL MOUNTING ARRANGEMENTS]-LD1-7-W-[ALL VOLTAGES]-[ALL OPTIONS]-L835-5LTD1-[ALL WIRING]-[ALL MOTION SENSORS]-RS-[ALL OPTIONS]-U | Indoor Luminaires | Linear Ambient | Direct Linear Ambient Luminaires | Standard | FALSE | [9 empty] | 8/13/2015 | Dimmable | Continuous (Can dim down to ≤ 10% (W)) | Yes |  |  | 6842.38 | 111.04 | 61.62 | 10.3066 | 0.99342 | 3500 | 82
P74UMN6A | Eaton (formerly Cooper Lighting) | Metalux | 4SKBLED-[ALL MOUNTING ARRANGEMENTS]-LD1-7-W-[ALL VOLTAGES]-[ALL OPTIONS]-L840-CD1-[ALL WIRING]-[ALL MOTION SENSORS]--[ALL OPTIONS]-U | Indoor Luminaires | Linear Ambient | Direct Linear Ambient Luminaires | Standard | FALSE | [9 empty] | 8/13/2015 | Dimmable | Continuous (Can dim down to ≤ 10% (W)) | Yes |  |  | 7290.67 | 116.12 | 62.78 | 5.7081 | 0.99634 | 4000 | 82
PT38WFC5 | Eaton (formerly Cooper Lighting) | Metalux | 4SKBLED-[ALL MOUNTING ARRANGEMENTS]-LD1-7-W-[ALL VOLTAGES]-[ALL OPTIONS]-L840-CD1-[ALL WIRING]-[ALL MOTION SENSORS]-RS-[ALL OPTIONS]-U | Indoor Luminaires | Linear Ambient | Direct Linear Ambient Luminaires | Standard | FALSE | [9 empty] | 8/13/2015 | Dimmable | Continuous (Can dim down to ≤ 10% (W)) | Yes |  |  | 7027.12 | 111.92 | 62.78 | 5.7081 | 0.99634 | 4000 | 82
PUEF84MW | Eaton (formerly Cooper Lighting) | Metalux | 4SKBLED-[ALL MOUNTING ARRANGEMENTS]-LD1-7-W-[ALL VOLTAGES]-[ALL OPTIONS]-L840-5LTD1-[ALL WIRING]-[ALL MOTION SENSORS]--[ALL OPTIONS]-U | Indoor Luminaires | Linear Ambient | Direct Linear Ambient Luminaires | Standard | FALSE | [9 empty] | 8/13/2015 | Dimmable | Continuous (Can dim down to ≤ 10% (W)) | Yes |  |  | 7290.67 | 118.32 | 61.62 | 10.3066 | 0.99342 | 4000 | 82
P97JYDDH | Eaton (formerly Cooper Lighting) | Metalux | 4SKBLED-[ALL MOUNTING ARRANGEMENTS]-LD1-7-W-[ALL VOLTAGES]-[ALL OPTIONS]-L840-5LTD1-[ALL WIRING]-[ALL MOTION SENSORS]-RS-[ALL OPTIONS]-U | Indoor Luminaires | Linear Ambient | Direct Linear Ambient Luminaires | Standard | FALSE | [9 empty] | 8/13/2015 | Dimmable | Continuous (Can dim down to ≤ 10% (W)) | Yes |  |  | 7027.12 | 114.04 | 61.62 | 10.3066 | 0.99342 | 4000 | 82
PDHHZSQF | Eaton (formerly Cooper Lighting) | Metalux | 4SKBLED-[ALL MOUNTING ARRANGEMENTS]-LD1-7-W-[ALL VOLTAGES]-[ALL OPTIONS]-L850-CD1-[ALL WIRING]-[ALL MOTION SENSORS]--[ALL OPTIONS]-U | Indoor Luminaires | Linear Ambient | Direct Linear Ambient Luminaires | Standard | FALSE | [9 empty] | 8/13/2015 | Dimmable | Continuous (Can dim down to ≤ 10% (W)) | Yes |  |  | 7617.23 | 121.32 | 62.78 | 5.7081 | 0.99634 | 5000 | 82
PPK8RF2V | Eaton (formerly Cooper Lighting) | Metalux | 4SKBLED-[ALL MOUNTING ARRANGEMENTS]-LD1-7-W-[ALL VOLTAGES]-[ALL OPTIONS]-L850-CD1-[ALL WIRING]-[ALL MOTION SENSORS]-RS-[ALL OPTIONS]-U | Indoor Luminaires | Linear Ambient | Direct Linear Ambient Luminaires | Standard | FALSE | [9 empty] | 8/13/2015 | Dimmable | Continuous (Can dim down to ≤ 10% (W)) | Yes |  |  | 7341.87 | 116.94 | 62.78 | 5.7081 | 0.99634 | 5000 | 82
PTB3EE8N | Eaton (formerly Cooper Lighting) | Metalux | 4SKBLED-[ALL MOUNTING ARRANGEMENTS]-LD1-7-W-[ALL VOLTAGES]-[ALL OPTIONS]-L850-5LTD1-[ALL WIRING]-[ALL MOTION SENSORS]--[ALL OPTIONS]-U | Indoor Luminaires | Linear Ambient | Direct Linear Ambient Luminaires | Standard | FALSE | [9 empty] | 8/13/2015 | Dimmable | Continuous (Can dim down to ≤ 10% (W)) | Yes |  |  | 7617.23 | 123.62 | 61.62 | 10.3066 | 0.99342 | 5000 | 82
P56KTU47 | Eaton (formerly Cooper Lighting) | Metalux | 4SKBLED-[ALL MOUNTING ARRANGEMENTS]-LD1-7-W-[ALL VOLTAGES]-[ALL OPTIONS]-L850-5LTD1-[ALL WIRING]-[ALL MOTION SENSORS]-RS-[ALL OPTIONS]-U | Indoor Luminaires | Linear Ambient | Direct Linear Ambient Luminaires | Standard | FALSE | [9 empty] | 8/13/2015 | Dimmable | Continuous (Can dim down to ≤ 10% (W)) | Yes |  |  | 7341.87 | 119.15 | 61.62 | 10.3066 | 0.99342 | 5000 | 82
P6KXJ22P | Eaton (formerly Cooper Lighting) | Metalux | 8SKBLED-[ALL MOUNTING ARRANGEMENTS]-LD1-6-N-[ALL VOLTAGES]-[ALL OPTIONS]-L835-CD1-[ALL WIRING]-[ALL MOTION SENSORS]--[ALL OPTIONS]-U | Indoor Luminaires | Linear Ambient | Direct Linear Ambient Luminaires | Standard | FALSE | [9 empty] | 8/13/2015 | Dimmable | Continuous (Can dim down to ≤ 10% (W)) | Yes |  |  | 6958.06 | 147.44 | 47.19 | 7.0333 | 0.98467 | 3500 | 82
PUZ7YXYE | Eaton (formerly Cooper Lighting) | Metalux | 8SKBLED-[ALL MOUNTING ARRANGEMENTS]-LD1-6-N-[ALL VOLTAGES]-[ALL OPTIONS]-L835-CD1-[ALL WIRING]-[ALL MOTION SENSORS]-RS-[ALL OPTIONS]-U | Indoor Luminaires | Linear Ambient | Direct Linear Ambient Luminaires | Standard | FALSE | [9 empty] | 8/13/2015 | Dimmable | Continuous (Can dim down to ≤ 10% (W)) | Yes |  |  | 6788.17 | 143.84 | 47.19 | 7.0333 | 0.98467 | 3500 | 82
P4GSYVBR | Eaton (formerly Cooper Lighting) | Metalux | 8SKBLED-[ALL MOUNTING ARRANGEMENTS]-LD1-6-N-[ALL VOLTAGES]-[ALL OPTIONS]-L835-5LTD1-[ALL WIRING]-[ALL MOTION SENSORS]--[ALL OPTIONS]-U | Indoor Luminaires | Linear Ambient | Direct Linear Ambient Luminaires | Standard | FALSE | [9 empty] | 8/13/2015 | Dimmable | Continuous (Can dim down to ≤ 10% (W)) | Yes |  |  | 6958.06 | 151.57 | 45.91 | 12.6 | 0.99 | 3500 | 82
P6RU9E6J | Eaton (formerly Cooper Lighting) | Metalux | 8SKBLED-[ALL MOUNTING ARRANGEMENTS]-LD1-6-N-[ALL VOLTAGES]-[ALL OPTIONS]-L835-5LTD1-[ALL WIRING]-[ALL MOTION SENSORS]-RS-[ALL OPTIONS]-U | Indoor Luminaires | Linear Ambient | Direct Linear Ambient Luminaires | Standard | FALSE | [9 empty] | 8/13/2015 | Dimmable | Continuous (Can dim down to ≤ 10% (W)) | Yes |  |  | 6788.17 | 147.87 | 45.91 | 12.6 | 0.99 | 3500 | 82
PN8F7VHT | Eaton (formerly Cooper Lighting) | Metalux | 8SKBLED-[ALL MOUNTING ARRANGEMENTS]-LD1-6-N-[ALL VOLTAGES]-[ALL OPTIONS]-L840-CD1-[ALL WIRING]-[ALL MOTION SENSORS]--[ALL OPTIONS]-U | Indoor Luminaires | Linear Ambient | Direct Linear Ambient Luminaires | Standard | FALSE | [9 empty] | 8/13/2015 | Dimmable | Continuous (Can dim down to ≤ 10% (W)) | Yes |  |  | 7145.93 | 151.42 | 47.19 | 7.0333 | 0.98467 | 4000 | 82
PAMGQ9F8 | Eaton (formerly Cooper Lighting) | Metalux | 8SKBLED-[ALL MOUNTING ARRANGEMENTS]-LD1-6-N-[ALL VOLTAGES]-[ALL OPTIONS]-L840-CD1-[ALL WIRING]-[ALL MOTION SENSORS]-RS-[ALL OPTIONS]-U | Indoor Luminaires | Linear Ambient | Direct Linear Ambient Luminaires | Standard | FALSE | [9 empty] | 8/13/2015 | Dimmable | Continuous (Can dim down to ≤ 10% (W)) | Yes |  |  | 6971.45 | 147.72 | 47.19 | 7.0333 | 0.98467 | 4000 | 82
PM6RSJHA | Eaton (formerly Cooper Lighting) | Metalux | 8SKBLED-[ALL MOUNTING ARRANGEMENTS]-LD1-6-N-[ALL VOLTAGES]-[ALL OPTIONS]-L840-5LTD1-[ALL WIRING]-[ALL MOTION SENSORS]--[ALL OPTIONS]-U | Indoor Luminaires | Linear Ambient | Direct Linear Ambient Luminaires | Standard | FALSE | [9 empty] | 8/13/2015 | Dimmable | Continuous (Can dim down to ≤ 10% (W)) | Yes |  |  | 7145.93 | 155.66 | 45.91 | 12.6 | 0.99 | 4000 | 82
PZ4593S9 | Eaton (formerly Cooper Lighting) | Metalux | 8SKBLED-[ALL MOUNTING ARRANGEMENTS]-LD1-6-N-[ALL VOLTAGES]-[ALL OPTIONS]-L840-5LTD1-[ALL WIRING]-[ALL MOTION SENSORS]-RS-[ALL OPTIONS]-U | Indoor Luminaires | Linear Ambient | Direct Linear Ambient Luminaires | Standard | FALSE | [9 empty] | 8/13/2015 | Dimmable | Continuous (Can dim down to ≤ 10% (W)) | Yes |  |  | 6971.45 | 151.86 | 45.91 | 12.6 | 0.99 | 4000 | 82
P5CJW6EG | Eaton (formerly Cooper Lighting) | Metalux | 8SKBLED-[ALL MOUNTING ARRANGEMENTS]-LD1-6-N-[ALL VOLTAGES]-[ALL OPTIONS]-L850-CD1-[ALL WIRING]-[ALL MOTION SENSORS]--[ALL OPTIONS]-U | Indoor Luminaires | Linear Ambient | Direct Linear Ambient Luminaires | Standard | FALSE | [9 empty] | 8/13/2015 | Dimmable | Continuous (Can dim down to ≤ 10% (W)) | Yes |  |  | 7466 | 158.2 | 47.19 | 7.0333 | 0.98467 | 5000 | 82
P212BQW4 | Eaton (formerly Cooper Lighting) | Metalux | 8SKBLED-[ALL MOUNTING ARRANGEMENTS]-LD1-6-N-[ALL VOLTAGES]-[ALL OPTIONS]-L850-CD1-[ALL WIRING]-[ALL MOTION SENSORS]-RS-[ALL OPTIONS]-U | Indoor Luminaires | Linear Ambient | Direct Linear Ambient Luminaires | Standard | FALSE | [9 empty] | 8/13/2015 | Dimmable | Continuous (Can dim down to ≤ 10% (W)) | Yes |  |  | 7283.7 | 154.34 | 47.19 | 7.0333 | 0.98467 | 5000 | 82
P6JJV5TV | Eaton (formerly Cooper Lighting) | Metalux | 8SKBLED-[ALL MOUNTING ARRANGEMENTS]-LD1-6-N-[ALL VOLTAGES]-[ALL OPTIONS]-L850-5LTD1-[ALL WIRING]-[ALL MOTION SENSORS]--[ALL OPTIONS]-U | Indoor Luminaires | Linear Ambient | Direct Linear Ambient Luminaires | Standard | FALSE | [9 empty] | 8/13/2015 | Dimmable | Continuous (Can dim down to ≤ 10% (W)) | Yes |  |  | 7466 | 162.63 | 45.91 | 12.6 | 0.99 | 5000 | 82
PVDS5YHX | Eaton (formerly Cooper Lighting) | Metalux | 8SKBLED-[ALL MOUNTING ARRANGEMENTS]-LD1-6-N-[ALL VOLTAGES]-[ALL OPTIONS]-L850-5LTD1-[ALL WIRING]-[ALL MOTION SENSORS]-RS-[ALL OPTIONS]-U | Indoor Luminaires | Linear Ambient | Direct Linear Ambient Luminaires | Standard | FALSE | [9 empty] | 8/13/2015 | Dimmable | Continuous (Can dim down to ≤ 10% (W)) | Yes |  |  | 7283.7 | 158.66 | 45.91 | 12.6 | 0.99 | 5000 | 82
PDM822UF | Eaton (formerly Cooper Lighting) | Metalux | 8SKBLED-[ALL MOUNTING ARRANGEMENTS]-LD1-6-W-[ALL VOLTAGES]-[ALL OPTIONS]-L835-CD1-[ALL WIRING]-[ALL MOTION SENSORS]--[ALL OPTIONS]-U | Indoor Luminaires | Linear Ambient | Direct Linear Ambient Luminaires | Standard | FALSE | [9 empty] | 8/13/2015 | Dimmable | Continuous (Can dim down to ≤ 10% (W)) | Yes |  |  | 6396 | 135.53 | 47.19 | 7.0333 | 0.98467 | 3500 | 82
PH83DA2V | Eaton (formerly Cooper Lighting) | Metalux | 8SKBLED-[ALL MOUNTING ARRANGEMENTS]-LD1-6-W-[ALL VOLTAGES]-[ALL OPTIONS]-L835-CD1-[ALL WIRING]-[ALL MOTION SENSORS]-RS-[ALL OPTIONS]-U | Indoor Luminaires | Linear Ambient | Direct Linear Ambient Luminaires | Standard | FALSE | [9 empty] | 8/13/2015 | Dimmable | Continuous (Can dim down to ≤ 10% (W)) | Yes |  |  | 6164.79 | 130.63 | 47.19 | 7.0333 | 0.98467 | 3500 | 82
PEYQ5WG4 | Eaton (formerly Cooper Lighting) | Metalux | 8SKBLED-[ALL MOUNTING ARRANGEMENTS]-LD1-6-W-[ALL VOLTAGES]-[ALL OPTIONS]-L835-5LTD1-[ALL WIRING]-[ALL MOTION SENSORS]--[ALL OPTIONS]-U | Indoor Luminaires | Linear Ambient | Direct Linear Ambient Luminaires | Standard | FALSE | [9 empty] | 8/13/2015 | Dimmable | Continuous (Can dim down to ≤ 10% (W)) | Yes |  |  | 6396 | 139.32 | 45.91 | 12.6 | 0.99 | 3500 | 82
PUWP78QJ | Eaton (formerly Cooper Lighting) | Metalux | 8SKBLED-[ALL MOUNTING ARRANGEMENTS]-LD1-6-W-[ALL VOLTAGES]-[ALL OPTIONS]-L835-5LTD1-[ALL WIRING]-[ALL MOTION SENSORS]-RS-[ALL OPTIONS]-U | Indoor Luminaires | Linear Ambient | Direct Linear Ambient Luminaires | Standard | FALSE | [9 empty] | 8/13/2015 | Dimmable | Continuous (Can dim down to ≤ 10% (W)) | Yes |  |  | 6164.79 | 134.29 | 45.91 | 12.6 | 0.99 | 3500 | 82
P921H7UX | Eaton (formerly Cooper Lighting) | Metalux | 8SKBLED-[ALL MOUNTING ARRANGEMENTS]-LD1-6-W-[ALL VOLTAGES]-[ALL OPTIONS]-L840-CD1-[ALL WIRING]-[ALL MOTION SENSORS]--[ALL OPTIONS]-U | Indoor Luminaires | Linear Ambient | Direct Linear Ambient Luminaires | Standard | FALSE | [9 empty] | 8/13/2015 | Dimmable | Continuous (Can dim down to ≤ 10% (W)) | Yes |  |  | 6568.69 | 139.19 | 47.19 | 7.0333 | 0.98467 | 4000 | 82
PP4JYBXX | Eaton (formerly Cooper Lighting) | Metalux | 8SKBLED-[ALL MOUNTING ARRANGEMENTS]-LD1-6-W-[ALL VOLTAGES]-[ALL OPTIONS]-L840-CD1-[ALL WIRING]-[ALL MOTION SENSORS]-RS-[ALL OPTIONS]-U | Indoor Luminaires | Linear Ambient | Direct Linear Ambient Luminaires | Standard | FALSE | [9 empty] | 8/13/2015 | Dimmable | Continuous (Can dim down to ≤ 10% (W)) | Yes |  |  | 6331.24 | 134.15 | 47.19 | 7.0333 | 0.98467 | 4000 | 82
PMRR529Q | Eaton (formerly Cooper Lighting) | Metalux | 8SKBLED-[ALL MOUNTING ARRANGEMENTS]-LD1-6-W-[ALL VOLTAGES]-[ALL OPTIONS]-L840-5LTD1-[ALL WIRING]-[ALL MOTION SENSORS]--[ALL OPTIONS]-U | Indoor Luminaires | Linear Ambient | Direct Linear Ambient Luminaires | Standard | FALSE | [9 empty] | 8/13/2015 | Dimmable | Continuous (Can dim down to ≤ 10% (W)) | Yes |  |  | 6568.69 | 143.09 | 45.91 | 12.6 | 0.99 | 4000 | 82
PQCABB4V | Eaton (formerly Cooper Lighting) | Metalux | 8SKBLED-[ALL MOUNTING ARRANGEMENTS]-LD1-6-W-[ALL VOLTAGES]-[ALL OPTIONS]-L840-5LTD1-[ALL WIRING]-[ALL MOTION SENSORS]-RS-[ALL OPTIONS]-U | Indoor Luminaires | Linear Ambient | Direct Linear Ambient Luminaires | Standard | FALSE | [9 empty] | 8/13/2015 | Dimmable | Continuous (Can dim down to ≤ 10% (W)) | Yes |  |  | 6331.24 | 137.91 | 45.91 | 12.6 | 0.99 | 4000 | 82
P1U53E6H | Eaton (formerly Cooper Lighting) | Metalux | 8SKBLED-[ALL MOUNTING ARRANGEMENTS]-LD1-6-W-[ALL VOLTAGES]-[ALL OPTIONS]-L850-CD1-[ALL WIRING]-[ALL MOTION SENSORS]--[ALL OPTIONS]-U | Indoor Luminaires | Linear Ambient | Direct Linear Ambient Luminaires | Standard | FALSE | [9 empty] | 8/13/2015 | Dimmable | Continuous (Can dim down to ≤ 10% (W)) | Yes |  |  | 6862.91 | 145.42 | 47.19 | 7.0333 | 0.98467 | 5000 | 82
PFB6CG72 | Eaton (formerly Cooper Lighting) | Metalux | 8SKBLED-[ALL MOUNTING ARRANGEMENTS]-LD1-6-W-[ALL VOLTAGES]-[ALL OPTIONS]-L850-CD1-[ALL WIRING]-[ALL MOTION SENSORS]-RS-[ALL OPTIONS]-U | Indoor Luminaires | Linear Ambient | Direct Linear Ambient Luminaires | Standard | FALSE | [9 empty] | 8/13/2015 | Dimmable | Continuous (Can dim down to ≤ 10% (W)) | Yes |  |  | 6614.82 | 140.16 | 47.19 | 7.0333 | 0.98467 | 5000 | 82
P5EFUUFG | Eaton (formerly Cooper Lighting) | Metalux | 8SKBLED-[ALL MOUNTING ARRANGEMENTS]-LD1-6-W-[ALL VOLTAGES]-[ALL OPTIONS]-L850-5LTD1-[ALL WIRING]-[ALL MOTION SENSORS]--[ALL OPTIONS]-U | Indoor Luminaires | Linear Ambient | Direct Linear Ambient Luminaires | Standard | FALSE | [9 empty] | 8/13/2015 | Dimmable | Continuous (Can dim down to ≤ 10% (W)) | Yes |  |  | 6862.91 | 149.5 | 45.91 | 12.6 | 0.99 | 5000 | 82
PE8CGQ4V | Eaton (formerly Cooper Lighting) | Metalux | 8SKBLED-[ALL MOUNTING ARRANGEMENTS]-LD1-6-W-[ALL VOLTAGES]-[ALL OPTIONS]-L850-5LTD1-[ALL WIRING]-[ALL MOTION SENSORS]-RS-[ALL OPTIONS]-U | Indoor Luminaires | Linear Ambient | Direct Linear Ambient Luminaires | Standard | FALSE | [9 empty] | 8/13/2015 | Dimmable | Continuous (Can dim down to ≤ 10% (W)) | Yes |  |  | 6614.82 | 144.09 | 45.91 | 12.6 | 0.99 | 5000 | 82
PZZF61CX | Eaton (formerly Cooper Lighting) | Metalux | 8SKBLED-[ALL MOUNTING ARRANGEMENTS]-LD1-8-N-[ALL VOLTAGES]-[ALL OPTIONS]-L835-CD1-[ALL WIRING]-[ALL MOTION SENSORS]--[ALL OPTIONS]-U | Indoor Luminaires | Linear Ambient | Direct Linear Ambient Luminaires | Standard | FALSE | [9 empty] | 8/13/2015 | Dimmable | Continuous (Can dim down to ≤ 10% (W)) | Yes |  |  | 8831.39 | 132.42 | 66.69 | 5.5333 | 0.99667 | 3500 | 82
PKQ572PF | Eaton (formerly Cooper Lighting) | Metalux | 8SKBLED-[ALL MOUNTING ARRANGEMENTS]-LD1-8-N-[ALL VOLTAGES]-[ALL OPTIONS]-L835-CD1-[ALL WIRING]-[ALL MOTION SENSORS]-RS-[ALL OPTIONS]-U | Indoor Luminaires | Linear Ambient | Direct Linear Ambient Luminaires | Standard | FALSE | [9 empty] | 8/13/2015 | Dimmable | Continuous (Can dim down to ≤ 10% (W)) | Yes |  |  | 8615.75 | 129.19 | 66.69 | 5.5333 | 0.99667 | 3500 | 82
PPV2UBYU | Eaton (formerly Cooper Lighting) | Metalux | 8SKBLED-[ALL MOUNTING ARRANGEMENTS]-LD1-8-N-[ALL VOLTAGES]-[ALL OPTIONS]-L835-5LTD1-[ALL WIRING]-[ALL MOTION SENSORS]--[ALL OPTIONS]-U | Indoor Luminaires | Linear Ambient | Direct Linear Ambient Luminaires | Standard | FALSE | [9 empty] | 8/13/2015 | Dimmable | Continuous (Can dim down to ≤ 10% (W)) | Yes |  |  | 8831.39 | 134.88 | 65.47 | 9.9 | 0.994 | 3500 | 82
P75SSYNW | Eaton (formerly Cooper Lighting) | Metalux | 8SKBLED-[ALL MOUNTING ARRANGEMENTS]-LD1-8-N-[ALL VOLTAGES]-[ALL OPTIONS]-L835-5LTD1-[ALL WIRING]-[ALL MOTION SENSORS]-RS-[ALL OPTIONS]-U | Indoor Luminaires | Linear Ambient | Direct Linear Ambient Luminaires | Standard | FALSE | [9 empty] | 8/13/2015 | Dimmable | Continuous (Can dim down to ≤ 10% (W)) | Yes |  |  | 8615.75 | 131.59 | 65.47 | 9.9 | 0.994 | 3500 | 82
PV2VZCYR | Eaton (formerly Cooper Lighting) | Metalux | 8SKBLED-[ALL MOUNTING ARRANGEMENTS]-LD1-8-N-[ALL VOLTAGES]-[ALL OPTIONS]-L840-CD1-[ALL WIRING]-[ALL MOTION SENSORS]--[ALL OPTIONS]-U | Indoor Luminaires | Linear Ambient | Direct Linear Ambient Luminaires | Standard | FALSE | [9 empty] | 8/13/2015 | Dimmable | Continuous (Can dim down to ≤ 10% (W)) | Yes |  |  | 9069.83 | 136 | 66.69 | 5.5333 | 0.99667 | 4000 | 82
PMZGR5DV | Eaton (formerly Cooper Lighting) | Metalux | 8SKBLED-[ALL MOUNTING ARRANGEMENTS]-LD1-8-N-[ALL VOLTAGES]-[ALL OPTIONS]-L840-CD1-[ALL WIRING]-[ALL MOTION SENSORS]-RS-[ALL OPTIONS]-U | Indoor Luminaires | Linear Ambient | Direct Linear Ambient Luminaires | Standard | FALSE | [9 empty] | 8/13/2015 | Dimmable | Continuous (Can dim down to ≤ 10% (W)) | Yes |  |  | 8848.37 | 132.68 | 66.69 | 5.5333 | 0.99667 | 4000 | 82
PZMX32B1 | Eaton (formerly Cooper Lighting) | Metalux | 8SKBLED-[ALL MOUNTING ARRANGEMENTS]-LD1-8-N-[ALL VOLTAGES]-[ALL OPTIONS]-L840-5LTD1-[ALL WIRING]-[ALL MOTION SENSORS]--[ALL OPTIONS]-U | Indoor Luminaires | Linear Ambient | Direct Linear Ambient Luminaires | Standard | FALSE | [9 empty] | 8/13/2015 | Dimmable | Continuous (Can dim down to ≤ 10% (W)) | Yes |  |  | 9069.83 | 138.52 | 65.47 | 9.9 | 0.994 | 4000 | 82
PPKYNEA3 | Eaton (formerly Cooper Lighting) | Metalux | 8SKBLED-[ALL MOUNTING ARRANGEMENTS]-LD1-8-N-[ALL VOLTAGES]-[ALL OPTIONS]-L840-5LTD1-[ALL WIRING]-[ALL MOTION SENSORS]-RS-[ALL OPTIONS]-U | Indoor Luminaires | Linear Ambient | Direct Linear Ambient Luminaires | Standard | FALSE | [9 empty] | 8/13/2015 | Dimmable | Continuous (Can dim down to ≤ 10% (W)) | Yes |  |  | 8848.37 | 135.14 | 65.47 | 9.9 | 0.994 | 4000 | 82
P5ZPC1BZ | Eaton (formerly Cooper Lighting) | Metalux | 8SKBLED-[ALL MOUNTING ARRANGEMENTS]-LD1-8-N-[ALL VOLTAGES]-[ALL OPTIONS]-L850-CD1-[ALL WIRING]-[ALL MOTION SENSORS]--[ALL OPTIONS]-U | Indoor Luminaires | Linear Ambient | Direct Linear Ambient Luminaires | Standard | FALSE | [9 empty] | 8/13/2015 | Dimmable | Continuous (Can dim down to ≤ 10% (W)) | Yes |  |  | 9476.08 | 142.09 | 66.69 | 5.5333 | 0.99667 | 5000 | 82
PYJGZ1ZC | Eaton (formerly Cooper Lighting) | Metalux | 8SKBLED-[ALL MOUNTING ARRANGEMENTS]-LD1-8-N-[ALL VOLTAGES]-[ALL OPTIONS]-L850-CD1-[ALL WIRING]-[ALL MOTION SENSORS]-RS-[ALL OPTIONS]-U | Indoor Luminaires | Linear Ambient | Direct Linear Ambient Luminaires | Standard | FALSE | [9 empty] | 8/13/2015 | Dimmable | Continuous (Can dim down to ≤ 10% (W)) | Yes |  |  | 9244.7 | 138.62 | 66.69 | 5.5333 | 0.99667 | 5000 | 82
P5VDGV9G | Eaton (formerly Cooper Lighting) | Metalux | 8SKBLED-[ALL MOUNTING ARRANGEMENTS]-LD1-8-N-[ALL VOLTAGES]-[ALL OPTIONS]-L850-5LTD1-[ALL WIRING]-[ALL MOTION SENSORS]--[ALL OPTIONS]-U | Indoor Luminaires | Linear Ambient | Direct Linear Ambient Luminaires | Standard | FALSE | [9 empty] | 8/13/2015 | Dimmable | Continuous (Can dim down to ≤ 10% (W)) | Yes |  |  | 9476.08 | 144.73 | 65.47 | 9.9 | 0.994 | 5000 | 82
PT4Z6K5G | Eaton (formerly Cooper Lighting) | Metalux | 8SKBLED-[ALL MOUNTING ARRANGEMENTS]-LD1-8-N-[ALL VOLTAGES]-[ALL OPTIONS]-L850-5LTD1-[ALL WIRING]-[ALL MOTION SENSORS]-RS-[ALL OPTIONS]-U | Indoor Luminaires | Linear Ambient | Direct Linear Ambient Luminaires | Standard | FALSE | [9 empty] | 8/13/2015 | Dimmable | Continuous (Can dim down to ≤ 10% (W)) | Yes |  |  | 9244.7 | 141.19 | 65.47 | 9.9 | 0.994 | 5000 | 82
PS7M7YYR | Eaton (formerly Cooper Lighting) | Metalux | 8SKBLED-[ALL MOUNTING ARRANGEMENTS]-LD1-8-W-[ALL VOLTAGES]-[ALL OPTIONS]-L835-CD1-[ALL WIRING]-[ALL MOTION SENSORS]--[ALL OPTIONS]-U | Indoor Luminaires | Linear Ambient | Direct Linear Ambient Luminaires | Standard | FALSE | [9 empty] | 8/13/2015 | Dimmable | Continuous (Can dim down to ≤ 10% (W)) | Yes |  |  | 8118 | 121.72 | 66.69 | 5.5333 | 0.99667 | 3500 | 82
PA4PDB5B | Eaton (formerly Cooper Lighting) | Metalux | 8SKBLED-[ALL MOUNTING ARRANGEMENTS]-LD1-8-W-[ALL VOLTAGES]-[ALL OPTIONS]-L835-CD1-[ALL WIRING]-[ALL MOTION SENSORS]-RS-[ALL OPTIONS]-U | Indoor Luminaires | Linear Ambient | Direct Linear Ambient Luminaires | Standard | FALSE | [9 empty] | 8/13/2015 | Dimmable | Continuous (Can dim down to ≤ 10% (W)) | Yes |  |  | 7824.54 | 117.32 | 66.69 | 5.5333 | 0.99667 | 3500 | 82
PCQDBNYT | Eaton (formerly Cooper Lighting) | Metalux | 8SKBLED-[ALL MOUNTING ARRANGEMENTS]-LD1-8-W-[ALL VOLTAGES]-[ALL OPTIONS]-L835-5LTD1-[ALL WIRING]-[ALL MOTION SENSORS]--[ALL OPTIONS]-U | Indoor Luminaires | Linear Ambient | Direct Linear Ambient Luminaires | Standard | FALSE | [9 empty] | 8/13/2015 | Dimmable | Continuous (Can dim down to ≤ 10% (W)) | Yes |  |  | 8118 | 123.99 | 65.47 | 9.9 | 0.994 | 3500 | 82
P1UFUBWN | Eaton (formerly Cooper Lighting) | Metalux | 8SKBLED-[ALL MOUNTING ARRANGEMENTS]-LD1-8-W-[ALL VOLTAGES]-[ALL OPTIONS]-L835-5LTD1-[ALL WIRING]-[ALL MOTION SENSORS]-RS-[ALL OPTIONS]-U | Indoor Luminaires | Linear Ambient | Direct Linear Ambient Luminaires | Standard | FALSE | [9 empty] | 8/13/2015 | Dimmable | Continuous (Can dim down to ≤ 10% (W)) | Yes |  |  | 7824.54 | 119.5 | 65.47 | 9.9 | 0.994 | 3500 | 82
P5YFRFSG | Eaton (formerly Cooper Lighting) | Metalux | 8SKBLED-[ALL MOUNTING ARRANGEMENTS]-LD1-8-W-[ALL VOLTAGES]-[ALL OPTIONS]-L840-CD1-[ALL WIRING]-[ALL MOTION SENSORS]--[ALL OPTIONS]-U | Indoor Luminaires | Linear Ambient | Direct Linear Ambient Luminaires | Standard | FALSE | [9 empty] | 8/13/2015 | Dimmable | Continuous (Can dim down to ≤ 10% (W)) | Yes |  |  | 8337.19 | 125.01 | 66.69 | 5.5333 | 0.99667 | 4000 | 82
PM52CBW4 | Eaton (formerly Cooper Lighting) | Metalux | 8SKBLED-[ALL MOUNTING ARRANGEMENTS]-LD1-8-W-[ALL VOLTAGES]-[ALL OPTIONS]-L840-CD1-[ALL WIRING]-[ALL MOTION SENSORS]-RS-[ALL OPTIONS]-U | Indoor Luminaires | Linear Ambient | Direct Linear Ambient Luminaires | Standard | FALSE | [9 empty] | 8/13/2015 | Dimmable | Continuous (Can dim down to ≤ 10% (W)) | Yes |  |  | 8035.8 | 120.49 | 66.69 | 5.5333 | 0.99667 | 4000 | 82
P1ZCTDER | Eaton (formerly Cooper Lighting) | Metalux | 8SKBLED-[ALL MOUNTING ARRANGEMENTS]-LD1-8-W-[ALL VOLTAGES]-[ALL OPTIONS]-L840-5LTD1-[ALL WIRING]-[ALL MOTION SENSORS]--[ALL OPTIONS]-U | Indoor Luminaires | Linear Ambient | Direct Linear Ambient Luminaires | Standard | FALSE | [9 empty] | 8/13/2015 | Dimmable | Continuous (Can dim down to ≤ 10% (W)) | Yes |  |  | 8337.19 | 127.33 | 65.47 | 9.9 | 0.994 | 4000 | 82
PQW48GZ1 | Eaton (formerly Cooper Lighting) | Metalux | 8SKBLED-[ALL MOUNTING ARRANGEMENTS]-LD1-8-W-[ALL VOLTAGES]-[ALL OPTIONS]-L840-5LTD1-[ALL WIRING]-[ALL MOTION SENSORS]-RS-[ALL OPTIONS]-U | Indoor Luminaires | Linear Ambient | Direct Linear Ambient Luminaires | Standard | FALSE | [9 empty] | 8/13/2015 | Dimmable | Continuous (Can dim down to ≤ 10% (W)) | Yes |  |  | 8035.8 | 122.73 | 65.47 | 9.9 | 0.994 | 4000 | 82
PNFNWCDF | Eaton (formerly Cooper Lighting) | Metalux | 8SKBLED-[ALL MOUNTING ARRANGEMENTS]-LD1-8-W-[ALL VOLTAGES]-[ALL OPTIONS]-L850-CD1-[ALL WIRING]-[ALL MOTION SENSORS]--[ALL OPTIONS]-U | Indoor Luminaires | Linear Ambient | Direct Linear Ambient Luminaires | Standard | FALSE | [9 empty] | 8/13/2015 | Dimmable | Continuous (Can dim down to ≤ 10% (W)) | Yes |  |  | 8710.61 | 130.61 | 66.69 | 5.5333 | 0.99667 | 5000 | 82
PEGY6P51 | Eaton (formerly Cooper Lighting) | Metalux | 8SKBLED-[ALL MOUNTING ARRANGEMENTS]-LD1-8-W-[ALL VOLTAGES]-[ALL OPTIONS]-L850-CD1-[ALL WIRING]-[ALL MOTION SENSORS]-RS-[ALL OPTIONS]-U | Indoor Luminaires | Linear Ambient | Direct Linear Ambient Luminaires | Standard | FALSE | [9 empty] | 8/13/2015 | Dimmable | Continuous (Can dim down to ≤ 10% (W)) | Yes |  |  | 8395.73 | 125.89 | 66.69 | 5.5333 | 0.99667 | 5000 | 82
PVM9MCZ9 | Eaton (formerly Cooper Lighting) | Metalux | 8SKBLED-[ALL MOUNTING ARRANGEMENTS]-LD1-8-W-[ALL VOLTAGES]-[ALL OPTIONS]-L850-5LTD1-[ALL WIRING]-[ALL MOTION SENSORS]--[ALL OPTIONS]-U | Indoor Luminaires | Linear Ambient | Direct Linear Ambient Luminaires | Standard | FALSE | [9 empty] | 8/13/2015 | Dimmable | Continuous (Can dim down to ≤ 10% (W)) | Yes |  |  | 8710.61 | 133.04 | 65.47 | 9.9 | 0.994 | 5000 | 82
P5DB7R7R | Eaton (formerly Cooper Lighting) | Metalux | 8SKBLED-[ALL MOUNTING ARRANGEMENTS]-LD1-8-W-[ALL VOLTAGES]-[ALL OPTIONS]-L850-5LTD1-[ALL WIRING]-[ALL MOTION SENSORS]-RS-[ALL OPTIONS]-U | Indoor Luminaires | Linear Ambient | Direct Linear Ambient Luminaires | Standard | FALSE | [9 empty] | 8/13/2015 | Dimmable | Continuous (Can dim down to ≤ 10% (W)) | Yes |  |  | 8395.73 | 128.23 | 65.47 | 9.9 | 0.994 | 5000 | 82
PBMT93R8 | Eaton (formerly Cooper Lighting) | Metalux | 8SKBLED-[ALL MOUNTING ARRANGEMENTS]-LD1-10-N-[ALL VOLTAGES]-[ALL OPTIONS]-L835-CD1-[ALL WIRING]-[ALL MOTION SENSORS]--[ALL OPTIONS]-U | Indoor Luminaires | Linear Ambient | Direct Linear Ambient Luminaires | Standard | FALSE | [9 empty] | 8/13/2015 | Dimmable | Continuous (Can dim down to ≤ 10% (W)) | Yes |  |  | 10894 | 125.59 | 86.74 | 5.3 | 0.989 | 3500 | 82
PZQR9SYW | Eaton (formerly Cooper Lighting) | Metalux | 8SKBLED-[ALL MOUNTING ARRANGEMENTS]-LD1-10-N-[ALL VOLTAGES]-[ALL OPTIONS]-L835-CD1-[ALL WIRING]-[ALL MOTION SENSORS]-RS-[ALL OPTIONS]-U | Indoor Luminaires | Linear Ambient | Direct Linear Ambient Luminaires | Standard | FALSE | [9 empty] | 8/13/2015 | Dimmable | Continuous (Can dim down to ≤ 10% (W)) | Yes |  |  | 10628 | 122.52 | 86.74 | 5.3 | 0.989 | 3500 | 82
PSPX1KZ5 | Eaton (formerly Cooper Lighting) | Metalux | 8SKBLED-[ALL MOUNTING ARRANGEMENTS]-LD1-10-N-[ALL VOLTAGES]-[ALL OPTIONS]-L835-5LTD1-[ALL WIRING]-[ALL MOTION SENSORS]--[ALL OPTIONS]-U | Indoor Luminaires | Linear Ambient | Direct Linear Ambient Luminaires | Standard | FALSE | [9 empty] | 8/13/2015 | Dimmable | Continuous (Can dim down to ≤ 10% (W)) | Yes |  |  | 10894 | 127.74 | 85.28 | 7.7 | 0.996 | 3500 | 82
PK5XD92T | Eaton (formerly Cooper Lighting) | Metalux | 8SKBLED-[ALL MOUNTING ARRANGEMENTS]-LD1-10-N-[ALL VOLTAGES]-[ALL OPTIONS]-L835-5LTD1-[ALL WIRING]-[ALL MOTION SENSORS]-RS-[ALL OPTIONS]-U | Indoor Luminaires | Linear Ambient | Direct Linear Ambient Luminaires | Standard | FALSE | [9 empty] | 8/13/2015 | Dimmable | Continuous (Can dim down to ≤ 10% (W)) | Yes |  |  | 10628 | 124.62 | 85.28 | 7.7 | 0.996 | 3500 | 82
PCMZWG1D | Eaton (formerly Cooper Lighting) | Metalux | 8SKBLED-[ALL MOUNTING ARRANGEMENTS]-LD1-10-N-[ALL VOLTAGES]-[ALL OPTIONS]-L840-CD1-[ALL WIRING]-[ALL MOTION SENSORS]--[ALL OPTIONS]-U | Indoor Luminaires | Linear Ambient | Direct Linear Ambient Luminaires | Standard | FALSE | [9 empty] | 8/13/2015 | Dimmable | Continuous (Can dim down to ≤ 10% (W)) | Yes |  |  | 11188.14 | 128.98 | 86.74 | 5.3 | 0.989 | 4000 | 82
P6F6WP25 | Eaton (formerly Cooper Lighting) | Metalux | 8SKBLED-[ALL MOUNTING ARRANGEMENTS]-LD1-10-N-[ALL VOLTAGES]-[ALL OPTIONS]-L840-CD1-[ALL WIRING]-[ALL MOTION SENSORS]-RS-[ALL OPTIONS]-U | Indoor Luminaires | Linear Ambient | Direct Linear Ambient Luminaires | Standard | FALSE | [9 empty] | 8/13/2015 | Dimmable | Continuous (Can dim down to ≤ 10% (W)) | Yes |  |  | 10914.96 | 125.83 | 86.74 | 5.3 | 0.989 | 4000 | 82
P7UMVBPN | Eaton (formerly Cooper Lighting) | Metalux | 8SKBLED-[ALL MOUNTING ARRANGEMENTS]-LD1-10-N-[ALL VOLTAGES]-[ALL OPTIONS]-L840-5LTD1-[ALL WIRING]-[ALL MOTION SENSORS]--[ALL OPTIONS]-U | Indoor Luminaires | Linear Ambient | Direct Linear Ambient Luminaires | Standard | FALSE | [9 empty] | 8/13/2015 | Dimmable | Continuous (Can dim down to ≤ 10% (W)) | Yes |  |  | 11188.14 | 131.19 | 85.28 | 7.7 | 0.996 | 4000 | 82
PZPGFGW2 | Eaton (formerly Cooper Lighting) | Metalux | 8SKBLED-[ALL MOUNTING ARRANGEMENTS]-LD1-10-N-[ALL VOLTAGES]-[ALL OPTIONS]-L840-5LTD1-[ALL WIRING]-[ALL MOTION SENSORS]-RS-[ALL OPTIONS]-U | Indoor Luminaires | Linear Ambient | Direct Linear Ambient Luminaires | Standard | FALSE | [9 empty] | 8/13/2015 | Dimmable | Continuous (Can dim down to ≤ 10% (W)) | Yes |  |  | 10914.96 | 127.98 | 85.28 | 7.7 | 0.996 | 4000 | 82
PS553ZRW | Eaton (formerly Cooper Lighting) | Metalux | 8SKBLED-[ALL MOUNTING ARRANGEMENTS]-LD1-10-N-[ALL VOLTAGES]-[ALL OPTIONS]-L850-CD1-[ALL WIRING]-[ALL MOTION SENSORS]--[ALL OPTIONS]-U | Indoor Luminaires | Linear Ambient | Direct Linear Ambient Luminaires | Standard | FALSE | [9 empty] | 8/13/2015 | Dimmable | Continuous (Can dim down to ≤ 10% (W)) | Yes |  |  | 11689.26 | 134.76 | 86.74 | 5.3 | 0.989 | 5000 | 82
PC1NK8SW | Eaton (formerly Cooper Lighting) | Metalux | 8SKBLED-[ALL MOUNTING ARRANGEMENTS]-LD1-10-N-[ALL VOLTAGES]-[ALL OPTIONS]-L850-CD1-[ALL WIRING]-[ALL MOTION SENSORS]-RS-[ALL OPTIONS]-U | Indoor Luminaires | Linear Ambient | Direct Linear Ambient Luminaires | Standard | FALSE | [9 empty] | 8/13/2015 | Dimmable | Continuous (Can dim down to ≤ 10% (W)) | Yes |  |  | 11403.84 | 131.47 | 86.74 | 5.3 | 0.989 | 5000 | 82
PG1D689N | Eaton (formerly Cooper Lighting) | Metalux | 8SKBLED-[ALL MOUNTING ARRANGEMENTS]-LD1-10-N-[ALL VOLTAGES]-[ALL OPTIONS]-L850-5LTD1-[ALL WIRING]-[ALL MOTION SENSORS]--[ALL OPTIONS]-U | Indoor Luminaires | Linear Ambient | Direct Linear Ambient Luminaires | Standard | FALSE | [9 empty] | 8/13/2015 | Dimmable | Continuous (Can dim down to ≤ 10% (W)) | Yes |  |  | 11689.26 | 137.06 | 85.28 | 7.7 | 0.996 | 5000 | 82
PKKU8NEN | Eaton (formerly Cooper Lighting) | Metalux | 8SKBLED-[ALL MOUNTING ARRANGEMENTS]-LD1-10-N-[ALL VOLTAGES]-[ALL OPTIONS]-L850-5LTD1-[ALL WIRING]-[ALL MOTION SENSORS]-RS-[ALL OPTIONS]-U | Indoor Luminaires | Linear Ambient | Direct Linear Ambient Luminaires | Standard | FALSE | [9 empty] | 8/13/2015 | Dimmable | Continuous (Can dim down to ≤ 10% (W)) | Yes |  |  | 11403.84 | 133.72 | 85.28 | 7.7 | 0.996 | 5000 | 82
P7SRADMP | Eaton (formerly Cooper Lighting) | Metalux | 8SKBLED-[ALL MOUNTING ARRANGEMENTS]-LD1-10-W-[ALL VOLTAGES]-[ALL OPTIONS]-L835-CD1-[ALL WIRING]-[ALL MOTION SENSORS]--[ALL OPTIONS]-U | Indoor Luminaires | Linear Ambient | Direct Linear Ambient Luminaires | Standard | FALSE | [9 empty] | 8/13/2015 | Dimmable | Continuous (Can dim down to ≤ 10% (W)) | Yes |  |  | 10014 | 115.45 | 86.74 | 5.3 | 0.989 | 3500 | 82
PKB3ZMH4 | Eaton (formerly Cooper Lighting) | Metalux | 8SKBLED-[ALL MOUNTING ARRANGEMENTS]-LD1-10-W-[ALL VOLTAGES]-[ALL OPTIONS]-L835-CD1-[ALL WIRING]-[ALL MOTION SENSORS]-RS-[ALL OPTIONS]-U | Indoor Luminaires | Linear Ambient | Direct Linear Ambient Luminaires | Standard | FALSE | [9 empty] | 8/13/2015 | Dimmable | Continuous (Can dim down to ≤ 10% (W)) | Yes |  |  | 9652 | 111.27 | 86.74 | 5.3 | 0.989 | 3500 | 82
P39KD62T | Eaton (formerly Cooper Lighting) | Metalux | 8SKBLED-[ALL MOUNTING ARRANGEMENTS]-LD1-10-W-[ALL VOLTAGES]-[ALL OPTIONS]-L835-5LTD1-[ALL WIRING]-[ALL MOTION SENSORS]--[ALL OPTIONS]-U | Indoor Luminaires | Linear Ambient | Direct Linear Ambient Luminaires | Standard | FALSE | [9 empty] | 8/13/2015 | Dimmable | Continuous (Can dim down to ≤ 10% (W)) | Yes |  |  | 10014 | 117.42 | 85.28 | 7.7 | 0.996 | 3500 | 82
PXCJJWPF | Eaton (formerly Cooper Lighting) | Metalux | 8SKBLED-[ALL MOUNTING ARRANGEMENTS]-LD1-10-W-[ALL VOLTAGES]-[ALL OPTIONS]-L835-5LTD1-[ALL WIRING]-[ALL MOTION SENSORS]-RS-[ALL OPTIONS]-U | Indoor Luminaires | Linear Ambient | Direct Linear Ambient Luminaires | Standard | FALSE | [9 empty] | 8/13/2015 | Dimmable | Continuous (Can dim down to ≤ 10% (W)) | Yes |  |  | 9652 | 113.18 | 85.28 | 7.7 | 0.996 | 3500 | 82
PVM4NKJE | Eaton (formerly Cooper Lighting) | Metalux | 8SKBLED-[ALL MOUNTING ARRANGEMENTS]-LD1-10-W-[ALL VOLTAGES]-[ALL OPTIONS]-L840-CD1-[ALL WIRING]-[ALL MOTION SENSORS]--[ALL OPTIONS]-U | Indoor Luminaires | Linear Ambient | Direct Linear Ambient Luminaires | Standard | FALSE | [9 empty] | 8/13/2015 | Dimmable | Continuous (Can dim down to ≤ 10% (W)) | Yes |  |  | 10284.38 | 118.56 | 86.74 | 5.3 | 0.989 | 4000 | 82
PJ6K4FH6 | Eaton (formerly Cooper Lighting) | Metalux | 8SKBLED-[ALL MOUNTING ARRANGEMENTS]-LD1-10-W-[ALL VOLTAGES]-[ALL OPTIONS]-L840-CD1-[ALL WIRING]-[ALL MOTION SENSORS]-RS-[ALL OPTIONS]-U | Indoor Luminaires | Linear Ambient | Direct Linear Ambient Luminaires | Standard | FALSE | [9 empty] | 8/13/2015 | Dimmable | Continuous (Can dim down to ≤ 10% (W)) | Yes |  |  | 9912.6 | 114.28 | 86.74 | 5.3 | 0.989 | 4000 | 82
PZMFW1UT | Eaton (formerly Cooper Lighting) | Metalux | 8SKBLED-[ALL MOUNTING ARRANGEMENTS]-LD1-10-W-[ALL VOLTAGES]-[ALL OPTIONS]-L840-5LTD1-[ALL WIRING]-[ALL MOTION SENSORS]--[ALL OPTIONS]-U | Indoor Luminaires | Linear Ambient | Direct Linear Ambient Luminaires | Standard | FALSE | [9 empty] | 8/13/2015 | Dimmable | Continuous (Can dim down to ≤ 10% (W)) | Yes |  |  | 10284.38 | 120.59 | 85.28 | 7.7 | 0.996 | 4000 | 82
PKH5RP5J | Eaton (formerly Cooper Lighting) | Metalux | 8SKBLED-[ALL MOUNTING ARRANGEMENTS]-LD1-10-W-[ALL VOLTAGES]-[ALL OPTIONS]-L840-5LTD1-[ALL WIRING]-[ALL MOTION SENSORS]-RS-[ALL OPTIONS]-U | Indoor Luminaires | Linear Ambient | Direct Linear Ambient Luminaires | Standard | FALSE | [9 empty] | 8/13/2015 | Dimmable | Continuous (Can dim down to ≤ 10% (W)) | Yes |  |  | 9912.6 | 116.23 | 85.28 | 7.7 | 0.996 | 4000 | 82
PPF2T8G1 | Eaton (formerly Cooper Lighting) | Metalux | 8SKBLED-[ALL MOUNTING ARRANGEMENTS]-LD1-10-W-[ALL VOLTAGES]-[ALL OPTIONS]-L850-CD1-[ALL WIRING]-[ALL MOTION SENSORS]--[ALL OPTIONS]-U | Indoor Luminaires | Linear Ambient | Direct Linear Ambient Luminaires | Standard | FALSE | [9 empty] | 8/13/2015 | Dimmable | Continuous (Can dim down to ≤ 10% (W)) | Yes |  |  | 10745.02 | 123.87 | 86.74 | 5.3 | 0.989 | 5000 | 82
PZ8NA9YU | Eaton (formerly Cooper Lighting) | Metalux | 8SKBLED-[ALL MOUNTING ARRANGEMENTS]-LD1-10-W-[ALL VOLTAGES]-[ALL OPTIONS]-L850-CD1-[ALL WIRING]-[ALL MOTION SENSORS]-RS-[ALL OPTIONS]-U | Indoor Luminaires | Linear Ambient | Direct Linear Ambient Luminaires | Standard | FALSE | [9 empty] | 8/13/2015 | Dimmable | Continuous (Can dim down to ≤ 10% (W)) | Yes |  |  | 10356.6 | 119.4 | 86.74 | 5.3 | 0.989 | 5000 | 82
PCAJ1TW8 | Eaton (formerly Cooper Lighting) | Metalux | 8SKBLED-[ALL MOUNTING ARRANGEMENTS]-LD1-10-W-[ALL VOLTAGES]-[ALL OPTIONS]-L850-5LTD1-[ALL WIRING]-[ALL MOTION SENSORS]--[ALL OPTIONS]-U | Indoor Luminaires | Linear Ambient | Direct Linear Ambient Luminaires | Standard | FALSE | [9 empty] | 8/13/2015 | Dimmable | Continuous (Can dim down to ≤ 10% (W)) | Yes |  |  | 10745.02 | 125.99 | 85.28 | 7.7 | 0.996 | 5000 | 82
P2CX65YK | Eaton (formerly Cooper Lighting) | Metalux | 8SKBLED-[ALL MOUNTING ARRANGEMENTS]-LD1-10-W-[ALL VOLTAGES]-[ALL OPTIONS]-L850-5LTD1-[ALL WIRING]-[ALL MOTION SENSORS]-RS-[ALL OPTIONS]-U | Indoor Luminaires | Linear Ambient | Direct Linear Ambient Luminaires | Standard | FALSE | [9 empty] | 8/13/2015 | Dimmable | Continuous (Can dim down to ≤ 10% (W)) | Yes |  |  | 10356.6 | 121.44 | 85.28 | 7.7 | 0.996 | 5000 | 82
PC967P65 | Eaton (formerly Cooper Lighting) | Metalux | 8SKBLED-[ALL MOUNTING ARRANGEMENTS]-LD1-12-N-[ALL VOLTAGES]-[ALL OPTIONS]-L835-CD2-[ALL WIRING]-[ALL MOTION SENSORS]--[ALL OPTIONS]-U | Indoor Luminaires | Linear Ambient | Direct Linear Ambient Luminaires | Standard | FALSE | [9 empty] | 8/13/2015 | Dimmable | Continuous (Can dim down to ≤ 10% (W)) | Yes |  |  | 13304.74 | 112.5 | 118.27 | 5.8759 | 0.99575 | 3500 | 82
P1TMGAF9 | Eaton (formerly Cooper Lighting) | Metalux | 8SKBLED-[ALL MOUNTING ARRANGEMENTS]-LD1-12-N-[ALL VOLTAGES]-[ALL OPTIONS]-L835-CD2-[ALL WIRING]-[ALL MOTION SENSORS]-RS-[ALL OPTIONS]-U | Indoor Luminaires | Linear Ambient | Direct Linear Ambient Luminaires | Standard | FALSE | [9 empty] | 8/13/2015 | Dimmable | Continuous (Can dim down to ≤ 10% (W)) | Yes |  |  | 12979.87 | 109.75 | 118.27 | 5.8759 | 0.99575 | 3500 | 82
PN4W259G | Eaton (formerly Cooper Lighting) | Metalux | 8SKBLED-[ALL MOUNTING ARRANGEMENTS]-LD1-12-N-[ALL VOLTAGES]-[ALL OPTIONS]-L835-5LTD2-[ALL WIRING]-[ALL MOTION SENSORS]--[ALL OPTIONS]-U | Indoor Luminaires | Linear Ambient | Direct Linear Ambient Luminaires | Standard | FALSE | [9 empty] | 8/13/2015 | Dimmable | Continuous (Can dim down to ≤ 10% (W)) | Yes |  |  | 13304.74 | 114.72 | 115.98 | 10.6398 | 0.99304 | 3500 | 82
PHV15JMX | Eaton (formerly Cooper Lighting) | Metalux | 8SKBLED-[ALL MOUNTING ARRANGEMENTS]-LD1-12-N-[ALL VOLTAGES]-[ALL OPTIONS]-L835-5LTD2-[ALL WIRING]-[ALL MOTION SENSORS]-RS-[ALL OPTIONS]-U | Indoor Luminaires | Linear Ambient | Direct Linear Ambient Luminaires | Standard | FALSE | [9 empty] | 8/13/2015 | Dimmable | Continuous (Can dim down to ≤ 10% (W)) | Yes |  |  | 12979.87 | 111.92 | 115.98 | 10.6398 | 0.99304 | 3500 | 82
PCDWDTQW | Eaton (formerly Cooper Lighting) | Metalux | 8SKBLED-[ALL MOUNTING ARRANGEMENTS]-LD1-12-N-[ALL VOLTAGES]-[ALL OPTIONS]-L840-CD2-[ALL WIRING]-[ALL MOTION SENSORS]--[ALL OPTIONS]-U | Indoor Luminaires | Linear Ambient | Direct Linear Ambient Luminaires | Standard | FALSE | [9 empty] | 8/13/2015 | Dimmable | Continuous (Can dim down to ≤ 10% (W)) | Yes |  |  | 13663.96 | 115.54 | 118.27 | 5.8759 | 0.99575 | 4000 | 82
P9SDV3YN | Eaton (formerly Cooper Lighting) | Metalux | 8SKBLED-[ALL MOUNTING ARRANGEMENTS]-LD1-12-N-[ALL VOLTAGES]-[ALL OPTIONS]-L840-CD2-[ALL WIRING]-[ALL MOTION SENSORS]-RS-[ALL OPTIONS]-U | Indoor Luminaires | Linear Ambient | Direct Linear Ambient Luminaires | Standard | FALSE | [9 empty] | 8/13/2015 | Dimmable | Continuous (Can dim down to ≤ 10% (W)) | Yes |  |  | 13330.33 | 112.72 | 118.27 | 5.8759 | 0.99575 | 4000 | 82
PS8TTQ8P | Eaton (formerly Cooper Lighting) | Metalux | 8SKBLED-[ALL MOUNTING ARRANGEMENTS]-LD1-12-N-[ALL VOLTAGES]-[ALL OPTIONS]-L840-5LTD2-[ALL WIRING]-[ALL MOTION SENSORS]--[ALL OPTIONS]-U | Indoor Luminaires | Linear Ambient | Direct Linear Ambient Luminaires | Standard | FALSE | [9 empty] | 8/13/2015 | Dimmable | Continuous (Can dim down to ≤ 10% (W)) | Yes |  |  | 13663.96 | 117.81 | 115.98 | 10.6398 | 0.99304 | 4000 | 82
PJBE9ZC5 | Eaton (formerly Cooper Lighting) | Metalux | 8SKBLED-[ALL MOUNTING ARRANGEMENTS]-LD1-12-N-[ALL VOLTAGES]-[ALL OPTIONS]-L840-5LTD2-[ALL WIRING]-[ALL MOTION SENSORS]-RS-[ALL OPTIONS]-U | Indoor Luminaires | Linear Ambient | Direct Linear Ambient Luminaires | Standard | FALSE | [9 empty] | 8/13/2015 | Dimmable | Continuous (Can dim down to ≤ 10% (W)) | Yes |  |  | 13330.33 | 114.94 | 115.98 | 10.6398 | 0.99304 | 4000 | 82
PPEBEUHX | Eaton (formerly Cooper Lighting) | Metalux | 8SKBLED-[ALL MOUNTING ARRANGEMENTS]-LD1-12-N-[ALL VOLTAGES]-[ALL OPTIONS]-L850-CD2-[ALL WIRING]-[ALL MOTION SENSORS]--[ALL OPTIONS]-U | Indoor Luminaires | Linear Ambient | Direct Linear Ambient Luminaires | Standard | FALSE | [9 empty] | 8/13/2015 | Dimmable | Continuous (Can dim down to ≤ 10% (W)) | Yes |  |  | 14275.98 | 120.71 | 118.27 | 5.8759 | 0.99575 | 5000 | 82
PPZDT1NP | Eaton (formerly Cooper Lighting) | Metalux | 8SKBLED-[ALL MOUNTING ARRANGEMENTS]-LD1-12-N-[ALL VOLTAGES]-[ALL OPTIONS]-L850-CD2-[ALL WIRING]-[ALL MOTION SENSORS]-RS-[ALL OPTIONS]-U | Indoor Luminaires | Linear Ambient | Direct Linear Ambient Luminaires | Standard | FALSE | [9 empty] | 8/13/2015 | Dimmable | Continuous (Can dim down to ≤ 10% (W)) | Yes |  |  | 13927.4 | 117.76 | 118.27 | 5.8759 | 0.99575 | 5000 | 82
PNSFBK51 | Eaton (formerly Cooper Lighting) | Metalux | 8SKBLED-[ALL MOUNTING ARRANGEMENTS]-LD1-12-N-[ALL VOLTAGES]-[ALL OPTIONS]-L850-5LTD2-[ALL WIRING]-[ALL MOTION SENSORS]--[ALL OPTIONS]-U | Indoor Luminaires | Linear Ambient | Direct Linear Ambient Luminaires | Standard | FALSE | [9 empty] | 8/13/2015 | Dimmable | Continuous (Can dim down to ≤ 10% (W)) | Yes |  |  | 14275.98 | 123.09 | 115.98 | 10.6398 | 0.99304 | 5000 | 82
PWGN4NH4 | Eaton (formerly Cooper Lighting) | Metalux | 8SKBLED-[ALL MOUNTING ARRANGEMENTS]-LD1-12-N-[ALL VOLTAGES]-[ALL OPTIONS]-L850-5LTD2-[ALL WIRING]-[ALL MOTION SENSORS]-RS-[ALL OPTIONS]-U | Indoor Luminaires | Linear Ambient | Direct Linear Ambient Luminaires | Standard | FALSE | [9 empty] | 8/13/2015 | Dimmable | Continuous (Can dim down to ≤ 10% (W)) | Yes |  |  | 13927.4 | 120.09 | 115.98 | 10.6398 | 0.99304 | 5000 | 82
PCSD4N2V | Eaton (formerly Cooper Lighting) | Metalux | 8SKBLED-[ALL MOUNTING ARRANGEMENTS]-LD1-12-W-[ALL VOLTAGES]-[ALL OPTIONS]-L835-CD2-[ALL WIRING]-[ALL MOTION SENSORS]--[ALL OPTIONS]-U | Indoor Luminaires | Linear Ambient | Direct Linear Ambient Luminaires | Standard | FALSE | [9 empty] | 8/13/2015 | Dimmable | Continuous (Can dim down to ≤ 10% (W)) | Yes |  |  | 12230 | 103.41 | 118.27 | 5.8759 | 0.99575 | 3500 | 82
PMCQHR1C | Eaton (formerly Cooper Lighting) | Metalux | 8SKBLED-[ALL MOUNTING ARRANGEMENTS]-LD1-12-W-[ALL VOLTAGES]-[ALL OPTIONS]-L835-CD2-[ALL WIRING]-[ALL MOTION SENSORS]-RS-[ALL OPTIONS]-U | Indoor Luminaires | Linear Ambient | Direct Linear Ambient Luminaires | Standard | FALSE | [9 empty] | 8/13/2015 | Dimmable | Continuous (Can dim down to ≤ 10% (W)) | Yes |  |  | 11787.89 | 99.67 | 118.27 | 5.8759 | 0.99575 | 3500 | 82
PJQ9YWA7 | Eaton (formerly Cooper Lighting) | Metalux | 8SKBLED-[ALL MOUNTING ARRANGEMENTS]-LD1-12-W-[ALL VOLTAGES]-[ALL OPTIONS]-L835-5LTD2-[ALL WIRING]-[ALL MOTION SENSORS]--[ALL OPTIONS]-U | Indoor Luminaires | Linear Ambient | Direct Linear Ambient Luminaires | Standard | FALSE | [9 empty] | 8/13/2015 | Dimmable | Continuous (Can dim down to ≤ 10% (W)) | Yes |  |  | 12230 | 105.45 | 115.98 | 10.6398 | 0.99304 | 3500 | 82
PU88PGE2 | Eaton (formerly Cooper Lighting) | Metalux | 8SKBLED-[ALL MOUNTING ARRANGEMENTS]-LD1-12-W-[ALL VOLTAGES]-[ALL OPTIONS]-L835-5LTD2-[ALL WIRING]-[ALL MOTION SENSORS]-RS-[ALL OPTIONS]-U | Indoor Luminaires | Linear Ambient | Direct Linear Ambient Luminaires | Standard | FALSE | [9 empty] | 8/13/2015 | Dimmable | Continuous (Can dim down to ≤ 10% (W)) | Yes |  |  | 11787.89 | 101.64 | 115.98 | 10.6398 | 0.99304 | 3500 | 82
P8ZKG93M | Eaton (formerly Cooper Lighting) | Metalux | 8SKBLED-[ALL MOUNTING ARRANGEMENTS]-LD1-12-W-[ALL VOLTAGES]-[ALL OPTIONS]-L840-CD2-[ALL WIRING]-[ALL MOTION SENSORS]--[ALL OPTIONS]-U | Indoor Luminaires | Linear Ambient | Direct Linear Ambient Luminaires | Standard | FALSE | [9 empty] | 8/13/2015 | Dimmable | Continuous (Can dim down to ≤ 10% (W)) | Yes |  |  | 12560.21 | 106.2 | 118.27 | 5.8759 | 0.99575 | 4000 | 82
PHAYPW3A | Eaton (formerly Cooper Lighting) | Metalux | 8SKBLED-[ALL MOUNTING ARRANGEMENTS]-LD1-12-W-[ALL VOLTAGES]-[ALL OPTIONS]-L840-CD2-[ALL WIRING]-[ALL MOTION SENSORS]-RS-[ALL OPTIONS]-U | Indoor Luminaires | Linear Ambient | Direct Linear Ambient Luminaires | Standard | FALSE | [9 empty] | 8/13/2015 | Dimmable | Continuous (Can dim down to ≤ 10% (W)) | Yes |  |  | 12106.17 | 102.36 | 118.27 | 5.8759 | 0.99575 | 4000 | 82
PQ135EXN | Eaton (formerly Cooper Lighting) | Metalux | 8SKBLED-[ALL MOUNTING ARRANGEMENTS]-LD1-12-W-[ALL VOLTAGES]-[ALL OPTIONS]-L840-5LTD2-[ALL WIRING]-[ALL MOTION SENSORS]--[ALL OPTIONS]-U | Indoor Luminaires | Linear Ambient | Direct Linear Ambient Luminaires | Standard | FALSE | [9 empty] | 8/13/2015 | Dimmable | Continuous (Can dim down to ≤ 10% (W)) | Yes |  |  | 12560.21 | 108.3 | 115.98 | 10.6398 | 0.99304 | 4000 | 82
P2NF2H7T | Eaton (formerly Cooper Lighting) | Metalux | 8SKBLED-[ALL MOUNTING ARRANGEMENTS]-LD1-12-W-[ALL VOLTAGES]-[ALL OPTIONS]-L840-5LTD2-[ALL WIRING]-[ALL MOTION SENSORS]-RS-[ALL OPTIONS]-U | Indoor Luminaires | Linear Ambient | Direct Linear Ambient Luminaires | Standard | FALSE | [9 empty] | 8/13/2015 | Dimmable | Continuous (Can dim down to ≤ 10% (W)) | Yes |  |  | 12106.17 | 104.38 | 115.98 | 10.6398 | 0.99304 | 4000 | 82
PTEQEW3P | Eaton (formerly Cooper Lighting) | Metalux | 8SKBLED-[ALL MOUNTING ARRANGEMENTS]-LD1-12-W-[ALL VOLTAGES]-[ALL OPTIONS]-L850-CD2-[ALL WIRING]-[ALL MOTION SENSORS]--[ALL OPTIONS]-U | Indoor Luminaires | Linear Ambient | Direct Linear Ambient Luminaires | Standard | FALSE | [9 empty] | 8/13/2015 | Dimmable | Continuous (Can dim down to ≤ 10% (W)) | Yes |  |  | 13122.79 | 110.96 | 118.27 | 5.8759 | 0.99575 | 5000 | 82
PPDBR72B | Eaton (formerly Cooper Lighting) | Metalux | 8SKBLED-[ALL MOUNTING ARRANGEMENTS]-LD1-12-W-[ALL VOLTAGES]-[ALL OPTIONS]-L850-CD2-[ALL WIRING]-[ALL MOTION SENSORS]-RS-[ALL OPTIONS]-U | Indoor Luminaires | Linear Ambient | Direct Linear Ambient Luminaires | Standard | FALSE | [9 empty] | 8/13/2015 | Dimmable | Continuous (Can dim down to ≤ 10% (W)) | Yes |  |  | 12648.41 | 106.95 | 118.27 | 5.8759 | 0.99575 | 5000 | 82
PQMK9G6E | Eaton (formerly Cooper Lighting) | Metalux | 8SKBLED-[ALL MOUNTING ARRANGEMENTS]-LD1-12-W-[ALL VOLTAGES]-[ALL OPTIONS]-L850-5LTD2-[ALL WIRING]-[ALL MOTION SENSORS]--[ALL OPTIONS]-U | Indoor Luminaires | Linear Ambient | Direct Linear Ambient Luminaires | Standard | FALSE | [9 empty] | 8/13/2015 | Dimmable | Continuous (Can dim down to ≤ 10% (W)) | Yes |  |  | 13122.79 | 113.15 | 115.98 | 10.6398 | 0.99304 | 5000 | 82
PHETCSQF | Eaton (formerly Cooper Lighting) | Metalux | 8SKBLED-[ALL MOUNTING ARRANGEMENTS]-LD1-12-W-[ALL VOLTAGES]-[ALL OPTIONS]-L850-5LTD2-[ALL WIRING]-[ALL MOTION SENSORS]-RS-[ALL OPTIONS]-U | Indoor Luminaires | Linear Ambient | Direct Linear Ambient Luminaires | Standard | FALSE | [9 empty] | 8/13/2015 | Dimmable | Continuous (Can dim down to ≤ 10% (W)) | Yes |  |  | 12648.41 | 109.06 | 115.98 | 10.6398 | 0.99304 | 5000 | 82
PMER163Z | Eaton (formerly Cooper Lighting) | Metalux | 8SKBLED-[ALL MOUNTING ARRANGEMENTS]-LD1-14-N-[ALL VOLTAGES]-[ALL OPTIONS]-L835-CD2-[ALL WIRING]-[ALL MOTION SENSORS]--[ALL OPTIONS]-U | Indoor Luminaires | Linear Ambient | Direct Linear Ambient Luminaires | Standard | FALSE | [9 empty] | 8/13/2015 | Dimmable | Continuous (Can dim down to ≤ 10% (W)) | Yes |  |  | 15445.68 | 123.01 | 125.57 | 5.7081 | 0.99634 | 3500 | 82
P5HHA9WB | Eaton (formerly Cooper Lighting) | Metalux | 8SKBLED-[ALL MOUNTING ARRANGEMENTS]-LD1-14-N-[ALL VOLTAGES]-[ALL OPTIONS]-L835-CD2-[ALL WIRING]-[ALL MOTION SENSORS]-RS-[ALL OPTIONS]-U | Indoor Luminaires | Linear Ambient | Direct Linear Ambient Luminaires | Standard | FALSE | [9 empty] | 8/13/2015 | Dimmable | Continuous (Can dim down to ≤ 10% (W)) | Yes |  |  | 15068.54 | 120 | 125.57 | 5.7081 | 0.99634 | 3500 | 82
PW2PG6KN | Eaton (formerly Cooper Lighting) | Metalux | 8SKBLED-[ALL MOUNTING ARRANGEMENTS]-LD1-14-N-[ALL VOLTAGES]-[ALL OPTIONS]-L835-5LTD2-[ALL WIRING]-[ALL MOTION SENSORS]--[ALL OPTIONS]-U | Indoor Luminaires | Linear Ambient | Direct Linear Ambient Luminaires | Standard | FALSE | [9 empty] | 8/13/2015 | Dimmable | Continuous (Can dim down to ≤ 10% (W)) | Yes |  |  | 15445.68 | 125.33 | 123.24 | 10.3066 | 0.99342 | 3500 | 82
PB52BAPK | Eaton (formerly Cooper Lighting) | Metalux | 8SKBLED-[ALL MOUNTING ARRANGEMENTS]-LD1-14-N-[ALL VOLTAGES]-[ALL OPTIONS]-L835-5LTD2-[ALL WIRING]-[ALL MOTION SENSORS]-RS-[ALL OPTIONS]-U | Indoor Luminaires | Linear Ambient | Direct Linear Ambient Luminaires | Standard | FALSE | [9 empty] | 8/13/2015 | Dimmable | Continuous (Can dim down to ≤ 10% (W)) | Yes |  |  | 15068.54 | 122.27 | 123.24 | 10.3066 | 0.99342 | 3500 | 82
PA7BDPHB | Eaton (formerly Cooper Lighting) | Metalux | 8SKBLED-[ALL MOUNTING ARRANGEMENTS]-LD1-14-N-[ALL VOLTAGES]-[ALL OPTIONS]-L840-CD2-[ALL WIRING]-[ALL MOTION SENSORS]--[ALL OPTIONS]-U | Indoor Luminaires | Linear Ambient | Direct Linear Ambient Luminaires | Standard | FALSE | [9 empty] | 8/13/2015 | Dimmable | Continuous (Can dim down to ≤ 10% (W)) | Yes |  |  | 15862.71 | 126.33 | 125.57 | 5.7081 | 0.99634 | 4000 | 82
P9W1A8MV | Eaton (formerly Cooper Lighting) | Metalux | 8SKBLED-[ALL MOUNTING ARRANGEMENTS]-LD1-14-N-[ALL VOLTAGES]-[ALL OPTIONS]-L840-CD2-[ALL WIRING]-[ALL MOTION SENSORS]-RS-[ALL OPTIONS]-U | Indoor Luminaires | Linear Ambient | Direct Linear Ambient Luminaires | Standard | FALSE | [9 empty] | 8/13/2015 | Dimmable | Continuous (Can dim down to ≤ 10% (W)) | Yes |  |  | 15475.39 | 123.24 | 125.57 | 5.7081 | 0.99634 | 4000 | 82
PCB9GKDW | Eaton (formerly Cooper Lighting) | Metalux | 8SKBLED-[ALL MOUNTING ARRANGEMENTS]-LD1-14-N-[ALL VOLTAGES]-[ALL OPTIONS]-L840-5LTD2-[ALL WIRING]-[ALL MOTION SENSORS]--[ALL OPTIONS]-U | Indoor Luminaires | Linear Ambient | Direct Linear Ambient Luminaires | Standard | FALSE | [9 empty] | 8/13/2015 | Dimmable | Continuous (Can dim down to ≤ 10% (W)) | Yes |  |  | 15862.71 | 128.71 | 123.24 | 10.3066 | 0.99342 | 4000 | 82
PND6WD3J | Eaton (formerly Cooper Lighting) | Metalux | 8SKBLED-[ALL MOUNTING ARRANGEMENTS]-LD1-14-N-[ALL VOLTAGES]-[ALL OPTIONS]-L840-5LTD2-[ALL WIRING]-[ALL MOTION SENSORS]-RS-[ALL OPTIONS]-U | Indoor Luminaires | Linear Ambient | Direct Linear Ambient Luminaires | Standard | FALSE | [9 empty] | 8/13/2015 | Dimmable | Continuous (Can dim down to ≤ 10% (W)) | Yes |  |  | 15475.39 | 125.57 | 123.24 | 10.3066 | 0.99342 | 4000 | 82
PJYZ6QQ4 | Eaton (formerly Cooper Lighting) | Metalux | 8SKBLED-[ALL MOUNTING ARRANGEMENTS]-LD1-14-N-[ALL VOLTAGES]-[ALL OPTIONS]-L850-CD2-[ALL WIRING]-[ALL MOTION SENSORS]--[ALL OPTIONS]-U | Indoor Luminaires | Linear Ambient | Direct Linear Ambient Luminaires | Standard | FALSE | [9 empty] | 8/13/2015 | Dimmable | Continuous (Can dim down to ≤ 10% (W)) | Yes |  |  | 16573.21 | 131.99 | 125.57 | 5.7081 | 0.99634 | 5000 | 82
PMF6WP9X | Eaton (formerly Cooper Lighting) | Metalux | 8SKBLED-[ALL MOUNTING ARRANGEMENTS]-LD1-14-N-[ALL VOLTAGES]-[ALL OPTIONS]-L850-CD2-[ALL WIRING]-[ALL MOTION SENSORS]-RS-[ALL OPTIONS]-U | Indoor Luminaires | Linear Ambient | Direct Linear Ambient Luminaires | Standard | FALSE | [9 empty] | 8/13/2015 | Dimmable | Continuous (Can dim down to ≤ 10% (W)) | Yes |  |  | 16168.54 | 128.76 | 125.57 | 5.7081 | 0.99634 | 5000 | 82
PFYG7929 | Eaton (formerly Cooper Lighting) | Metalux | 8SKBLED-[ALL MOUNTING ARRANGEMENTS]-LD1-14-N-[ALL VOLTAGES]-[ALL OPTIONS]-L850-5LTD2-[ALL WIRING]-[ALL MOTION SENSORS]--[ALL OPTIONS]-U | Indoor Luminaires | Linear Ambient | Direct Linear Ambient Luminaires | Standard | FALSE | [9 empty] | 8/13/2015 | Dimmable | Continuous (Can dim down to ≤ 10% (W)) | Yes |  |  | 16573.21 | 134.48 | 123.24 | 10.3066 | 0.99342 | 5000 | 82
P4351JYX | Eaton (formerly Cooper Lighting) | Metalux | 8SKBLED-[ALL MOUNTING ARRANGEMENTS]-LD1-14-N-[ALL VOLTAGES]-[ALL OPTIONS]-L850-5LTD2-[ALL WIRING]-[ALL MOTION SENSORS]-RS-[ALL OPTIONS]-U | Indoor Luminaires | Linear Ambient | Direct Linear Ambient Luminaires | Standard | FALSE | [9 empty] | 8/13/2015 | Dimmable | Continuous (Can dim down to ≤ 10% (W)) | Yes |  |  | 16168.54 | 131.2 | 123.24 | 10.3066 | 0.99342 | 5000 | 82
P3FTKQ2Z | Eaton (formerly Cooper Lighting) | Metalux | 8SKBLED-[ALL MOUNTING ARRANGEMENTS]-LD1-14-W-[ALL VOLTAGES]-[ALL OPTIONS]-L835-CD2-[ALL WIRING]-[ALL MOTION SENSORS]--[ALL OPTIONS]-U | Indoor Luminaires | Linear Ambient | Direct Linear Ambient Luminaires | Standard | FALSE | [9 empty] | 8/13/2015 | Dimmable | Continuous (Can dim down to ≤ 10% (W)) | Yes |  |  | 14198 | 113.07 | 125.57 | 5.7081 | 0.99634 | 3500 | 82
P7BDU711 | Eaton (formerly Cooper Lighting) | Metalux | 8SKBLED-[ALL MOUNTING ARRANGEMENTS]-LD1-14-W-[ALL VOLTAGES]-[ALL OPTIONS]-L835-CD2-[ALL WIRING]-[ALL MOTION SENSORS]-RS-[ALL OPTIONS]-U | Indoor Luminaires | Linear Ambient | Direct Linear Ambient Luminaires | Standard | FALSE | [9 empty] | 8/13/2015 | Dimmable | Continuous (Can dim down to ≤ 10% (W)) | Yes |  |  | 13684.75 | 108.98 | 125.57 | 5.7081 | 0.99634 | 3500 | 82
P5DV7D8G | Eaton (formerly Cooper Lighting) | Metalux | 8SKBLED-[ALL MOUNTING ARRANGEMENTS]-LD1-14-W-[ALL VOLTAGES]-[ALL OPTIONS]-L835-5LTD2-[ALL WIRING]-[ALL MOTION SENSORS]--[ALL OPTIONS]-U | Indoor Luminaires | Linear Ambient | Direct Linear Ambient Luminaires | Standard | FALSE | [9 empty] | 8/13/2015 | Dimmable | Continuous (Can dim down to ≤ 10% (W)) | Yes |  |  | 14198 | 115.21 | 123.24 | 10.3066 | 0.99342 | 3500 | 82
PRYYEAKR | Eaton (formerly Cooper Lighting) | Metalux | 8SKBLED-[ALL MOUNTING ARRANGEMENTS]-LD1-14-W-[ALL VOLTAGES]-[ALL OPTIONS]-L835-5LTD2-[ALL WIRING]-[ALL MOTION SENSORS]-RS-[ALL OPTIONS]-U | Indoor Luminaires | Linear Ambient | Direct Linear Ambient Luminaires | Standard | FALSE | [9 empty] | 8/13/2015 | Dimmable | Continuous (Can dim down to ≤ 10% (W)) | Yes |  |  | 13684.75 | 111.04 | 123.24 | 10.3066 | 0.99342 | 3500 | 82
P64FE1FU | Eaton (formerly Cooper Lighting) | Metalux | 8SKBLED-[ALL MOUNTING ARRANGEMENTS]-LD1-14-W-[ALL VOLTAGES]-[ALL OPTIONS]-L840-CD2-[ALL WIRING]-[ALL MOTION SENSORS]--[ALL OPTIONS]-U | Indoor Luminaires | Linear Ambient | Direct Linear Ambient Luminaires | Standard | FALSE | [9 empty] | 8/13/2015 | Dimmable | Continuous (Can dim down to ≤ 10% (W)) | Yes |  |  | 14581.35 | 116.12 | 125.57 | 5.7081 | 0.99634 | 4000 | 82
PANM8G8J | Eaton (formerly Cooper Lighting) | Metalux | 8SKBLED-[ALL MOUNTING ARRANGEMENTS]-LD1-14-W-[ALL VOLTAGES]-[ALL OPTIONS]-L840-CD2-[ALL WIRING]-[ALL MOTION SENSORS]-RS-[ALL OPTIONS]-U | Indoor Luminaires | Linear Ambient | Direct Linear Ambient Luminaires | Standard | FALSE | [9 empty] | 8/13/2015 | Dimmable | Continuous (Can dim down to ≤ 10% (W)) | Yes |  |  | 14054.24 | 111.92 | 125.57 | 5.7081 | 0.99634 | 4000 | 82
PXCPBBH8 | Eaton (formerly Cooper Lighting) | Metalux | 8SKBLED-[ALL MOUNTING ARRANGEMENTS]-LD1-14-W-[ALL VOLTAGES]-[ALL OPTIONS]-L840-5LTD2-[ALL WIRING]-[ALL MOTION SENSORS]--[ALL OPTIONS]-U | Indoor Luminaires | Linear Ambient | Direct Linear Ambient Luminaires | Standard | FALSE | [9 empty] | 8/13/2015 | Dimmable | Continuous (Can dim down to ≤ 10% (W)) | Yes |  |  | 14581.35 | 118.32 | 123.24 | 10.3066 | 0.99342 | 4000 | 82
PYJ4EZRN | Eaton (formerly Cooper Lighting) | Metalux | 8SKBLED-[ALL MOUNTING ARRANGEMENTS]-LD1-14-W-[ALL VOLTAGES]-[ALL OPTIONS]-L840-5LTD2-[ALL WIRING]-[ALL MOTION SENSORS]-RS-[ALL OPTIONS]-U | Indoor Luminaires | Linear Ambient | Direct Linear Ambient Luminaires | Standard | FALSE | [9 empty] | 8/13/2015 | Dimmable | Continuous (Can dim down to ≤ 10% (W)) | Yes |  |  | 14054.24 | 114.04 | 123.24 | 10.3066 | 0.99342 | 4000 | 82
PS5EPRHA | Eaton (formerly Cooper Lighting) | Metalux | 8SKBLED-[ALL MOUNTING ARRANGEMENTS]-LD1-14-W-[ALL VOLTAGES]-[ALL OPTIONS]-L850-CD2-[ALL WIRING]-[ALL MOTION SENSORS]--[ALL OPTIONS]-U | Indoor Luminaires | Linear Ambient | Direct Linear Ambient Luminaires | Standard | FALSE | [9 empty] | 8/13/2015 | Dimmable | Continuous (Can dim down to ≤ 10% (W)) | Yes |  |  | 15234.45 | 121.32 | 125.57 | 5.7081 | 0.99634 | 5000 | 82
PG8PFUG5 | Eaton (formerly Cooper Lighting) | Metalux | 8SKBLED-[ALL MOUNTING ARRANGEMENTS]-LD1-14-W-[ALL VOLTAGES]-[ALL OPTIONS]-L850-CD2-[ALL WIRING]-[ALL MOTION SENSORS]-RS-[ALL OPTIONS]-U | Indoor Luminaires | Linear Ambient | Direct Linear Ambient Luminaires | Standard | FALSE | [9 empty] | 8/13/2015 | Dimmable | Continuous (Can dim down to ≤ 10% (W)) | Yes |  |  | 14683.74 | 116.94 | 125.57 | 5.7081 | 0.99634 | 5000 | 82
P1J86A73 | Eaton (formerly Cooper Lighting) | Metalux | 8SKBLED-[ALL MOUNTING ARRANGEMENTS]-LD1-14-W-[ALL VOLTAGES]-[ALL OPTIONS]-L850-5LTD2-[ALL WIRING]-[ALL MOTION SENSORS]--[ALL OPTIONS]-U | Indoor Luminaires | Linear Ambient | Direct Linear Ambient Luminaires | Standard | FALSE | [9 empty] | 8/13/2015 | Dimmable | Continuous (Can dim down to ≤ 10% (W)) | Yes |  |  | 15234.45 | 123.62 | 123.24 | 10.3066 | 0.99342 | 5000 | 82
PWKC9CSG | Eaton (formerly Cooper Lighting) | Metalux | 8SKBLED-[ALL MOUNTING ARRANGEMENTS]-LD1-14-W-[ALL VOLTAGES]-[ALL OPTIONS]-L850-5LTD2-[ALL WIRING]-[ALL MOTION SENSORS]-RS-[ALL OPTIONS]-U | Indoor Luminaires | Linear Ambient | Direct Linear Ambient Luminaires | Standard | FALSE | [9 empty] | 8/13/2015 | Dimmable | Continuous (Can dim down to ≤ 10% (W)) | Yes |  |  | 14683.74 | 119.15 | 123.24 | 10.3066 | 0.99342 | 5000 | 82
P73FH947 | Eaton (formerly Cooper Lighting) | Metalux | 4SWLED-LD4-40SL-LW-UNV-L835-CD1 | Indoor Luminaires | Linear Ambient | Direct Linear Ambient Luminaires | Standard | TRUE | 4087 | 96.2 | 42.5 | 8.08 | 0.999 | 3481 | 83 | 5 | 60000 | 9/22/2015 | Dimmable | Continuous (Can dim down to ≤ 10% (W)) | Yes |  | 3
PXEV2QSW | Eaton (formerly Cooper Lighting) | Metalux | 4SWLED-LD4-40SL-LW-UNV-EL7W-L835-CD1-SVPD2 | Indoor Luminaires | Linear Ambient | Direct Linear Ambient Luminaires | Standard | TRUE | 3969.38 | 93.4 | 42.5 | 12.8 | 0.941 | 3481 | 83 | 5 | 60000 | 9/22/2015 | Dimmable | Continuous (Can dim down to ≤ 10% (W)) | Yes |  | 3
PYXJGTMC | Eaton (formerly Cooper Lighting) | Metalux | 4SWLED-LD4-40SL-LW-UNV-EL7W-L850-CD1-SVPD2 | Indoor Luminaires | Linear Ambient | Direct Linear Ambient Luminaires | Standard | TRUE | 4312.22 | 102.04 | 42.26 | 7.62 | 0.996 | 4971 | 83.2 | 5 | 60000 | 9/22/2015 | Dimmable | Continuous (Can dim down to ≤ 10% (W)) | Yes |  | 3
P9D8CKNQ | Eaton (formerly Cooper Lighting) | Metalux | [All Rating]-2SWLED-LD4-8SL-LC-[Voltages Include 120V, 277V & UNV]-[All Options]-[All Emergency Options]-L835-CD2--U | Indoor Luminaires | Linear Ambient | Direct Linear Ambient Luminaires | Standard | FALSE | [9 empty] | 9/22/2015 | Dimmable | Continuous (Can dim down to ≤ 10% (W)) | Yes |  |  | 1103.6 | 112.93 | 9.77 | 5.429 | 0.991 | 3500 | 83
P5E9KF8K | Eaton (formerly Cooper Lighting) | Metalux | [All Rating]-2SWLED-LD4-8SL-LC-[Voltages Include 120V, 277V & UNV]-[All Options]-[All Emergency Options]-L840-CD2--U | Indoor Luminaires | Linear Ambient | Direct Linear Ambient Luminaires | Standard | FALSE | [9 empty] | 9/22/2015 | Dimmable | Continuous (Can dim down to ≤ 10% (W)) | Yes |  |  | 1133.4 | 115.98 | 9.77 | 5.429 | 0.991 | 4000 | 83
PHGD33E9 | Eaton (formerly Cooper Lighting) | Metalux | [All Rating]-2SWLED-LD4-8SL-LC-[Voltages Include 120V, 277V & UNV]-[All Options]-[All Emergency Options]-L850-CD2--U | Indoor Luminaires | Linear Ambient | Direct Linear Ambient Luminaires | Standard | FALSE | [9 empty] | 9/22/2015 | Dimmable | Continuous (Can dim down to ≤ 10% (W)) | Yes |  |  | 1184.17 | 121.17 | 9.77 | 5.429 | 0.991 | 5000 | 83
PUD9XD63 | Eaton (formerly Cooper Lighting) | Metalux | [All Rating]-2SWLED-LD4-8SL-LN-[Voltages Include 120V, 277V & UNV]-[All Options]-[All Emergency Options]-L835-CD2--U | Indoor Luminaires | Linear Ambient | Direct Linear Ambient Luminaires | Standard | FALSE | [9 empty] | 9/22/2015 | Dimmable | Continuous (Can dim down to ≤ 10% (W)) | Yes |  |  | 1054.82 | 107.94 | 9.77 | 5.429 | 0.991 | 3500 | 83
PFBVU2Q7 | Eaton (formerly Cooper Lighting) | Metalux | [All Rating]-2SWLED-LD4-8SL-LN-[Voltages Include 120V, 277V & UNV]-[All Options]-[All Emergency Options]-L840-CD2--U | Indoor Luminaires | Linear Ambient | Direct Linear Ambient Luminaires | Standard | FALSE | [9 empty] | 9/22/2015 | Dimmable | Continuous (Can dim down to ≤ 10% (W)) | Yes |  |  | 1083.3 | 110.85 | 9.77 | 5.429 | 0.991 | 4000 | 83
PYGFYRT3 | Eaton (formerly Cooper Lighting) | Metalux | [All Rating]-2SWLED-LD4-8SL-LN-[Voltages Include 120V, 277V & UNV]-[All Options]-[All Emergency Options]-L850-CD2--U | Indoor Luminaires | Linear Ambient | Direct Linear Ambient Luminaires | Standard | FALSE | [9 empty] | 9/22/2015 | Dimmable | Continuous (Can dim down to ≤ 10% (W)) | Yes |  |  | 1131.82 | 115.82 | 9.77 | 5.429 | 0.991 | 5000 | 83
P9VRHTMR | Eaton (formerly Cooper Lighting) | Metalux | [All Rating]-2SWLED-LD4-8SL-LW-[Voltages Include 120V, 277V & UNV]-[All Options]-[All Emergency Options]-L835-CD2--U | Indoor Luminaires | Linear Ambient | Direct Linear Ambient Luminaires | Standard | FALSE | [9 empty] | 9/22/2015 | Dimmable | Continuous (Can dim down to ≤ 10% (W)) | Yes |  |  | 918.81 | 94.02 | 9.77 | 5.429 | 0.991 | 3500 | 83
PREPZGCR | Eaton (formerly Cooper Lighting) | Metalux | [All Rating]-2SWLED-LD4-8SL-LW-[Voltages Include 120V, 277V & UNV]-[All Options]-[All Emergency Options]-L840-CD2--U | Indoor Luminaires | Linear Ambient | Direct Linear Ambient Luminaires | Standard | FALSE | [9 empty] | 9/22/2015 | Dimmable | Continuous (Can dim down to ≤ 10% (W)) | Yes |  |  | 943.61 | 96.56 | 9.77 | 5.429 | 0.991 | 4000 | 83
P98RGSWY | Eaton (formerly Cooper Lighting) | Metalux | [All Rating]-2SWLED-LD4-8SL-LW-[Voltages Include 120V, 277V & UNV]-[All Options]-[All Emergency Options]-L850-CD2--U | Indoor Luminaires | Linear Ambient | Direct Linear Ambient Luminaires | Standard | FALSE | [9 empty] | 9/22/2015 | Dimmable | Continuous (Can dim down to ≤ 10% (W)) | Yes |  |  | 985.88 | 100.88 | 9.77 | 5.429 | 0.991 | 5000 | 83
PDQ2QTNV | Eaton (formerly Cooper Lighting) | Metalux | [All Rating]-2SWLED-LD4-16SL-LC-[Voltages Include 120V, 277V & UNV]-[All Options]-[All Emergency Options]-L835-CD2--U | Indoor Luminaires | Linear Ambient | Direct Linear Ambient Luminaires | Standard | FALSE | [9 empty] | 9/22/2015 | Dimmable | Continuous (Can dim down to ≤ 10% (W)) | Yes |  |  | 1975.9 | 109.17 | 18.1 | 10.808 | 0.989 | 3500 | 83
PA8ENXGU | Eaton (formerly Cooper Lighting) | Metalux | [All Rating]-2SWLED-LD4-16SL-LC-[Voltages Include 120V, 277V & UNV]-[All Options]-[All Emergency Options]-L840-CD2--U | Indoor Luminaires | Linear Ambient | Direct Linear Ambient Luminaires | Standard | FALSE | [9 empty] | 9/22/2015 | Dimmable | Continuous (Can dim down to ≤ 10% (W)) | Yes |  |  | 2029.25 | 112.11 | 18.1 | 10.808 | 0.989 | 4000 | 83
PUUPVUN1 | Eaton (formerly Cooper Lighting) | Metalux | [All Rating]-2SWLED-LD4-16SL-LC-[Voltages Include 120V, 277V & UNV]-[All Options]-[All Emergency Options]-L850-CD2--U | Indoor Luminaires | Linear Ambient | Direct Linear Ambient Luminaires | Standard | FALSE | [9 empty] | 9/22/2015 | Dimmable | Continuous (Can dim down to ≤ 10% (W)) | Yes |  |  | 2120.14 | 117.14 | 18.1 | 10.808 | 0.989 | 5000 | 83
P6F4VNRY | Eaton (formerly Cooper Lighting) | Metalux | [All Rating]-2SWLED-LD4-16SL-LC-[Voltages Include 120V, 277V & UNV]-[All Options]-[All Emergency Options]-L850-CD2--U | Indoor Luminaires | Linear Ambient | Direct Linear Ambient Luminaires | Standard | FALSE | [9 empty] | 9/22/2015 | Dimmable | Continuous (Can dim down to ≤ 10% (W)) | Yes |  |  | 1689.46 | 93.34 | 18.1 | 10.808 | 0.989 | 3500 | 83
PH1S96E5 | Eaton (formerly Cooper Lighting) | Metalux | [All Rating]-2SWLED-LD4-16SL-LN-[Voltages Include 120V, 277V & UNV]-[All Options]-[All Emergency Options]-L840-CD2--U | Indoor Luminaires | Linear Ambient | Direct Linear Ambient Luminaires | Standard | FALSE | [9 empty] | 9/22/2015 | Dimmable | Continuous (Can dim down to ≤ 10% (W)) | Yes |  |  | 1939.55 | 107.16 | 18.1 | 10.808 | 0.989 | 4000 | 83
PFY4A85R | Eaton (formerly Cooper Lighting) | Metalux | [All Rating]-2SWLED-LD4-16SL-LN-[Voltages Include 120V, 277V & UNV]-[All Options]-[All Emergency Options]-L850-CD2--U | Indoor Luminaires | Linear Ambient | Direct Linear Ambient Luminaires | Standard | FALSE | [9 empty] | 9/22/2015 | Dimmable | Continuous (Can dim down to ≤ 10% (W)) | Yes |  |  | 2026.42 | 111.96 | 18.1 | 10.808 | 0.989 | 5000 | 83
PGJNV66R | Eaton (formerly Cooper Lighting) | Metalux | [All Rating]-2SWLED-LD4-16SL-LW-[Voltages Include 120V, 277V & UNV]-[All Options]-[All Emergency Options]-L835-CD2--U | Indoor Luminaires | Linear Ambient | Direct Linear Ambient Luminaires | Standard | FALSE | [9 empty] | 9/22/2015 | Dimmable | Continuous (Can dim down to ≤ 10% (W)) | Yes |  |  | 1645.04 | 90.89 | 18.1 | 10.808 | 0.989 | 3500 | 83
PQBX7J7G | Eaton (formerly Cooper Lighting) | Metalux | [All Rating]-2SWLED-LD4-16SL-LW-[Voltages Include 120V, 277V & UNV]-[All Options]-[All Emergency Options]-L840-CD2--U | Indoor Luminaires | Linear Ambient | Direct Linear Ambient Luminaires | Standard | FALSE | [9 empty] | 9/22/2015 | Dimmable | Continuous (Can dim down to ≤ 10% (W)) | Yes |  |  | 1689.46 | 93.34 | 18.1 | 10.808 | 0.989 | 4000 | 83
PH84F662 | Eaton (formerly Cooper Lighting) | Metalux | [All Rating]-2SWLED-LD4-16SL-LW-[Voltages Include 120V, 277V & UNV]-[All Options]-[All Emergency Options]-L850-CD2--U | Indoor Luminaires | Linear Ambient | Direct Linear Ambient Luminaires | Standard | FALSE | [9 empty] | 9/22/2015 | Dimmable | Continuous (Can dim down to ≤ 10% (W)) | Yes |  |  | 1765.13 | 97.52 | 18.1 | 10.808 | 0.989 | 5000 | 83
PHXN1BZN | Eaton (formerly Cooper Lighting) | Metalux | [All Rating]-2SWLED-LD4-20SL-LC-[Voltages Include 120V, 277V & UNV]-[All Options]-[All Emergency Options]-L835-CD2--U | Indoor Luminaires | Linear Ambient | Direct Linear Ambient Luminaires | Standard | FALSE | [9 empty] | 9/22/2015 | Dimmable | Continuous (Can dim down to ≤ 10% (W)) | Yes |  |  | 1103.6 | 112.93 | 9.77 | 5.429 | 0.991 | 3500 | 83
P5VUWSKZ | Eaton (formerly Cooper Lighting) | Metalux | [All Rating]-2SWLED-LD4-20SL-LC-[Voltages Include 120V, 277V & UNV]-[All Options]-[All Emergency Options]-L840-CD2--U | Indoor Luminaires | Linear Ambient | Direct Linear Ambient Luminaires | Standard | FALSE | [9 empty] | 9/22/2015 | Dimmable | Continuous (Can dim down to ≤ 10% (W)) | Yes |  |  | 1133.4 | 115.98 | 9.77 | 5.429 | 0.991 | 4000 | 83
P6S9RUG4 | Eaton (formerly Cooper Lighting) | Metalux | [All Rating]-2SWLED-LD4-20SL-LC-[Voltages Include 120V, 277V & UNV]-[All Options]-[All Emergency Options]-L850-CD2--U | Indoor Luminaires | Linear Ambient | Direct Linear Ambient Luminaires | Standard | FALSE | [9 empty] | 9/22/2015 | Dimmable | Continuous (Can dim down to ≤ 10% (W)) | Yes |  |  | 1184.17 | 121.17 | 9.77 | 5.429 | 0.991 | 5000 | 83
PY5CXHX7 | Eaton (formerly Cooper Lighting) | Metalux | [All Rating]-2SWLED-LD4-20SL-LN-[Voltages Include 120V, 277V & UNV]-[All Options]-[All Emergency Options]-L835-CD2--U | Indoor Luminaires | Linear Ambient | Direct Linear Ambient Luminaires | Standard | FALSE | [9 empty] | 9/22/2015 | Dimmable | Continuous (Can dim down to ≤ 10% (W)) | Yes |  |  | 1054.82 | 107.94 | 9.77 | 5.429 | 0.991 | 3500 | 83
P194B9Y9 | Eaton (formerly Cooper Lighting) | Metalux | [All Rating]-2SWLED-LD4-20SL-LN-[Voltages Include 120V, 277V & UNV]-[All Options]-[All Emergency Options]-L840-CD2--U | Indoor Luminaires | Linear Ambient | Direct Linear Ambient Luminaires | Standard | FALSE | [9 empty] | 9/22/2015 | Dimmable | Continuous (Can dim down to ≤ 10% (W)) | Yes |  |  | 1083.3 | 110.85 | 9.77 | 5.429 | 0.991 | 4000 | 83
PXA44GDU | Eaton (formerly Cooper Lighting) | Metalux | [All Rating]-2SWLED-LD4-20SL-LN-[Voltages Include 120V, 277V & UNV]-[All Options]-[All Emergency Options]-L850-CD2--U | Indoor Luminaires | Linear Ambient | Direct Linear Ambient Luminaires | Standard | FALSE | [9 empty] | 9/22/2015 | Dimmable | Continuous (Can dim down to ≤ 10% (W)) | Yes |  |  | 1131.82 | 115.82 | 9.77 | 5.429 | 0.991 | 5000 | 83
PRCM2WTN | Eaton (formerly Cooper Lighting) | Metalux | [All Rating]-2SWLED-LD4-20SL-LW-[Voltages Include 120V, 277V & UNV]-[All Options]-[All Emergency Options]-L835-CD2--U | Indoor Luminaires | Linear Ambient | Direct Linear Ambient Luminaires | Standard | FALSE | [9 empty] | 9/22/2015 | Dimmable | Continuous (Can dim down to ≤ 10% (W)) | Yes |  |  | 918.81 | 94.02 | 9.77 | 5.429 | 0.991 | 3500 | 83
PS51NZ8U | Eaton (formerly Cooper Lighting) | Metalux | [All Rating]-2SWLED-LD4-20SL-LW-[Voltages Include 120V, 277V & UNV]-[All Options]-[All Emergency Options]-L840-CD2--U | Indoor Luminaires | Linear Ambient | Direct Linear Ambient Luminaires | Standard | FALSE | [9 empty] | 9/22/2015 | Dimmable | Continuous (Can dim down to ≤ 10% (W)) | Yes |  |  | 943.61 | 96.56 | 9.77 | 5.429 | 0.991 | 4000 | 83
P2JD4BQE | Eaton (formerly Cooper Lighting) | Metalux | [All Rating]-2SWLED-LD4-20SL-LW-[Voltages Include 120V, 277V & UNV]-[All Options]-[All Emergency Options]-L850-CD2--U | Indoor Luminaires | Linear Ambient | Direct Linear Ambient Luminaires | Standard | FALSE | [9 empty] | 9/22/2015 | Dimmable | Continuous (Can dim down to ≤ 10% (W)) | Yes |  |  | 985.88 | 100.88 | 9.77 | 5.429 | 0.991 | 5000 | 83
PW1UTX1H | Eaton (formerly Cooper Lighting) | Metalux | [All Rating]-2SWLED-LD4-24HL-LC-[Voltages Include 120V, 277V & UNV]-[All Options]-[All Emergency Options]-L835-CD2--U | Indoor Luminaires | Linear Ambient | Direct Linear Ambient Luminaires | Standard | FALSE | [9 empty] | 9/22/2015 | Dimmable | Continuous (Can dim down to ≤ 10% (W)) | Yes |  |  | 2447 | 110.23 | 22.2 | 7.319 | 0.992 | 3500 | 83
PREWMDJH | Eaton (formerly Cooper Lighting) | Metalux | [All Rating]-2SWLED-LD4-24HL-LC-[Voltages Include 120V, 277V & UNV]-[All Options]-[All Emergency Options]-L840-CD2--U | Indoor Luminaires | Linear Ambient | Direct Linear Ambient Luminaires | Standard | FALSE | [9 empty] | 9/22/2015 | Dimmable | Continuous (Can dim down to ≤ 10% (W)) | Yes |  |  | 2513 | 113.2 | 22.2 | 7.319 | 0.992 | 4000 | 83
P325WEVJ | Eaton (formerly Cooper Lighting) | Metalux | [All Rating]-2SWLED-LD4-24HL-LC-[Voltages Include 120V, 277V & UNV]-[All Options]-[All Emergency Options]-L850-CD2--U | Indoor Luminaires | Linear Ambient | Direct Linear Ambient Luminaires | Standard | FALSE | [9 empty] | 9/22/2015 | Dimmable | Continuous (Can dim down to ≤ 10% (W)) | Yes |  |  | 2626 | 118.29 | 22.2 | 7.319 | 0.992 | 5000 | 83
PEDZJ1Q5 | Eaton (formerly Cooper Lighting) | Metalux | [All Rating]-2SWLED-LD4-24HL-LN-[Voltages Include 120V, 277V & UNV]-[All Options]-[All Emergency Options]-L835-CD2--U | Indoor Luminaires | Linear Ambient | Direct Linear Ambient Luminaires | Standard | FALSE | [9 empty] | 9/22/2015 | Dimmable | Continuous (Can dim down to ≤ 10% (W)) | Yes |  |  | 2339 | 105.36 | 22.2 | 7.319 | 0.992 | 3500 | 83
P11AFYQ5 | Eaton (formerly Cooper Lighting) | Metalux | [All Rating]-2SWLED-LD4-24HL-LN-[Voltages Include 120V, 277V & UNV]-[All Options]-[All Emergency Options]-L840-CD2--U | Indoor Luminaires | Linear Ambient | Direct Linear Ambient Luminaires | Standard | FALSE | [9 empty] | 9/22/2015 | Dimmable | Continuous (Can dim down to ≤ 10% (W)) | Yes |  |  | 2402 | 108.2 | 22.2 | 7.319 | 0.992 | 4000 | 83
PN3J93DA | Eaton (formerly Cooper Lighting) | Metalux | [All Rating]-2SWLED-LD4-24HL-LN-[Voltages Include 120V, 277V & UNV]-[All Options]-[All Emergency Options]-L850-CD2--U | Indoor Luminaires | Linear Ambient | Direct Linear Ambient Luminaires | Standard | FALSE | [9 empty] | 9/22/2015 | Dimmable | Continuous (Can dim down to ≤ 10% (W)) | Yes |  |  | 2510 | 113.06 | 22.2 | 7.319 | 0.992 | 5000 | 83
PZDAWYM9 | Eaton (formerly Cooper Lighting) | Metalux | [All Rating]-2SWLED-LD4-24HL-LW-[Voltages Include 120V, 277V & UNV]-[All Options]-[All Emergency Options]-L835-CD2--U | Indoor Luminaires | Linear Ambient | Direct Linear Ambient Luminaires | Standard | FALSE | [9 empty] | 9/22/2015 | Dimmable | Continuous (Can dim down to ≤ 10% (W)) | Yes |  |  | 2037 | 91.76 | 22.2 | 7.319 | 0.992 | 3500 | 83
PSJG756R | Eaton (formerly Cooper Lighting) | Metalux | [All Rating]-2SWLED-LD4-24HL-LW-[Voltages Include 120V, 277V & UNV]-[All Options]-[All Emergency Options]-L840-CD2--U | Indoor Luminaires | Linear Ambient | Direct Linear Ambient Luminaires | Standard | FALSE | [9 empty] | 9/22/2015 | Dimmable | Continuous (Can dim down to ≤ 10% (W)) | Yes |  |  | 2092 | 94.23 | 22.2 | 7.319 | 0.992 | 4000 | 83
PW4H6KNZ | Eaton (formerly Cooper Lighting) | Metalux | [All Rating]-2SWLED-LD4-24HL-LW-[Voltages Include 120V, 277V & UNV]-[All Options]-[All Emergency Options]-L850-CD2--U | Indoor Luminaires | Linear Ambient | Direct Linear Ambient Luminaires | Standard | FALSE | [9 empty] | 9/22/2015 | Dimmable | Continuous (Can dim down to ≤ 10% (W)) | Yes |  |  | 2186 | 98.47 | 22.2 | 7.319 | 0.992 | 5000 | 83
PQWFQ5NR | Eaton (formerly Cooper Lighting) | Metalux | [All Rating]-2SWLED-LD4-28HL-LC-[Voltages Include 120V, 277V & UNV]-[All Options]-[All Emergency Options]-L835-CD2--U | Indoor Luminaires | Linear Ambient | Direct Linear Ambient Luminaires | Standard | FALSE | [9 empty] | 9/22/2015 | Dimmable | Continuous (Can dim down to ≤ 10% (W)) | Yes |  |  | 3457.22 | 122.79 | 28.15 | 7.074 | 0.99 | 3500 | 83
P9VXMRHQ | Eaton (formerly Cooper Lighting) | Metalux | [All Rating]-2SWLED-LD4-28HL-LC-[Voltages Include 120V, 277V & UNV]-[All Options]-[All Emergency Options]-L840-CD2--U | Indoor Luminaires | Linear Ambient | Direct Linear Ambient Luminaires | Standard | FALSE | [9 empty] | 9/22/2015 | Dimmable | Continuous (Can dim down to ≤ 10% (W)) | Yes |  |  | 3550.56 | 126.11 | 28.15 | 7.074 | 0.99 | 4000 | 83
PAZYBD6H | Eaton (formerly Cooper Lighting) | Metalux | [All Rating]-2SWLED-LD4-28HL-LC-[Voltages Include 120V, 277V & UNV]-[All Options]-[All Emergency Options]-L850-CD2--U | Indoor Luminaires | Linear Ambient | Direct Linear Ambient Luminaires | Standard | FALSE | [9 empty] | 9/22/2015 | Dimmable | Continuous (Can dim down to ≤ 10% (W)) | Yes |  |  | 3709.59 | 131.76 | 28.15 | 7.074 | 0.99 | 5000 | 83
PR3J4TQ1 | Eaton (formerly Cooper Lighting) | Metalux | [All Rating]-2SWLED-LD4-28HL-LN-[Voltages Include 120V, 277V & UNV]-[All Options]-[All Emergency Options]-L835-CD2--U | Indoor Luminaires | Linear Ambient | Direct Linear Ambient Luminaires | Standard | FALSE | [9 empty] | 9/22/2015 | Dimmable | Continuous (Can dim down to ≤ 10% (W)) | Yes |  |  | 3304.39 | 117.37 | 28.15 | 7.074 | 0.99 | 3500 | 83
P8BCT2KJ | Eaton (formerly Cooper Lighting) | Metalux | [All Rating]-2SWLED-LD4-28HL-LN-[Voltages Include 120V, 277V & UNV]-[All Options]-[All Emergency Options]-L840-CD2--U | Indoor Luminaires | Linear Ambient | Direct Linear Ambient Luminaires | Standard | FALSE | [9 empty] | 9/22/2015 | Dimmable | Continuous (Can dim down to ≤ 10% (W)) | Yes |  |  | 3393.61 | 120.53 | 28.15 | 7.074 | 0.99 | 4000 | 83
PS4F38UT | Eaton (formerly Cooper Lighting) | Metalux | [All Rating]-2SWLED-LD4-28HL-LN-[Voltages Include 120V, 277V & UNV]-[All Options]-[All Emergency Options]-L850-CD2--U | Indoor Luminaires | Linear Ambient | Direct Linear Ambient Luminaires | Standard | FALSE | [9 empty] | 9/22/2015 | Dimmable | Continuous (Can dim down to ≤ 10% (W)) | Yes |  |  | 3545.61 | 125.93 | 28.15 | 7.074 | 0.99 | 5000 | 83
PYVVQXAW | Eaton (formerly Cooper Lighting) | Metalux | [All Rating]-2SWLED-LD4-28HL-LW-[Voltages Include 120V, 277V & UNV]-[All Options]-[All Emergency Options]-L835-CD2--U | Indoor Luminaires | Linear Ambient | Direct Linear Ambient Luminaires | Standard | FALSE | [9 empty] | 9/22/2015 | Dimmable | Continuous (Can dim down to ≤ 10% (W)) | Yes |  |  | 2878.31 | 102.23 | 28.15 | 7.074 | 0.99 | 3500 | 83
PDU5FSS8 | Eaton (formerly Cooper Lighting) | Metalux | [All Rating]-2SWLED-LD4-28HL-LW-[Voltages Include 120V, 277V & UNV]-[All Options]-[All Emergency Options]-L840-CD2--U | Indoor Luminaires | Linear Ambient | Direct Linear Ambient Luminaires | Standard | FALSE | [9 empty] | 9/22/2015 | Dimmable | Continuous (Can dim down to ≤ 10% (W)) | Yes |  |  | 2956.03 | 104.99 | 28.15 | 7.074 | 0.99 | 4000 | 83
P47VM8ZA | Eaton (formerly Cooper Lighting) | Metalux | [All Rating]-2SWLED-LD4-28HL-LW-[Voltages Include 120V, 277V & UNV]-[All Options]-[All Emergency Options]-L850-CD2--U | Indoor Luminaires | Linear Ambient | Direct Linear Ambient Luminaires | Standard | FALSE | [9 empty] | 9/22/2015 | Dimmable | Continuous (Can dim down to ≤ 10% (W)) | Yes |  |  | 3088.43 | 109.69 | 28.15 | 7.074 | 0.99 | 5000 | 83
PUV4Z8FU | Eaton (formerly Cooper Lighting) | Metalux | [All Rating]-4SWLED-LD4-20SL-LC-[Voltages Include 120V, 277V & UNV]-[All Options]-[All Emergency Options]-L835-CD2--U | Indoor Luminaires | Linear Ambient | Direct Linear Ambient Luminaires | Standard | FALSE | [9 empty] | 9/22/2015 | Dimmable | Continuous (Can dim down to ≤ 10% (W)) | Yes |  |  | 2520 | 115.07 | 21.9 | 7.7 | 0.991 | 3500 | 83
P6SHFN13 | Eaton (formerly Cooper Lighting) | Metalux | [All Rating]-4SWLED-LD4-20SL-LC-[Voltages Include 120V, 277V & UNV]-[All Options]-[All Emergency Options]-L840-CD2--U | Indoor Luminaires | Linear Ambient | Direct Linear Ambient Luminaires | Standard | FALSE | [9 empty] | 9/22/2015 | Dimmable | Continuous (Can dim down to ≤ 10% (W)) | Yes |  |  | 2588 | 118.17 | 21.9 | 7.7 | 0.991 | 4000 | 83
PGZQ6PE5 | Eaton (formerly Cooper Lighting) | Metalux | [All Rating]-4SWLED-LD4-20SL-LC-[Voltages Include 120V, 277V & UNV]-[All Options]-[All Emergency Options]-L850-CD2--U | Indoor Luminaires | Linear Ambient | Direct Linear Ambient Luminaires | Standard | FALSE | [9 empty] | 9/22/2015 | Dimmable | Continuous (Can dim down to ≤ 10% (W)) | Yes |  |  | 2704 | 123.47 | 21.9 | 7.7 | 0.991 | 5000 | 83
PSHMJ4MX | Eaton (formerly Cooper Lighting) | Metalux | [All Rating]-4SWLED-LD4-20SL-LN-[Voltages Include 120V, 277V & UNV]-[All Options]-[All Emergency Options]-L835-CD2--U | Indoor Luminaires | Linear Ambient | Direct Linear Ambient Luminaires | Standard | FALSE | [9 empty] | 9/22/2015 | Dimmable | Continuous (Can dim down to ≤ 10% (W)) | Yes |  |  | 2408 | 109.95 | 21.9 | 7.7 | 0.991 | 3500 | 83
P7WSA4SD | Eaton (formerly Cooper Lighting) | Metalux | [All Rating]-4SWLED-LD4-20SL-LN-[Voltages Include 120V, 277V & UNV]-[All Options]-[All Emergency Options]-L840-CD2--U | Indoor Luminaires | Linear Ambient | Direct Linear Ambient Luminaires | Standard | FALSE | [9 empty] | 9/22/2015 | Dimmable | Continuous (Can dim down to ≤ 10% (W)) | Yes |  |  | 2473 | 112.92 | 21.9 | 7.7 | 0.991 | 4000 | 83
P911Y5BH | Eaton (formerly Cooper Lighting) | Metalux | [All Rating]-4SWLED-LD4-20SL-LN-[Voltages Include 120V, 277V & UNV]-[All Options]-[All Emergency Options]-L850-CD2--U | Indoor Luminaires | Linear Ambient | Direct Linear Ambient Luminaires | Standard | FALSE | [9 empty] | 9/22/2015 | Dimmable | Continuous (Can dim down to ≤ 10% (W)) | Yes |  |  | 2584 | 117.99 | 21.9 | 7.7 | 0.991 | 5000 | 83
PCWAE1EW | Eaton (formerly Cooper Lighting) | Metalux | [All Rating]-4SWLED-LD4-20SL-LW-[Voltages Include 120V, 277V & UNV]-[All Options]-[All Emergency Options]-L840-CD2--U | Indoor Luminaires | Linear Ambient | Direct Linear Ambient Luminaires | Standard | FALSE | [9 empty] | 9/22/2015 | Dimmable | Continuous (Can dim down to ≤ 10% (W)) | Yes |  |  | 2154 | 98.36 | 21.9 | 7.7 | 0.991 | 4000 | 83
PHFRUVFC | Eaton (formerly Cooper Lighting) | Metalux | [All Rating]-4SWLED-LD4-20SL-LW-[Voltages Include 120V, 277V & UNV]-[All Options]-[All Emergency Options]-L850-CD2--U | Indoor Luminaires | Linear Ambient | Direct Linear Ambient Luminaires | Standard | FALSE | [9 empty] | 9/22/2015 | Dimmable | Continuous (Can dim down to ≤ 10% (W)) | Yes |  |  | 2251 | 102.79 | 21.9 | 7.7 | 0.991 | 5000 | 83
PNSQD468 | Eaton (formerly Cooper Lighting) | Metalux | [All Rating]-4SWLED-LD4-28SL-LC-[Voltages Include 120V, 277V & UNV]-[All Options]-[All Emergency Options]-L835-CD2--U | Indoor Luminaires | Linear Ambient | Direct Linear Ambient Luminaires | Standard | FALSE | [9 empty] | 9/22/2015 | Dimmable | Continuous (Can dim down to ≤ 10% (W)) | Yes |  |  | 3425 | 114.55 | 29.9 | 7.3 | 0.994 | 3500 | 83
P62ETHYH | Eaton (formerly Cooper Lighting) | Metalux | [All Rating]-4SWLED-LD4-28SL-LC-[Voltages Include 120V, 277V & UNV]-[All Options]-[All Emergency Options]-L840-CD2--U | Indoor Luminaires | Linear Ambient | Direct Linear Ambient Luminaires | Standard | FALSE | [9 empty] | 9/22/2015 | Dimmable | Continuous (Can dim down to ≤ 10% (W)) | Yes |  |  | 3518 | 117.66 | 29.9 | 7.3 | 0.994 | 4000 | 83
P8ZGTCXQ | Eaton (formerly Cooper Lighting) | Metalux | [All Rating]-4SWLED-LD4-28SL-LC-[Voltages Include 120V, 277V & UNV]-[All Options]-[All Emergency Options]-L850-CD2--U | Indoor Luminaires | Linear Ambient | Direct Linear Ambient Luminaires | Standard | FALSE | [9 empty] | 9/22/2015 | Dimmable | Continuous (Can dim down to ≤ 10% (W)) | Yes |  |  | 3675 | 122.91 | 29.9 | 7.3 | 0.994 | 5000 | 83
PWMECFAZ | Eaton (formerly Cooper Lighting) | Metalux | [All Rating]-4SWLED-LD4-28SL-LN-[Voltages Include 120V, 277V & UNV]-[All Options]-[All Emergency Options]-L835-CD2--U | Indoor Luminaires | Linear Ambient | Direct Linear Ambient Luminaires | Standard | FALSE | [9 empty] | 9/22/2015 | Dimmable | Continuous (Can dim down to ≤ 10% (W)) | Yes |  |  | 3274 | 109.5 | 29.9 | 7.3 | 0.994 | 3500 | 83
PQBRHMBX | Eaton (formerly Cooper Lighting) | Metalux | [All Rating]-4SWLED-LD4-28SL-LN-[Voltages Include 120V, 277V & UNV]-[All Options]-[All Emergency Options]-L840-CD2--U | Indoor Luminaires | Linear Ambient | Direct Linear Ambient Luminaires | Standard | FALSE | [9 empty] | 9/22/2015 | Dimmable | Continuous (Can dim down to ≤ 10% (W)) | Yes |  |  | 3362 | 112.44 | 29.9 | 7.3 | 0.994 | 4000 | 83
PHKUBFJF | Eaton (formerly Cooper Lighting) | Metalux | [All Rating]-4SWLED-LD4-28SL-LN-[Voltages Include 120V, 277V & UNV]-[All Options]-[All Emergency Options]-L850-CD2--U | Indoor Luminaires | Linear Ambient | Direct Linear Ambient Luminaires | Standard | FALSE | [9 empty] | 9/22/2015 | Dimmable | Continuous (Can dim down to ≤ 10% (W)) | Yes |  |  | 3513 | 117.49 | 29.9 | 7.3 | 0.994 | 5000 | 83
P45WSRPJ | Eaton (formerly Cooper Lighting) | Metalux | [All Rating]-4SWLED-LD4-28SL-LW-[Voltages Include 120V, 277V & UNV]-[All Options]-[All Emergency Options]-L840-CD2--U | Indoor Luminaires | Linear Ambient | Direct Linear Ambient Luminaires | Standard | FALSE | [9 empty] | 9/22/2015 | Dimmable | Continuous (Can dim down to ≤ 10% (W)) | Yes |  |  | 2929 | 97.96 | 29.9 | 7.3 | 0.994 | 4000 | 83
PSHBTUY1 | Eaton (formerly Cooper Lighting) | Metalux | [All Rating]-4SWLED-LD4-28SL-LW-[Voltages Include 120V, 277V & UNV]-[All Options]-[All Emergency Options]-L850-CD2--U | Indoor Luminaires | Linear Ambient | Direct Linear Ambient Luminaires | Standard | FALSE | [9 empty] | 9/22/2015 | Dimmable | Continuous (Can dim down to ≤ 10% (W)) | Yes |  |  | 3060 | 102.34 | 29.9 | 7.3 | 0.994 | 5000 | 83
PFKBX6JR | Eaton (formerly Cooper Lighting) | Metalux | [All Rating]-4SWLED-LD4-32SL-LC-[Voltages Include 120V, 277V & UNV]-[All Options]-[All Emergency Options]-L835-CD2--U | Indoor Luminaires | Linear Ambient | Direct Linear Ambient Luminaires | Standard | FALSE | [9 empty] | 9/22/2015 | Dimmable | Continuous (Can dim down to ≤ 10% (W)) | Yes |  |  | 3901 | 122.74 | 31.78 | 6.843 | 0.99 | 3500 | 83
P1ZK7XWZ | Eaton (formerly Cooper Lighting) | Metalux | [All Rating]-4SWLED-LD4-32SL-LC-[Voltages Include 120V, 277V & UNV]-[All Options]-[All Emergency Options]-L840-CD2--U | Indoor Luminaires | Linear Ambient | Direct Linear Ambient Luminaires | Standard | FALSE | [9 empty] | 9/22/2015 | Dimmable | Continuous (Can dim down to ≤ 10% (W)) | Yes |  |  | 4007 | 126.08 | 31.78 | 6.843 | 0.99 | 4000 | 83
PPXS7NH3 | Eaton (formerly Cooper Lighting) | Metalux | [All Rating]-4SWLED-LD4-32SL-LC-[Voltages Include 120V, 277V & UNV]-[All Options]-[All Emergency Options]-L850-CD2--U | Indoor Luminaires | Linear Ambient | Direct Linear Ambient Luminaires | Standard | FALSE | [9 empty] | 9/22/2015 | Dimmable | Continuous (Can dim down to ≤ 10% (W)) | Yes |  |  | 4186 | 131.71 | 31.78 | 6.843 | 0.99 | 5000 | 83
PRTVZWQ8 | Eaton (formerly Cooper Lighting) | Metalux | [All Rating]-4SWLED-LD4-32SL-LN-[Voltages Include 120V, 277V & UNV]-[All Options]-[All Emergency Options]-L835-CD2--U | Indoor Luminaires | Linear Ambient | Direct Linear Ambient Luminaires | Standard | FALSE | [9 empty] | 9/22/2015 | Dimmable | Continuous (Can dim down to ≤ 10% (W)) | Yes |  |  | 3729 | 117.33 | 31.78 | 6.843 | 0.99 | 3500 | 83
P3QZ2N6C | Eaton (formerly Cooper Lighting) | Metalux | [All Rating]-4SWLED-LD4-32SL-LN-[Voltages Include 120V, 277V & UNV]-[All Options]-[All Emergency Options]-L840-CD2--U | Indoor Luminaires | Linear Ambient | Direct Linear Ambient Luminaires | Standard | FALSE | [9 empty] | 9/22/2015 | Dimmable | Continuous (Can dim down to ≤ 10% (W)) | Yes |  |  | 3830 | 120.51 | 31.78 | 6.843 | 0.99 | 4000 | 83
P9TPJAZD | Eaton (formerly Cooper Lighting) | Metalux | [All Rating]-4SWLED-LD4-32SL-LN-[Voltages Include 120V, 277V & UNV]-[All Options]-[All Emergency Options]-L850-CD2--U | Indoor Luminaires | Linear Ambient | Direct Linear Ambient Luminaires | Standard | FALSE | [9 empty] | 9/22/2015 | Dimmable | Continuous (Can dim down to ≤ 10% (W)) | Yes |  |  | 4001 | 125.89 | 31.78 | 6.843 | 0.99 | 5000 | 83
PFMV43UC | Eaton (formerly Cooper Lighting) | Metalux | [All Rating]-4SWLED-LD4-32SL-LW-[Voltages Include 120V, 277V & UNV]-[All Options]-[All Emergency Options]-L835-CD3--U | Indoor Luminaires | Linear Ambient | Direct Linear Ambient Luminaires | Standard | FALSE | [9 empty] | 9/22/2015 | Dimmable | Continuous (Can dim down to ≤ 10% (W)) | Yes |  |  | 3248 | 102.19 | 31.78 | 6.843 | 0.99 | 3500 | 83
PVUWFQ8Z | Eaton (formerly Cooper Lighting) | Metalux | [All Rating]-4SWLED-LD4-32SL-LW-[Voltages Include 120V, 277V & UNV]-[All Options]-[All Emergency Options]-L840-CD4--U | Indoor Luminaires | Linear Ambient | Direct Linear Ambient Luminaires | Standard | FALSE | [9 empty] | 9/22/2015 | Dimmable | Continuous (Can dim down to ≤ 10% (W)) | Yes |  |  | 3336 | 104.96 | 31.78 | 6.843 | 0.99 | 4000 | 83
P3R8J4T7 | Eaton (formerly Cooper Lighting) | Metalux | [All Rating]-4SWLED-LD4-32SL-LW-[Voltages Include 120V, 277V & UNV]-[All Options]-[All Emergency Options]-L850-CD5--U | Indoor Luminaires | Linear Ambient | Direct Linear Ambient Luminaires | Standard | FALSE | [9 empty] | 9/22/2015 | Dimmable | Continuous (Can dim down to ≤ 10% (W)) | Yes |  |  | 3485 | 109.65 | 31.78 | 6.843 | 0.99 | 5000 | 83
PJVEKZXQ | Eaton (formerly Cooper Lighting) | Metalux | [All Rating]-4SWLED-LD4-36SL-LC-[Voltages Include 120V, 277V & UNV]-[All Options]-[All Emergency Options]-L835-[Drivers Include CD & 5LTD]2--U | Indoor Luminaires | Linear Ambient | Direct Linear Ambient Luminaires | Standard | FALSE | [9 empty] | 9/22/2015 | Dimmable | Continuous (Can dim down to ≤ 10% (W)) | Yes |  |  | 4425 | 119.33 | 37.08 | 6.747 | 0.99 | 3500 | 83
PDDXNUYK | Eaton (formerly Cooper Lighting) | Metalux | [All Rating]-4SWLED-LD4-36SL-LC-[Voltages Include 120V, 277V & UNV]-[All Options]-[All Emergency Options]-L840-[Drivers Include CD & 5LTD]2--U | Indoor Luminaires | Linear Ambient | Direct Linear Ambient Luminaires | Standard | FALSE | [9 empty] | 9/22/2015 | Dimmable | Continuous (Can dim down to ≤ 10% (W)) | Yes |  |  | 4545 | 122.57 | 37.08 | 6.747 | 0.99 | 4000 | 83
PFA6365H | Eaton (formerly Cooper Lighting) | Metalux | [All Rating]-4SWLED-LD4-36SL-LC-[Voltages Include 120V, 277V & UNV]-[All Options]-[All Emergency Options]-L850-[Drivers Include CD & 5LTD]2--U | Indoor Luminaires | Linear Ambient | Direct Linear Ambient Luminaires | Standard | FALSE | [9 empty] | 9/22/2015 | Dimmable | Continuous (Can dim down to ≤ 10% (W)) | Yes |  |  | 4749 | 128.07 | 37.08 | 6.747 | 0.99 | 5000 | 83
P5DW77NG | Eaton (formerly Cooper Lighting) | Metalux | [All Rating]-4SWLED-LD4-36SL-LN-[Voltages Include 120V, 277V & UNV]-[All Options]-[All Emergency Options]-L835-[Drivers Include CD & 5LTD]2--U | Indoor Luminaires | Linear Ambient | Direct Linear Ambient Luminaires | Standard | FALSE | [9 empty] | 9/22/2015 | Dimmable | Continuous (Can dim down to ≤ 10% (W)) | Yes |  |  | 4230 | 114.08 | 37.08 | 6.747 | 0.99 | 3500 | 83
PCR9FFG6 | Eaton (formerly Cooper Lighting) | Metalux | [All Rating]-4SWLED-LD4-36SL-LN-[Voltages Include 120V, 277V & UNV]-[All Options]-[All Emergency Options]-L840-[Drivers Include CD & 5LTD]2--U | Indoor Luminaires | Linear Ambient | Direct Linear Ambient Luminaires | Standard | FALSE | [9 empty] | 9/22/2015 | Dimmable | Continuous (Can dim down to ≤ 10% (W)) | Yes |  |  | 4344 | 117.15 | 37.08 | 6.747 | 0.99 | 4000 | 83
P1QTD6YR | Eaton (formerly Cooper Lighting) | Metalux | [All Rating]-4SWLED-LD4-36SL-LN-[Voltages Include 120V, 277V & UNV]-[All Options]-[All Emergency Options]-L850-[Drivers Include CD & 5LTD]2--U | Indoor Luminaires | Linear Ambient | Direct Linear Ambient Luminaires | Standard | FALSE | [9 empty] | 9/22/2015 | Dimmable | Continuous (Can dim down to ≤ 10% (W)) | Yes |  |  | 4539 | 122.41 | 37.08 | 6.747 | 0.99 | 5000 | 83
PR946JQW | Eaton (formerly Cooper Lighting) | Metalux | [All Rating]-4SWLED-LD4-36SL-LW-[Voltages Include 120V, 277V & UNV]-[All Options]-[All Emergency Options]-L835-[Drivers Include CD & 5LTD]2--U | Indoor Luminaires | Linear Ambient | Direct Linear Ambient Luminaires | Standard | FALSE | [9 empty] | 9/22/2015 | Dimmable | Continuous (Can dim down to ≤ 10% (W)) | Yes |  |  | 3684 | 99.35 | 37.08 | 6.747 | 0.99 | 3500 | 83
PQBR8XZQ | Eaton (formerly Cooper Lighting) | Metalux | [All Rating]-4SWLED-LD4-36SL-LW-[Voltages Include 120V, 277V & UNV]-[All Options]-[All Emergency Options]-L840-[Drivers Include CD & 5LTD]2--U | Indoor Luminaires | Linear Ambient | Direct Linear Ambient Luminaires | Standard | FALSE | [9 empty] | 9/22/2015 | Dimmable | Continuous (Can dim down to ≤ 10% (W)) | Yes |  |  | 3784 | 102.05 | 37.08 | 6.747 | 0.99 | 4000 | 83
PSUN2KGB | Eaton (formerly Cooper Lighting) | Metalux | [All Rating]-4SWLED-LD4-36SL-LW-[Voltages Include 120V, 277V & UNV]-[All Options]-[All Emergency Options]-L850-[Drivers Include CD & 5LTD]2--U | Indoor Luminaires | Linear Ambient | Direct Linear Ambient Luminaires | Standard | FALSE | [9 empty] | 9/22/2015 | Dimmable | Continuous (Can dim down to ≤ 10% (W)) | Yes |  |  | 3953 | 106.61 | 37.08 | 6.747 | 0.99 | 5000 | 83
PYXGNSPR | Eaton (formerly Cooper Lighting) | Metalux | [All Rating]-4SWLED-LD4-40SL-LC-[Voltages Include 120V, 277V & UNV]-[All Options]-[All Emergency Options]-L835-[Drivers Include CD & 5LTD]2--U | Indoor Luminaires | Linear Ambient | Direct Linear Ambient Luminaires | Standard | FALSE | [9 empty] | 9/22/2015 | Dimmable | Continuous (Can dim down to ≤ 10% (W)) | Yes |  |  | 4909 | 115.9 | 42.36 | 6.748 | 0.991 | 3500 | 83
PVNZ9G2Q | Eaton (formerly Cooper Lighting) | Metalux | [All Rating]-4SWLED-LD4-40SL-LC-[Voltages Include 120V, 277V & UNV]-[All Options]-[All Emergency Options]-L840-[Drivers Include CD & 5LTD]2--U | Indoor Luminaires | Linear Ambient | Direct Linear Ambient Luminaires | Standard | FALSE | [9 empty] | 9/22/2015 | Dimmable | Continuous (Can dim down to ≤ 10% (W)) | Yes |  |  | 5042 | 119.04 | 42.36 | 6.748 | 0.991 | 4000 | 83
PD2BX7WY | Eaton (formerly Cooper Lighting) | Metalux | [All Rating]-4SWLED-LD4-40SL-LC-[Voltages Include 120V, 277V & UNV]-[All Options]-[All Emergency Options]-L850-[Drivers Include CD & 5LTD]2--U | Indoor Luminaires | Linear Ambient | Direct Linear Ambient Luminaires | Standard | FALSE | [9 empty] | 9/22/2015 | Dimmable | Continuous (Can dim down to ≤ 10% (W)) | Yes |  |  | 5267 | 124.35 | 42.36 | 6.748 | 0.991 | 5000 | 83
PPUGTSSJ | Eaton (formerly Cooper Lighting) | Metalux | [All Rating]-4SWLED-LD4-40SL-LN-[Voltages Include 120V, 277V & UNV]-[All Options]-[All Emergency Options]-L835-[Drivers Include CD & 5LTD]2--U | Indoor Luminaires | Linear Ambient | Direct Linear Ambient Luminaires | Standard | FALSE | [9 empty] | 9/22/2015 | Dimmable | Continuous (Can dim down to ≤ 10% (W)) | Yes |  |  | 4692 | 110.78 | 42.36 | 6.748 | 0.991 | 3500 | 83
P6FMWRQ3 | Eaton (formerly Cooper Lighting) | Metalux | [All Rating]-4SWLED-LD4-40SL-LN-[Voltages Include 120V, 277V & UNV]-[All Options]-[All Emergency Options]-L840-[Drivers Include CD & 5LTD]2--U | Indoor Luminaires | Linear Ambient | Direct Linear Ambient Luminaires | Standard | FALSE | [9 empty] | 9/22/2015 | Dimmable | Continuous (Can dim down to ≤ 10% (W)) | Yes |  |  | 4819 | 113.77 | 42.36 | 6.748 | 0.991 | 4000 | 83
PMXU3AF4 | Eaton (formerly Cooper Lighting) | Metalux | [All Rating]-4SWLED-LD4-40SL-LN-[Voltages Include 120V, 277V & UNV]-[All Options]-[All Emergency Options]-L850-[Drivers Include CD & 5LTD]2--U | Indoor Luminaires | Linear Ambient | Direct Linear Ambient Luminaires | Standard | FALSE | [9 empty] | 9/22/2015 | Dimmable | Continuous (Can dim down to ≤ 10% (W)) | Yes |  |  | 5035 | 118.87 | 42.36 | 6.748 | 0.991 | 5000 | 83
PY19R89N | Eaton (formerly Cooper Lighting) | Metalux | [All Rating]-4SWLED-LD4-40SL-LW-[Voltages Include 120V, 277V & UNV]-[All Options]-[All Emergency Options]-L835-[Drivers Include CD & 5LTD]2--U | Indoor Luminaires | Linear Ambient | Direct Linear Ambient Luminaires | Standard | FALSE | [9 empty] | 9/22/2015 | Dimmable | Continuous (Can dim down to ≤ 10% (W)) | Yes |  |  | 4087 | 96.49 | 42.36 | 6.748 | 0.991 | 3500 | 83
P2MDNWPJ | Eaton (formerly Cooper Lighting) | Metalux | [All Rating]-4SWLED-LD4-40SL-LW-[Voltages Include 120V, 277V & UNV]-[All Options]-[All Emergency Options]-L840-[Drivers Include CD & 5LTD]2--U | Indoor Luminaires | Linear Ambient | Direct Linear Ambient Luminaires | Standard | FALSE | [9 empty] | 9/22/2015 | Dimmable | Continuous (Can dim down to ≤ 10% (W)) | Yes |  |  | 4197 | 99.09 | 42.36 | 6.748 | 0.991 | 4000 | 83
PD9497FZ | Eaton (formerly Cooper Lighting) | Metalux | [All Rating]-4SWLED-LD4-40SL-LW-[Voltages Include 120V, 277V & UNV]-[All Options]-[All Emergency Options]-L850-[Drivers Include CD & 5LTD]2--U | Indoor Luminaires | Linear Ambient | Direct Linear Ambient Luminaires | Standard | FALSE | [9 empty] | 9/22/2015 | Dimmable | Continuous (Can dim down to ≤ 10% (W)) | Yes |  |  | 4385 | 103.53 | 42.36 | 6.748 | 0.991 | 5000 | 83
PGPP1MX3 | Eaton (formerly Cooper Lighting) | Metalux | [All Rating]-4SWLED-LD4-44HL-LC-[Voltages Include 120V, 277V & UNV]-[All Options]-[All Emergency Options]-L835-[Drivers Include CD & 5LTD]2--U | Indoor Luminaires | Linear Ambient | Direct Linear Ambient Luminaires | Standard | FALSE | [9 empty] | 9/22/2015 | Dimmable | Continuous (Can dim down to ≤ 10% (W)) | Yes |  |  | 5427 | 115.96 | 46.8 | 6.902 | 0.993 | 3500 | 83
PES56Q41 | Eaton (formerly Cooper Lighting) | Metalux | [All Rating]-4SWLED-LD4-44HL-LC-[Voltages Include 120V, 277V & UNV]-[All Options]-[All Emergency Options]-L840-[Drivers Include CD & 5LTD]2--U | Indoor Luminaires | Linear Ambient | Direct Linear Ambient Luminaires | Standard | FALSE | [9 empty] | 9/22/2015 | Dimmable | Continuous (Can dim down to ≤ 10% (W)) | Yes |  |  | 5573 | 119.08 | 46.8 | 6.902 | 0.993 | 4000 | 83
P3HCUS7D | Eaton (formerly Cooper Lighting) | Metalux | [All Rating]-4SWLED-LD4-44HL-LC-[Voltages Include 120V, 277V & UNV]-[All Options]-[All Emergency Options]-L850-[Drivers Include CD & 5LTD]2--U | Indoor Luminaires | Linear Ambient | Direct Linear Ambient Luminaires | Standard | FALSE | [9 empty] | 9/22/2015 | Dimmable | Continuous (Can dim down to ≤ 10% (W)) | Yes |  |  | 5823 | 124.42 | 46.8 | 6.902 | 0.993 | 5000 | 83
P5GH5BUH | Eaton (formerly Cooper Lighting) | Metalux | [All Rating]-4SWLED-LD4-44HL-LN-[Voltages Include 120V, 277V & UNV]-[All Options]-[All Emergency Options]-L835-[Drivers Include CD & 5LTD]2--U | Indoor Luminaires | Linear Ambient | Direct Linear Ambient Luminaires | Standard | FALSE | [9 empty] | 9/22/2015 | Dimmable | Continuous (Can dim down to ≤ 10% (W)) | Yes |  |  | 5187 | 110.83 | 46.8 | 6.902 | 0.993 | 3500 | 83
PX13D9ES | Eaton (formerly Cooper Lighting) | Metalux | [All Rating]-4SWLED-LD4-44HL-LN-[Voltages Include 120V, 277V & UNV]-[All Options]-[All Emergency Options]-L840-[Drivers Include CD & 5LTD]2--U | Indoor Luminaires | Linear Ambient | Direct Linear Ambient Luminaires | Standard | FALSE | [9 empty] | 9/22/2015 | Dimmable | Continuous (Can dim down to ≤ 10% (W)) | Yes |  |  | 5327 | 113.82 | 46.8 | 6.902 | 0.993 | 4000 | 83
PNW1WNVW | Eaton (formerly Cooper Lighting) | Metalux | [All Rating]-4SWLED-LD4-44HL-LN-[Voltages Include 120V, 277V & UNV]-[All Options]-[All Emergency Options]-L850-[Drivers Include CD & 5LTD]2--U | Indoor Luminaires | Linear Ambient | Direct Linear Ambient Luminaires | Standard | FALSE | [9 empty] | 9/22/2015 | Dimmable | Continuous (Can dim down to ≤ 10% (W)) | Yes |  |  | 5566 | 118.93 | 46.8 | 6.902 | 0.993 | 5000 | 83
P4JSFVUM | Eaton (formerly Cooper Lighting) | Metalux | [All Rating]-4SWLED-LD4-44HL-LW-[Voltages Include 120V, 277V & UNV]-[All Options]-[All Emergency Options]-L835-[Drivers Include CD & 5LTD]2--U | Indoor Luminaires | Linear Ambient | Direct Linear Ambient Luminaires | Standard | FALSE | [9 empty] | 9/22/2015 | Dimmable | Continuous (Can dim down to ≤ 10% (W)) | Yes |  |  | 4518 | 96.54 | 46.8 | 6.902 | 0.993 | 3500 | 83
P21RQHVN | Eaton (formerly Cooper Lighting) | Metalux | [All Rating]-4SWLED-LD4-44HL-LW-[Voltages Include 120V, 277V & UNV]-[All Options]-[All Emergency Options]-L840-[Drivers Include CD & 5LTD]2--U | Indoor Luminaires | Linear Ambient | Direct Linear Ambient Luminaires | Standard | FALSE | [9 empty] | 9/22/2015 | Dimmable | Continuous (Can dim down to ≤ 10% (W)) | Yes |  |  | 4640 | 99.15 | 46.8 | 6.902 | 0.993 | 4000 | 83
PGE6KDUT | Eaton (formerly Cooper Lighting) | Metalux | [All Rating]-4SWLED-LD4-44HL-LW-[Voltages Include 120V, 277V & UNV]-[All Options]-[All Emergency Options]-L850-[Drivers Include CD & 5LTD]2--U | Indoor Luminaires | Linear Ambient | Direct Linear Ambient Luminaires | Standard | FALSE | [9 empty] | 9/22/2015 | Dimmable | Continuous (Can dim down to ≤ 10% (W)) | Yes |  |  | 4848 | 103.59 | 46.8 | 6.902 | 0.993 | 5000 | 83
P2C3QYHR | Eaton (formerly Cooper Lighting) | Metalux | [All Rating]-4SWLED-LD4-48HL-LC-[Voltages Include 120V, 277V & UNV]-[All Options]-[All Emergency Options]-L835-[Drivers Include CD & 5LTD]2--U | Indoor Luminaires | Linear Ambient | Direct Linear Ambient Luminaires | Standard | FALSE | [9 empty] | 9/22/2015 | Dimmable | Continuous (Can dim down to ≤ 10% (W)) | Yes |  |  | 5880 | 114.17 | 51.5 | 9.208 | 0.994 | 3500 | 83
PXN7DNTA | Eaton (formerly Cooper Lighting) | Metalux | [All Rating]-4SWLED-LD4-48HL-LC-[Voltages Include 120V, 277V & UNV]-[All Options]-[All Emergency Options]-L840-[Drivers Include CD & 5LTD]2--U | Indoor Luminaires | Linear Ambient | Direct Linear Ambient Luminaires | Standard | FALSE | [9 empty] | 9/22/2015 | Dimmable | Continuous (Can dim down to ≤ 10% (W)) | Yes |  |  | 6038 | 117.24 | 51.5 | 9.208 | 0.994 | 4000 | 83
P82YS976 | Eaton (formerly Cooper Lighting) | Metalux | [All Rating]-4SWLED-LD4-48HL-LC-[Voltages Include 120V, 277V & UNV]-[All Options]-[All Emergency Options]-L850-[Drivers Include CD & 5LTD]2--U | Indoor Luminaires | Linear Ambient | Direct Linear Ambient Luminaires | Standard | FALSE | [9 empty] | 9/22/2015 | Dimmable | Continuous (Can dim down to ≤ 10% (W)) | Yes |  |  | 6309 | 122.5 | 51.5 | 9.208 | 0.994 | 5000 | 83
P9MY1UEE | Eaton (formerly Cooper Lighting) | Metalux | [All Rating]-4SWLED-LD4-48HL-LN-[Voltages Include 120V, 277V & UNV]-[All Options]-[All Emergency Options]-L835-[Drivers Include CD & 5LTD]2--U | Indoor Luminaires | Linear Ambient | Direct Linear Ambient Luminaires | Standard | FALSE | [9 empty] | 9/22/2015 | Dimmable | Continuous (Can dim down to ≤ 10% (W)) | Yes |  |  | 5620 | 109.13 | 51.5 | 9.208 | 0.994 | 3500 | 83
PR4MJADC | Eaton (formerly Cooper Lighting) | Metalux | [All Rating]-4SWLED-LD4-48HL-LN-[Voltages Include 120V, 277V & UNV]-[All Options]-[All Emergency Options]-L840-[Drivers Include CD & 5LTD]2--U | Indoor Luminaires | Linear Ambient | Direct Linear Ambient Luminaires | Standard | FALSE | [9 empty] | 9/22/2015 | Dimmable | Continuous (Can dim down to ≤ 10% (W)) | Yes |  |  | 5772 | 112.08 | 51.5 | 9.208 | 0.994 | 4000 | 83
PGY16K5D | Eaton (formerly Cooper Lighting) | Metalux | [All Rating]-4SWLED-LD4-48HL-LN-[Voltages Include 120V, 277V & UNV]-[All Options]-[All Emergency Options]-L850-[Drivers Include CD & 5LTD]2--U | Indoor Luminaires | Linear Ambient | Direct Linear Ambient Luminaires | Standard | FALSE | [9 empty] | 9/22/2015 | Dimmable | Continuous (Can dim down to ≤ 10% (W)) | Yes |  |  | 6030 | 117.09 | 51.5 | 9.208 | 0.994 | 5000 | 83
PPTM6CMJ | Eaton (formerly Cooper Lighting) | Metalux | [All Rating]-4SWLED-LD4-48HL-LW-[Voltages Include 120V, 277V & UNV]-[All Options]-[All Emergency Options]-L840-[Drivers Include CD & 5LTD]2--U | Indoor Luminaires | Linear Ambient | Direct Linear Ambient Luminaires | Standard | FALSE | [9 empty] | 9/22/2015 | Dimmable | Continuous (Can dim down to ≤ 10% (W)) | Yes |  |  | 5027 | 97.61 | 51.5 | 9.208 | 0.994 | 4000 | 83
PPG3DXW2 | Eaton (formerly Cooper Lighting) | Metalux | [All Rating]-4SWLED-LD4-48HL-LW-[Voltages Include 120V, 277V & UNV]-[All Options]-[All Emergency Options]-L850-[Drivers Include CD & 5LTD]2--U | Indoor Luminaires | Linear Ambient | Direct Linear Ambient Luminaires | Standard | FALSE | [9 empty] | 9/22/2015 | Dimmable | Continuous (Can dim down to ≤ 10% (W)) | Yes |  |  | 5253 | 102 | 51.5 | 9.208 | 0.994 | 5000 | 83
P64QXZPS | Eaton (formerly Cooper Lighting) | Metalux | 4VT2-LD4-6-FR50-UNV-L850-CD1-U | Indoor Luminaires | Linear Ambient | Direct Linear Ambient Luminaires | Standard | TRUE | 5949.7 | 108.34 | 54.92 | 11.7 | 0.992 | 4944 | 83 | 5 | 50000 | 10/20/2015 | Dimmable | Continuous (Can dim down to ≤ 10% (W)) | Yes |  | 3
PZEJGJJF | Eaton (formerly Cooper Lighting) | Metalux | 4VT2-LD4-4-FR50-UNV-L835-CD1-WL-U | Indoor Luminaires | Linear Ambient | Direct Linear Ambient Luminaires | Standard | TRUE | 4358 | 114.7 | 38 | 6.26 | 0.997 | 3411 | 81.6 | 5 | 50000 | 10/20/2015 | Dimmable | Continuous (Can dim down to ≤ 10% (W)) | Yes |  | 3
PYMAYJ8W | Eaton (formerly Cooper Lighting) | Metalux | 8VT2-LD4-16-DR-[Blank]-UNV-[All Remote Emergency Enclosures]-L840-CD2-WL-[All Options]-[All Packaging] | Indoor Luminaires | Linear Ambient | Direct Linear Ambient Luminaires | Standard | FALSE | [9 empty] | 10/20/2015 | Dimmable | Continuous (Can dim down to ≤ 10% (W)) | Yes |  |  | 19717.02 | 121.56 | 162.2 | 3.2 | 0.999 | 4000 | 85
PRS2UTE4 | Eaton (formerly Cooper Lighting) | Metalux | 2VT2-LD4-2-DR100-[Blank]-[Voltages include 120 only]-[All Remote Emergency Enclosures]-L840-CD1-WL-[All Options]-[All Packaging] | Indoor Luminaires | Linear Ambient | Direct Linear Ambient Luminaires | Standard | FALSE | [9 empty] | 10/20/2015 | Dimmable | Continuous (Can dim down to ≤ 10% (W)) | Yes |  |  | 2610.29 | 130.23 | 20.04 | 5.933 | 0.991 | 4000 | 85
PWNZRYG2 | Eaton (formerly Cooper Lighting) | Metalux | 2VT2-LD4-3-DR100-[Blank]-UNV-[All Remote Emergency Enclosures]-L840-CD1-WL-[All Options]-[All Packaging] | Indoor Luminaires | Linear Ambient | Direct Linear Ambient Luminaires | Standard | FALSE | [9 empty] | 10/20/2015 | Dimmable | Continuous (Can dim down to ≤ 10% (W)) | Yes |  |  | 3713.58 | 139.78 | 26.57 | 5 | 0.996 | 4000 | 85
P3RZTWF2 | Eaton (formerly Cooper Lighting) | Metalux | 4VT2-LD4-4-DR100-[Blank]-UNV-[All Remote Emergency Enclosures]-L840-CD1-WL-[All Options]-[All Packaging] | Indoor Luminaires | Linear Ambient | Direct Linear Ambient Luminaires | Standard | FALSE | [9 empty] | 10/20/2015 | Dimmable | Continuous (Can dim down to ≤ 10% (W)) | Yes |  |  | 4998.08 | 132.61 | 37.69 | 9.533 | 0.992 | 4000 | 85
PVPXQXQR | Eaton (formerly Cooper Lighting) | Metalux | 4VT2-LD4-6-DR100-[Blank]-UNV-[All Remote Emergency Enclosures]-L840-CD1-WL-[All Options]-[All Packaging] | Indoor Luminaires | Linear Ambient | Direct Linear Ambient Luminaires | Standard | FALSE | [9 empty] | 10/20/2015 | Dimmable | Continuous (Can dim down to ≤ 10% (W)) | Yes |  |  | 6686.28 | 117.86 | 56.73 | 9.967 | 0.994 | 4000 | 85
PZUAVCA3 | Eaton (formerly Cooper Lighting) | Metalux | 4VT2-LD4-8-DR100-[Blank]-UNV-[All Remote Emergency Enclosures]-L840-CD1-WL-[All Options]-[All Packaging] | Indoor Luminaires | Linear Ambient | Direct Linear Ambient Luminaires | Standard | FALSE | [9 empty] | 10/20/2015 | Dimmable | Continuous (Can dim down to ≤ 10% (W)) | Yes |  |  | 9809.22 | 121.44 | 80.78 | 5.8 | 0.997 | 4000 | 85
PRWPR2CC | Eaton (formerly Cooper Lighting) | Metalux | 8VT2-LD4-9-DR100-[Blank]-UNV-[All Remote Emergency Enclosures]-L840-CD1-WL-[All Options]-[All Packaging] | Indoor Luminaires | Linear Ambient | Direct Linear Ambient Luminaires | Standard | FALSE | [9 empty] | 10/20/2015 | Dimmable | Continuous (Can dim down to ≤ 10% (W)) | Yes |  |  | 11654.54 | 120.65 | 96.6 | 4.92 | 0.999 | 4000 | 85
PNQW86X6 | Eaton (formerly Cooper Lighting) | Metalux | 8VT2-LD4-12-DR100-[Blank]-UNV-[All Remote Emergency Enclosures]-L840-CD2-WL-[All Options]-[All Packaging] | Indoor Luminaires | Linear Ambient | Direct Linear Ambient Luminaires | Standard | FALSE | [9 empty] | 10/20/2015 | Dimmable | Continuous (Can dim down to ≤ 10% (W)) | Yes |  |  | 13372.55 | 116.96 | 114.33 | 9.25 | 0.995 | 4000 | 85
P5MEX245 | Eaton (formerly Cooper Lighting) | Metalux | 8VT2-LD4-16-DR100-[Blank]-UNV-[All Remote Emergency Enclosures]-L840-CD2-WL-[All Options]-[All Packaging] | Indoor Luminaires | Linear Ambient | Direct Linear Ambient Luminaires | Standard | FALSE | [9 empty] | 10/20/2015 | Dimmable | Continuous (Can dim down to ≤ 10% (W)) | Yes |  |  | 19618.43 | 120.95 | 162.2 | 3.2 | 0.999 | 4000 | 85
PDDE6ZP6 | Eaton (formerly Cooper Lighting) | Metalux | 2VT2-LD4-2-FR50-[Blank]-[Voltages include 120 only]-[All Remote Emergency Enclosures]-L840-CD1-WL-[All Options]-[All Packaging] | Indoor Luminaires | Linear Ambient | Direct Linear Ambient Luminaires | Standard | FALSE | [9 empty] | 10/20/2015 | Dimmable | Continuous (Can dim down to ≤ 10% (W)) | Yes |  |  | 2337.45 | 116.62 | 20.04 | 5.933 | 0.991 | 4000 | 85
P4Z6WF9N | Eaton (formerly Cooper Lighting) | Metalux | 2VT2-LD4-3-FR50-[Blank]-UNV-[All Remote Emergency Enclosures]-L840-CD1-WL-[All Options]-[All Packaging] | Indoor Luminaires | Linear Ambient | Direct Linear Ambient Luminaires | Standard | FALSE | [9 empty] | 10/20/2015 | Dimmable | Continuous (Can dim down to ≤ 10% (W)) | Yes |  |  | 3325.43 | 125.17 | 26.57 | 5 | 0.996 | 4000 | 85
P5MB4DYH | Eaton (formerly Cooper Lighting) | Metalux | 4VT2-LD4-4-FR50-[Blank]-UNV-[All Remote Emergency Enclosures]-L840-CD1-WL-[All Options]-[All Packaging] | Indoor Luminaires | Linear Ambient | Direct Linear Ambient Luminaires | Standard | FALSE | [9 empty] | 10/20/2015 | Dimmable | Continuous (Can dim down to ≤ 10% (W)) | Yes |  |  | 4475.67 | 118.75 | 37.69 | 9.533 | 0.992 | 4000 | 85
P8BS23U4 | Eaton (formerly Cooper Lighting) | Metalux | 4VT2-LD4-6-FR50-[Blank]-UNV-[All Remote Emergency Enclosures]-L840-CD1-WL-[All Options]-[All Packaging] | Indoor Luminaires | Linear Ambient | Direct Linear Ambient Luminaires | Standard | FALSE | [9 empty] | 10/20/2015 | Dimmable | Continuous (Can dim down to ≤ 10% (W)) | Yes |  |  | 5987.41 | 105.54 | 56.73 | 9.967 | 0.994 | 4000 | 85
PG58KG7M | Eaton (formerly Cooper Lighting) | Metalux | 4VT2-LD4-8-FR50-[Blank]-UNV-[All Remote Emergency Enclosures]-L840-CD1-WL-[All Options]-[All Packaging] | Indoor Luminaires | Linear Ambient | Direct Linear Ambient Luminaires | Standard | FALSE | [9 empty] | 10/20/2015 | Dimmable | Continuous (Can dim down to ≤ 10% (W)) | Yes |  |  | 8783.93 | 108.74 | 80.78 | 5.8 | 0.997 | 4000 | 85
PSJVCYGT | Eaton (formerly Cooper Lighting) | Metalux | 8VT2-LD4-9-FR50-[Blank]-UNV-[All Remote Emergency Enclosures]-L840-CD1-WL-[All Options]-[All Packaging] | Indoor Luminaires | Linear Ambient | Direct Linear Ambient Luminaires | Standard | FALSE | [9 empty] | 10/20/2015 | Dimmable | Continuous (Can dim down to ≤ 10% (W)) | Yes |  |  | 10436.37 | 108.04 | 96.6 | 4.92 | 0.999 | 4000 | 85
P11NZXT9 | Eaton (formerly Cooper Lighting) | Metalux | 8VT2-LD4-12-FR50-[Blank]-UNV-[All Remote Emergency Enclosures]-L840-CD2-WL-[All Options]-[All Packaging] | Indoor Luminaires | Linear Ambient | Direct Linear Ambient Luminaires | Standard | FALSE | [9 empty] | 10/20/2015 | Dimmable | Continuous (Can dim down to ≤ 10% (W)) | Yes |  |  | 11974.82 | 104.74 | 114.33 | 9.25 | 0.995 | 4000 | 85
P9C3YEXF | Eaton (formerly Cooper Lighting) | Metalux | 8VT2-LD4-16-FR50-[Blank]-UNV-[All Remote Emergency Enclosures]-L840-CD2-WL-[All Options]-[All Packaging] | Indoor Luminaires | Linear Ambient | Direct Linear Ambient Luminaires | Standard | FALSE | [9 empty] | 10/20/2015 | Dimmable | Continuous (Can dim down to ≤ 10% (W)) | Yes |  |  | 17567.86 | 108.31 | 162.2 | 3.2 | 0.999 | 4000 | 85
PCXE64BW | Eaton (formerly Cooper Lighting) | Metalux | 2VT2-LD4-3-DR-W-UNV-[All Remote Emergency Enclosures]-L840-CD1-WL-[All Options]-[All Packaging] | Indoor Luminaires | Linear Ambient | Direct Linear Ambient Luminaires | Standard | FALSE | [9 empty] | 10/20/2015 | Dimmable | Continuous (Can dim down to ≤ 10% (W)) | Yes |  |  | 3261.63 | 122 | 26.74 | 5 | 0.996 | 4000 | 85
P58M9BAP | Eaton (formerly Cooper Lighting) | Metalux | 4VT2-LD4-6-DR-W-[Voltages include 120 only]-[All Remote Emergency Enclosures]-L840-CD1-WL-[All Options]-[All Packaging] | Indoor Luminaires | Linear Ambient | Direct Linear Ambient Luminaires | Standard | FALSE | [9 empty] | 10/20/2015 | Dimmable | Continuous (Can dim down to ≤ 10% (W)) | Yes |  |  | 5380.65 | 94.72 | 56.81 | 9.967 | 0.994 | 4000 | 85
PCS2QSZH | Eaton (formerly Cooper Lighting) | Metalux | 4VT2-LD4-8-DR-W-UNV-[All Remote Emergency Enclosures]-L840-CD1-WL-[All Options]-[All Packaging] | Indoor Luminaires | Linear Ambient | Direct Linear Ambient Luminaires | Standard | FALSE | [9 empty] | 10/20/2015 | Dimmable | Continuous (Can dim down to ≤ 10% (W)) | Yes |  |  | 9603.22 | 105.72 | 90.84 | 5.8 | 0.997 | 4000 | 85
PKEBEA5G | Eaton (formerly Cooper Lighting) | Metalux | 8VT2-LD4-9-DR-W-UNV-[All Remote Emergency Enclosures]-L840-CD1-WL-[All Options]-[All Packaging] | Indoor Luminaires | Linear Ambient | Direct Linear Ambient Luminaires | Standard | FALSE | [9 empty] | 10/20/2015 | Dimmable | Continuous (Can dim down to ≤ 10% (W)) | Yes |  |  | 10238 | 105.98 | 96.6 | 4.92 | 0.999 | 4000 | 85
P2EWBKFP | Eaton (formerly Cooper Lighting) | Metalux | 8VT2-LD4-12-DR-W-UNV-[All Remote Emergency Enclosures]-L840-CD2-WL-[All Options]-[All Packaging] | Indoor Luminaires | Linear Ambient | Direct Linear Ambient Luminaires | Standard | FALSE | [9 empty] | 10/20/2015 | Dimmable | Continuous (Can dim down to ≤ 10% (W)) | Yes |  |  | 10761.31 | 94.12 | 114.33 | 9.25 | 0.995 | 4000 | 85
PWRF4E66 | Eaton (formerly Cooper Lighting) | Metalux | 8VT2-LD4-16-DR-W-UNV-[All Remote Emergency Enclosures]-L840-CD2-WL-[All Options]-[All Packaging] | Indoor Luminaires | Linear Ambient | Direct Linear Ambient Luminaires | Standard | FALSE | [9 empty] | 10/20/2015 | Dimmable | Continuous (Can dim down to ≤ 10% (W)) | Yes |  |  | 19206.45 | 118.41 | 162.2 | 3.2 | 0.999 | 4000 | 85
P3A1WTW7 | Eaton (formerly Cooper Lighting) | Metalux | 2VT2-LD4-3-DR100-W-UNV-[All Remote Emergency Enclosures]-L840-CD1-WL-[All Options]-[All Packaging] | Indoor Luminaires | Linear Ambient | Direct Linear Ambient Luminaires | Standard | FALSE | [9 empty] | 10/20/2015 | Dimmable | Continuous (Can dim down to ≤ 10% (W)) | Yes |  |  | 3245.32 | 121.39 | 26.74 | 5 | 0.996 | 4000 | 85
PWBHY773 | Eaton (formerly Cooper Lighting) | Metalux | 4VT2-LD4-6-DR100-W-[Voltages include 120 only]-[All Remote Emergency Enclosures]-L840-CD1-WL-[All Options]-[All Packaging] | Indoor Luminaires | Linear Ambient | Direct Linear Ambient Luminaires | Standard | FALSE | [9 empty] | 10/20/2015 | Dimmable | Continuous (Can dim down to ≤ 10% (W)) | Yes |  |  | 5353.75 | 94.24 | 56.81 | 9.967 | 0.994 | 4000 | 85
PTC23GPC | Eaton (formerly Cooper Lighting) | Metalux | 4VT2-LD4-8-DR100-W-UNV-[All Remote Emergency Enclosures]-L840-CD1-WL-[All Options]-[All Packaging] | Indoor Luminaires | Linear Ambient | Direct Linear Ambient Luminaires | Standard | FALSE | [9 empty] | 10/20/2015 | Dimmable | Continuous (Can dim down to ≤ 10% (W)) | Yes |  |  | 9555.21 | 105.19 | 90.84 | 5.8 | 0.997 | 4000 | 85
P3Z725AR | Eaton (formerly Cooper Lighting) | Metalux | 8VT2-LD4-9-DR100-W-UNV-[All Remote Emergency Enclosures]-L840-CD1-WL-[All Options]-[All Packaging] | Indoor Luminaires | Linear Ambient | Direct Linear Ambient Luminaires | Standard | FALSE | [9 empty] | 10/20/2015 | Dimmable | Continuous (Can dim down to ≤ 10% (W)) | Yes |  |  | 10186.81 | 105.45 | 96.6 | 4.92 | 0.999 | 4000 | 85
PAVVN3MT | Eaton (formerly Cooper Lighting) | Metalux | 8VT2-LD4-12-DR100-W-UNV-[All Remote Emergency Enclosures]-L840-CD2-WL-[All Options]-[All Packaging] | Indoor Luminaires | Linear Ambient | Direct Linear Ambient Luminaires | Standard | FALSE | [9 empty] | 10/20/2015 | Dimmable | Continuous (Can dim down to ≤ 10% (W)) | Yes |  |  | 10707.5 | 93.65 | 114.33 | 9.25 | 0.995 | 4000 | 85
PDKUTHKE | Eaton (formerly Cooper Lighting) | Metalux | 8VT2-LD4-16-DR100-W-UNV-[All Remote Emergency Enclosures]-L840-CD2-WL-[All Options]-[All Packaging] | Indoor Luminaires | Linear Ambient | Direct Linear Ambient Luminaires | Standard | FALSE | [9 empty] | 10/20/2015 | Dimmable | Continuous (Can dim down to ≤ 10% (W)) | Yes |  |  | 19110.42 | 117.82 | 162.2 | 3.2 | 0.999 | 4000 | 85
PDNPNHWC | Eaton (formerly Cooper Lighting) | Metalux | 2VT2-LD4-2-DR-[Blank]-[Voltages include 120 only]-[All Remote Emergency Enclosures]-L850-CD1-WL-[All Options]-[All Packaging] | Indoor Luminaires | Linear Ambient | Direct Linear Ambient Luminaires | Standard | FALSE | [9 empty] | 10/20/2015 | Dimmable | Continuous (Can dim down to ≤ 10% (W)) | Yes |  |  | 2740.91 | 136.75 | 20.04 | 5.933 | 0.991 | 5000 | 85
PNQB7S39 | Eaton (formerly Cooper Lighting) | Metalux | 2VT2-LD4-3-DR-[Blank]-UNV-[All Remote Emergency Enclosures]-L850-CD1-WL-[All Options]-[All Packaging] | Indoor Luminaires | Linear Ambient | Direct Linear Ambient Luminaires | Standard | FALSE | [9 empty] | 10/20/2015 | Dimmable | Continuous (Can dim down to ≤ 10% (W)) | Yes |  |  | 3899.41 | 146.77 | 26.57 | 5 | 0.996 | 5000 | 85
PM45XWRW | Eaton (formerly Cooper Lighting) | Metalux | 4VT2-LD4-4-DR-[Blank]-UNV-[All Remote Emergency Enclosures]-L850-CD1-WL-[All Options]-[All Packaging] | Indoor Luminaires | Linear Ambient | Direct Linear Ambient Luminaires | Standard | FALSE | [9 empty] | 10/20/2015 | Dimmable | Continuous (Can dim down to ≤ 10% (W)) | Yes |  |  | 5248.19 | 139.24 | 37.69 | 9.533 | 0.992 | 5000 | 85
PRYKDVJQ | Eaton (formerly Cooper Lighting) | Metalux | 4VT2-LD4-6-DR-[Blank]-UNV-[All Remote Emergency Enclosures]-L850-CD1-WL-[All Options]-[All Packaging] | Indoor Luminaires | Linear Ambient | Direct Linear Ambient Luminaires | Standard | FALSE | [9 empty] | 10/20/2015 | Dimmable | Continuous (Can dim down to ≤ 10% (W)) | Yes |  |  | 7020.86 | 123.76 | 56.73 | 9.967 | 0.994 | 5000 | 85
P3HJ8D8Z | Eaton (formerly Cooper Lighting) | Metalux | 4VT2-LD4-8-DR-[Blank]-UNV-[All Remote Emergency Enclosures]-L850-CD1-WL-[All Options]-[All Packaging] | Indoor Luminaires | Linear Ambient | Direct Linear Ambient Luminaires | Standard | FALSE | [9 empty] | 10/20/2015 | Dimmable | Continuous (Can dim down to ≤ 10% (W)) | Yes |  |  | 10300.08 | 127.51 | 80.78 | 5.8 | 0.997 | 5000 | 85
PPWPPXFU | Eaton (formerly Cooper Lighting) | Metalux | 8VT2-LD4-9-DR-[Blank]-UNV-[All Remote Emergency Enclosures]-L850-CD1-WL-[All Options]-[All Packaging] | Indoor Luminaires | Linear Ambient | Direct Linear Ambient Luminaires | Standard | FALSE | [9 empty] | 10/20/2015 | Dimmable | Continuous (Can dim down to ≤ 10% (W)) | Yes |  |  | 12237.74 | 126.68 | 96.6 | 4.92 | 0.999 | 5000 | 85
PQMUT3SY | Eaton (formerly Cooper Lighting) | Metalux | 8VT2-LD4-12-DR-[Blank]-UNV-[All Remote Emergency Enclosures]-L850-CD2-WL-[All Options]-[All Packaging] | Indoor Luminaires | Linear Ambient | Direct Linear Ambient Luminaires | Standard | FALSE | [9 empty] | 10/20/2015 | Dimmable | Continuous (Can dim down to ≤ 10% (W)) | Yes |  |  | 14041.73 | 122.82 | 114.33 | 9.25 | 0.995 | 5000 | 85
P6X4UXZC | Eaton (formerly Cooper Lighting) | Metalux | 8VT2-LD4-16-DR-[Blank]-UNV-[All Remote Emergency Enclosures]-L850-CD2-WL-[All Options]-[All Packaging] | Indoor Luminaires | Linear Ambient | Direct Linear Ambient Luminaires | Standard | FALSE | [9 empty] | 10/20/2015 | Dimmable | Continuous (Can dim down to ≤ 10% (W)) | Yes |  |  | 20600.15 | 127 | 162.2 | 3.2 | 0.999 | 5000 | 85
PJXMYVG2 | Eaton (formerly Cooper Lighting) | Metalux | 2VT2-LD4-2-DR100-[Blank]-[Voltages include 120 only]-[All Remote Emergency Enclosures]-L850-CD1-WL-[All Options]-[All Packaging] | Indoor Luminaires | Linear Ambient | Direct Linear Ambient Luminaires | Standard | FALSE | [9 empty] | 10/20/2015 | Dimmable | Continuous (Can dim down to ≤ 10% (W)) | Yes |  |  | 2727.2 | 136.07 | 20.04 | 5.933 | 0.991 | 5000 | 85
P9P5K8KS | Eaton (formerly Cooper Lighting) | Metalux | 2VT2-LD4-3-DR100-[Blank]-UNV-[All Remote Emergency Enclosures]-L850-CD1-WL-[All Options]-[All Packaging] | Indoor Luminaires | Linear Ambient | Direct Linear Ambient Luminaires | Standard | FALSE | [9 empty] | 10/20/2015 | Dimmable | Continuous (Can dim down to ≤ 10% (W)) | Yes |  |  | 3879.91 | 146.04 | 26.57 | 5 | 0.996 | 5000 | 85
PBGC8JD6 | Eaton (formerly Cooper Lighting) | Metalux | 4VT2-LD4-4-DR100-[Blank]-UNV-[All Remote Emergency Enclosures]-L850-CD1-WL-[All Options]-[All Packaging] | Indoor Luminaires | Linear Ambient | Direct Linear Ambient Luminaires | Standard | FALSE | [9 empty] | 10/20/2015 | Dimmable | Continuous (Can dim down to ≤ 10% (W)) | Yes |  |  | 5221.95 | 138.55 | 37.69 | 9.533 | 0.992 | 5000 | 85
P3B2XMUP | Eaton (formerly Cooper Lighting) | Metalux | 4VT2-LD4-6-DR100-[Blank]-UNV-[All Remote Emergency Enclosures]-L850-CD1-WL-[All Options]-[All Packaging] | Indoor Luminaires | Linear Ambient | Direct Linear Ambient Luminaires | Standard | FALSE | [9 empty] | 10/20/2015 | Dimmable | Continuous (Can dim down to ≤ 10% (W)) | Yes |  |  | 6985.76 | 123.14 | 56.73 | 9.967 | 0.994 | 5000 | 85
PKKPBYRE | Eaton (formerly Cooper Lighting) | Metalux | 4VT2-LD4-8-DR100-[Blank]-UNV-[All Remote Emergency Enclosures]-L850-CD1-WL-[All Options]-[All Packaging] | Indoor Luminaires | Linear Ambient | Direct Linear Ambient Luminaires | Standard | FALSE | [9 empty] | 10/20/2015 | Dimmable | Continuous (Can dim down to ≤ 10% (W)) | Yes |  |  | 10248.58 | 126.87 | 80.78 | 5.8 | 0.997 | 5000 | 85
P8BZC93R | Eaton (formerly Cooper Lighting) | Metalux | 8VT2-LD4-9-DR100-[Blank]-UNV-[All Remote Emergency Enclosures]-L850-CD1-WL-[All Options]-[All Packaging] | Indoor Luminaires | Linear Ambient | Direct Linear Ambient Luminaires | Standard | FALSE | [9 empty] | 10/20/2015 | Dimmable | Continuous (Can dim down to ≤ 10% (W)) | Yes |  |  | 12176.55 | 126.05 | 96.6 | 4.92 | 0.999 | 5000 | 85
P7ZH4GG4 | Eaton (formerly Cooper Lighting) | Metalux | 8VT2-LD4-12-DR100-[Blank]-UNV-[All Remote Emergency Enclosures]-L850-CD2-WL-[All Options]-[All Packaging] | Indoor Luminaires | Linear Ambient | Direct Linear Ambient Luminaires | Standard | FALSE | [9 empty] | 10/20/2015 | Dimmable | Continuous (Can dim down to ≤ 10% (W)) | Yes |  |  | 13971.52 | 122.2 | 114.33 | 9.25 | 0.995 | 5000 | 85
PR1VPVFR | Eaton (formerly Cooper Lighting) | Metalux | 8VT2-LD4-16-DR100-[Blank]-UNV-[All Remote Emergency Enclosures]-L850-CD2-WL-[All Options]-[All Packaging] | Indoor Luminaires | Linear Ambient | Direct Linear Ambient Luminaires | Standard | FALSE | [9 empty] | 10/20/2015 | Dimmable | Continuous (Can dim down to ≤ 10% (W)) | Yes |  |  | 20497.15 | 126.37 | 162.2 | 3.2 | 0.999 | 5000 | 85
PWVBJYNY | Eaton (formerly Cooper Lighting) | Metalux | 2VT2-LD4-2-FR50-[Blank]-[Voltages include 120 only]-[All Remote Emergency Enclosures]-L850-CD1-WL-[All Options]-[All Packaging] | Indoor Luminaires | Linear Ambient | Direct Linear Ambient Luminaires | Standard | FALSE | [9 empty] | 10/20/2015 | Dimmable | Continuous (Can dim down to ≤ 10% (W)) | Yes |  |  | 2442.15 | 121.84 | 20.04 | 5.933 | 0.991 | 5000 | 85
PCRHK4NC | Eaton (formerly Cooper Lighting) | Metalux | 2VT2-LD4-3-FR50-[Blank]-UNV-[All Remote Emergency Enclosures]-L850-CD1-WL-[All Options]-[All Packaging] | Indoor Luminaires | Linear Ambient | Direct Linear Ambient Luminaires | Standard | FALSE | [9 empty] | 10/20/2015 | Dimmable | Continuous (Can dim down to ≤ 10% (W)) | Yes |  |  | 3474.37 | 130.77 | 26.57 | 5 | 0.996 | 5000 | 85
PEP6JMR5 | Eaton (formerly Cooper Lighting) | Metalux | 4VT2-LD4-4-FR50-[Blank]-UNV-[All Remote Emergency Enclosures]-L850-CD1-WL-[All Options]-[All Packaging] | Indoor Luminaires | Linear Ambient | Direct Linear Ambient Luminaires | Standard | FALSE | [9 empty] | 10/20/2015 | Dimmable | Continuous (Can dim down to ≤ 10% (W)) | Yes |  |  | 4676.13 | 124.06 | 37.69 | 9.533 | 0.992 | 5000 | 85
PNT3EMV5 | Eaton (formerly Cooper Lighting) | Metalux | 4VT2-LD4-6-FR50-[Blank]-UNV-[All Remote Emergency Enclosures]-L850-CD1-WL-[All Options]-[All Packaging] | Indoor Luminaires | Linear Ambient | Direct Linear Ambient Luminaires | Standard | FALSE | [9 empty] | 10/20/2015 | Dimmable | Continuous (Can dim down to ≤ 10% (W)) | Yes |  |  | 6255.59 | 110.27 | 56.73 | 9.967 | 0.994 | 5000 | 85
PU4YCJYN | Eaton (formerly Cooper Lighting) | Metalux | 4VT2-LD4-8-FR50-[Blank]-UNV-[All Remote Emergency Enclosures]-L850-CD1-WL-[All Options]-[All Packaging] | Indoor Luminaires | Linear Ambient | Direct Linear Ambient Luminaires | Standard | FALSE | [9 empty] | 10/20/2015 | Dimmable | Continuous (Can dim down to ≤ 10% (W)) | Yes |  |  | 9177.37 | 113.61 | 80.78 | 5.8 | 0.997 | 5000 | 85
PSY4MQ24 | Eaton (formerly Cooper Lighting) | Metalux | 8VT2-LD4-9-FR50-[Blank]-UNV-[All Remote Emergency Enclosures]-L850-CD1-WL-[All Options]-[All Packaging] | Indoor Luminaires | Linear Ambient | Direct Linear Ambient Luminaires | Standard | FALSE | [9 empty] | 10/20/2015 | Dimmable | Continuous (Can dim down to ≤ 10% (W)) | Yes |  |  | 10903.83 | 112.88 | 96.6 | 4.92 | 0.999 | 5000 | 85
PHATN51K | Eaton (formerly Cooper Lighting) | Metalux | 8VT2-LD4-12-FR50-[Blank]-UNV-[All Remote Emergency Enclosures]-L850-CD2-WL-[All Options]-[All Packaging] | Indoor Luminaires | Linear Ambient | Direct Linear Ambient Luminaires | Standard | FALSE | [9 empty] | 10/20/2015 | Dimmable | Continuous (Can dim down to ≤ 10% (W)) | Yes |  |  | 12511.18 | 109.43 | 114.33 | 9.25 | 0.995 | 5000 | 85
PNZDJ1VH | Eaton (formerly Cooper Lighting) | Metalux | 8VT2-LD4-16-FR50-[Blank]-UNV-[All Remote Emergency Enclosures]-L850-CD2-WL-[All Options]-[All Packaging] | Indoor Luminaires | Linear Ambient | Direct Linear Ambient Luminaires | Standard | FALSE | [9 empty] | 10/20/2015 | Dimmable | Continuous (Can dim down to ≤ 10% (W)) | Yes |  |  | 18354.74 | 113.16 | 162.2 | 3.2 | 0.999 | 5000 | 85
PCHEM33U | Eaton (formerly Cooper Lighting) | Metalux | 2VT2-LD4-3-DR-W-UNV-[All Remote Emergency Enclosures]-L850-CD1-WL-[All Options]-[All Packaging] | Indoor Luminaires | Linear Ambient | Direct Linear Ambient Luminaires | Standard | FALSE | [9 empty] | 10/20/2015 | Dimmable | Continuous (Can dim down to ≤ 10% (W)) | Yes |  |  | 3407.72 | 127.46 | 26.74 | 5 | 0.996 | 5000 | 85
PXUHUY1Y | Eaton (formerly Cooper Lighting) | Metalux | 4VT2-LD4-6-DR-W-[Voltages include 120 only]-[All Remote Emergency Enclosures]-L850-CD1-WL-[All Options]-[All Packaging] | Indoor Luminaires | Linear Ambient | Direct Linear Ambient Luminaires | Standard | FALSE | [9 empty] | 10/20/2015 | Dimmable | Continuous (Can dim down to ≤ 10% (W)) | Yes |  |  | 5621.66 | 98.96 | 56.81 | 9.967 | 0.994 | 5000 | 85
PZC86YBD | Eaton (formerly Cooper Lighting) | Metalux | 4VT2-LD4-8-DR-W-UNV-[All Remote Emergency Enclosures]-L850-CD1-WL-[All Options]-[All Packaging] | Indoor Luminaires | Linear Ambient | Direct Linear Ambient Luminaires | Standard | FALSE | [9 empty] | 10/20/2015 | Dimmable | Continuous (Can dim down to ≤ 10% (W)) | Yes |  |  | 10033.36 | 110.45 | 90.84 | 5.8 | 0.997 | 5000 | 85
PTJ2S4VF | Eaton (formerly Cooper Lighting) | Metalux | 8VT2-LD4-9-DR-W-UNV-[All Remote Emergency Enclosures]-L850-CD1-WL-[All Options]-[All Packaging] | Indoor Luminaires | Linear Ambient | Direct Linear Ambient Luminaires | Standard | FALSE | [9 empty] | 10/20/2015 | Dimmable | Continuous (Can dim down to ≤ 10% (W)) | Yes |  |  | 10696.57 | 110.73 | 96.6 | 4.92 | 0.999 | 5000 | 85
PEV3UDDQ | Eaton (formerly Cooper Lighting) | Metalux | 8VT2-LD4-12-DR-W-UNV-[All Remote Emergency Enclosures]-L850-CD2-WL-[All Options]-[All Packaging] | Indoor Luminaires | Linear Ambient | Direct Linear Ambient Luminaires | Standard | FALSE | [9 empty] | 10/20/2015 | Dimmable | Continuous (Can dim down to ≤ 10% (W)) | Yes |  |  | 11243.31 | 98.34 | 114.33 | 9.25 | 0.995 | 5000 | 85
PRYAX8KW | Eaton (formerly Cooper Lighting) | Metalux | 8VT2-LD4-16-DR-W-UNV-[All Remote Emergency Enclosures]-L850-CD2-WL-[All Options]-[All Packaging] | Indoor Luminaires | Linear Ambient | Direct Linear Ambient Luminaires | Standard | FALSE | [9 empty] | 10/20/2015 | Dimmable | Continuous (Can dim down to ≤ 10% (W)) | Yes |  |  | 20066.72 | 123.72 | 162.2 | 3.2 | 0.999 | 5000 | 85
PRK4F9XY | Eaton (formerly Cooper Lighting) | Metalux | 2VT2-LD4-3-DR100-W-UNV-[All Remote Emergency Enclosures]-L850-CD1-WL-[All Options]-[All Packaging] | Indoor Luminaires | Linear Ambient | Direct Linear Ambient Luminaires | Standard | FALSE | [9 empty] | 10/20/2015 | Dimmable | Continuous (Can dim down to ≤ 10% (W)) | Yes |  |  | 3390.68 | 126.82 | 26.74 | 5 | 0.996 | 5000 | 85
PWENBUEU | Eaton (formerly Cooper Lighting) | Metalux | 4VT2-LD4-6-DR100-W-[Voltages include 120 only]-[All Remote Emergency Enclosures]-L850-CD1-WL-[All Options]-[All Packaging] | Indoor Luminaires | Linear Ambient | Direct Linear Ambient Luminaires | Standard | FALSE | [9 empty] | 10/20/2015 | Dimmable | Continuous (Can dim down to ≤ 10% (W)) | Yes |  |  | 5593.55 | 98.46 | 56.81 | 9.967 | 0.994 | 5000 | 85
P8P58HNS | Eaton (formerly Cooper Lighting) | Metalux | 4VT2-LD4-8-DR100-W-UNV-[All Remote Emergency Enclosures]-L850-CD1-WL-[All Options]-[All Packaging] | Indoor Luminaires | Linear Ambient | Direct Linear Ambient Luminaires | Standard | FALSE | [9 empty] | 10/20/2015 | Dimmable | Continuous (Can dim down to ≤ 10% (W)) | Yes |  |  | 9983.19 | 109.9 | 90.84 | 5.8 | 0.997 | 5000 | 85
P9Q9VXJJ | Eaton (formerly Cooper Lighting) | Metalux | 8VT2-LD4-9-DR100-W-UNV-[All Remote Emergency Enclosures]-L850-CD1-WL-[All Options]-[All Packaging] | Indoor Luminaires | Linear Ambient | Direct Linear Ambient Luminaires | Standard | FALSE | [9 empty] | 10/20/2015 | Dimmable | Continuous (Can dim down to ≤ 10% (W)) | Yes |  |  | 10643.09 | 110.18 | 96.6 | 4.92 | 0.999 | 5000 | 85
PP8J11TC | Eaton (formerly Cooper Lighting) | Metalux | 8VT2-LD4-12-DR100-W-UNV-[All Remote Emergency Enclosures]-L850-CD2-WL-[All Options]-[All Packaging] | Indoor Luminaires | Linear Ambient | Direct Linear Ambient Luminaires | Standard | FALSE | [9 empty] | 10/20/2015 | Dimmable | Continuous (Can dim down to ≤ 10% (W)) | Yes |  |  | 11187.1 | 97.85 | 114.33 | 9.25 | 0.995 | 5000 | 85
P97K48TT | Eaton (formerly Cooper Lighting) | Metalux | 8VT2-LD4-16-DR100-W-UNV-[All Remote Emergency Enclosures]-L850-CD2-WL-[All Options]-[All Packaging] | Indoor Luminaires | Linear Ambient | Direct Linear Ambient Luminaires | Standard | FALSE | [9 empty] | 10/20/2015 | Dimmable | Continuous (Can dim down to ≤ 10% (W)) | Yes |  |  | 19966.38 | 123.1 | 162.2 | 3.2 | 0.999 | 5000 | 85
PQRSU95S | Eaton (formerly Cooper Lighting) | Metalux | 4VT2-LD4-4-DR-[Blank]-UNV-[All Remote Emergency Enclosures]-L835-5LTD1-WL-[All Options]-[All Packaging] | Indoor Luminaires | Linear Ambient | Direct Linear Ambient Luminaires | Standard | FALSE | [9 empty] | 10/20/2015 | Dimmable | Continuous (Can dim down to ≤ 10% (W)) | Yes |  |  | 4891.13 | 130.23 | 37.56 | 14.6 | 0.987 | 3500 | 85
PKFYZ7DR | Eaton (formerly Cooper Lighting) | Metalux | 4VT2-LD4-6-DR-[Blank]-UNV-[All Remote Emergency Enclosures]-L835-5LTD1-WL-[All Options]-[All Packaging] | Indoor Luminaires | Linear Ambient | Direct Linear Ambient Luminaires | Standard | FALSE | [9 empty] | 10/20/2015 | Dimmable | Continuous (Can dim down to ≤ 10% (W)) | Yes |  |  | 6543.21 | 117.14 | 55.86 | 11.4 | 0.992 | 3500 | 85
P64WNNPH | Eaton (formerly Cooper Lighting) | Metalux | 4VT2-LD4-8-DR-[Blank]-UNV-[All Remote Emergency Enclosures]-L835-5LTD1-WL-[All Options]-[All Packaging] | Indoor Luminaires | Linear Ambient | Direct Linear Ambient Luminaires | Standard | FALSE | [9 empty] | 10/20/2015 | Dimmable | Continuous (Can dim down to ≤ 10% (W)) | Yes |  |  | 9599.33 | 119.31 | 80.45 | 8.4 | 0.995 | 3500 | 85
PGDM3WS9 | Eaton (formerly Cooper Lighting) | Metalux | 4VT2-LD4-4-DR100-[Blank]-UNV-[All Remote Emergency Enclosures]-L835-5LTD1-WL-[All Options]-[All Packaging] | Indoor Luminaires | Linear Ambient | Direct Linear Ambient Luminaires | Standard | FALSE | [9 empty] | 10/20/2015 | Dimmable | Continuous (Can dim down to ≤ 10% (W)) | Yes |  |  | 4866.68 | 129.58 | 37.56 | 14.6 | 0.987 | 3500 | 85
PRUEK59V | Eaton (formerly Cooper Lighting) | Metalux | 4VT2-LD4-6-DR100-[Blank]-UNV-[All Remote Emergency Enclosures]-L835-5LTD1-WL-[All Options]-[All Packaging] | Indoor Luminaires | Linear Ambient | Direct Linear Ambient Luminaires | Standard | FALSE | [9 empty] | 10/20/2015 | Dimmable | Continuous (Can dim down to ≤ 10% (W)) | Yes |  |  | 6510.49 | 116.56 | 55.86 | 11.4 | 0.992 | 3500 | 85
P9SAYQ3C | Eaton (formerly Cooper Lighting) | Metalux | 4VT2-LD4-8-DR100-[Blank]-UNV-[All Remote Emergency Enclosures]-L835-5LTD1-WL-[All Options]-[All Packaging] | Indoor Luminaires | Linear Ambient | Direct Linear Ambient Luminaires | Standard | FALSE | [9 empty] | 10/20/2015 | Dimmable | Continuous (Can dim down to ≤ 10% (W)) | Yes |  |  | 9551.33 | 118.72 | 80.45 | 8.4 | 0.995 | 3500 | 85
P3WA4PWD | Eaton (formerly Cooper Lighting) | Metalux | 4VT2-LD4-4-FR50-[Blank]-UNV-[All Remote Emergency Enclosures]-L835-5LTD1-WL-[All Options]-[All Packaging] | Indoor Luminaires | Linear Ambient | Direct Linear Ambient Luminaires | Standard | FALSE | [9 empty] | 10/20/2015 | Dimmable | Continuous (Can dim down to ≤ 10% (W)) | Yes |  |  | 4358 | 116.03 | 37.56 | 14.6 | 0.987 | 3500 | 85
PCZSVDJG | Eaton (formerly Cooper Lighting) | Metalux | 4VT2-LD4-6-FR50-[Blank]-UNV-[All Remote Emergency Enclosures]-L835-5LTD1-WL-[All Options]-[All Packaging] | Indoor Luminaires | Linear Ambient | Direct Linear Ambient Luminaires | Standard | FALSE | [9 empty] | 10/20/2015 | Dimmable | Continuous (Can dim down to ≤ 10% (W)) | Yes |  |  | 5830 | 104.38 | 55.86 | 11.4 | 0.992 | 3500 | 85
PMF1NNS5 | Eaton (formerly Cooper Lighting) | Metalux | 4VT2-LD4-8-FR50-[Blank]-UNV-[All Remote Emergency Enclosures]-L835-5LTD1-WL-[All Options]-[All Packaging] | Indoor Luminaires | Linear Ambient | Direct Linear Ambient Luminaires | Standard | FALSE | [9 empty] | 10/20/2015 | Dimmable | Continuous (Can dim down to ≤ 10% (W)) | Yes |  |  | 8553 | 106.31 | 80.45 | 8.4 | 0.995 | 3500 | 85
PWTQCD66 | Eaton (formerly Cooper Lighting) | Metalux | 4VT2-LD4-6-DR-W-UNV-[All Remote Emergency Enclosures]-L835-5LTD1-WL-[All Options]-[All Packaging] | Indoor Luminaires | Linear Ambient | Direct Linear Ambient Luminaires | Standard | FALSE | [9 empty] | 10/20/2015 | Dimmable | Continuous (Can dim down to ≤ 10% (W)) | Yes |  |  | 5239.2 | 93.67 | 55.93 | 11.4 | 0.992 | 3500 | 85
PMVY8WEQ | Eaton (formerly Cooper Lighting) | Metalux | 4VT2-LD4-8-DR-W-UNV-[All Remote Emergency Enclosures]-L835-5LTD1-WL-[All Options]-[All Packaging] | Indoor Luminaires | Linear Ambient | Direct Linear Ambient Luminaires | Standard | FALSE | [9 empty] | 10/20/2015 | Dimmable | Continuous (Can dim down to ≤ 10% (W)) | Yes |  |  | 9350.75 | 103.35 | 90.47 | 8.4 | 0.995 | 3500 | 85
PSM9G66N | Eaton (formerly Cooper Lighting) | Metalux | 4VT2-LD4-6-DR100-W-UNV-[All Remote Emergency Enclosures]-L835-5LTD1-WL-[All Options]-[All Packaging] | Indoor Luminaires | Linear Ambient | Direct Linear Ambient Luminaires | Standard | FALSE | [9 empty] | 10/20/2015 | Dimmable | Continuous (Can dim down to ≤ 10% (W)) | Yes |  |  | 5353.75 | 95.72 | 55.93 | 11.4 | 0.992 | 3500 | 85
P5Y11ZNX | Eaton (formerly Cooper Lighting) | Metalux | 4VT2-LD4-8-DR100-W-UNV-[All Remote Emergency Enclosures]-L835-5LTD1-WL-[All Options]-[All Packaging] | Indoor Luminaires | Linear Ambient | Direct Linear Ambient Luminaires | Standard | FALSE | [9 empty] | 10/20/2015 | Dimmable | Continuous (Can dim down to ≤ 10% (W)) | Yes |  |  | 9555.21 | 105.61 | 90.47 | 8.4 | 0.995 | 3500 | 85
PMJMBKHF | Eaton (formerly Cooper Lighting) | Metalux | 4VT2-LD4-4-DR-[Blank]-UNV-[All Remote Emergency Enclosures]-L840-5LTD1-WL-[All Options]-[All Packaging] | Indoor Luminaires | Linear Ambient | Direct Linear Ambient Luminaires | Standard | FALSE | [9 empty] | 10/20/2015 | Dimmable | Continuous (Can dim down to ≤ 10% (W)) | Yes |  |  | 5023.19 | 133.74 | 37.56 | 14.6 | 0.987 | 4000 | 85
PCV1J1G2 | Eaton (formerly Cooper Lighting) | Metalux | 4VT2-LD4-6-DR-[Blank]-UNV-[All Remote Emergency Enclosures]-L840-5LTD1-WL-[All Options]-[All Packaging] | Indoor Luminaires | Linear Ambient | Direct Linear Ambient Luminaires | Standard | FALSE | [9 empty] | 10/20/2015 | Dimmable | Continuous (Can dim down to ≤ 10% (W)) | Yes |  |  | 6719.88 | 120.31 | 55.86 | 11.4 | 0.992 | 4000 | 85
PD3XTE35 | Eaton (formerly Cooper Lighting) | Metalux | 4VT2-LD4-8-DR-[Blank]-UNV-[All Remote Emergency Enclosures]-L840-5LTD1-WL-[All Options]-[All Packaging] | Indoor Luminaires | Linear Ambient | Direct Linear Ambient Luminaires | Standard | FALSE | [9 empty] | 10/20/2015 | Dimmable | Continuous (Can dim down to ≤ 10% (W)) | Yes |  |  | 9858.51 | 122.54 | 80.45 | 8.4 | 0.995 | 4000 | 85
P42ERWS1 | Eaton (formerly Cooper Lighting) | Metalux | 4VT2-LD4-4-DR100-[Blank]-UNV-[All Remote Emergency Enclosures]-L840-5LTD1-WL-[All Options]-[All Packaging] | Indoor Luminaires | Linear Ambient | Direct Linear Ambient Luminaires | Standard | FALSE | [9 empty] | 10/20/2015 | Dimmable | Continuous (Can dim down to ≤ 10% (W)) | Yes |  |  | 4998.08 | 133.07 | 37.56 | 14.6 | 0.987 | 4000 | 85
P5YNQTHA | Eaton (formerly Cooper Lighting) | Metalux | 4VT2-LD4-6-DR100-[Blank]-UNV-[All Remote Emergency Enclosures]-L840-5LTD1-WL-[All Options]-[All Packaging] | Indoor Luminaires | Linear Ambient | Direct Linear Ambient Luminaires | Standard | FALSE | [9 empty] | 10/20/2015 | Dimmable | Continuous (Can dim down to ≤ 10% (W)) | Yes |  |  | 6686.28 | 119.71 | 55.86 | 11.4 | 0.992 | 4000 | 85
PKN6M7HQ | Eaton (formerly Cooper Lighting) | Metalux | 4VT2-LD4-8-DR100-[Blank]-UNV-[All Remote Emergency Enclosures]-L840-5LTD1-WL-[All Options]-[All Packaging] | Indoor Luminaires | Linear Ambient | Direct Linear Ambient Luminaires | Standard | FALSE | [9 empty] | 10/20/2015 | Dimmable | Continuous (Can dim down to ≤ 10% (W)) | Yes |  |  | 9809.22 | 121.92 | 80.45 | 8.4 | 0.995 | 4000 | 85
P1J7FYW2 | Eaton (formerly Cooper Lighting) | Metalux | 4VT2-LD4-4-FR50-[Blank]-UNV-[All Remote Emergency Enclosures]-L840-5LTD1-WL-[All Options]-[All Packaging] | Indoor Luminaires | Linear Ambient | Direct Linear Ambient Luminaires | Standard | FALSE | [9 empty] | 10/20/2015 | Dimmable | Continuous (Can dim down to ≤ 10% (W)) | Yes |  |  | 4475.67 | 119.16 | 37.56 | 14.6 | 0.987 | 4000 | 85
P5DGVV3S | Eaton (formerly Cooper Lighting) | Metalux | 4VT2-LD4-6-FR50-[Blank]-UNV-[All Remote Emergency Enclosures]-L840-5LTD1-WL-[All Options]-[All Packaging] | Indoor Luminaires | Linear Ambient | Direct Linear Ambient Luminaires | Standard | FALSE | [9 empty] | 10/20/2015 | Dimmable | Continuous (Can dim down to ≤ 10% (W)) | Yes |  |  | 5987.41 | 107.19 | 55.86 | 11.4 | 0.992 | 4000 | 85
PTFVZ1QH | Eaton (formerly Cooper Lighting) | Metalux | 4VT2-LD4-8-FR50-[Blank]-UNV-[All Remote Emergency Enclosures]-L840-5LTD1-WL-[All Options]-[All Packaging] | Indoor Luminaires | Linear Ambient | Direct Linear Ambient Luminaires | Standard | FALSE | [9 empty] | 10/20/2015 | Dimmable | Continuous (Can dim down to ≤ 10% (W)) | Yes |  |  | 8783.93 | 109.18 | 80.45 | 8.4 | 0.995 | 4000 | 85
P7P5G813 | Eaton (formerly Cooper Lighting) | Metalux | 4VT2-LD4-6-DR-W-UNV-[All Remote Emergency Enclosures]-L840-5LTD1-WL-[All Options]-[All Packaging] | Indoor Luminaires | Linear Ambient | Direct Linear Ambient Luminaires | Standard | FALSE | [9 empty] | 10/20/2015 | Dimmable | Continuous (Can dim down to ≤ 10% (W)) | Yes |  |  | 5380.65 | 96.2 | 55.93 | 11.4 | 0.992 | 4000 | 85
PQ1GGUQD | Eaton (formerly Cooper Lighting) | Metalux | 4VT2-LD4-8-DR-W-UNV-[All Remote Emergency Enclosures]-L840-5LTD1-WL-[All Options]-[All Packaging] | Indoor Luminaires | Linear Ambient | Direct Linear Ambient Luminaires | Standard | FALSE | [9 empty] | 10/20/2015 | Dimmable | Continuous (Can dim down to ≤ 10% (W)) | Yes |  |  | 9603.22 | 106.14 | 90.47 | 8.4 | 0.995 | 4000 | 85
PTGK7699 | Eaton (formerly Cooper Lighting) | Metalux | 4VT2-LD4-6-DR100-W-UNV-[All Remote Emergency Enclosures]-L840-5LTD1-WL-[All Options]-[All Packaging] | Indoor Luminaires | Linear Ambient | Direct Linear Ambient Luminaires | Standard | FALSE | [9 empty] | 10/20/2015 | Dimmable | Continuous (Can dim down to ≤ 10% (W)) | Yes |  |  | 5498.3 | 98.3 | 55.93 | 11.4 | 0.992 | 4000 | 85
PVE48RT3 | Eaton (formerly Cooper Lighting) | Metalux | 4VT2-LD4-8-DR100-W-UNV-[All Remote Emergency Enclosures]-L840-5LTD1-WL-[All Options]-[All Packaging] | Indoor Luminaires | Linear Ambient | Direct Linear Ambient Luminaires | Standard | FALSE | [9 empty] | 10/20/2015 | Dimmable | Continuous (Can dim down to ≤ 10% (W)) | Yes |  |  | 9813.2 | 108.46 | 90.47 | 8.4 | 0.995 | 4000 | 85
PFKXG4G4 | Eaton (formerly Cooper Lighting) | Metalux | 4VT2-LD4-4-DR-[Blank]-UNV-[All Remote Emergency Enclosures]-L850-5LTD1-WL-[All Options]-[All Packaging] | Indoor Luminaires | Linear Ambient | Direct Linear Ambient Luminaires | Standard | FALSE | [9 empty] | 10/20/2015 | Dimmable | Continuous (Can dim down to ≤ 10% (W)) | Yes |  |  | 5248.19 | 139.73 | 37.56 | 14.6 | 0.987 | 5000 | 85
P5C8158R | Eaton (formerly Cooper Lighting) | Metalux | 4VT2-LD4-6-DR-[Blank]-UNV-[All Remote Emergency Enclosures]-L850-5LTD1-WL-[All Options]-[All Packaging] | Indoor Luminaires | Linear Ambient | Direct Linear Ambient Luminaires | Standard | FALSE | [9 empty] | 10/20/2015 | Dimmable | Continuous (Can dim down to ≤ 10% (W)) | Yes |  |  | 7020.86 | 125.7 | 55.86 | 11.4 | 0.992 | 5000 | 85
PNAPBNNA | Eaton (formerly Cooper Lighting) | Metalux | 4VT2-LD4-8-DR-[Blank]-UNV-[All Remote Emergency Enclosures]-L850-5LTD1-WL-[All Options]-[All Packaging] | Indoor Luminaires | Linear Ambient | Direct Linear Ambient Luminaires | Standard | FALSE | [9 empty] | 10/20/2015 | Dimmable | Continuous (Can dim down to ≤ 10% (W)) | Yes |  |  | 10300.08 | 128.02 | 80.45 | 8.4 | 0.995 | 5000 | 85
P9K24QHM | Eaton (formerly Cooper Lighting) | Metalux | 4VT2-LD4-4-DR100-[Blank]-UNV-[All Remote Emergency Enclosures]-L850-5LTD1-WL-[All Options]-[All Packaging] | Indoor Luminaires | Linear Ambient | Direct Linear Ambient Luminaires | Standard | FALSE | [9 empty] | 10/20/2015 | Dimmable | Continuous (Can dim down to ≤ 10% (W)) | Yes |  |  | 5221.95 | 139.03 | 37.56 | 14.6 | 0.987 | 5000 | 85
PHAJTGAH | Eaton (formerly Cooper Lighting) | Metalux | 4VT2-LD4-6-DR100-[Blank]-UNV-[All Remote Emergency Enclosures]-L850-5LTD1-WL-[All Options]-[All Packaging] | Indoor Luminaires | Linear Ambient | Direct Linear Ambient Luminaires | Standard | FALSE | [9 empty] | 10/20/2015 | Dimmable | Continuous (Can dim down to ≤ 10% (W)) | Yes |  |  | 6985.76 | 125.07 | 55.86 | 11.4 | 0.992 | 5000 | 85
PRV91HKX | Eaton (formerly Cooper Lighting) | Metalux | 4VT2-LD4-8-DR100-[Blank]-UNV-[All Remote Emergency Enclosures]-L850-5LTD1-WL-[All Options]-[All Packaging] | Indoor Luminaires | Linear Ambient | Direct Linear Ambient Luminaires | Standard | FALSE | [9 empty] | 10/20/2015 | Dimmable | Continuous (Can dim down to ≤ 10% (W)) | Yes |  |  | 10248.58 | 127.38 | 80.45 | 8.4 | 0.995 | 5000 | 85
PEMGABUH | Eaton (formerly Cooper Lighting) | Metalux | 4VT2-LD4-4-FR50-[Blank]-UNV-[All Remote Emergency Enclosures]-L850-5LTD1-WL-[All Options]-[All Packaging] | Indoor Luminaires | Linear Ambient | Direct Linear Ambient Luminaires | Standard | FALSE | [9 empty] | 10/20/2015 | Dimmable | Continuous (Can dim down to ≤ 10% (W)) | Yes |  |  | 4676.13 | 124.5 | 37.56 | 14.6 | 0.987 | 5000 | 85
PER6CF2G | Eaton (formerly Cooper Lighting) | Metalux | 4VT2-LD4-6-FR50-[Blank]-UNV-[All Remote Emergency Enclosures]-L850-5LTD1-WL-[All Options]-[All Packaging] | Indoor Luminaires | Linear Ambient | Direct Linear Ambient Luminaires | Standard | FALSE | [9 empty] | 10/20/2015 | Dimmable | Continuous (Can dim down to ≤ 10% (W)) | Yes |  |  | 6255.59 | 111.99 | 55.86 | 11.4 | 0.992 | 5000 | 85
PA5NP8TX | Eaton (formerly Cooper Lighting) | Metalux | 4VT2-LD4-8-FR50-[Blank]-UNV-[All Remote Emergency Enclosures]-L850-5LTD1-WL-[All Options]-[All Packaging] | Indoor Luminaires | Linear Ambient | Direct Linear Ambient Luminaires | Standard | FALSE | [9 empty] | 10/20/2015 | Dimmable | Continuous (Can dim down to ≤ 10% (W)) | Yes |  |  | 9177.37 | 114.07 | 80.45 | 8.4 | 0.995 | 5000 | 85
PBZGY7G6 | Eaton (formerly Cooper Lighting) | Metalux | 4VT2-LD4-6-DR-W-UNV-[All Remote Emergency Enclosures]-L850-5LTD1-WL-[All Options]-[All Packaging] | Indoor Luminaires | Linear Ambient | Direct Linear Ambient Luminaires | Standard | FALSE | [9 empty] | 10/20/2015 | Dimmable | Continuous (Can dim down to ≤ 10% (W)) | Yes |  |  | 5621.66 | 100.51 | 55.93 | 11.4 | 0.992 | 5000 | 85
PQPMDCN5 | Eaton (formerly Cooper Lighting) | Metalux | 4VT2-LD4-8-DR-W-UNV-[All Remote Emergency Enclosures]-L850-5LTD1-WL-[All Options]-[All Packaging] | Indoor Luminaires | Linear Ambient | Direct Linear Ambient Luminaires | Standard | FALSE | [9 empty] | 10/20/2015 | Dimmable | Continuous (Can dim down to ≤ 10% (W)) | Yes |  |  | 10033.36 | 110.9 | 90.47 | 8.4 | 0.995 | 5000 | 85
P8V3PYCD | Eaton (formerly Cooper Lighting) | Metalux | 4VT2-LD4-6-DR100-W-UNV-[All Remote Emergency Enclosures]-L850-5LTD1-WL-[All Options]-[All Packaging] | Indoor Luminaires | Linear Ambient | Direct Linear Ambient Luminaires | Standard | FALSE | [9 empty] | 10/20/2015 | Dimmable | Continuous (Can dim down to ≤ 10% (W)) | Yes |  |  | 5744.57 | 102.7 | 55.93 | 11.4 | 0.992 | 5000 | 85
PVNQBHBR | Eaton (formerly Cooper Lighting) | Metalux | 4VT2-LD4-8-DR100-W-UNV-[All Remote Emergency Enclosures]-L850-5LTD1-WL-[All Options]-[All Packaging] | Indoor Luminaires | Linear Ambient | Direct Linear Ambient Luminaires | Standard | FALSE | [9 empty] | 10/20/2015 | Dimmable | Continuous (Can dim down to ≤ 10% (W)) | Yes |  |  | 10252.74 | 113.32 | 90.47 | 8.4 | 0.995 | 5000 | 85
PZXNK2AC | Eaton (formerly Cooper Lighting) | Metalux | 8VT2-LD4-9-DR-[Blank]-UNV-[All Remote Emergency Enclosures]-L835-5LTD2-WL-[All Options]-[All Packaging] | Indoor Luminaires | Linear Ambient | Direct Linear Ambient Luminaires | Standard | FALSE | [9 empty] | 10/20/2015 | Dimmable | Continuous (Can dim down to ≤ 10% (W)) | Yes |  |  | 11405.16 | 110.05 | 103.63 | 12.4 | 0.991 | 3500 | 85
PX9NDNNZ | Eaton (formerly Cooper Lighting) | Metalux | 8VT2-LD4-12-DR-[Blank]-UNV-[All Remote Emergency Enclosures]-L835-5LTD2-WL-[All Options]-[All Packaging] | Indoor Luminaires | Linear Ambient | Direct Linear Ambient Luminaires | Standard | FALSE | [9 empty] | 10/20/2015 | Dimmable | Continuous (Can dim down to ≤ 10% (W)) | Yes |  |  | 13086.42 | 117.14 | 111.71 | 11.4 | 0.992 | 3500 | 85
PCV8CQMB | Eaton (formerly Cooper Lighting) | Metalux | 8VT2-LD4-16-DR-[Blank]-UNV-[All Remote Emergency Enclosures]-L835-5LTD2-WL-[All Options]-[All Packaging] | Indoor Luminaires | Linear Ambient | Direct Linear Ambient Luminaires | Standard | FALSE | [9 empty] | 10/20/2015 | Dimmable | Continuous (Can dim down to ≤ 10% (W)) | Yes |  |  | 19198.65 | 119.31 | 160.91 | 8.4 | 0.995 | 3500 | 85
PKV9KQUS | Eaton (formerly Cooper Lighting) | Metalux | 8VT2-LD4-9-DR100-[Blank]-UNV-[All Remote Emergency Enclosures]-L835-5LTD2-WL-[All Options]-[All Packaging] | Indoor Luminaires | Linear Ambient | Direct Linear Ambient Luminaires | Standard | FALSE | [9 empty] | 10/20/2015 | Dimmable | Continuous (Can dim down to ≤ 10% (W)) | Yes |  |  | 11348.14 | 109.5 | 103.63 | 12.4 | 0.991 | 3500 | 85
PM2WZER1 | Eaton (formerly Cooper Lighting) | Metalux | 8VT2-LD4-12-DR100-[Blank]-UNV-[All Remote Emergency Enclosures]-L835-5LTD2-WL-[All Options]-[All Packaging] | Indoor Luminaires | Linear Ambient | Direct Linear Ambient Luminaires | Standard | FALSE | [9 empty] | 10/20/2015 | Dimmable | Continuous (Can dim down to ≤ 10% (W)) | Yes |  |  | 13020.99 | 116.56 | 111.71 | 11.4 | 0.992 | 3500 | 85
P294KN2K | Eaton (formerly Cooper Lighting) | Metalux | 8VT2-LD4-16-DR100-[Blank]-UNV-[All Remote Emergency Enclosures]-L835-5LTD2-WL-[All Options]-[All Packaging] | Indoor Luminaires | Linear Ambient | Direct Linear Ambient Luminaires | Standard | FALSE | [9 empty] | 10/20/2015 | Dimmable | Continuous (Can dim down to ≤ 10% (W)) | Yes |  |  | 19102.66 | 118.72 | 160.91 | 8.4 | 0.995 | 3500 | 85
PVRJM1PS | Eaton (formerly Cooper Lighting) | Metalux | 8VT2-LD4-9-FR50-[Blank]-UNV-[All Remote Emergency Enclosures]-L835-5LTD2-WL-[All Options]-[All Packaging] | Indoor Luminaires | Linear Ambient | Direct Linear Ambient Luminaires | Standard | FALSE | [9 empty] | 10/20/2015 | Dimmable | Continuous (Can dim down to ≤ 10% (W)) | Yes |  |  | 10162 | 98.06 | 103.63 | 12.4 | 0.991 | 3500 | 85
P3S94ZPQ | Eaton (formerly Cooper Lighting) | Metalux | 8VT2-LD4-12-FR50-[Blank]-UNV-[All Remote Emergency Enclosures]-L835-5LTD2-WL-[All Options]-[All Packaging] | Indoor Luminaires | Linear Ambient | Direct Linear Ambient Luminaires | Standard | FALSE | [9 empty] | 10/20/2015 | Dimmable | Continuous (Can dim down to ≤ 10% (W)) | Yes |  |  | 11660 | 104.38 | 111.71 | 11.4 | 0.992 | 3500 | 85
PBN9NSWM | Eaton (formerly Cooper Lighting) | Metalux | 8VT2-LD4-16-FR50-[Blank]-UNV-[All Remote Emergency Enclosures]-L835-5LTD2-WL-[All Options]-[All Packaging] | Indoor Luminaires | Linear Ambient | Direct Linear Ambient Luminaires | Standard | FALSE | [9 empty] | 10/20/2015 | Dimmable | Continuous (Can dim down to ≤ 10% (W)) | Yes |  |  | 17106 | 106.31 | 160.91 | 8.4 | 0.995 | 3500 | 85
PH1QG69M | Eaton (formerly Cooper Lighting) | Metalux | 8VT2-LD4-9-DR-W-UNV-[All Remote Emergency Enclosures]-L835-5LTD2-WL-[All Options]-[All Packaging] | Indoor Luminaires | Linear Ambient | Direct Linear Ambient Luminaires | Standard | FALSE | [9 empty] | 10/20/2015 | Dimmable | Continuous (Can dim down to ≤ 10% (W)) | Yes |  |  | 9968.84 | 96.19 | 103.63 | 12.4 | 0.991 | 3500 | 85
PWE2BV11 | Eaton (formerly Cooper Lighting) | Metalux | 8VT2-LD4-12-DR-W-UNV-[All Remote Emergency Enclosures]-L835-5LTD2-WL-[All Options]-[All Packaging] | Indoor Luminaires | Linear Ambient | Direct Linear Ambient Luminaires | Standard | FALSE | [9 empty] | 10/20/2015 | Dimmable | Continuous (Can dim down to ≤ 10% (W)) | Yes |  |  | 10478.39 | 93.8 | 111.71 | 11.4 | 0.992 | 3500 | 85
PD19ZE9U | Eaton (formerly Cooper Lighting) | Metalux | 8VT2-LD4-16-DR-W-UNV-[All Remote Emergency Enclosures]-L835-5LTD2-WL-[All Options]-[All Packaging] | Indoor Luminaires | Linear Ambient | Direct Linear Ambient Luminaires | Standard | FALSE | [9 empty] | 10/20/2015 | Dimmable | Continuous (Can dim down to ≤ 10% (W)) | Yes |  |  | 18701.51 | 116.22 | 160.91 | 8.4 | 0.995 | 3500 | 85
PKX6QBKZ | Eaton (formerly Cooper Lighting) | Metalux | 8VT2-LD4-9-DR100-W-UNV-[All Remote Emergency Enclosures]-L835-5LTD2-WL-[All Options]-[All Packaging] | Indoor Luminaires | Linear Ambient | Direct Linear Ambient Luminaires | Standard | FALSE | [9 empty] | 10/20/2015 | Dimmable | Continuous (Can dim down to ≤ 10% (W)) | Yes |  |  | 9919 | 95.71 | 103.63 | 12.4 | 0.991 | 3500 | 85
PW586F9N | Eaton (formerly Cooper Lighting) | Metalux | 8VT2-LD4-12-DR100-W-UNV-[All Remote Emergency Enclosures]-L835-5LTD2-WL-[All Options]-[All Packaging] | Indoor Luminaires | Linear Ambient | Direct Linear Ambient Luminaires | Standard | FALSE | [9 empty] | 10/20/2015 | Dimmable | Continuous (Can dim down to ≤ 10% (W)) | Yes |  |  | 10426 | 93.33 | 111.71 | 11.4 | 0.992 | 3500 | 85
PZ5D4PFF | Eaton (formerly Cooper Lighting) | Metalux | 8VT2-LD4-16-DR100-W-UNV-[All Remote Emergency Enclosures]-L835-5LTD2-WL-[All Options]-[All Packaging] | Indoor Luminaires | Linear Ambient | Direct Linear Ambient Luminaires | Standard | FALSE | [9 empty] | 10/20/2015 | Dimmable | Continuous (Can dim down to ≤ 10% (W)) | Yes |  |  | 18608 | 115.64 | 160.91 | 8.4 | 0.995 | 3500 | 85
PMH2EXZ8 | Eaton (formerly Cooper Lighting) | Metalux | 8VT2-LD4-9-DR-[Blank]-UNV-[All Remote Emergency Enclosures]-L840-5LTD2-WL-[All Options]-[All Packaging] | Indoor Luminaires | Linear Ambient | Direct Linear Ambient Luminaires | Standard | FALSE | [9 empty] | 10/20/2015 | Dimmable | Continuous (Can dim down to ≤ 10% (W)) | Yes |  |  | 11713.1 | 113.02 | 103.63 | 12.4 | 0.991 | 4000 | 85
PXAXMW27 | Eaton (formerly Cooper Lighting) | Metalux | 8VT2-LD4-12-DR-[Blank]-UNV-[All Remote Emergency Enclosures]-L840-5LTD2-WL-[All Options]-[All Packaging] | Indoor Luminaires | Linear Ambient | Direct Linear Ambient Luminaires | Standard | FALSE | [9 empty] | 10/20/2015 | Dimmable | Continuous (Can dim down to ≤ 10% (W)) | Yes |  |  | 13439.75 | 120.31 | 111.71 | 11.4 | 0.992 | 4000 | 85
PDU34YX9 | Eaton (formerly Cooper Lighting) | Metalux | 8VT2-LD4-16-DR-[Blank]-UNV-[All Remote Emergency Enclosures]-L840-5LTD2-WL-[All Options]-[All Packaging] | Indoor Luminaires | Linear Ambient | Direct Linear Ambient Luminaires | Standard | FALSE | [9 empty] | 10/20/2015 | Dimmable | Continuous (Can dim down to ≤ 10% (W)) | Yes |  |  | 19717.02 | 122.54 | 160.91 | 8.4 | 0.995 | 4000 | 85
PK3FP2PQ | Eaton (formerly Cooper Lighting) | Metalux | 8VT2-LD4-9-DR100-[Blank]-UNV-[All Remote Emergency Enclosures]-L840-5LTD2-WL-[All Options]-[All Packaging] | Indoor Luminaires | Linear Ambient | Direct Linear Ambient Luminaires | Standard | FALSE | [9 empty] | 10/20/2015 | Dimmable | Continuous (Can dim down to ≤ 10% (W)) | Yes |  |  | 11654.54 | 112.46 | 103.63 | 12.4 | 0.991 | 4000 | 85
P56514P8 | Eaton (formerly Cooper Lighting) | Metalux | 8VT2-LD4-12-DR100-[Blank]-UNV-[All Remote Emergency Enclosures]-L840-5LTD2-WL-[All Options]-[All Packaging] | Indoor Luminaires | Linear Ambient | Direct Linear Ambient Luminaires | Standard | FALSE | [9 empty] | 10/20/2015 | Dimmable | Continuous (Can dim down to ≤ 10% (W)) | Yes |  |  | 13372.55 | 119.71 | 111.71 | 11.4 | 0.992 | 4000 | 85
PQDKQW19 | Eaton (formerly Cooper Lighting) | Metalux | 8VT2-LD4-16-DR100-[Blank]-UNV-[All Remote Emergency Enclosures]-L840-5LTD2-WL-[All Options]-[All Packaging] | Indoor Luminaires | Linear Ambient | Direct Linear Ambient Luminaires | Standard | FALSE | [9 empty] | 10/20/2015 | Dimmable | Continuous (Can dim down to ≤ 10% (W)) | Yes |  |  | 19618.43 | 121.92 | 160.91 | 8.4 | 0.995 | 4000 | 85
P4MUUHQV | Eaton (formerly Cooper Lighting) | Metalux | 8VT2-LD4-9-FR50-[Blank]-UNV-[All Remote Emergency Enclosures]-L840-5LTD2-WL-[All Options]-[All Packaging] | Indoor Luminaires | Linear Ambient | Direct Linear Ambient Luminaires | Standard | FALSE | [9 empty] | 10/20/2015 | Dimmable | Continuous (Can dim down to ≤ 10% (W)) | Yes |  |  | 10436.37 | 100.71 | 103.63 | 12.4 | 0.991 | 4000 | 85
PMMA1TFB | Eaton (formerly Cooper Lighting) | Metalux | 8VT2-LD4-12-FR50-[Blank]-UNV-[All Remote Emergency Enclosures]-L840-5LTD2-WL-[All Options]-[All Packaging] | Indoor Luminaires | Linear Ambient | Direct Linear Ambient Luminaires | Standard | FALSE | [9 empty] | 10/20/2015 | Dimmable | Continuous (Can dim down to ≤ 10% (W)) | Yes |  |  | 11974.82 | 107.19 | 111.71 | 11.4 | 0.992 | 4000 | 85
PQW16MT2 | Eaton (formerly Cooper Lighting) | Metalux | 8VT2-LD4-16-FR50-[Blank]-UNV-[All Remote Emergency Enclosures]-L840-5LTD2-WL-[All Options]-[All Packaging] | Indoor Luminaires | Linear Ambient | Direct Linear Ambient Luminaires | Standard | FALSE | [9 empty] | 10/20/2015 | Dimmable | Continuous (Can dim down to ≤ 10% (W)) | Yes |  |  | 17567.86 | 109.18 | 160.91 | 8.4 | 0.995 | 4000 | 85
PE3V3P8Z | Eaton (formerly Cooper Lighting) | Metalux | 8VT2-LD4-9-DR-W-UNV-[All Remote Emergency Enclosures]-L840-5LTD2-WL-[All Options]-[All Packaging] | Indoor Luminaires | Linear Ambient | Direct Linear Ambient Luminaires | Standard | FALSE | [9 empty] | 10/20/2015 | Dimmable | Continuous (Can dim down to ≤ 10% (W)) | Yes |  |  | 10238 | 98.79 | 103.63 | 12.4 | 0.991 | 4000 | 85
PQSQC6AR | Eaton (formerly Cooper Lighting) | Metalux | 8VT2-LD4-12-DR-W-UNV-[All Remote Emergency Enclosures]-L840-5LTD2-WL-[All Options]-[All Packaging] | Indoor Luminaires | Linear Ambient | Direct Linear Ambient Luminaires | Standard | FALSE | [9 empty] | 10/20/2015 | Dimmable | Continuous (Can dim down to ≤ 10% (W)) | Yes |  |  | 10761.31 | 96.33 | 111.71 | 11.4 | 0.992 | 4000 | 85
PRW5T84T | Eaton (formerly Cooper Lighting) | Metalux | 8VT2-LD4-16-DR-W-UNV-[All Remote Emergency Enclosures]-L840-5LTD2-WL-[All Options]-[All Packaging] | Indoor Luminaires | Linear Ambient | Direct Linear Ambient Luminaires | Standard | FALSE | [9 empty] | 10/20/2015 | Dimmable | Continuous (Can dim down to ≤ 10% (W)) | Yes |  |  | 19206.45 | 119.36 | 160.91 | 8.4 | 0.995 | 4000 | 85
PV5AMG79 | Eaton (formerly Cooper Lighting) | Metalux | 8VT2-LD4-9-DR100-W-UNV-[All Remote Emergency Enclosures]-L840-5LTD2-WL-[All Options]-[All Packaging] | Indoor Luminaires | Linear Ambient | Direct Linear Ambient Luminaires | Standard | FALSE | [9 empty] | 10/20/2015 | Dimmable | Continuous (Can dim down to ≤ 10% (W)) | Yes |  |  | 10186.81 | 98.3 | 103.63 | 12.4 | 0.991 | 4000 | 85
PSUTKHHZ | Eaton (formerly Cooper Lighting) | Metalux | 8VT2-LD4-12-DR100-W-UNV-[All Remote Emergency Enclosures]-L840-5LTD2-WL-[All Options]-[All Packaging] | Indoor Luminaires | Linear Ambient | Direct Linear Ambient Luminaires | Standard | FALSE | [9 empty] | 10/20/2015 | Dimmable | Continuous (Can dim down to ≤ 10% (W)) | Yes |  |  | 10707.5 | 95.85 | 111.71 | 11.4 | 0.992 | 4000 | 85
PU914S66 | Eaton (formerly Cooper Lighting) | Metalux | 8VT2-LD4-16-DR100-W-UNV-[All Remote Emergency Enclosures]-L840-5LTD2-WL-[All Options]-[All Packaging] | Indoor Luminaires | Linear Ambient | Direct Linear Ambient Luminaires | Standard | FALSE | [9 empty] | 10/20/2015 | Dimmable | Continuous (Can dim down to ≤ 10% (W)) | Yes |  |  | 19110.42 | 118.77 | 160.91 | 8.4 | 0.995 | 4000 | 85
P4WYWFW8 | Eaton (formerly Cooper Lighting) | Metalux | 8VT2-LD4-9-DR-[Blank]-UNV-[All Remote Emergency Enclosures]-L850-5LTD2-WL-[All Options]-[All Packaging] | Indoor Luminaires | Linear Ambient | Direct Linear Ambient Luminaires | Standard | FALSE | [9 empty] | 10/20/2015 | Dimmable | Continuous (Can dim down to ≤ 10% (W)) | Yes |  |  | 12237.74 | 118.09 | 103.63 | 12.4 | 0.991 | 5000 | 85
PA5NNZHV | Eaton (formerly Cooper Lighting) | Metalux | 8VT2-LD4-12-DR-[Blank]-UNV-[All Remote Emergency Enclosures]-L850-5LTD2-WL-[All Options]-[All Packaging] | Indoor Luminaires | Linear Ambient | Direct Linear Ambient Luminaires | Standard | FALSE | [9 empty] | 10/20/2015 | Dimmable | Continuous (Can dim down to ≤ 10% (W)) | Yes |  |  | 14041.73 | 125.7 | 111.71 | 11.4 | 0.992 | 5000 | 85
P7VSFBZ7 | Eaton (formerly Cooper Lighting) | Metalux | 8VT2-LD4-16-DR-[Blank]-UNV-[All Remote Emergency Enclosures]-L850-5LTD2-WL-[All Options]-[All Packaging] | Indoor Luminaires | Linear Ambient | Direct Linear Ambient Luminaires | Standard | FALSE | [9 empty] | 10/20/2015 | Dimmable | Continuous (Can dim down to ≤ 10% (W)) | Yes |  |  | 20600.15 | 128.02 | 160.91 | 8.4 | 0.995 | 5000 | 85
P862Y327 | Eaton (formerly Cooper Lighting) | Metalux | 8VT2-LD4-9-DR100-[Blank]-UNV-[All Remote Emergency Enclosures]-L850-5LTD2-WL-[All Options]-[All Packaging] | Indoor Luminaires | Linear Ambient | Direct Linear Ambient Luminaires | Standard | FALSE | [9 empty] | 10/20/2015 | Dimmable | Continuous (Can dim down to ≤ 10% (W)) | Yes |  |  | 12176.55 | 117.5 | 103.63 | 12.4 | 0.991 | 5000 | 85
PXDZR8X2 | Eaton (formerly Cooper Lighting) | Metalux | 8VT2-LD4-12-DR100-[Blank]-UNV-[All Remote Emergency Enclosures]-L850-5LTD2-WL-[All Options]-[All Packaging] | Indoor Luminaires | Linear Ambient | Direct Linear Ambient Luminaires | Standard | FALSE | [9 empty] | 10/20/2015 | Dimmable | Continuous (Can dim down to ≤ 10% (W)) | Yes |  |  | 13971.52 | 125.07 | 111.71 | 11.4 | 0.992 | 5000 | 85
PJNZBKAS | Eaton (formerly Cooper Lighting) | Metalux | 8VT2-LD4-16-DR100-[Blank]-UNV-[All Remote Emergency Enclosures]-L850-5LTD2-WL-[All Options]-[All Packaging] | Indoor Luminaires | Linear Ambient | Direct Linear Ambient Luminaires | Standard | FALSE | [9 empty] | 10/20/2015 | Dimmable | Continuous (Can dim down to ≤ 10% (W)) | Yes |  |  | 20497.15 | 127.38 | 160.91 | 8.4 | 0.995 | 5000 | 85
PYF7U9DW | Eaton (formerly Cooper Lighting) | Metalux | 8VT2-LD4-9-FR50-[Blank]-UNV-[All Remote Emergency Enclosures]-L850-5LTD2-WL-[All Options]-[All Packaging] | Indoor Luminaires | Linear Ambient | Direct Linear Ambient Luminaires | Standard | FALSE | [9 empty] | 10/20/2015 | Dimmable | Continuous (Can dim down to ≤ 10% (W)) | Yes |  |  | 10903.83 | 105.22 | 103.63 | 12.4 | 0.991 | 5000 | 85
PPJYQF85 | Eaton (formerly Cooper Lighting) | Metalux | 8VT2-LD4-12-FR50-[Blank]-UNV-[All Remote Emergency Enclosures]-L850-5LTD2-WL-[All Options]-[All Packaging] | Indoor Luminaires | Linear Ambient | Direct Linear Ambient Luminaires | Standard | FALSE | [9 empty] | 10/20/2015 | Dimmable | Continuous (Can dim down to ≤ 10% (W)) | Yes |  |  | 12511.18 | 111.99 | 111.71 | 11.4 | 0.992 | 5000 | 85
PZ68P5BP | Eaton (formerly Cooper Lighting) | Metalux | 8VT2-LD4-16-FR50-[Blank]-UNV-[All Remote Emergency Enclosures]-L850-5LTD2-WL-[All Options]-[All Packaging] | Indoor Luminaires | Linear Ambient | Direct Linear Ambient Luminaires | Standard | FALSE | [9 empty] | 10/20/2015 | Dimmable | Continuous (Can dim down to ≤ 10% (W)) | Yes |  |  | 18354.74 | 114.07 | 160.91 | 8.4 | 0.995 | 5000 | 85
P1Y71W4Y | Eaton (formerly Cooper Lighting) | Metalux | 8VT2-LD4-9-DR-W-UNV-[All Remote Emergency Enclosures]-L850-5LTD2-WL-[All Options]-[All Packaging] | Indoor Luminaires | Linear Ambient | Direct Linear Ambient Luminaires | Standard | FALSE | [9 empty] | 10/20/2015 | Dimmable | Continuous (Can dim down to ≤ 10% (W)) | Yes |  |  | 10696.57 | 103.22 | 103.63 | 12.4 | 0.991 | 5000 | 85
PG2E1ZRJ | Eaton (formerly Cooper Lighting) | Metalux | 8VT2-LD4-12-DR-W-UNV-[All Remote Emergency Enclosures]-L850-5LTD2-WL-[All Options]-[All Packaging] | Indoor Luminaires | Linear Ambient | Direct Linear Ambient Luminaires | Standard | FALSE | [9 empty] | 10/20/2015 | Dimmable | Continuous (Can dim down to ≤ 10% (W)) | Yes |  |  | 11243.31 | 100.65 | 111.71 | 11.4 | 0.992 | 5000 | 85
PZ5E3XKH | Eaton (formerly Cooper Lighting) | Metalux | 8VT2-LD4-16-DR-W-UNV-[All Remote Emergency Enclosures]-L850-5LTD2-WL-[All Options]-[All Packaging] | Indoor Luminaires | Linear Ambient | Direct Linear Ambient Luminaires | Standard | FALSE | [9 empty] | 10/20/2015 | Dimmable | Continuous (Can dim down to ≤ 10% (W)) | Yes |  |  | 20066.72 | 124.71 | 160.91 | 8.4 | 0.995 | 5000 | 85
P5AB2Y6U | Eaton (formerly Cooper Lighting) | Metalux | 8VT2-LD4-9-DR100-W-UNV-[All Remote Emergency Enclosures]-L850-5LTD2-WL-[All Options]-[All Packaging] | Indoor Luminaires | Linear Ambient | Direct Linear Ambient Luminaires | Standard | FALSE | [9 empty] | 10/20/2015 | Dimmable | Continuous (Can dim down to ≤ 10% (W)) | Yes |  |  | 10643.09 | 102.7 | 103.63 | 12.4 | 0.991 | 5000 | 85
PS2YR9D7 | Eaton (formerly Cooper Lighting) | Metalux | 8VT2-LD4-12-DR100-W-UNV-[All Remote Emergency Enclosures]-L850-5LTD2-WL-[All Options]-[All Packaging] | Indoor Luminaires | Linear Ambient | Direct Linear Ambient Luminaires | Standard | FALSE | [9 empty] | 10/20/2015 | Dimmable | Continuous (Can dim down to ≤ 10% (W)) | Yes |  |  | 11187.1 | 100.14 | 111.71 | 11.4 | 0.992 | 5000 | 85
PTA3NK8G | Eaton (formerly Cooper Lighting) | Metalux | 8VT2-LD4-16-DR100-W-UNV-[All Remote Emergency Enclosures]-L850-5LTD2-WL-[All Options]-[All Packaging] | Indoor Luminaires | Linear Ambient | Direct Linear Ambient Luminaires | Standard | FALSE | [9 empty] | 10/20/2015 | Dimmable | Continuous (Can dim down to ≤ 10% (W)) | Yes |  |  | 19966.38 | 124.09 | 160.91 | 8.4 | 0.995 | 5000 | 85
P2EDNBPW | Eaton (formerly Cooper Lighting) | Metalux | 2VT2-LD4-2-DR-[Blank]-[Voltages include 120 only]-[All Remote Emergency Enclosures]-L835-CD1-WL-[All Options]-[All Packaging] | Indoor Luminaires | Linear Ambient | Direct Linear Ambient Luminaires | Standard | FALSE | [9 empty] | 10/20/2015 | Dimmable | Continuous (Can dim down to ≤ 10% (W)) | Yes |  |  | 2554.43 | 127.45 | 20.04 | 5.933 | 0.991 | 3500 | 85
PETEF4QE | Eaton (formerly Cooper Lighting) | Metalux | 2VT2-LD4-3-DR-[Blank]-UNV-[All Remote Emergency Enclosures]-L835-CD1-WL-[All Options]-[All Packaging] | Indoor Luminaires | Linear Ambient | Direct Linear Ambient Luminaires | Standard | FALSE | [9 empty] | 10/20/2015 | Dimmable | Continuous (Can dim down to ≤ 10% (W)) | Yes |  |  | 3634.12 | 136.79 | 26.57 | 5 | 0.996 | 3500 | 85
PRCUY81R | Eaton (formerly Cooper Lighting) | Metalux | 4VT2-LD4-4-DR-[Blank]-UNV-[All Remote Emergency Enclosures]-L835-CD1-WL-[All Options]-[All Packaging] | Indoor Luminaires | Linear Ambient | Direct Linear Ambient Luminaires | Standard | FALSE | [9 empty] | 10/20/2015 | Dimmable | Continuous (Can dim down to ≤ 10% (W)) | Yes |  |  | 4891.13 | 129.77 | 37.69 | 9.533 | 0.992 | 3500 | 85
P9MDKQG2 | Eaton (formerly Cooper Lighting) | Metalux | 4VT2-LD4-6-DR-[Blank]-UNV-[All Remote Emergency Enclosures]-L835-CD1-WL-[All Options]-[All Packaging] | Indoor Luminaires | Linear Ambient | Direct Linear Ambient Luminaires | Standard | FALSE | [9 empty] | 10/20/2015 | Dimmable | Continuous (Can dim down to ≤ 10% (W)) | Yes |  |  | 6543.21 | 115.34 | 56.73 | 9.967 | 0.994 | 3500 | 85
PK9Z6MQQ | Eaton (formerly Cooper Lighting) | Metalux | 4VT2-LD4-8-DR-[Blank]-UNV-[All Remote Emergency Enclosures]-L835-CD1-WL-[All Options]-[All Packaging] | Indoor Luminaires | Linear Ambient | Direct Linear Ambient Luminaires | Standard | FALSE | [9 empty] | 10/20/2015 | Dimmable | Continuous (Can dim down to ≤ 10% (W)) | Yes |  |  | 9599.33 | 118.84 | 80.78 | 5.8 | 0.997 | 3500 | 85
PAVNU4NY | Eaton (formerly Cooper Lighting) | Metalux | 8VT2-LD4-9-DR-[Blank]-UNV-[All Remote Emergency Enclosures]-L835-CD1-WL-[All Options]-[All Packaging] | Indoor Luminaires | Linear Ambient | Direct Linear Ambient Luminaires | Standard | FALSE | [9 empty] | 10/20/2015 | Dimmable | Continuous (Can dim down to ≤ 10% (W)) | Yes |  |  | 11405.16 | 118.07 | 96.6 | 4.92 | 0.999 | 3500 | 85
P55KYXTZ | Eaton (formerly Cooper Lighting) | Metalux | 8VT2-LD4-12-DR-[Blank]-UNV-[All Remote Emergency Enclosures]-L835-CD2-WL-[All Options]-[All Packaging] | Indoor Luminaires | Linear Ambient | Direct Linear Ambient Luminaires | Standard | FALSE | [9 empty] | 10/20/2015 | Dimmable | Continuous (Can dim down to ≤ 10% (W)) | Yes |  |  | 13086.42 | 114.46 | 114.33 | 9.25 | 0.995 | 3500 | 85
PD2A6AR2 | Eaton (formerly Cooper Lighting) | Metalux | 8VT2-LD4-16-DR-[Blank]-UNV-[All Remote Emergency Enclosures]-L835-CD2-WL-[All Options]-[All Packaging] | Indoor Luminaires | Linear Ambient | Direct Linear Ambient Luminaires | Standard | FALSE | [9 empty] | 10/20/2015 | Dimmable | Continuous (Can dim down to ≤ 10% (W)) | Yes |  |  | 19198.65 | 118.36 | 162.2 | 3.2 | 0.999 | 3500 | 85
P3ACXF54 | Eaton (formerly Cooper Lighting) | Metalux | 2VT2-LD4-2-DR100-[Blank]-[Voltages include 120 only]-[All Remote Emergency Enclosures]-L835-CD1-WL-[All Options]-[All Packaging] | Indoor Luminaires | Linear Ambient | Direct Linear Ambient Luminaires | Standard | FALSE | [9 empty] | 10/20/2015 | Dimmable | Continuous (Can dim down to ≤ 10% (W)) | Yes |  |  | 2541.66 | 126.81 | 20.04 | 5.933 | 0.991 | 3500 | 85
PUQKS9ZR | Eaton (formerly Cooper Lighting) | Metalux | 2VT2-LD4-3-DR100-[Blank]-UNV-[All Remote Emergency Enclosures]-L835-CD1-WL-[All Options]-[All Packaging] | Indoor Luminaires | Linear Ambient | Direct Linear Ambient Luminaires | Standard | FALSE | [9 empty] | 10/20/2015 | Dimmable | Continuous (Can dim down to ≤ 10% (W)) | Yes |  |  | 3615.95 | 136.1 | 26.57 | 5 | 0.996 | 3500 | 85
PSFEDN3D | Eaton (formerly Cooper Lighting) | Metalux | 4VT2-LD4-4-DR100-[Blank]-UNV-[All Remote Emergency Enclosures]-L835-CD1-WL-[All Options]-[All Packaging] | Indoor Luminaires | Linear Ambient | Direct Linear Ambient Luminaires | Standard | FALSE | [9 empty] | 10/20/2015 | Dimmable | Continuous (Can dim down to ≤ 10% (W)) | Yes |  |  | 4866.68 | 129.12 | 37.69 | 9.533 | 0.992 | 3500 | 85
PR3W2YCG | Eaton (formerly Cooper Lighting) | Metalux | 4VT2-LD4-6-DR100-[Blank]-UNV-[All Remote Emergency Enclosures]-L835-CD1-WL-[All Options]-[All Packaging] | Indoor Luminaires | Linear Ambient | Direct Linear Ambient Luminaires | Standard | FALSE | [9 empty] | 10/20/2015 | Dimmable | Continuous (Can dim down to ≤ 10% (W)) | Yes |  |  | 6510.49 | 114.76 | 56.73 | 9.967 | 0.994 | 3500 | 85
PGZAM9XG | Eaton (formerly Cooper Lighting) | Metalux | 4VT2-LD4-8-DR100-[Blank]-UNV-[All Remote Emergency Enclosures]-L835-CD1-WL-[All Options]-[All Packaging] | Indoor Luminaires | Linear Ambient | Direct Linear Ambient Luminaires | Standard | FALSE | [9 empty] | 10/20/2015 | Dimmable | Continuous (Can dim down to ≤ 10% (W)) | Yes |  |  | 9551.33 | 118.24 | 80.78 | 5.8 | 0.997 | 3500 | 85
PVK6XT4M | Eaton (formerly Cooper Lighting) | Metalux | 8VT2-LD4-9-DR100-[Blank]-UNV-[All Remote Emergency Enclosures]-L835-CD1-WL-[All Options]-[All Packaging] | Indoor Luminaires | Linear Ambient | Direct Linear Ambient Luminaires | Standard | FALSE | [9 empty] | 10/20/2015 | Dimmable | Continuous (Can dim down to ≤ 10% (W)) | Yes |  |  | 11348.14 | 117.48 | 96.6 | 4.92 | 0.999 | 3500 | 85
PRAFX3HW | Eaton (formerly Cooper Lighting) | Metalux | 8VT2-LD4-12-DR100-[Blank]-UNV-[All Remote Emergency Enclosures]-L835-CD2-WL-[All Options]-[All Packaging] | Indoor Luminaires | Linear Ambient | Direct Linear Ambient Luminaires | Standard | FALSE | [9 empty] | 10/20/2015 | Dimmable | Continuous (Can dim down to ≤ 10% (W)) | Yes |  |  | 13020.99 | 113.89 | 114.33 | 9.25 | 0.995 | 3500 | 85
PW52YXYN | Eaton (formerly Cooper Lighting) | Metalux | 8VT2-LD4-16-DR100-[Blank]-UNV-[All Remote Emergency Enclosures]-L835-CD2-WL-[All Options]-[All Packaging] | Indoor Luminaires | Linear Ambient | Direct Linear Ambient Luminaires | Standard | FALSE | [9 empty] | 10/20/2015 | Dimmable | Continuous (Can dim down to ≤ 10% (W)) | Yes |  |  | 19102.66 | 117.77 | 162.2 | 3.2 | 0.999 | 3500 | 85
PGR5T2XM | Eaton (formerly Cooper Lighting) | Metalux | 2VT2-LD4-2-FR50-[Blank]-[Voltages include 120 only]-[All Remote Emergency Enclosures]-L835-CD1-WL-[All Options]-[All Packaging] | Indoor Luminaires | Linear Ambient | Direct Linear Ambient Luminaires | Standard | FALSE | [9 empty] | 10/20/2015 | Dimmable | Continuous (Can dim down to ≤ 10% (W)) | Yes |  |  | 2276 | 113.55 | 20.04 | 5.933 | 0.991 | 3500 | 85
PZJF9BH7 | Eaton (formerly Cooper Lighting) | Metalux | 2VT2-LD4-3-FR50-[Blank]-UNV-[All Remote Emergency Enclosures]-L835-CD1-WL-[All Options]-[All Packaging] | Indoor Luminaires | Linear Ambient | Direct Linear Ambient Luminaires | Standard | FALSE | [9 empty] | 10/20/2015 | Dimmable | Continuous (Can dim down to ≤ 10% (W)) | Yes |  |  | 3238 | 121.88 | 26.57 | 5 | 0.996 | 3500 | 85
P6HS483A | Eaton (formerly Cooper Lighting) | Metalux | 4VT2-LD4-4-FR50-[Blank]-UNV-[All Remote Emergency Enclosures]-L835-CD1-WL-[All Options]-[All Packaging] | Indoor Luminaires | Linear Ambient | Direct Linear Ambient Luminaires | Standard | FALSE | [9 empty] | 10/20/2015 | Dimmable | Continuous (Can dim down to ≤ 10% (W)) | Yes |  |  | 4358 | 115.62 | 37.69 | 9.533 | 0.992 | 3500 | 85
P3QD54VW | Eaton (formerly Cooper Lighting) | Metalux | 4VT2-LD4-6-FR50-[Blank]-UNV-[All Remote Emergency Enclosures]-L835-CD1-WL-[All Options]-[All Packaging] | Indoor Luminaires | Linear Ambient | Direct Linear Ambient Luminaires | Standard | FALSE | [9 empty] | 10/20/2015 | Dimmable | Continuous (Can dim down to ≤ 10% (W)) | Yes |  |  | 5830 | 102.77 | 56.73 | 9.967 | 0.994 | 3500 | 85
P5JYN95P | Eaton (formerly Cooper Lighting) | Metalux | 4VT2-LD4-8-FR50-[Blank]-UNV-[All Remote Emergency Enclosures]-L835-CD1-WL-[All Options]-[All Packaging] | Indoor Luminaires | Linear Ambient | Direct Linear Ambient Luminaires | Standard | FALSE | [9 empty] | 10/20/2015 | Dimmable | Continuous (Can dim down to ≤ 10% (W)) | Yes |  |  | 8553 | 105.88 | 80.78 | 5.8 | 0.997 | 3500 | 85
P5BE1G92 | Eaton (formerly Cooper Lighting) | Metalux | 8VT2-LD4-9-FR50-[Blank]-UNV-[All Remote Emergency Enclosures]-L835-CD1-WL-[All Options]-[All Packaging] | Indoor Luminaires | Linear Ambient | Direct Linear Ambient Luminaires | Standard | FALSE | [9 empty] | 10/20/2015 | Dimmable | Continuous (Can dim down to ≤ 10% (W)) | Yes |  |  | 10162 | 105.2 | 96.6 | 4.92 | 0.999 | 3500 | 85
P1AY2AZ1 | Eaton (formerly Cooper Lighting) | Metalux | 8VT2-LD4-12-FR50-[Blank]-UNV-[All Remote Emergency Enclosures]-L835-CD2-WL-[All Options]-[All Packaging] | Indoor Luminaires | Linear Ambient | Direct Linear Ambient Luminaires | Standard | FALSE | [9 empty] | 10/20/2015 | Dimmable | Continuous (Can dim down to ≤ 10% (W)) | Yes |  |  | 11660 | 101.98 | 114.33 | 9.25 | 0.995 | 3500 | 85
PXK4Y6MP | Eaton (formerly Cooper Lighting) | Metalux | 8VT2-LD4-16-FR50-[Blank]-UNV-[All Remote Emergency Enclosures]-L835-CD2-WL-[All Options]-[All Packaging] | Indoor Luminaires | Linear Ambient | Direct Linear Ambient Luminaires | Standard | FALSE | [9 empty] | 10/20/2015 | Dimmable | Continuous (Can dim down to ≤ 10% (W)) | Yes |  |  | 17106 | 105.46 | 162.2 | 3.2 | 0.999 | 3500 | 85
PA2X8C14 | Eaton (formerly Cooper Lighting) | Metalux | 2VT2-LD4-3-DR-W-UNV-[All Remote Emergency Enclosures]-L835-CD1-WL-[All Options]-[All Packaging] | Indoor Luminaires | Linear Ambient | Direct Linear Ambient Luminaires | Standard | FALSE | [9 empty] | 10/20/2015 | Dimmable | Continuous (Can dim down to ≤ 10% (W)) | Yes |  |  | 3175.88 | 118.79 | 26.74 | 5 | 0.996 | 3500 | 85
PATXCNTA | Eaton (formerly Cooper Lighting) | Metalux | 4VT2-LD4-6-DR-W-[Voltages include 120 only]-[All Remote Emergency Enclosures]-L835-CD1-WL-[All Options]-[All Packaging] | Indoor Luminaires | Linear Ambient | Direct Linear Ambient Luminaires | Standard | FALSE | [9 empty] | 10/20/2015 | Dimmable | Continuous (Can dim down to ≤ 10% (W)) | Yes |  |  | 5239.2 | 92.23 | 56.81 | 9.967 | 0.994 | 3500 | 85
PGNC23JB | Eaton (formerly Cooper Lighting) | Metalux | 4VT2-LD4-8-DR-W-UNV-[All Remote Emergency Enclosures]-L835-CD1-WL-[All Options]-[All Packaging] | Indoor Luminaires | Linear Ambient | Direct Linear Ambient Luminaires | Standard | FALSE | [9 empty] | 10/20/2015 | Dimmable | Continuous (Can dim down to ≤ 10% (W)) | Yes |  |  | 9350.75 | 102.94 | 90.84 | 5.8 | 0.997 | 3500 | 85
PQRD355H | Eaton (formerly Cooper Lighting) | Metalux | 8VT2-LD4-9-DR-W-UNV-[All Remote Emergency Enclosures]-L835-CD1-WL-[All Options]-[All Packaging] | Indoor Luminaires | Linear Ambient | Direct Linear Ambient Luminaires | Standard | FALSE | [9 empty] | 10/20/2015 | Dimmable | Continuous (Can dim down to ≤ 10% (W)) | Yes |  |  | 9968.84 | 103.2 | 96.6 | 4.92 | 0.999 | 3500 | 85
P84YDU94 | Eaton (formerly Cooper Lighting) | Metalux | 8VT2-LD4-12-DR-W-UNV-[All Remote Emergency Enclosures]-L835-CD2-WL-[All Options]-[All Packaging] | Indoor Luminaires | Linear Ambient | Direct Linear Ambient Luminaires | Standard | FALSE | [9 empty] | 10/20/2015 | Dimmable | Continuous (Can dim down to ≤ 10% (W)) | Yes |  |  | 10478.39 | 91.65 | 114.33 | 9.25 | 0.995 | 3500 | 85
PKS2EJ71 | Eaton (formerly Cooper Lighting) | Metalux | 8VT2-LD4-16-DR-W-UNV-[All Remote Emergency Enclosures]-L835-CD2-WL-[All Options]-[All Packaging] | Indoor Luminaires | Linear Ambient | Direct Linear Ambient Luminaires | Standard | FALSE | [9 empty] | 10/20/2015 | Dimmable | Continuous (Can dim down to ≤ 10% (W)) | Yes |  |  | 18701.51 | 115.3 | 162.2 | 3.2 | 0.999 | 3500 | 85
PTAZXGZQ | Eaton (formerly Cooper Lighting) | Metalux | 2VT2-LD4-3-DR100-W-UNV-[All Remote Emergency Enclosures]-L835-CD1-WL-[All Options]-[All Packaging] | Indoor Luminaires | Linear Ambient | Direct Linear Ambient Luminaires | Standard | FALSE | [9 empty] | 10/20/2015 | Dimmable | Continuous (Can dim down to ≤ 10% (W)) | Yes |  |  | 3160 | 118.19 | 26.74 | 5 | 0.996 | 3500 | 85
P727CCNW | Eaton (formerly Cooper Lighting) | Metalux | 4VT2-LD4-6-DR100-W-[Voltages include 120 only]-[All Remote Emergency Enclosures]-L835-CD1-WL-[All Options]-[All Packaging] | Indoor Luminaires | Linear Ambient | Direct Linear Ambient Luminaires | Standard | FALSE | [9 empty] | 10/20/2015 | Dimmable | Continuous (Can dim down to ≤ 10% (W)) | Yes |  |  | 5213 | 91.76 | 56.81 | 9.967 | 0.994 | 3500 | 85
PKUFG5WB | Eaton (formerly Cooper Lighting) | Metalux | 4VT2-LD4-8-DR100-W-UNV-[All Remote Emergency Enclosures]-L835-CD1-WL-[All Options]-[All Packaging] | Indoor Luminaires | Linear Ambient | Direct Linear Ambient Luminaires | Standard | FALSE | [9 empty] | 10/20/2015 | Dimmable | Continuous (Can dim down to ≤ 10% (W)) | Yes |  |  | 9304 | 102.43 | 90.84 | 5.8 | 0.997 | 3500 | 85
PZ984UG7 | Eaton (formerly Cooper Lighting) | Metalux | 8VT2-LD4-9-DR100-W-UNV-[All Remote Emergency Enclosures]-L835-CD1-WL-[All Options]-[All Packaging] | Indoor Luminaires | Linear Ambient | Direct Linear Ambient Luminaires | Standard | FALSE | [9 empty] | 10/20/2015 | Dimmable | Continuous (Can dim down to ≤ 10% (W)) | Yes |  |  | 9919 | 102.68 | 96.6 | 4.92 | 0.999 | 3500 | 85
P5KXUNK6 | Eaton (formerly Cooper Lighting) | Metalux | 8VT2-LD4-12-DR100-W-UNV-[All Remote Emergency Enclosures]-L835-CD2-WL-[All Options]-[All Packaging] | Indoor Luminaires | Linear Ambient | Direct Linear Ambient Luminaires | Standard | FALSE | [9 empty] | 10/20/2015 | Dimmable | Continuous (Can dim down to ≤ 10% (W)) | Yes |  |  | 10426 | 91.19 | 114.33 | 9.25 | 0.995 | 3500 | 85
PRQEYF3A | Eaton (formerly Cooper Lighting) | Metalux | 8VT2-LD4-16-DR100-W-UNV-[All Remote Emergency Enclosures]-L835-CD2-WL-[All Options]-[All Packaging] | Indoor Luminaires | Linear Ambient | Direct Linear Ambient Luminaires | Standard | FALSE | [9 empty] | 10/20/2015 | Dimmable | Continuous (Can dim down to ≤ 10% (W)) | Yes |  |  | 18608 | 114.72 | 162.2 | 3.2 | 0.999 | 3500 | 85
PB1ASWH9 | Eaton (formerly Cooper Lighting) | Metalux | 2VT2-LD4-2-DR-[Blank]-[Voltages include 120 only]-[All Remote Emergency Enclosures]-L840-CD1-WL-[All Options]-[All Packaging] | Indoor Luminaires | Linear Ambient | Direct Linear Ambient Luminaires | Standard | FALSE | [9 empty] | 10/20/2015 | Dimmable | Continuous (Can dim down to ≤ 10% (W)) | Yes |  |  | 2623.4 | 130.89 | 20.04 | 5.933 | 0.991 | 4000 | 85
P8W7PKY4 | Eaton (formerly Cooper Lighting) | Metalux | 2VT2-LD4-3-DR-[Blank]-UNV-[All Remote Emergency Enclosures]-L840-CD1-WL-[All Options]-[All Packaging] | Indoor Luminaires | Linear Ambient | Direct Linear Ambient Luminaires | Standard | FALSE | [9 empty] | 10/20/2015 | Dimmable | Continuous (Can dim down to ≤ 10% (W)) | Yes |  |  | 3732.24 | 140.48 | 26.57 | 5 | 0.996 | 4000 | 85
PA14XTTC | Eaton (formerly Cooper Lighting) | Metalux | 4VT2-LD4-4-DR-[Blank]-UNV-[All Remote Emergency Enclosures]-L840-CD1-WL-[All Options]-[All Packaging] | Indoor Luminaires | Linear Ambient | Direct Linear Ambient Luminaires | Standard | FALSE | [9 empty] | 10/20/2015 | Dimmable | Continuous (Can dim down to ≤ 10% (W)) | Yes |  |  | 5023.19 | 133.27 | 37.69 | 9.533 | 0.992 | 4000 | 85
PRKUZBZ5 | Eaton (formerly Cooper Lighting) | Metalux | 4VT2-LD4-6-DR-[Blank]-UNV-[All Remote Emergency Enclosures]-L840-CD1-WL-[All Options]-[All Packaging] | Indoor Luminaires | Linear Ambient | Direct Linear Ambient Luminaires | Standard | FALSE | [9 empty] | 10/20/2015 | Dimmable | Continuous (Can dim down to ≤ 10% (W)) | Yes |  |  | 6719.88 | 118.46 | 56.73 | 9.967 | 0.994 | 4000 | 85
PDAUY4AX | Eaton (formerly Cooper Lighting) | Metalux | 4VT2-LD4-8-DR-[Blank]-UNV-[All Remote Emergency Enclosures]-L840-CD1-WL-[All Options]-[All Packaging] | Indoor Luminaires | Linear Ambient | Direct Linear Ambient Luminaires | Standard | FALSE | [9 empty] | 10/20/2015 | Dimmable | Continuous (Can dim down to ≤ 10% (W)) | Yes |  |  | 9858.51 | 122.05 | 80.78 | 5.8 | 0.997 | 4000 | 85
PH7N7976 | Eaton (formerly Cooper Lighting) | Metalux | 8VT2-LD4-9-DR-[Blank]-UNV-[All Remote Emergency Enclosures]-L840-CD1-WL-[All Options]-[All Packaging] | Indoor Luminaires | Linear Ambient | Direct Linear Ambient Luminaires | Standard | FALSE | [9 empty] | 10/20/2015 | Dimmable | Continuous (Can dim down to ≤ 10% (W)) | Yes |  |  | 11713.1 | 121.25 | 96.6 | 4.92 | 0.999 | 4000 | 85
PYZECWCQ | Eaton (formerly Cooper Lighting) | Metalux | 8VT2-LD4-12-DR-[Blank]-UNV-[All Remote Emergency Enclosures]-L840-CD2-WL-[All Options]-[All Packaging] | Indoor Luminaires | Linear Ambient | Direct Linear Ambient Luminaires | Standard | FALSE | [9 empty] | 10/20/2015 | Dimmable | Continuous (Can dim down to ≤ 10% (W)) | Yes |  |  | 13439.75 | 117.55 | 114.33 | 9.25 | 0.995 | 4000 | 85
PAUSCP8Q | Eaton (formerly Cooper Lighting) | Metalux | 4BCLED-LD4-40SL-F-UNV-L850-CD1-U | Indoor Luminaires | Linear Ambient | Direct Linear Ambient Luminaires | Standard | TRUE | 4173.55 | 98.88 | 42.2 | 7.98 | 0.996 | 4912 | 82.4 | 5 | 60000 | 11/16/2015 | Dimmable | Continuous (Can dim down to ≤ 10% (W)) | No |  | 3
PX6VPVS3 | Eaton (formerly Cooper Lighting) | Metalux | 4BCLED-LD4-20SL-F-UNV-L830-CD1-U | Indoor Luminaires | Linear Ambient | Direct Linear Ambient Luminaires | Standard | TRUE | 1983 | 91.8 | 21.6 | 23.2 | 0.882 | 3005 | 82.7 | 5 | 60000 | 11/16/2015 | Dimmable | Continuous (Can dim down to ≤ 10% (W)) | No |  | 3
PTCQE7P2 | Eaton (formerly Cooper Lighting) | Metalux | 2BCLED-LD4-20SL-F-UNV-L835-CD1-U | Indoor Luminaires | Linear Ambient | Direct Linear Ambient Luminaires | Standard | TRUE | 1989 | 84.6 | 23.5 | 13.6 | 0.931 |  |  | 5 | 60000 | 11/16/2015 | Dimmable | Continuous (Can dim down to ≤ 10% (W)) | No |  | 3
PVBBZ2AG | Eaton (formerly Cooper Lighting) | Metalux | 2BCLED-LD4-16SL-F-[ALL VOLTAGES]-[ALL OPTIONS]-L830-CD1-[ALL OPTIONS]-U | Indoor Luminaires | Linear Ambient | Direct Linear Ambient Luminaires | Standard | FALSE | [9 empty] | 11/16/2015 | Dimmable | Continuous (Can dim down to ≤ 10% (W)) | No |  |  | 1559 | 86.1326 | 18.1 | 10.8 | 0.989 | 3000 | 82
PSAGTBNH | Eaton (formerly Cooper Lighting) | Metalux | 2BCLED-LD4-16SL-F-[ALL VOLTAGES]-[ALL OPTIONS]-L835-CD1-[ALL OPTIONS]-U | Indoor Luminaires | Linear Ambient | Direct Linear Ambient Luminaires | Standard | FALSE | [9 empty] | 11/16/2015 | Dimmable | Continuous (Can dim down to ≤ 10% (W)) | No |  |  | 1606 | 88.7293 | 18.1 | 10.8 | 0.989 | 3500 | 82
P82WUD2S | Eaton (formerly Cooper Lighting) | Metalux | 2BCLED-LD4-16SL-F-[ALL VOLTAGES]-[ALL OPTIONS]-L840-CD1-[ALL OPTIONS]-U | Indoor Luminaires | Linear Ambient | Direct Linear Ambient Luminaires | Standard | FALSE | [9 empty] | 11/16/2015 | Dimmable | Continuous (Can dim down to ≤ 10% (W)) | No |  |  | 1649 | 91.105 | 18.1 | 10.8 | 0.989 | 4000 | 82
PN43QRJT | Eaton (formerly Cooper Lighting) | Metalux | 2BCLED-LD4-20SL-F-[ALL VOLTAGES]-[ALL OPTIONS]-L830-CD1-[ALL OPTIONS]-U | Indoor Luminaires | Linear Ambient | Direct Linear Ambient Luminaires | Standard | FALSE | [9 empty] | 11/16/2015 | Dimmable | Continuous (Can dim down to ≤ 10% (W)) | No |  |  | 1931 | 86.982 | 22.2 | 7.3 | 0.992 | 3000 | 82
PMSTR4CQ | Eaton (formerly Cooper Lighting) | Metalux | 2BCLED-LD4-20SL-F-[ALL VOLTAGES]-[ALL OPTIONS]-L835-CD1-[ALL OPTIONS]-U | Indoor Luminaires | Linear Ambient | Direct Linear Ambient Luminaires | Standard | FALSE | [9 empty] | 11/16/2015 | Dimmable | Continuous (Can dim down to ≤ 10% (W)) | No |  |  | 1989 | 89.5946 | 22.2 | 7.3 | 0.992 | 3500 | 82
PTQPX8GF | Eaton (formerly Cooper Lighting) | Metalux | 2BCLED-LD4-20SL-F-[ALL VOLTAGES]-[ALL OPTIONS]-L840-CD1-[ALL OPTIONS]-U | Indoor Luminaires | Linear Ambient | Direct Linear Ambient Luminaires | Standard | FALSE | [9 empty] | 11/16/2015 | Dimmable | Continuous (Can dim down to ≤ 10% (W)) | No |  |  | 2043 | 92.027 | 22.2 | 7.3 | 0.992 | 4000 | 82
P6P5TEVV | Eaton (formerly Cooper Lighting) | Metalux | 2BCLED-LD4-24HL-F-[ALL VOLTAGES]-[ALL OPTIONS]-L830-CD1-[ALL OPTIONS]-U | Indoor Luminaires | Linear Ambient | Direct Linear Ambient Luminaires | Standard | FALSE | [9 empty] | 11/16/2015 | Dimmable | Continuous (Can dim down to ≤ 10% (W)) | No |  |  | 2360 | 98.3333 | 24 | 8.8 | 0.991 | 3000 | 82
PK3V3XJH | Eaton (formerly Cooper Lighting) | Metalux | 2BCLED-LD4-24HL-F-[ALL VOLTAGES]-[ALL OPTIONS]-L835-CD1-[ALL OPTIONS]-U | Indoor Luminaires | Linear Ambient | Direct Linear Ambient Luminaires | Standard | FALSE | [9 empty] | 11/16/2015 | Dimmable | Continuous (Can dim down to ≤ 10% (W)) | No |  |  | 2430 | 101.25 | 24 | 8.8 | 0.991 | 3500 | 82
PHHJM1YE | Eaton (formerly Cooper Lighting) | Metalux | 2BCLED-LD4-24HL-F-[ALL VOLTAGES]-[ALL OPTIONS]-L840-CD1-[ALL OPTIONS]-U | Indoor Luminaires | Linear Ambient | Direct Linear Ambient Luminaires | Standard | FALSE | [9 empty] | 11/16/2015 | Dimmable | Continuous (Can dim down to ≤ 10% (W)) | No |  |  | 2496 | 104 | 24 | 8.8 | 0.991 | 4000 | 82
PTYCHJ3Q | Eaton (formerly Cooper Lighting) | Metalux | 2BCLED-LD4-28HL-F-[ALL VOLTAGES]-[ALL OPTIONS]-L830-CD1-[ALL OPTIONS]-U | Indoor Luminaires | Linear Ambient | Direct Linear Ambient Luminaires | Standard | FALSE | [9 empty] | 11/16/2015 | Dimmable | Continuous (Can dim down to ≤ 10% (W)) | No |  |  | 2729 | 96.773 | 28.2 | 7.1 | 0.99 | 3000 | 82
PMG7FVMR | Eaton (formerly Cooper Lighting) | Metalux | 2BCLED-LD4-28HL-F-[ALL VOLTAGES]-[ALL OPTIONS]-L835-CD1-[ALL OPTIONS]-U | Indoor Luminaires | Linear Ambient | Direct Linear Ambient Luminaires | Standard | FALSE | [9 empty] | 11/16/2015 | Dimmable | Continuous (Can dim down to ≤ 10% (W)) | No |  |  | 2810 | 99.6454 | 28.2 | 7.1 | 0.99 | 3500 | 82
PQ87KZ8A | Eaton (formerly Cooper Lighting) | Metalux | 2BCLED-LD4-28HL-F-[ALL VOLTAGES]-[ALL OPTIONS]-L840-CD1-[ALL OPTIONS]-U | Indoor Luminaires | Linear Ambient | Direct Linear Ambient Luminaires | Standard | FALSE | [9 empty] | 11/16/2015 | Dimmable | Continuous (Can dim down to ≤ 10% (W)) | No |  |  | 2886 | 102.3404 | 28.2 | 7.1 | 0.99 | 4000 | 82
PZ7XG4GK | Eaton (formerly Cooper Lighting) | Metalux | 4BCLED-LD4-20SL-F-[ALL VOLTAGES]-[ALL OPTIONS]-[ALL EMERGENCY OPTIONS]-L830-CD1-[ALL OPTIONS]-U | Indoor Luminaires | Linear Ambient | Direct Linear Ambient Luminaires | Standard | FALSE | [9 empty] | 11/16/2015 | Dimmable | Continuous (Can dim down to ≤ 10% (W)) | No |  |  | 1989 | 90.8219 | 21.9 | 7.7 | 0.991 | 3000 | 82
PFEKHUAP | Eaton (formerly Cooper Lighting) | Metalux | 4BCLED-LD4-20SL-F-[ALL VOLTAGES]-[ALL OPTIONS]-[ALL EMERGENCY OPTIONS]-L835-CD1-[ALL OPTIONS]-U | Indoor Luminaires | Linear Ambient | Direct Linear Ambient Luminaires | Standard | FALSE | [9 empty] | 11/16/2015 | Dimmable | Continuous (Can dim down to ≤ 10% (W)) | No |  |  | 2048 | 93.516 | 21.9 | 7.7 | 0.991 | 3500 | 82
PZ2K52E9 | Eaton (formerly Cooper Lighting) | Metalux | 4BCLED-LD4-20SL-F-[ALL VOLTAGES]-[ALL OPTIONS]-[ALL EMERGENCY OPTIONS]-L840-CD1-[ALL OPTIONS]-U | Indoor Luminaires | Linear Ambient | Direct Linear Ambient Luminaires | Standard | FALSE | [9 empty] | 11/16/2015 | Dimmable | Continuous (Can dim down to ≤ 10% (W)) | No |  |  | 2103 | 96.0274 | 21.9 | 7.7 | 0.991 | 4000 | 82
PVYXC723 | Eaton (formerly Cooper Lighting) | Metalux | 4BCLED-LD4-28SL-F-[ALL VOLTAGES]-[ALL OPTIONS]-[ALL EMERGENCY OPTIONS]-L830-CD1-[ALL OPTIONS]-U | Indoor Luminaires | Linear Ambient | Direct Linear Ambient Luminaires | Standard | FALSE | [9 empty] | 11/16/2015 | Dimmable | Continuous (Can dim down to ≤ 10% (W)) | No |  |  | 2703 | 90.4013 | 29.9 | 7.3 | 0.994 | 3000 | 82
PKNAA1E4 | Eaton (formerly Cooper Lighting) | Metalux | 4BCLED-LD4-28SL-F-[ALL VOLTAGES]-[ALL OPTIONS]-[ALL EMERGENCY OPTIONS]-L835-CD1-[ALL OPTIONS]-U | Indoor Luminaires | Linear Ambient | Direct Linear Ambient Luminaires | Standard | FALSE | [9 empty] | 11/16/2015 | Dimmable | Continuous (Can dim down to ≤ 10% (W)) | No |  |  | 2784 | 93.1104 | 29.9 | 7.3 | 0.994 | 3500 | 82
P1QARWEE | Eaton (formerly Cooper Lighting) | Metalux | 4BCLED-LD4-28SL-F-[ALL VOLTAGES]-[ALL OPTIONS]-[ALL EMERGENCY OPTIONS]-L840-CD1-[ALL OPTIONS]-U | Indoor Luminaires | Linear Ambient | Direct Linear Ambient Luminaires | Standard | FALSE | [9 empty] | 11/16/2015 | Dimmable | Continuous (Can dim down to ≤ 10% (W)) | No |  |  | 2859 | 95.6187 | 29.9 | 7.3 | 0.994 | 4000 | 82
PCW7AKC1 | Eaton (formerly Cooper Lighting) | Metalux | 4BCLED-LD4-32SL-F-[ALL VOLTAGES]-[ALL OPTIONS]-[ALL EMERGENCY OPTIONS]-L830-CD1-[ALL OPTIONS]-U | Indoor Luminaires | Linear Ambient | Direct Linear Ambient Luminaires | Standard | FALSE | [9 empty] | 11/16/2015 | Dimmable | Continuous (Can dim down to ≤ 10% (W)) | No |  |  | 3079 | 96.8239 | 31.8 | 6.8 | 0.99 | 3000 | 82
PFWR73BD | Eaton (formerly Cooper Lighting) | Metalux | 4BCLED-LD4-32SL-F-[ALL VOLTAGES]-[ALL OPTIONS]-[ALL EMERGENCY OPTIONS]-L835-CD1-[ALL OPTIONS]-U | Indoor Luminaires | Linear Ambient | Direct Linear Ambient Luminaires | Standard | FALSE | [9 empty] | 11/16/2015 | Dimmable | Continuous (Can dim down to ≤ 10% (W)) | No |  |  | 3171 | 99.717 | 31.8 | 6.8 | 0.99 | 3500 | 82
PJAE6QT6 | Eaton (formerly Cooper Lighting) | Metalux | 4BCLED-LD4-32SL-F-[ALL VOLTAGES]-[ALL OPTIONS]-[ALL EMERGENCY OPTIONS]-L840-CD1-[ALL OPTIONS]-U | Indoor Luminaires | Linear Ambient | Direct Linear Ambient Luminaires | Standard | FALSE | [9 empty] | 11/16/2015 | Dimmable | Continuous (Can dim down to ≤ 10% (W)) | No |  |  | 3257 | 102.4214 | 31.8 | 6.8 | 0.99 | 4000 | 82
P2KG36U8 | Eaton (formerly Cooper Lighting) | Metalux | 4BCLED-LD4-36SL-F-[ALL VOLTAGES]-[ALL OPTIONS]-[ALL EMERGENCY OPTIONS]-L830-[DRIVER TYPES INCLUDE CD1 AND 5LTD1]-[ALL OPTIONS]-U | Indoor Luminaires | Linear Ambient | Direct Linear Ambient Luminaires | Standard | FALSE | [9 empty] | 11/16/2015 | Dimmable | Continuous (Can dim down to ≤ 10% (W)) | No |  |  | 3493 | 94.6612 | 36.9 | 11.3 | 0.987 | 3000 | 82
PMJPFA4S | Eaton (formerly Cooper Lighting) | Metalux | 4BCLED-LD4-36SL-F-[ALL VOLTAGES]-[ALL OPTIONS]-[ALL EMERGENCY OPTIONS]-L830-SD1-[ALL OPTIONS]-U | Indoor Luminaires | Linear Ambient | Direct Linear Ambient Luminaires | Standard | FALSE | [9 empty] | 11/16/2015 | Dimmable | Continuous (Can dim down to ≤ 10% (W)) | No |  |  | 3493 | 92.4074 | 37.8 | 13.1 | 0.989 | 3000 | 82
PBZBXYBD | Eaton (formerly Cooper Lighting) | Metalux | 4BCLED-LD4-36SL-F-[ALL VOLTAGES]-[ALL OPTIONS]-[ALL EMERGENCY OPTIONS]-L835-[DRIVER TYPES INCLUDE CD1 AND 5LTD1]-[ALL OPTIONS]-U | Indoor Luminaires | Linear Ambient | Direct Linear Ambient Luminaires | Standard | FALSE | [9 empty] | 11/16/2015 | Dimmable | Continuous (Can dim down to ≤ 10% (W)) | No |  |  | 3597 | 97.4797 | 36.9 | 11.3 | 0.987 | 3500 | 82
P1UC8C1S | Eaton (formerly Cooper Lighting) | Metalux | 4BCLED-LD4-36SL-F-[ALL VOLTAGES]-[ALL OPTIONS]-[ALL EMERGENCY OPTIONS]-L835-SD1-[ALL OPTIONS]-U | Indoor Luminaires | Linear Ambient | Direct Linear Ambient Luminaires | Standard | FALSE | [9 empty] | 11/16/2015 | Dimmable | Continuous (Can dim down to ≤ 10% (W)) | No |  |  | 3597 | 95.1587 | 37.8 | 13.1 | 0.989 | 3500 | 82
PQ6VFXJM | Eaton (formerly Cooper Lighting) | Metalux | 4BCLED-LD4-36SL-F-[ALL VOLTAGES]-[ALL OPTIONS]-[ALL EMERGENCY OPTIONS]-L840-[DRIVER TYPES INCLUDE CD1 AND 5LTD1]-[ALL OPTIONS]-U | Indoor Luminaires | Linear Ambient | Direct Linear Ambient Luminaires | Standard | FALSE | [9 empty] | 11/16/2015 | Dimmable | Continuous (Can dim down to ≤ 10% (W)) | No |  |  | 3694.119 | 100.1116 | 36.9 | 11.3 | 0.987 | 4000 | 82
PMZHPU24 | Eaton (formerly Cooper Lighting) | Metalux | 4BCLED-LD4-36SL-F-[ALL VOLTAGES]-[ALL OPTIONS]-[ALL EMERGENCY OPTIONS]-L840-SD1-[ALL OPTIONS]-U | Indoor Luminaires | Linear Ambient | Direct Linear Ambient Luminaires | Standard | FALSE | [9 empty] | 11/16/2015 | Dimmable | Continuous (Can dim down to ≤ 10% (W)) | No |  |  | 3694 | 97.7249 | 37.8 | 13.1 | 0.989 | 4000 | 82
PNB23HWG | Eaton (formerly Cooper Lighting) | Metalux | 4BCLED-LD4-40SL-F-[ALL VOLTAGES]-[ALL OPTIONS]-[ALL EMERGENCY OPTIONS]-L830-[DRIVER TYPES INCLUDE CD1 AND 5LTD1]-[ALL OPTIONS]-U | Indoor Luminaires | Linear Ambient | Direct Linear Ambient Luminaires | Standard | FALSE | [9 empty] | 11/16/2015 | Dimmable | Continuous (Can dim down to ≤ 10% (W)) | No |  |  | 3874.29 | 92.245 | 42 | 10.2 | 0.99 | 3000 | 82
PMDH2R2B | Eaton (formerly Cooper Lighting) | Metalux | 4BCLED-LD4-40SL-F-[ALL VOLTAGES]-[ALL OPTIONS]-[ALL EMERGENCY OPTIONS]-L830-SD1-[ALL OPTIONS]-U | Indoor Luminaires | Linear Ambient | Direct Linear Ambient Luminaires | Standard | FALSE | [9 empty] | 11/16/2015 | Dimmable | Continuous (Can dim down to ≤ 10% (W)) | No |  |  | 3874.29 | 90.5458 | 42.7882 | 12.1801 | 0.99103 | 3000 | 82
P1D544S7 | Eaton (formerly Cooper Lighting) | Metalux | 4BCLED-LD4-40SL-F-[ALL VOLTAGES]-[ALL OPTIONS]-[ALL EMERGENCY OPTIONS]-L835-[DRIVER TYPES INCLUDE CD1 AND 5LTD1]-[ALL OPTIONS]-U | Indoor Luminaires | Linear Ambient | Direct Linear Ambient Luminaires | Standard | FALSE | [9 empty] | 11/16/2015 | Dimmable | Continuous (Can dim down to ≤ 10% (W)) | No |  |  | 3990 | 95 | 42 | 10.2 | 0.99 | 3500 | 82
PP4APUF1 | Eaton (formerly Cooper Lighting) | Metalux | 4BCLED-LD4-40SL-F-[ALL VOLTAGES]-[ALL OPTIONS]-[ALL EMERGENCY OPTIONS]-L835-SD1-[ALL OPTIONS]-U | Indoor Luminaires | Linear Ambient | Direct Linear Ambient Luminaires | Standard | FALSE | [9 empty] | 11/16/2015 | Dimmable | Continuous (Can dim down to ≤ 10% (W)) | No |  |  | 3990 | 93.25 | 42.7882 | 12.1801 | 0.99103 | 3500 | 82
P93HEKKN | Eaton (formerly Cooper Lighting) | Metalux | 4BCLED-LD4-40SL-F-[ALL VOLTAGES]-[ALL OPTIONS]-[ALL EMERGENCY OPTIONS]-L840-[DRIVER TYPES INCLUDE CD1 AND 5LTD1]-[ALL OPTIONS]-U | Indoor Luminaires | Linear Ambient | Direct Linear Ambient Luminaires | Standard | FALSE | [9 empty] | 11/16/2015 | Dimmable | Continuous (Can dim down to ≤ 10% (W)) | No |  |  | 4097.73 | 97.565 | 42 | 10.2 | 0.99 | 4000 | 82
PTMF5DJD | Eaton (formerly Cooper Lighting) | Metalux | 4BCLED-LD4-40SL-F-[ALL VOLTAGES]-[ALL OPTIONS]-[ALL EMERGENCY OPTIONS]-L840-SD1-[ALL OPTIONS]-U | Indoor Luminaires | Linear Ambient | Direct Linear Ambient Luminaires | Standard | FALSE | [9 empty] | 11/16/2015 | Dimmable | Continuous (Can dim down to ≤ 10% (W)) | No |  |  | 4097.73 | 95.7678 | 42.7882 | 12.1801 | 0.99103 | 4000 | 82
P2MQFTJV | Eaton (formerly Cooper Lighting) | Metalux | 4BCLED-LD4-44HL-F-[ALL VOLTAGES]-[ALL OPTIONS]-[ALL EMERGENCY OPTIONS]-L830-[DRIVER TYPES INCLUDE CD1 AND 5LTD1]-[ALL OPTIONS]-U | Indoor Luminaires | Linear Ambient | Direct Linear Ambient Luminaires | Standard | FALSE | [9 empty] | 11/16/2015 | Dimmable | Continuous (Can dim down to ≤ 10% (W)) | No |  |  | 4283.081 | 92.5071 | 46.3 | 9.75 | 0.9915 | 3000 | 82
PVPVZJ79 | Eaton (formerly Cooper Lighting) | Metalux | 4BCLED-LD4-44HL-F-[ALL VOLTAGES]-[ALL OPTIONS]-[ALL EMERGENCY OPTIONS]-L830-SD1-[ALL OPTIONS]-U | Indoor Luminaires | Linear Ambient | Direct Linear Ambient Luminaires | Standard | FALSE | [9 empty] | 11/16/2015 | Dimmable | Continuous (Can dim down to ≤ 10% (W)) | No |  |  | 4283.081 | 91.6145 | 46.7511 | 10.7125 | 0.99262 | 3000 | 82
PH1PYRSM | Eaton (formerly Cooper Lighting) | Metalux | 4BCLED-LD4-44HL-F-[ALL VOLTAGES]-[ALL OPTIONS]-[ALL EMERGENCY OPTIONS]-L835-[DRIVER TYPES INCLUDE CD1 AND 5LTD1]-[ALL OPTIONS]-U | Indoor Luminaires | Linear Ambient | Direct Linear Ambient Luminaires | Standard | FALSE | [9 empty] | 11/16/2015 | Dimmable | Continuous (Can dim down to ≤ 10% (W)) | No |  |  | 4411 | 95.27 | 46.3 | 9.75 | 0.9915 | 3500 | 82
PMAWFSYH | Eaton (formerly Cooper Lighting) | Metalux | 4BCLED-LD4-44HL-F-[ALL VOLTAGES]-[ALL OPTIONS]-[ALL EMERGENCY OPTIONS]-L835-SD1-[ALL OPTIONS]-U | Indoor Luminaires | Linear Ambient | Direct Linear Ambient Luminaires | Standard | FALSE | [9 empty] | 11/16/2015 | Dimmable | Continuous (Can dim down to ≤ 10% (W)) | No |  |  | 4411 | 94.3506 | 46.7511 | 10.7125 | 0.99262 | 3500 | 82
P3Y81H4W | Eaton (formerly Cooper Lighting) | Metalux | 4BCLED-LD4-44HL-F-[ALL VOLTAGES]-[ALL OPTIONS]-[ALL EMERGENCY OPTIONS]-L840-[DRIVER TYPES INCLUDE CD1 AND 5LTD1]-[ALL OPTIONS]-U | Indoor Luminaires | Linear Ambient | Direct Linear Ambient Luminaires | Standard | FALSE | [9 empty] | 11/16/2015 | Dimmable | Continuous (Can dim down to ≤ 10% (W)) | No |  |  | 4530.097 | 97.8423 | 46.3 | 9.75 | 0.9915 | 4000 | 82
PSWGB6EP | Eaton (formerly Cooper Lighting) | Metalux | 4BCLED-LD4-44HL-F-[ALL VOLTAGES]-[ALL OPTIONS]-[ALL EMERGENCY OPTIONS]-L840-SD1-[ALL OPTIONS]-U | Indoor Luminaires | Linear Ambient | Direct Linear Ambient Luminaires | Standard | FALSE | [9 empty] | 11/16/2015 | Dimmable | Continuous (Can dim down to ≤ 10% (W)) | No |  |  | 4530.097 | 96.8981 | 46.7511 | 10.7125 | 0.99262 | 4000 | 82
PPYRAPPJ | Eaton (formerly Cooper Lighting) | Metalux | 4BCLED-LD4-48HL-F-[ALL VOLTAGES]-[ALL OPTIONS]-[ALL EMERGENCY OPTIONS]-L830-[DRIVER TYPES INCLUDE CD1 AND 5LTD1]-[ALL OPTIONS]-U | Indoor Luminaires | Linear Ambient | Direct Linear Ambient Luminaires | Standard | FALSE | [9 empty] | 11/16/2015 | Dimmable | Continuous (Can dim down to ≤ 10% (W)) | No |  |  | 4640.409 | 90.9884 | 51 | 10.5 | 0.993 | 3000 | 82
PV2FX22R | Eaton (formerly Cooper Lighting) | Metalux | 4BCLED-LD4-48HL-F-[ALL VOLTAGES]-[ALL OPTIONS]-[ALL EMERGENCY OPTIONS]-L830-SD1-[ALL OPTIONS]-U | Indoor Luminaires | Linear Ambient | Direct Linear Ambient Luminaires | Standard | FALSE | [9 empty] | 11/16/2015 | Dimmable | Continuous (Can dim down to ≤ 10% (W)) | No |  |  | 4640.409 | 89.8099 | 51.6692 | 10.1392 | 0.99329 | 3000 | 82
PM3ABWN3 | Eaton (formerly Cooper Lighting) | Metalux | 4BCLED-LD4-48HL-F-[ALL VOLTAGES]-[ALL OPTIONS]-[ALL EMERGENCY OPTIONS]-L835-[DRIVER TYPES INCLUDE CD1 AND 5LTD1]-[ALL OPTIONS]-U | Indoor Luminaires | Linear Ambient | Direct Linear Ambient Luminaires | Standard | FALSE | [9 empty] | 11/16/2015 | Dimmable | Continuous (Can dim down to ≤ 10% (W)) | No |  |  | 4779 | 93.7059 | 51 | 10.5 | 0.993 | 3500 | 82
PZW8BCN1 | Eaton (formerly Cooper Lighting) | Metalux | 4BCLED-LD4-48HL-F-[ALL VOLTAGES]-[ALL OPTIONS]-[ALL EMERGENCY OPTIONS]-L835-SD1-[ALL OPTIONS]-U | Indoor Luminaires | Linear Ambient | Direct Linear Ambient Luminaires | Standard | FALSE | [9 empty] | 11/16/2015 | Dimmable | Continuous (Can dim down to ≤ 10% (W)) | No |  |  | 4779 | 92.4922 | 51.6692 | 10.1392 | 0.99329 | 3500 | 82
PEGXUM77 | Eaton (formerly Cooper Lighting) | Metalux | 4BCLED-LD4-48HL-F-[ALL VOLTAGES]-[ALL OPTIONS]-[ALL EMERGENCY OPTIONS]-L840-[DRIVER TYPES INCLUDE CD1 AND 5LTD1]-[ALL OPTIONS]-U | Indoor Luminaires | Linear Ambient | Direct Linear Ambient Luminaires | Standard | FALSE | [9 empty] | 11/16/2015 | Dimmable | Continuous (Can dim down to ≤ 10% (W)) | No |  |  | 4908.033 | 96.2359 | 51 | 10.5 | 0.993 | 4000 | 82
PMFECK9G | Eaton (formerly Cooper Lighting) | Metalux | 4BCLED-LD4-48HL-F-[ALL VOLTAGES]-[ALL OPTIONS]-[ALL EMERGENCY OPTIONS]-L840-SD1-[ALL OPTIONS]-U | Indoor Luminaires | Linear Ambient | Direct Linear Ambient Luminaires | Standard | FALSE | [9 empty] | 11/16/2015 | Dimmable | Continuous (Can dim down to ≤ 10% (W)) | No |  |  | 4908.033 | 94.9895 | 51.6692 | 10.1392 | 0.99329 | 4000 | 82
PNJ48CT7 | Eaton (formerly Cooper Lighting) | Metalux | 4CRLED-LD4-20SL-F-UNV-L830-CD1-U | Indoor Luminaires | Linear Ambient | Direct Linear Ambient Luminaires | Standard | TRUE | 2002 | 106.5 | 18.8 | 19.4 | 0.9396 | 3005 | 82.7 | 5 | 60000 | 11/4/2015 | Dimmable | Continuous (Can dim down to ≤ 10% (W)) | No |  | 3
P37TKZ8Z | Eaton (formerly Cooper Lighting) | Metalux | 2CRLED-LD4-8SL-F-UNV-L835-CD1-U | Indoor Luminaires | Linear Ambient | Direct Linear Ambient Luminaires | Standard | TRUE | 975 | 90.3 | 10.8 | 23.4 |  |  |  | 5 | 60000 | 11/4/2015 | Dimmable | Continuous (Can dim down to ≤ 10% (W)) | No |  | 3
PFB83QV5 | Eaton (formerly Cooper Lighting) | Metalux | 4CRLED-LD4-40SL-F-UNV-L850-CD1-U | Indoor Luminaires | Linear Ambient | Direct Linear Ambient Luminaires | Standard | TRUE | 3930.77 | 102.95 | 38.18 | 8 | 0.995 | 4998 | 82.4 | 5 | 60000 | 11/4/2015 | Dimmable | Continuous (Can dim down to ≤ 10% (W)) | No |  | 3
PW3VPF2V | Eaton (formerly Cooper Lighting) | Metalux | [All Rating] -2CRLED-LD4-16SL-F-[All Voltage]-[All options][All Emergency options]-L830-CD1-U | Indoor Luminaires | Linear Ambient | Direct Linear Ambient Luminaires | Standard | FALSE | [9 empty] | 11/4/2015 | Dimmable | Continuous (Can dim down to ≤ 10% (W)) | No |  |  | 1609 | 95.7738 | 16.8 | 5.4 | 0.996 | 3000 | 82
PKDKMAC4 | Eaton (formerly Cooper Lighting) | Metalux | [All Rating] -2CRLED-LD4-16SL-F-[All Voltage]-[All options][All Emergency options]-L835-CD1-U | Indoor Luminaires | Linear Ambient | Direct Linear Ambient Luminaires | Standard | FALSE | [9 empty] | 11/4/2015 | Dimmable | Continuous (Can dim down to ≤ 10% (W)) | No |  |  | 1657 | 98.6309 | 16.8 | 5.4 | 0.996 | 3500 | 82
PTQSZ5MG | Eaton (formerly Cooper Lighting) | Metalux | [All Rating] -2CRLED-LD4-16SL-F-[All Voltage]-[All options][All Emergency options]-L840-CD1-U | Indoor Luminaires | Linear Ambient | Direct Linear Ambient Luminaires | Standard | FALSE | [9 empty] | 11/4/2015 | Dimmable | Continuous (Can dim down to ≤ 10% (W)) | No |  |  | 1702 | 101.3095 | 16.8 | 5.4 | 0.996 | 4000 | 82
PDZMSHV6 | Eaton (formerly Cooper Lighting) | Metalux | [All Rating] -2CRLED-LD4-20SL-F-[All Voltage]-[All options][All Emergency options]-L830-CD1-U | Indoor Luminaires | Linear Ambient | Direct Linear Ambient Luminaires | Standard | FALSE | [9 empty] | 11/4/2015 | Dimmable | Continuous (Can dim down to ≤ 10% (W)) | No |  |  | 1918 | 94.4828 | 20.3 | 5.7 | 0.999 | 3000 | 82
P7SHRY21 | Eaton (formerly Cooper Lighting) | Metalux | [All Rating] -2CRLED-LD4-20SL-F-[All Voltage]-[All options][All Emergency options]-L835-CD1-U | Indoor Luminaires | Linear Ambient | Direct Linear Ambient Luminaires | Standard | FALSE | [9 empty] | 11/4/2015 | Dimmable | Continuous (Can dim down to ≤ 10% (W)) | No |  |  | 1975 | 97.2906 | 20.3 | 5.7 | 0.999 | 3500 | 82
PSHV72MT | Eaton (formerly Cooper Lighting) | Metalux | [All Rating] -2CRLED-LD4-20SL-F-[All Voltage]-[All options][All Emergency options]-L840-CD1-U | Indoor Luminaires | Linear Ambient | Direct Linear Ambient Luminaires | Standard | FALSE | [9 empty] | 11/4/2015 | Dimmable | Continuous (Can dim down to ≤ 10% (W)) | No |  |  | 2028 | 99.9015 | 20.3 | 5.7 | 0.999 | 4000 | 82
P3G8Y56X | Eaton (formerly Cooper Lighting) | Metalux | [All Rating] -2CRLED-LD4-24HL-F-[All Voltage]-[All options][All Emergency options]-L830-CD1-U | Indoor Luminaires | Linear Ambient | Direct Linear Ambient Luminaires | Standard | FALSE | [9 empty] | 11/4/2015 | Dimmable | Continuous (Can dim down to ≤ 10% (W)) | No |  |  | 2348 | 93.92 | 25 | 8.8 | 0.991 | 3000 | 82
PWRDVJXT | Eaton (formerly Cooper Lighting) | Metalux | [All Rating] -2CRLED-LD4-24HL-F-[All Voltage]-[All options][All Emergency options]-L835-CD1-U | Indoor Luminaires | Linear Ambient | Direct Linear Ambient Luminaires | Standard | FALSE | [9 empty] | 11/4/2015 | Dimmable | Continuous (Can dim down to ≤ 10% (W)) | No |  |  | 2418 | 96.72 | 25 | 8.8 | 0.991 | 3500 | 82
PDH68FZN | Eaton (formerly Cooper Lighting) | Metalux | [All Rating] -2CRLED-LD4-24HL-F-[All Voltage]-[All options][All Emergency options]-L840-CD1-U | Indoor Luminaires | Linear Ambient | Direct Linear Ambient Luminaires | Standard | FALSE | [9 empty] | 11/4/2015 | Dimmable | Continuous (Can dim down to ≤ 10% (W)) | No |  |  | 2483 | 99.32 | 25 | 8.8 | 0.991 | 4000 | 82
PWC5NMCB | Eaton (formerly Cooper Lighting) | Metalux | [All Rating] -2CRLED-LD4-28HL-F-[All Voltage]-[All options][All Emergency options]-L830-CD1-U | Indoor Luminaires | Linear Ambient | Direct Linear Ambient Luminaires | Standard | FALSE | [9 empty] | 11/4/2015 | Dimmable | Continuous (Can dim down to ≤ 10% (W)) | No |  |  | 2714 | 88.6928 | 30.6 | 6.7 | 0.989 | 3000 | 82
PG62C9ZK | Eaton (formerly Cooper Lighting) | Metalux | [All Rating] -2CRLED-LD4-28HL-F-[All Voltage]-[All options][All Emergency options]-L835-CD1-U | Indoor Luminaires | Linear Ambient | Direct Linear Ambient Luminaires | Standard | FALSE | [9 empty] | 11/4/2015 | Dimmable | Continuous (Can dim down to ≤ 10% (W)) | No |  |  | 2795 | 91.3399 | 30.6 | 6.7 | 0.989 | 3500 | 82
PTN3NZHK | Eaton (formerly Cooper Lighting) | Metalux | [All Rating] -2CRLED-LD4-28HL-F-[All Voltage]-[All options][All Emergency options]-L840-CD1-U | Indoor Luminaires | Linear Ambient | Direct Linear Ambient Luminaires | Standard | FALSE | [9 empty] | 11/4/2015 | Dimmable | Continuous (Can dim down to ≤ 10% (W)) | No |  |  | 2870 | 93.7909 | 30.6 | 6.7 | 0.989 | 4000 | 82
PAE6QDHP | Eaton (formerly Cooper Lighting) | Metalux | [All Rating] -4CRLED-LD4-20SL-F-[All Voltage]-[All options][All Emergency options]-L830-CD1-U | Indoor Luminaires | Linear Ambient | Direct Linear Ambient Luminaires | Standard | FALSE | [9 empty] | 11/4/2015 | Dimmable | Continuous (Can dim down to ≤ 10% (W)) | No |  |  | 1943 | 97.6382 | 19.9 | 9.8 | 0.992 | 3000 | 82
PAY9VXFF | Eaton (formerly Cooper Lighting) | Metalux | [All Rating] -4CRLED-LD4-20SL-F-[All Voltage]-[All options][All Emergency options]-L835-CD1-U | Indoor Luminaires | Linear Ambient | Direct Linear Ambient Luminaires | Standard | FALSE | [9 empty] | 11/4/2015 | Dimmable | Continuous (Can dim down to ≤ 10% (W)) | No |  |  | 2001 | 100.5528 | 19.9 | 9.8 | 0.992 | 3500 | 82
PDCMU3WQ | Eaton (formerly Cooper Lighting) | Metalux | [All Rating] -4CRLED-LD4-20SL-F-[All Voltage]-[All options][All Emergency options]-L840-CD1-U | Indoor Luminaires | Linear Ambient | Direct Linear Ambient Luminaires | Standard | FALSE | [9 empty] | 11/4/2015 | Dimmable | Continuous (Can dim down to ≤ 10% (W)) | No |  |  | 2055 | 103.2663 | 19.9 | 9.8 | 0.992 | 4000 | 82
PVMSJ8GV | Eaton (formerly Cooper Lighting) | Metalux | [All Rating] -4CRLED-LD4-28SL-F-[All Voltage]-[All options][All Emergency options]-L830-CD1-U | Indoor Luminaires | Linear Ambient | Direct Linear Ambient Luminaires | Standard | FALSE | [9 empty] | 11/4/2015 | Dimmable | Continuous (Can dim down to ≤ 10% (W)) | No |  |  | 2672 | 99.7015 | 26.8 | 7.5 | 0.99 | 3000 | 82
P6DVSRBW | Eaton (formerly Cooper Lighting) | Metalux | [All Rating] -4CRLED-LD4-28SL-F-[All Voltage]-[All options][All Emergency options]-L835-CD1-U | Indoor Luminaires | Linear Ambient | Direct Linear Ambient Luminaires | Standard | FALSE | [9 empty] | 11/4/2015 | Dimmable | Continuous (Can dim down to ≤ 10% (W)) | No |  |  | 2752 | 102.6866 | 26.8 | 7.5 | 0.99 | 3500 | 82
P898G4YG | Eaton (formerly Cooper Lighting) | Metalux | [All Rating] -4CRLED-LD4-28SL-F-[All Voltage]-[All options][All Emergency options]-L840-CD1-U | Indoor Luminaires | Linear Ambient | Direct Linear Ambient Luminaires | Standard | FALSE | [9 empty] | 11/4/2015 | Dimmable | Continuous (Can dim down to ≤ 10% (W)) | No |  |  | 2826 | 105.4478 | 26.8 | 7.5 | 0.99 | 4000 | 82
PG3TNTDP | Eaton (formerly Cooper Lighting) | Metalux | [All Rating] -4CRLED-LD4-32SL-F-[All Voltage]-[All options][All Emergency options]-L830-CD1-U | Indoor Luminaires | Linear Ambient | Direct Linear Ambient Luminaires | Standard | FALSE | [9 empty] | 11/4/2015 | Dimmable | Continuous (Can dim down to ≤ 10% (W)) | No |  |  | 3064 | 107.1329 | 28.6 | 7.1 | 0.99 | 3000 | 82
PKS46X6R | Eaton (formerly Cooper Lighting) | Metalux | [All Rating] -4CRLED-LD4-32SL-F-[All Voltage]-[All options][All Emergency options]-L835-CD1-U | Indoor Luminaires | Linear Ambient | Direct Linear Ambient Luminaires | Standard | FALSE | [9 empty] | 11/4/2015 | Dimmable | Continuous (Can dim down to ≤ 10% (W)) | No |  |  | 3156 | 110.3496 | 28.6 | 7.1 | 0.99 | 3500 | 82
P3PEEA3D | Eaton (formerly Cooper Lighting) | Metalux | [All Rating] -4CRLED-LD4-32SL-F-[All Voltage]-[All options][All Emergency options]-L840-CD1-U | Indoor Luminaires | Linear Ambient | Direct Linear Ambient Luminaires | Standard | FALSE | [9 empty] | 11/4/2015 | Dimmable | Continuous (Can dim down to ≤ 10% (W)) | No |  |  | 3241 | 113.3217 | 28.6 | 7.1 | 0.99 | 4000 | 82
PVPDFDVE | Eaton (formerly Cooper Lighting) | Metalux | [All Rating] -4CRLED-LD4-36SL-F-[All Voltage]-[All options][All Emergency options]-L830-[Drivers Include CD & 5LTD]1-U | Indoor Luminaires | Linear Ambient | Direct Linear Ambient Luminaires | Standard | FALSE | [9 empty] | 11/4/2015 | Dimmable | Continuous (Can dim down to ≤ 10% (W)) | No |  |  | 3511 | 105.2774 | 33.35 | 11.4 | 0.99 | 3000 | 82
PDNM88HP | Eaton (formerly Cooper Lighting) | Metalux | [All Rating] -4CRLED-LD4-36SL-F-[All Voltage]-[All options][All Emergency options]-L830-SD1-U | Indoor Luminaires | Linear Ambient | Direct Linear Ambient Luminaires | Standard | FALSE | [9 empty] | 11/4/2015 | Dimmable | Continuous (Can dim down to ≤ 10% (W)) | No |  |  | 3511 | 101.474 | 34.6 | 13.9 | 0.984 | 3000 | 82
PT96QCGV | Eaton (formerly Cooper Lighting) | Metalux | [All Rating] -4CRLED-LD4-36SL-F-[All Voltage]-[All options][All Emergency options]-L835-[Drivers Include CD & 5LTD]1-U | Indoor Luminaires | Linear Ambient | Direct Linear Ambient Luminaires | Standard | FALSE | [9 empty] | 11/4/2015 | Dimmable | Continuous (Can dim down to ≤ 10% (W)) | No |  |  | 3616 | 108.4258 | 33.35 | 11.4 | 0.99 | 3500 | 82
PX2V4FFF | Eaton (formerly Cooper Lighting) | Metalux | [All Rating] -4CRLED-LD4-36SL-F-[All Voltage]-[All options][All Emergency options]-L835-SD1-U | Indoor Luminaires | Linear Ambient | Direct Linear Ambient Luminaires | Standard | FALSE | [9 empty] | 11/4/2015 | Dimmable | Continuous (Can dim down to ≤ 10% (W)) | No |  |  | 3616 | 104.5087 | 34.6 | 13.9 | 0.984 | 3500 | 82
PV3B35CW | Eaton (formerly Cooper Lighting) | Metalux | [All Rating] -4CRLED-LD4-36SL-F-[All Voltage]-[All options][All Emergency options]-L840-[Drivers Include CD & 5LTD]1-U | Indoor Luminaires | Linear Ambient | Direct Linear Ambient Luminaires | Standard | FALSE | [9 empty] | 11/4/2015 | Dimmable | Continuous (Can dim down to ≤ 10% (W)) | No |  |  | 3714 | 111.3643 | 33.35 | 11.4 | 0.99 | 4000 | 82
PQPFQUHF | Eaton (formerly Cooper Lighting) | Metalux | [All Rating] -4CRLED-LD4-36SL-F-[All Voltage]-[All options][All Emergency options]-L840-SD1-U | Indoor Luminaires | Linear Ambient | Direct Linear Ambient Luminaires | Standard | FALSE | [9 empty] | 11/4/2015 | Dimmable | Continuous (Can dim down to ≤ 10% (W)) | No |  |  | 3714 | 107.341 | 34.6 | 13.9 | 0.984 | 4000 | 82
PDT8YXBK | Eaton (formerly Cooper Lighting) | Metalux | [All Rating] -4CRLED-LD4-40SL-F-[All Voltage]-[All options][All Emergency options]-L830-[Drivers Include CD & 5LTD]1-U | Indoor Luminaires | Linear Ambient | Direct Linear Ambient Luminaires | Standard | FALSE | [9 empty] | 11/4/2015 | Dimmable | Continuous (Can dim down to ≤ 10% (W)) | No |  |  | 3932 | 102.5293 | 38.35 | 10.65 | 0.9885 | 3000 | 82
PQH18WU8 | Eaton (formerly Cooper Lighting) | Metalux | [All Rating] -4CRLED-LD4-40SL-F-[All Voltage]-[All options][All Emergency options]-L830-SD1-U | Indoor Luminaires | Linear Ambient | Direct Linear Ambient Luminaires | Standard | FALSE | [9 empty] | 11/4/2015 | Dimmable | Continuous (Can dim down to ≤ 10% (W)) | No |  |  | 3932 | 99.7969 | 39.4 | 12.9 | 0.989 | 3000 | 82
PWUN7Q9T | Eaton (formerly Cooper Lighting) | Metalux | [All Rating] -4CRLED-LD4-40SL-F-[All Voltage]-[All options][All Emergency options]-L835-[Drivers Include CD & 5LTD]1-U | Indoor Luminaires | Linear Ambient | Direct Linear Ambient Luminaires | Standard | FALSE | [9 empty] | 11/4/2015 | Dimmable | Continuous (Can dim down to ≤ 10% (W)) | No |  |  | 4049 | 105.5802 | 38.35 | 10.65 | 0.9885 | 3500 | 82
PVJECF2D | Eaton (formerly Cooper Lighting) | Metalux | [All Rating] -4CRLED-LD4-40SL-F-[All Voltage]-[All options][All Emergency options]-L835-SD1-U | Indoor Luminaires | Linear Ambient | Direct Linear Ambient Luminaires | Standard | FALSE | [9 empty] | 11/4/2015 | Dimmable | Continuous (Can dim down to ≤ 10% (W)) | No |  |  | 4049 | 102.7665 | 39.4 | 12.9 | 0.989 | 3500 | 82
PV19U8PU | Eaton (formerly Cooper Lighting) | Metalux | [All Rating] -4CRLED-LD4-40SL-F-[All Voltage]-[All options][All Emergency options]-L840-[Drivers Include CD & 5LTD]1-U | Indoor Luminaires | Linear Ambient | Direct Linear Ambient Luminaires | Standard | FALSE | [9 empty] | 11/4/2015 | Dimmable | Continuous (Can dim down to ≤ 10% (W)) | No |  |  | 4158 | 108.4224 | 38.35 | 10.65 | 0.9885 | 4000 | 82
PJWEUD5F | Eaton (formerly Cooper Lighting) | Metalux | [All Rating] -4CRLED-LD4-40SL-F-[All Voltage]-[All options][All Emergency options]-L840-SD1-U | Indoor Luminaires | Linear Ambient | Direct Linear Ambient Luminaires | Standard | FALSE | [9 empty] | 11/4/2015 | Dimmable | Continuous (Can dim down to ≤ 10% (W)) | No |  |  | 4158 | 105.533 | 39.4 | 12.9 | 0.989 | 4000 | 82
PUM5JTY3 | Eaton (formerly Cooper Lighting) | Metalux | [All Rating] -4CRLED-LD4-44HL-F-[All Voltage]-[All options][All Emergency options]-L830-[Drivers Include CD & 5LTD]1-U | Indoor Luminaires | Linear Ambient | Direct Linear Ambient Luminaires | Standard | FALSE | [9 empty] | 11/4/2015 | Dimmable | Continuous (Can dim down to ≤ 10% (W)) | No |  |  | 4269 | 113.6884 | 37.55 | 10.25 | 0.99 | 3000 | 82
P53TDHYU | Eaton (formerly Cooper Lighting) | Metalux | [All Rating] -4CRLED-LD4-44HL-F-[All Voltage]-[All options][All Emergency options]-L830-SD1-U | Indoor Luminaires | Linear Ambient | Direct Linear Ambient Luminaires | Standard | FALSE | [9 empty] | 11/4/2015 | Dimmable | Continuous (Can dim down to ≤ 10% (W)) | No |  |  | 4269 | 111.4621 | 38.3 | 12.2 | 0.991 | 3000 | 82
PH3WRKG5 | Eaton (formerly Cooper Lighting) | Metalux | [All Rating] -4CRLED-LD4-44HL-F-[All Voltage]-[All options][All Emergency options]-L835-[Drivers Include CD & 5LTD]1-U | Indoor Luminaires | Linear Ambient | Direct Linear Ambient Luminaires | Standard | FALSE | [9 empty] | 11/4/2015 | Dimmable | Continuous (Can dim down to ≤ 10% (W)) | No |  |  | 4397 | 117.0972 | 37.55 | 10.25 | 0.99 | 3500 | 82
PT1PXEPN | Eaton (formerly Cooper Lighting) | Metalux | [All Rating] -4CRLED-LD4-44HL-F-[All Voltage]-[All options][All Emergency options]-L835-SD1-U | Indoor Luminaires | Linear Ambient | Direct Linear Ambient Luminaires | Standard | FALSE | [9 empty] | 11/4/2015 | Dimmable | Continuous (Can dim down to ≤ 10% (W)) | No |  |  | 4397 | 114.8042 | 38.3 | 12.2 | 0.991 | 3500 | 82
P7HNMDNA | Eaton (formerly Cooper Lighting) | Metalux | [All Rating] -4CRLED-LD4-44HL-F-[All Voltage]-[All options][All Emergency options]-L840-[Drivers Include CD & 5LTD]1-U | Indoor Luminaires | Linear Ambient | Direct Linear Ambient Luminaires | Standard | FALSE | [9 empty] | 11/4/2015 | Dimmable | Continuous (Can dim down to ≤ 10% (W)) | No |  |  | 4516 | 120.2663 | 37.55 | 10.25 | 0.99 | 4000 | 82
P7J4XCKZ | Eaton (formerly Cooper Lighting) | Metalux | [All Rating] -4CRLED-LD4-44HL-F-[All Voltage]-[All options][All Emergency options]-L840-SD1-U | Indoor Luminaires | Linear Ambient | Direct Linear Ambient Luminaires | Standard | FALSE | [9 empty] | 11/4/2015 | Dimmable | Continuous (Can dim down to ≤ 10% (W)) | No |  |  | 4516 | 117.9112 | 38.3 | 12.2 | 0.991 | 4000 | 82
P7SQZ19A | Eaton (formerly Cooper Lighting) | Metalux | [All Rating] -4CRLED-LD4-48HL-F-[All Voltage]-[All options][All Emergency options]-L830-[Drivers Include CD & 5LTD]1-U | Indoor Luminaires | Linear Ambient | Direct Linear Ambient Luminaires | Standard | FALSE | [9 empty] | 11/4/2015 | Dimmable | Continuous (Can dim down to ≤ 10% (W)) | No |  |  | 4643 | 112.1498 | 41.4 | 10.1 | 0.99 | 3000 | 82
P4UC4YMB | Eaton (formerly Cooper Lighting) | Metalux | [All Rating] -4CRLED-LD4-48HL-F-[All Voltage]-[All options][All Emergency options]-L830-SD1-U | Indoor Luminaires | Linear Ambient | Direct Linear Ambient Luminaires | Standard | FALSE | [9 empty] | 11/4/2015 | Dimmable | Continuous (Can dim down to ≤ 10% (W)) | No |  |  | 4643 | 110.5476 | 42 | 11.6 | 0.991 | 3000 | 82
PWSWPJR8 | Eaton (formerly Cooper Lighting) | Metalux | [All Rating] -4CRLED-LD4-48HL-F-[All Voltage]-[All options][All Emergency options]-L835-[Drivers Include CD & 5LTD]1-U | Indoor Luminaires | Linear Ambient | Direct Linear Ambient Luminaires | Standard | FALSE | [9 empty] | 11/4/2015 | Dimmable | Continuous (Can dim down to ≤ 10% (W)) | No |  |  | 4782 | 115.5072 | 41.4 | 10.1 | 0.99 | 3500 | 82
PVE3EMTM | Eaton (formerly Cooper Lighting) | Metalux | [All Rating] -4CRLED-LD4-48HL-F-[All Voltage]-[All options][All Emergency options]-L835-SD1-U | Indoor Luminaires | Linear Ambient | Direct Linear Ambient Luminaires | Standard | FALSE | [9 empty] | 11/4/2015 | Dimmable | Continuous (Can dim down to ≤ 10% (W)) | No |  |  | 4782 | 113.8571 | 42 | 11.6 | 0.991 | 3500 | 82
PT34G6EW | Eaton (formerly Cooper Lighting) | Metalux | [All Rating] -4CRLED-LD4-48HL-F-[All Voltage]-[All options][All Emergency options]-L840-[Drivers Include CD & 5LTD]1-U | Indoor Luminaires | Linear Ambient | Direct Linear Ambient Luminaires | Standard | FALSE | [9 empty] | 11/4/2015 | Dimmable | Continuous (Can dim down to ≤ 10% (W)) | No |  |  | 4911 | 118.6232 | 41.4 | 10.25 | 0.99 | 4000 | 82
PJ88PQMC | Eaton (formerly Cooper Lighting) | Metalux | [All Rating] -4CRLED-LD4-48HL-F-[All Voltage]-[All options][All Emergency options]-L840-SD1-U | Indoor Luminaires | Linear Ambient | Direct Linear Ambient Luminaires | Standard | FALSE | [9 empty] | 11/4/2015 | Dimmable | Continuous (Can dim down to ≤ 10% (W)) | No |  |  | 4911 | 116.9286 | 42 | 11.6 | 0.991 | 4000 | 82
PB3DMTR1 | Eaton (formerly Cooper Lighting) | Metalux | 4SLWP4040ND-UNV | Indoor Luminaires | Linear Ambient | Direct Linear Ambient Luminaires | Standard | TRUE | 4570 | 95.6 | 47.82 | 11.3 | 0.99 | 4001 | 85.2 | 5 | 50000 | 3/10/2016 | Not Dimmable | Not Dimmable | No |  | 3.1
PER729JP | Eaton (formerly Cooper Lighting) | Metalux | 4CWPLD4040C | Indoor Luminaires | Linear Ambient | Direct Linear Ambient Luminaires | Standard | TRUE | 4477.06 | 102.02 | 43.89 | 5.25 | 0.9958 | 4054 | 84.4 | 5 | 50000 | 5/11/2016 | Dimmable | Continuous (Cannot dim down to ≤ 10% (W) | No |  | 3.1 | 4618 | 105.43 | 43.8 | 5.19 | 0.99 | 4000 | 84
PKYSVUEC | Eaton (formerly Cooper Lighting) | Neoray | 124-DR-1-35-X-0023-1-U-DD-C-4-W | Indoor Luminaires | Linear Ambient | Direct Linear Ambient Luminaires | Standard | TRUE | 1288 | 91.3 | 14.1 | 20.05 | 0.8759 | 3409 | 83.4 | 5 | 60000 | 4/20/2016 | Dimmable | Continuous (Cannot dim down to ≤ 10% (W) | No |  | 3.1
PUPBN7X4 | Eaton (formerly Cooper Lighting) | Neoray | 123-DR-1-35-X-0023-1-U-DD-C-1-W | Indoor Luminaires | Linear Ambient | Direct Linear Ambient Luminaires | Standard | TRUE | 1198.63 | 85.23 | 14.06 | 5.56 | 0.988 | 3409 | 83.4 | 5 | 60000 | 4/20/2016 | Dimmable | Continuous (Cannot dim down to ≤ 10% (W) | No |  | 3.1
PPV3HYWA | Eaton (formerly Cooper Lighting) | Neoray | 123-DR-1-40-X-0023-1-U-DD-C-1-W | Indoor Luminaires | Linear Ambient | Direct Linear Ambient Luminaires | Standard | TRUE | 1177.22 | 83.23 | 14.14 | 5.55 | 0.988 | 3958 | 84.4 | 5 | 60000 | 4/20/2016 | Dimmable | Continuous (Cannot dim down to ≤ 10% (W) | No |  | 3.1
PWM5HFKW | Eaton (formerly Cooper Lighting) | Neoray | S123-DR-1-35-[All Ceiling Type]-0107-[All Circuiting]-1-ED-[All Emergency]-[All Options]-4-[All Colors] | Indoor Luminaires | Linear Ambient | Direct Linear Ambient Luminaires | Standard | FALSE | [9 empty] | 4/20/2016 | Not Dimmable | Not Dimmable | No |  |  | 5502.5 | 82.5 | 66.7 | 4.2 | 0.992 | 3500 | 85
P7DR1JFF | Eaton (formerly Cooper Lighting) | Neoray | S123-DR-1-35-[All Ceiling Type]-0143-[All Circuiting]-U-ED-[All Emergency]-[All Options]-4-[All Colors] | Indoor Luminaires | Linear Ambient | Direct Linear Ambient Luminaires | Standard | FALSE | [9 empty] | 4/20/2016 | Not Dimmable | Not Dimmable | No |  |  | 7353.9 | 83.66 | 87.9 | 7.99 | 0.9955 | 3500 | 85
P7WNMPHZ | Eaton (formerly Cooper Lighting) | Neoray | S123-DR-1-40-[All Ceiling Type]-0023-[All Circuiting]-1-ED-[All Emergency]-[All Options]-1-[All Colors] | Indoor Luminaires | Linear Ambient | Direct Linear Ambient Luminaires | Standard | FALSE | [9 empty] | 4/20/2016 | Not Dimmable | Not Dimmable | No |  |  | 1220.7 | 83.04 | 14.7 | 9.12 | 0.9867 | 4000 | 85
PV4FKQZC | Eaton (formerly Cooper Lighting) | Neoray | S123-DR-1-40-[All Ceiling Type]-0023-[All Circuiting]-1-ED-[All Emergency]-[All Options]-4-[All Colors] | Indoor Luminaires | Linear Ambient | Direct Linear Ambient Luminaires | Standard | FALSE | [9 empty] | 4/20/2016 | Not Dimmable | Not Dimmable | No |  |  | 1239.7 | 84.33 | 14.7 | 9.12 | 0.9867 | 4000 | 85
PV99CR1Z | Eaton (formerly Cooper Lighting) | Neoray | S123-DR-1-40-[All Ceiling Type]-0035-[All Circuiting]-1-ED-[All Emergency]-[All Options]-1-[All Colors] | Indoor Luminaires | Linear Ambient | Direct Linear Ambient Luminaires | Standard | FALSE | [9 empty] | 4/20/2016 | Not Dimmable | Not Dimmable | No |  |  | 1857.6 | 83.68 | 22.2 | 7.28 | 0.9943 | 4000 | 85
PMXNP4RX | Eaton (formerly Cooper Lighting) | Neoray | S123-DR-1-40-[All Ceiling Type]-0035-[All Circuiting]-1-ED-[All Emergency]-[All Options]-4-[All Colors] | Indoor Luminaires | Linear Ambient | Direct Linear Ambient Luminaires | Standard | FALSE | [9 empty] | 4/20/2016 | Not Dimmable | Not Dimmable | No |  |  | 1886.4 | 84.97 | 22.2 | 7.28 | 0.9943 | 4000 | 85
PJVWYSXS | Eaton (formerly Cooper Lighting) | Neoray | S123-DR-1-40-[All Ceiling Type]-0047-[All Circuiting]-1-ED-[All Emergency]-[All Options]-1-[All Colors] | Indoor Luminaires | Linear Ambient | Direct Linear Ambient Luminaires | Standard | FALSE | [9 empty] | 4/20/2016 | Not Dimmable | Not Dimmable | No |  |  | 2494.5 | 84.27 | 29.6 | 8.27 | 0.9937 | 4000 | 85
P9R7KNKB | Eaton (formerly Cooper Lighting) | Neoray | S123-DR-1-40-[All Ceiling Type]-0047-[All Circuiting]-U-ED-[All Emergency]-[All Options]-4-[All Colors] | Indoor Luminaires | Linear Ambient | Direct Linear Ambient Luminaires | Standard | FALSE | [9 empty] | 4/20/2016 | Not Dimmable | Not Dimmable | No |  |  | 2533.2 | 85.58 | 29.6 | 8.27 | 0.9937 | 4000 | 85
PTY81WTN | Eaton (formerly Cooper Lighting) | Neoray | S123-DR-1-40-[All Ceiling Type]-0059-[All Circuiting]-U-ED-[All Emergency]-[All Options]-1-[All Colors] | Indoor Luminaires | Linear Ambient | Direct Linear Ambient Luminaires | Standard | FALSE | [9 empty] | 4/20/2016 | Not Dimmable | Not Dimmable | No |  |  | 3131.3 | 83.95 | 37.3 | 8.25 | 0.9945 | 4000 | 85
PESX3QSV | Eaton (formerly Cooper Lighting) | Neoray | S123-DR-1-40-[All Ceiling Type]-0059-[All Circuiting]-U-ED-[All Emergency]-[All Options]-4-[All Colors] | Indoor Luminaires | Linear Ambient | Direct Linear Ambient Luminaires | Standard | FALSE | [9 empty] | 4/20/2016 | Not Dimmable | Not Dimmable | No |  |  | 3180 | 85.25 | 37.3 | 8.25 | 0.9945 | 4000 | 85
P997V3CK | Eaton (formerly Cooper Lighting) | Neoray | S123-DR-1-40-[All Ceiling Type]-0071-[All Circuiting]-U-ED-[All Emergency]-[All Options]-1-[All Colors] | Indoor Luminaires | Linear Ambient | Direct Linear Ambient Luminaires | Standard | FALSE | [9 empty] | 4/20/2016 | Not Dimmable | Not Dimmable | No |  |  | 3768.2 | 83.18 | 45.3 | 3.28 | 0.9923 | 4000 | 85
PHUX8CWV | Eaton (formerly Cooper Lighting) | Neoray | S123-DR-1-40-[All Ceiling Type]-0071-[All Circuiting]-U-ED-[All Emergency]-[All Options]-4-[All Colors] | Indoor Luminaires | Linear Ambient | Direct Linear Ambient Luminaires | Standard | FALSE | [9 empty] | 4/20/2016 | Not Dimmable | Not Dimmable | No |  |  | 3826.8 | 84.48 | 45.3 | 3.28 | 0.9923 | 4000 | 85
PUC2CQX3 | Eaton (formerly Cooper Lighting) | Neoray | S123-DR-1-40-[All Ceiling Type]-0083-[All Circuiting]-1-ED-[All Emergency]-[All Options]-1-[All Colors] | Indoor Luminaires | Linear Ambient | Direct Linear Ambient Luminaires | Standard | FALSE | [9 empty] | 4/20/2016 | Not Dimmable | Not Dimmable | No |  |  | 4405.1 | 83.59 | 52.7 | 8.45 | 0.992 | 4000 | 85
P9QYG8JE | Eaton (formerly Cooper Lighting) | Neoray | S123-DR-1-40-[All Ceiling Type]-0083-[All Circuiting]-1-ED-[All Emergency]-[All Options]-4-[All Colors] | Indoor Luminaires | Linear Ambient | Direct Linear Ambient Luminaires | Standard | FALSE | [9 empty] | 4/20/2016 | Not Dimmable | Not Dimmable | No |  |  | 4473.6 | 84.89 | 52.7 | 8.45 | 0.992 | 4000 | 85
PD95BE6A | Eaton (formerly Cooper Lighting) | Neoray | S123-DR-1-40-[All Ceiling Type]-0095-[All Circuiting]-1-ED-[All Emergency]-[All Options]-1-[All Colors] | Indoor Luminaires | Linear Ambient | Direct Linear Ambient Luminaires | Standard | FALSE | [9 empty] | 4/20/2016 | Not Dimmable | Not Dimmable | No |  |  | 5042 | 83.75 | 60.2 | 8.25 | 0.9938 | 4000 | 85
PRAZVH2K | Eaton (formerly Cooper Lighting) | Neoray | S123-DR-1-40-[All Ceiling Type]-0095-[All Circuiting]-U-ED-[All Emergency]-[All Options]-4-[All Colors] | Indoor Luminaires | Linear Ambient | Direct Linear Ambient Luminaires | Standard | FALSE | [9 empty] | 4/20/2016 | Not Dimmable | Not Dimmable | No |  |  | 5120.4 | 85.06 | 60.2 | 8.25 | 0.9938 | 4000 | 85
PDK2U62V | Eaton (formerly Cooper Lighting) | Neoray | S123-DR-1-40-[All Ceiling Type]-0107-[All Circuiting]-1-ED-[All Emergency]-[All Options]-1-[All Colors] | Indoor Luminaires | Linear Ambient | Direct Linear Ambient Luminaires | Standard | FALSE | [9 empty] | 4/20/2016 | Not Dimmable | Not Dimmable | No |  |  | 5678.9 | 85.14 | 66.7 | 4.2 | 0.992 | 4000 | 85
PQ519539 | Eaton (formerly Cooper Lighting) | Neoray | S123-DR-1-40-[All Ceiling Type]-0107-[All Circuiting]-U-ED-[All Emergency]-[All Options]-4-[All Colors] | Indoor Luminaires | Linear Ambient | Direct Linear Ambient Luminaires | Standard | FALSE | [9 empty] | 4/20/2016 | Not Dimmable | Not Dimmable | No |  |  | 5767.1 | 86.46 | 66.7 | 4.2 | 0.992 | 4000 | 85
PVHN43EE | Eaton (formerly Cooper Lighting) | Neoray | S123-DR-1-40-[All Ceiling Type]-0119-[All Circuiting]-U-ED-[All Emergency]-[All Options]-1-[All Colors] | Indoor Luminaires | Linear Ambient | Direct Linear Ambient Luminaires | Standard | FALSE | [9 empty] | 4/20/2016 | Not Dimmable | Not Dimmable | No |  |  | 6315.7 | 83.54 | 75.6 | 5.77 | 0.9921 | 4000 | 85
PV2671VC | Eaton (formerly Cooper Lighting) | Neoray | S123-DR-1-40-[All Ceiling Type]-0119-[All Circuiting]-U-ED-[All Emergency]-[All Options]-4-[All Colors] | Indoor Luminaires | Linear Ambient | Direct Linear Ambient Luminaires | Standard | FALSE | [9 empty] | 4/20/2016 | Not Dimmable | Not Dimmable | No |  |  | 6413.9 | 84.84 | 75.6 | 5.77 | 0.9921 | 4000 | 85
PBBSG6S5 | Eaton (formerly Cooper Lighting) | Neoray | S123-DR-1-40-[All Ceiling Type]-0131-[All Circuiting]-U-ED-[All Emergency]-[All Options]-1-[All Colors] | Indoor Luminaires | Linear Ambient | Direct Linear Ambient Luminaires | Standard | FALSE | [9 empty] | 4/20/2016 | Not Dimmable | Not Dimmable | No |  |  | 6952.6 | 83.36 | 83.4 | 3.87 | 0.99 | 4000 | 85
PD6YBTUY | Eaton (formerly Cooper Lighting) | Neoray | S123-DR-1-40-[All Ceiling Type]-0131-[All Circuiting]-U-ED-[All Emergency]-[All Options]-4-[All Colors] | Indoor Luminaires | Linear Ambient | Direct Linear Ambient Luminaires | Standard | FALSE | [9 empty] | 4/20/2016 | Not Dimmable | Not Dimmable | No |  |  | 7060.7 | 84.66 | 83.4 | 3.87 | 0.99 | 4000 | 85
PDECKCA6 | Eaton (formerly Cooper Lighting) | Neoray | S123-DR-1-40-[All Ceiling Type]-0143-[All Circuiting]-U-ED-[All Emergency]-[All Options]-1-[All Colors] | Indoor Luminaires | Linear Ambient | Direct Linear Ambient Luminaires | Standard | FALSE | [9 empty] | 4/20/2016 | Not Dimmable | Not Dimmable | No |  |  | 7589.5 | 86.34 | 87.9 | 7.99 | 0.9955 | 4000 | 85
P2N2QWET | Eaton (formerly Cooper Lighting) | Neoray | S123-DR-1-40-[All Ceiling Type]-0143-[All Circuiting]-U-ED-[All Emergency]-[All Options]-4-[All Colors] | Indoor Luminaires | Linear Ambient | Direct Linear Ambient Luminaires | Standard | FALSE | [9 empty] | 4/20/2016 | Not Dimmable | Not Dimmable | No |  |  | 7707.5 | 87.68 | 87.9 | 7.99 | 0.9955 | 4000 | 85
PT5WFGTN | Eaton (formerly Cooper Lighting) | Neoray | S123-DR-2-40-[All Ceiling Type]-0023-[All Circuiting]-1-ED-[All Emergency]-[All Options]-1-[All Colors] | Indoor Luminaires | Linear Ambient | Direct Linear Ambient Luminaires | Standard | FALSE | [9 empty] | 4/20/2016 | Not Dimmable | Not Dimmable | No |  |  | 1796.7 | 82.8 | 21.7 | 7.32 | 0.9941 | 4000 | 85
P4H29KES | Eaton (formerly Cooper Lighting) | Neoray | S123-DR-2-40-[All Ceiling Type]-0023-[All Circuiting]-1-ED-[All Emergency]-[All Options]-4-[All Colors] | Indoor Luminaires | Linear Ambient | Direct Linear Ambient Luminaires | Standard | FALSE | [9 empty] | 4/20/2016 | Not Dimmable | Not Dimmable | No |  |  | 1824.6 | 84.08 | 21.7 | 7.32 | 0.9941 | 4000 | 85
PMZ3KWRS | Eaton (formerly Cooper Lighting) | Neoray | S123-DR-2-40-[All Ceiling Type]-0035-[All Circuiting]-1-ED-[All Emergency]-[All Options]-1-[All Colors] | Indoor Luminaires | Linear Ambient | Direct Linear Ambient Luminaires | Standard | FALSE | [9 empty] | 4/20/2016 | Not Dimmable | Not Dimmable | No |  |  | 2734.1 | 82.85 | 33 | 8.13 | 0.9945 | 4000 | 85
PX4XYUGJ | Eaton (formerly Cooper Lighting) | Neoray | S123-DR-2-40-[All Ceiling Type]-0035-[All Circuiting]-1-ED-[All Emergency]-[All Options]-4-[All Colors] | Indoor Luminaires | Linear Ambient | Direct Linear Ambient Luminaires | Standard | FALSE | [9 empty] | 4/20/2016 | Not Dimmable | Not Dimmable | No |  |  | 2776.6 | 84.14 | 33 | 8.13 | 0.9945 | 4000 | 85
PZ13JMNV | Eaton (formerly Cooper Lighting) | Neoray | S123-DR-2-40-[All Ceiling Type]-0047-[All Circuiting]-U-ED-[All Emergency]-[All Options]-4-[All Colors] | Indoor Luminaires | Linear Ambient | Direct Linear Ambient Luminaires | Standard | FALSE | [9 empty] | 4/20/2016 | Not Dimmable | Not Dimmable | No |  |  | 3728.5 | 83.41 | 44.7 | 3.27 | 0.9917 | 4000 | 85
PAB5KBMK | Eaton (formerly Cooper Lighting) | Neoray | S123-DR-2-40-[All Ceiling Type]-0059-[All Circuiting]-1-ED-[All Emergency]-[All Options]-4-[All Colors] | Indoor Luminaires | Linear Ambient | Direct Linear Ambient Luminaires | Standard | FALSE | [9 empty] | 4/20/2016 | Not Dimmable | Not Dimmable | No |  |  | 4680.5 | 83.58 | 56 | 8.36 | 0.9922 | 4000 | 85
P6KM36PR | Eaton (formerly Cooper Lighting) | Neoray | S123-DR-2-40-[All Ceiling Type]-0071-[All Circuiting]-1-ED-[All Emergency]-[All Options]-4-[All Colors] | Indoor Luminaires | Linear Ambient | Direct Linear Ambient Luminaires | Standard | FALSE | [9 empty] | 4/20/2016 | Not Dimmable | Not Dimmable | No |  |  | 5632.5 | 83.69 | 67.3 | 8.1 | 0.9947 | 4000 | 85
PX8DAZB6 | Eaton (formerly Cooper Lighting) | Neoray | S123-DR-2-40-[All Ceiling Type]-0083-[All Circuiting]-U-ED-[All Emergency]-[All Options]-1-[All Colors] | Indoor Luminaires | Linear Ambient | Direct Linear Ambient Luminaires | Standard | FALSE | [9 empty] | 4/20/2016 | Not Dimmable | Not Dimmable | No |  |  | 6483.6 | 84.2 | 77 | 7.89 | 0.9949 | 4000 | 85
PB9TYKDD | Eaton (formerly Cooper Lighting) | Neoray | S123-DR-2-40-[All Ceiling Type]-0083-[All Circuiting]-U-ED-[All Emergency]-[All Options]-4-[All Colors] | Indoor Luminaires | Linear Ambient | Direct Linear Ambient Luminaires | Standard | FALSE | [9 empty] | 4/20/2016 | Not Dimmable | Not Dimmable | No |  |  | 6584.4 | 85.51 | 77 | 7.89 | 0.9949 | 4000 | 85
PT9Z836K | Eaton (formerly Cooper Lighting) | Neoray | S123-DR-2-40-[All Ceiling Type]-0095-[All Circuiting]-U-ED-[All Emergency]-[All Options]-1-[All Colors] | Indoor Luminaires | Linear Ambient | Direct Linear Ambient Luminaires | Standard | FALSE | [9 empty] | 4/20/2016 | Not Dimmable | Not Dimmable | No |  |  | 7421 | 83.85 | 88.5 | 5.44 | 0.9938 | 4000 | 85
PY7AUEG2 | Eaton (formerly Cooper Lighting) | Neoray | S123-DR-2-40-[All Ceiling Type]-0095-[All Circuiting]-U-ED-[All Emergency]-[All Options]-4-[All Colors] | Indoor Luminaires | Linear Ambient | Direct Linear Ambient Luminaires | Standard | FALSE | [9 empty] | 4/20/2016 | Not Dimmable | Not Dimmable | No |  |  | 7536.4 | 85.16 | 88.5 | 5.44 | 0.9938 | 4000 | 85
PUM6X34C | Eaton (formerly Cooper Lighting) | Neoray | S123-DR-2-40-[All Ceiling Type]-0107-[All Circuiting]-1-ED-[All Emergency]-[All Options]-1-[All Colors] | Indoor Luminaires | Linear Ambient | Direct Linear Ambient Luminaires | Standard | FALSE | [9 empty] | 4/20/2016 | Not Dimmable | Not Dimmable | No |  |  | 8358.4 | 83.67 | 99.9 | 7.97 | 0.9942 | 4000 | 85
P3YJXKZ9 | Eaton (formerly Cooper Lighting) | Neoray | S123-DR-2-40-[All Ceiling Type]-0107-[All Circuiting]-U-ED-[All Emergency]-[All Options]-4-[All Colors] | Indoor Luminaires | Linear Ambient | Direct Linear Ambient Luminaires | Standard | FALSE | [9 empty] | 4/20/2016 | Not Dimmable | Not Dimmable | No |  |  | 8488.4 | 84.97 | 99.9 | 7.97 | 0.9942 | 4000 | 85
PBNX1HFP | Eaton (formerly Cooper Lighting) | Neoray | S123-DR-2-40-[All Ceiling Type]-0119-[All Circuiting]-1-ED-[All Emergency]-[All Options]-1-[All Colors] | Indoor Luminaires | Linear Ambient | Direct Linear Ambient Luminaires | Standard | FALSE | [9 empty] | 4/20/2016 | Not Dimmable | Not Dimmable | No |  |  | 9295.8 | 83.22 | 111.7 | 8.23 | 0.9914 | 4000 | 85
PKW4DTE9 | Eaton (formerly Cooper Lighting) | Neoray | S123-DR-2-40-[All Ceiling Type]-0119-[All Circuiting]-U-ED-[All Emergency]-[All Options]-4-[All Colors] | Indoor Luminaires | Linear Ambient | Direct Linear Ambient Luminaires | Standard | FALSE | [9 empty] | 4/20/2016 | Not Dimmable | Not Dimmable | No |  |  | 9440.3 | 84.51 | 111.7 | 8.23 | 0.9914 | 4000 | 85
PADRV4ET | Eaton (formerly Cooper Lighting) | Neoray | S123-DR-2-40-[All Ceiling Type]-0131-[All Circuiting]-1-ED-[All Emergency]-[All Options]-1-[All Colors] | Indoor Luminaires | Linear Ambient | Direct Linear Ambient Luminaires | Standard | FALSE | [9 empty] | 4/20/2016 | Not Dimmable | Not Dimmable | No |  |  | 10233.2 | 83.26 | 122.9 | 8.11 | 0.9931 | 4000 | 85
PYXATJBZ | Eaton (formerly Cooper Lighting) | Neoray | S123-DR-2-40-[All Ceiling Type]-0131-[All Circuiting]-U-ED-[All Emergency]-[All Options]-4-[All Colors] | Indoor Luminaires | Linear Ambient | Direct Linear Ambient Luminaires | Standard | FALSE | [9 empty] | 4/20/2016 | Not Dimmable | Not Dimmable | No |  |  | 10392.3 | 84.56 | 122.9 | 8.11 | 0.9931 | 4000 | 85
PMQMSFMW | Eaton (formerly Cooper Lighting) | Neoray | S123-DR-2-40-[All Ceiling Type]-0143-[All Circuiting]-1-ED-[All Emergency]-[All Options]-1-[All Colors] | Indoor Luminaires | Linear Ambient | Direct Linear Ambient Luminaires | Standard | FALSE | [9 empty] | 4/20/2016 | Not Dimmable | Not Dimmable | No |  |  | 11170.6 | 84.31 | 132.5 | 7.9 | 0.9936 | 4000 | 85
PUN47ANH | Eaton (formerly Cooper Lighting) | Neoray | S123-DR-2-40-[All Ceiling Type]-0143-[All Circuiting]-U-ED-[All Emergency]-[All Options]-4-[All Colors] | Indoor Luminaires | Linear Ambient | Direct Linear Ambient Luminaires | Standard | FALSE | [9 empty] | 4/20/2016 | Not Dimmable | Not Dimmable | No |  |  | 11344.3 | 85.62 | 132.5 | 7.9 | 0.9936 | 4000 | 85
PZBUKZC2 | Eaton (formerly Cooper Lighting) | Neoray | S123-RDR-1-40-[All Ceiling Type]-0107-[All Circuiting]-1-ED-[All Emergency]-[All Options]-1-W | Indoor Luminaires | Linear Ambient | Direct Linear Ambient Luminaires | Standard | FALSE | [9 empty] | 4/20/2016 | Not Dimmable | Not Dimmable | No |  |  | 5552.4 | 83.24 | 66.7 | 4.2 | 0.992 | 4000 | 85
PV4CSVSP | Eaton (formerly Cooper Lighting) | Neoray | S123-RDR-1-40-[All Ceiling Type]-0143-[All Circuiting]-U-ED-[All Emergency]-[All Options]-1-W | Indoor Luminaires | Linear Ambient | Direct Linear Ambient Luminaires | Standard | FALSE | [9 empty] | 4/20/2016 | Not Dimmable | Not Dimmable | No |  |  | 7420.5 | 84.42 | 87.9 | 7.99 | 0.9955 | 4000 | 85
P1XH8EY9 | Eaton (formerly Cooper Lighting) | Neoray | S124-DR-1-35-[All Ceiling Type]-0047-[All Circuiting]-1-ED-[All Emergency]-[All Options]-4-[All Colors] | Indoor Luminaires | Linear Ambient | Direct Linear Ambient Luminaires | Standard | FALSE | [9 empty] | 4/20/2016 | Not Dimmable | Not Dimmable | No |  |  | 2442 | 82.5 | 29.6 | 8.27 | 0.9937 | 3500 | 85
PGTXM3NR | Eaton (formerly Cooper Lighting) | Neoray | S124-DR-1-35-[All Ceiling Type]-0107-[All Circuiting]-1-ED-[All Emergency]-[All Options]-1-[All Colors] | Indoor Luminaires | Linear Ambient | Direct Linear Ambient Luminaires | Standard | FALSE | [9 empty] | 4/20/2016 | Not Dimmable | Not Dimmable | No |  |  | 5513.9 | 82.67 | 66.7 | 4.2 | 0.992 | 3500 | 85
P1XY42J9 | Eaton (formerly Cooper Lighting) | Neoray | S124-DR-1-35-[All Ceiling Type]-0107-[All Circuiting]-1-ED-[All Emergency]-[All Options]-4-[All Colors] | Indoor Luminaires | Linear Ambient | Direct Linear Ambient Luminaires | Standard | FALSE | [9 empty] | 4/20/2016 | Not Dimmable | Not Dimmable | No |  |  | 5559.4 | 83.35 | 66.7 | 4.2 | 0.992 | 3500 | 85
PVRHU881 | Eaton (formerly Cooper Lighting) | Neoray | S124-DR-1-35-[All Ceiling Type]-0143-[All Circuiting]-U-ED-[All Emergency]-[All Options]-1-[All Colors] | Indoor Luminaires | Linear Ambient | Direct Linear Ambient Luminaires | Standard | FALSE | [9 empty] | 4/20/2016 | Not Dimmable | Not Dimmable | No |  |  | 7369.1 | 83.84 | 87.9 | 7.99 | 0.9955 | 3500 | 85
PWHAW5H4 | Eaton (formerly Cooper Lighting) | Neoray | S124-DR-1-35-[All Ceiling Type]-0143-[All Circuiting]-U-ED-[All Emergency]-[All Options]-4-[All Colors] | Indoor Luminaires | Linear Ambient | Direct Linear Ambient Luminaires | Standard | FALSE | [9 empty] | 4/20/2016 | Not Dimmable | Not Dimmable | No |  |  | 7429.9 | 84.53 | 87.9 | 7.99 | 0.9955 | 3500 | 85
P1V85YJT | Eaton (formerly Cooper Lighting) | Neoray | S124-DR-1-40-[All Ceiling Type]-0023-[All Circuiting]-1-ED-[All Emergency]-[All Options]-1-[All Colors] | Indoor Luminaires | Linear Ambient | Direct Linear Ambient Luminaires | Standard | FALSE | [9 empty] | 4/20/2016 | Not Dimmable | Not Dimmable | No |  |  | 1242.2 | 84.5 | 14.7 | 9.12 | 0.9867 | 4000 | 85
PU786ZK4 | Eaton (formerly Cooper Lighting) | Neoray | S124-DR-1-40-[All Ceiling Type]-0023-[All Circuiting]-1-ED-[All Emergency]-[All Options]-4-[All Colors] | Indoor Luminaires | Linear Ambient | Direct Linear Ambient Luminaires | Standard | FALSE | [9 empty] | 4/20/2016 | Not Dimmable | Not Dimmable | No |  |  | 1252.5 | 85.2 | 14.7 | 9.12 | 0.9867 | 4000 | 85
PFQX3GPF | Eaton (formerly Cooper Lighting) | Neoray | S124-DR-1-40-[All Ceiling Type]-0035-[All Circuiting]-1-ED-[All Emergency]-[All Options]-1-[All Colors] | Indoor Luminaires | Linear Ambient | Direct Linear Ambient Luminaires | Standard | FALSE | [9 empty] | 4/20/2016 | Not Dimmable | Not Dimmable | No |  |  | 1890.4 | 85.15 | 22.2 | 7.28 | 0.9943 | 4000 | 85
PFAPF1HV | Eaton (formerly Cooper Lighting) | Neoray | S124-DR-1-40-[All Ceiling Type]-0035-[All Circuiting]-1-ED-[All Emergency]-[All Options]-4-[All Colors] | Indoor Luminaires | Linear Ambient | Direct Linear Ambient Luminaires | Standard | FALSE | [9 empty] | 4/20/2016 | Not Dimmable | Not Dimmable | No |  |  | 1906 | 85.86 | 22.2 | 7.28 | 0.9943 | 4000 | 85
PJX18EXA | Eaton (formerly Cooper Lighting) | Neoray | S124-DR-1-40-[All Ceiling Type]-0047-[All Circuiting]-U-ED-[All Emergency]-[All Options]-1-[All Colors] | Indoor Luminaires | Linear Ambient | Direct Linear Ambient Luminaires | Standard | FALSE | [9 empty] | 4/20/2016 | Not Dimmable | Not Dimmable | No |  |  | 2538.5 | 85.76 | 29.6 | 8.27 | 0.9937 | 4000 | 85
PBZ8CARB | Eaton (formerly Cooper Lighting) | Neoray | S124-DR-1-40-[All Ceiling Type]-0047-[All Circuiting]-U-ED-[All Emergency]-[All Options]-4-[All Colors] | Indoor Luminaires | Linear Ambient | Direct Linear Ambient Luminaires | Standard | FALSE | [9 empty] | 4/20/2016 | Not Dimmable | Not Dimmable | No |  |  | 2559.4 | 86.47 | 29.6 | 8.27 | 0.9937 | 4000 | 85
PTJYHX7Q | Eaton (formerly Cooper Lighting) | Neoray | S124-DR-1-40-[All Ceiling Type]-0059-[All Circuiting]-U-ED-[All Emergency]-[All Options]-1-[All Colors] | Indoor Luminaires | Linear Ambient | Direct Linear Ambient Luminaires | Standard | FALSE | [9 empty] | 4/20/2016 | Not Dimmable | Not Dimmable | No |  |  | 3186.6 | 85.43 | 37.3 | 8.25 | 0.9945 | 4000 | 85
P4N3X4XU | Eaton (formerly Cooper Lighting) | Neoray | S124-DR-1-40-[All Ceiling Type]-0059-[All Circuiting]-U-ED-[All Emergency]-[All Options]-4-[All Colors] | Indoor Luminaires | Linear Ambient | Direct Linear Ambient Luminaires | Standard | FALSE | [9 empty] | 4/20/2016 | Not Dimmable | Not Dimmable | No |  |  | 3212.9 | 86.14 | 37.3 | 8.25 | 0.9945 | 4000 | 85
PVUZ8A7J | Eaton (formerly Cooper Lighting) | Neoray | S124-DR-1-40-[All Ceiling Type]-0071-[All Circuiting]-U-ED-[All Emergency]-[All Options]-1-[All Colors] | Indoor Luminaires | Linear Ambient | Direct Linear Ambient Luminaires | Standard | FALSE | [9 empty] | 4/20/2016 | Not Dimmable | Not Dimmable | No |  |  | 3834.7 | 84.65 | 45.3 | 3.28 | 0.9923 | 4000 | 85
PKG8VY4E | Eaton (formerly Cooper Lighting) | Neoray | S124-DR-1-40-[All Ceiling Type]-0071-[All Circuiting]-U-ED-[All Emergency]-[All Options]-4-[All Colors] | Indoor Luminaires | Linear Ambient | Direct Linear Ambient Luminaires | Standard | FALSE | [9 empty] | 4/20/2016 | Not Dimmable | Not Dimmable | No |  |  | 3866.4 | 85.35 | 45.3 | 3.28 | 0.9923 | 4000 | 85
PZZ1G7DX | Eaton (formerly Cooper Lighting) | Neoray | S124-DR-1-40-[All Ceiling Type]-0083-[All Circuiting]-1-ED-[All Emergency]-[All Options]-1-[All Colors] | Indoor Luminaires | Linear Ambient | Direct Linear Ambient Luminaires | Standard | FALSE | [9 empty] | 4/20/2016 | Not Dimmable | Not Dimmable | No |  |  | 4482.8 | 85.06 | 52.7 | 8.45 | 0.992 | 4000 | 85
P118CMFR | Eaton (formerly Cooper Lighting) | Neoray | S124-DR-1-40-[All Ceiling Type]-0083-[All Circuiting]-U-ED-[All Emergency]-[All Options]-4-[All Colors] | Indoor Luminaires | Linear Ambient | Direct Linear Ambient Luminaires | Standard | FALSE | [9 empty] | 4/20/2016 | Not Dimmable | Not Dimmable | No |  |  | 4519.8 | 85.76 | 52.7 | 8.45 | 0.992 | 4000 | 85
PJ8KK9RS | Eaton (formerly Cooper Lighting) | Neoray | S124-DR-1-40-[All Ceiling Type]-0095-[All Circuiting]-U-ED-[All Emergency]-[All Options]-1-[All Colors] | Indoor Luminaires | Linear Ambient | Direct Linear Ambient Luminaires | Standard | FALSE | [9 empty] | 4/20/2016 | Not Dimmable | Not Dimmable | No |  |  | 5131 | 85.23 | 60.2 | 8.25 | 0.9938 | 4000 | 85
PFJE9U2H | Eaton (formerly Cooper Lighting) | Neoray | S124-DR-1-40-[All Ceiling Type]-0095-[All Circuiting]-U-ED-[All Emergency]-[All Options]-4-[All Colors] | Indoor Luminaires | Linear Ambient | Direct Linear Ambient Luminaires | Standard | FALSE | [9 empty] | 4/20/2016 | Not Dimmable | Not Dimmable | No |  |  | 5173.3 | 85.94 | 60.2 | 8.25 | 0.9938 | 4000 | 85
PCZY9CKD | Eaton (formerly Cooper Lighting) | Neoray | S124-DR-1-40-[All Ceiling Type]-0107-[All Circuiting]-U-ED-[All Emergency]-[All Options]-1-[All Colors] | Indoor Luminaires | Linear Ambient | Direct Linear Ambient Luminaires | Standard | FALSE | [9 empty] | 4/20/2016 | Not Dimmable | Not Dimmable | No |  |  | 5779.1 | 86.64 | 66.7 | 4.2 | 0.992 | 4000 | 85
PYCR6T64 | Eaton (formerly Cooper Lighting) | Neoray | S124-DR-1-40-[All Ceiling Type]-0107-[All Circuiting]-U-ED-[All Emergency]-[All Options]-4-[All Colors] | Indoor Luminaires | Linear Ambient | Direct Linear Ambient Luminaires | Standard | FALSE | [9 empty] | 4/20/2016 | Not Dimmable | Not Dimmable | No |  |  | 5826.8 | 87.36 | 66.7 | 4.2 | 0.992 | 4000 | 85
P325Y24A | Eaton (formerly Cooper Lighting) | Neoray | S124-DR-1-40-[All Ceiling Type]-0119-[All Circuiting]-U-ED-[All Emergency]-[All Options]-1-[All Colors] | Indoor Luminaires | Linear Ambient | Direct Linear Ambient Luminaires | Standard | FALSE | [9 empty] | 4/20/2016 | Not Dimmable | Not Dimmable | No |  |  | 6427.2 | 85.02 | 75.6 | 5.77 | 0.9921 | 4000 | 85
PJXKYNXU | Eaton (formerly Cooper Lighting) | Neoray | S124-DR-1-40-[All Ceiling Type]-0119-[All Circuiting]-U-ED-[All Emergency]-[All Options]-4-[All Colors] | Indoor Luminaires | Linear Ambient | Direct Linear Ambient Luminaires | Standard | FALSE | [9 empty] | 4/20/2016 | Not Dimmable | Not Dimmable | No |  |  | 6480.3 | 85.72 | 75.6 | 5.77 | 0.9921 | 4000 | 85
PQWGPNQY | Eaton (formerly Cooper Lighting) | Neoray | S124-DR-1-40-[All Ceiling Type]-0131-[All Circuiting]-U-ED-[All Emergency]-[All Options]-1-[All Colors] | Indoor Luminaires | Linear Ambient | Direct Linear Ambient Luminaires | Standard | FALSE | [9 empty] | 4/20/2016 | Not Dimmable | Not Dimmable | No |  |  | 7075.3 | 84.84 | 83.4 | 3.87 | 0.99 | 4000 | 85
PBKDJ6MW | Eaton (formerly Cooper Lighting) | Neoray | S124-DR-1-40-[All Ceiling Type]-0131-[All Circuiting]-U-ED-[All Emergency]-[All Options]-4-[All Colors] | Indoor Luminaires | Linear Ambient | Direct Linear Ambient Luminaires | Standard | FALSE | [9 empty] | 4/20/2016 | Not Dimmable | Not Dimmable | No |  |  | 7133.7 | 85.54 | 83.4 | 3.87 | 0.99 | 4000 | 85
P65PRVXN | Eaton (formerly Cooper Lighting) | Neoray | S124-DR-1-40-[All Ceiling Type]-0143-[All Circuiting]-U-ED-[All Emergency]-[All Options]-1-[All Colors] | Indoor Luminaires | Linear Ambient | Direct Linear Ambient Luminaires | Standard | FALSE | [9 empty] | 4/20/2016 | Not Dimmable | Not Dimmable | No |  |  | 7723.4 | 87.87 | 87.9 | 7.99 | 0.9955 | 4000 | 85
PTJM38G4 | Eaton (formerly Cooper Lighting) | Neoray | S124-DR-1-40-[All Ceiling Type]-0143-[All Circuiting]-U-ED-[All Emergency]-[All Options]-4-[All Colors] | Indoor Luminaires | Linear Ambient | Direct Linear Ambient Luminaires | Standard | FALSE | [9 empty] | 4/20/2016 | Not Dimmable | Not Dimmable | No |  |  | 7787.2 | 88.59 | 87.9 | 7.99 | 0.9955 | 4000 | 85
PCNKZXVH | Eaton (formerly Cooper Lighting) | Neoray | S124-DR-2-35-[All Ceiling Type]-0023-[All Circuiting]-1-ED-[All Emergency]-[All Options]-1-[All Colors] | Indoor Luminaires | Linear Ambient | Direct Linear Ambient Luminaires | Standard | FALSE | [9 empty] | 4/20/2016 | Not Dimmable | Not Dimmable | No |  |  | 1842.4 | 84.9 | 21.7 | 7.32 | 0.9941 | 3500 | 85
PSHTFSF2 | Eaton (formerly Cooper Lighting) | Neoray | S124-DR-2-35-[All Ceiling Type]-0023-[All Circuiting]-1-ED-[All Emergency]-[All Options]-4-[All Colors] | Indoor Luminaires | Linear Ambient | Direct Linear Ambient Luminaires | Standard | FALSE | [9 empty] | 4/20/2016 | Not Dimmable | Not Dimmable | No |  |  | 1857.7 | 85.61 | 21.7 | 7.32 | 0.9941 | 3500 | 85
PR2Q6SQN | Eaton (formerly Cooper Lighting) | Neoray | S124-DR-2-35-[All Ceiling Type]-0035-[All Circuiting]-U-ED-[All Emergency]-[All Options]-1-[All Colors] | Indoor Luminaires | Linear Ambient | Direct Linear Ambient Luminaires | Standard | FALSE | [9 empty] | 4/20/2016 | Not Dimmable | Not Dimmable | No |  |  | 2803.7 | 84.96 | 33 | 8.13 | 0.9945 | 3500 | 85
P26H39F7 | Eaton (formerly Cooper Lighting) | Neoray | S124-DR-2-35-[All Ceiling Type]-0035-[All Circuiting]-U-ED-[All Emergency]-[All Options]-4-[All Colors] | Indoor Luminaires | Linear Ambient | Direct Linear Ambient Luminaires | Standard | FALSE | [9 empty] | 4/20/2016 | Not Dimmable | Not Dimmable | No |  |  | 2826.9 | 85.66 | 33 | 8.13 | 0.9945 | 3500 | 85
PM6WPG48 | Eaton (formerly Cooper Lighting) | Neoray | S124-DR-2-35-[All Ceiling Type]-0047-[All Circuiting]-U-ED-[All Emergency]-[All Options]-1-[All Colors] | Indoor Luminaires | Linear Ambient | Direct Linear Ambient Luminaires | Standard | FALSE | [9 empty] | 4/20/2016 | Not Dimmable | Not Dimmable | No |  |  | 3765 | 84.23 | 44.7 | 3.27 | 0.9917 | 3500 | 85
P74UH1NQ | Eaton (formerly Cooper Lighting) | Neoray | S124-DR-2-35-[All Ceiling Type]-0047-[All Circuiting]-U-ED-[All Emergency]-[All Options]-4-[All Colors] | Indoor Luminaires | Linear Ambient | Direct Linear Ambient Luminaires | Standard | FALSE | [9 empty] | 4/20/2016 | Not Dimmable | Not Dimmable | No |  |  | 3796.1 | 84.92 | 44.7 | 3.27 | 0.9917 | 3500 | 85
PX6JCSWB | Eaton (formerly Cooper Lighting) | Neoray | S124-DR-2-35-[All Ceiling Type]-0059-[All Circuiting]-1-ED-[All Emergency]-[All Options]-1-[All Colors] | Indoor Luminaires | Linear Ambient | Direct Linear Ambient Luminaires | Standard | FALSE | [9 empty] | 4/20/2016 | Not Dimmable | Not Dimmable | No |  |  | 4726.3 | 84.4 | 56 | 8.36 | 0.9922 | 3500 | 85
PT67R3RK | Eaton (formerly Cooper Lighting) | Neoray | S124-DR-2-35-[All Ceiling Type]-0059-[All Circuiting]-U-ED-[All Emergency]-[All Options]-4-[All Colors] | Indoor Luminaires | Linear Ambient | Direct Linear Ambient Luminaires | Standard | FALSE | [9 empty] | 4/20/2016 | Not Dimmable | Not Dimmable | No |  |  | 4765.3 | 85.09 | 56 | 8.36 | 0.9922 | 3500 | 85
PSC7XPME | Eaton (formerly Cooper Lighting) | Neoray | S124-DR-2-35-[All Ceiling Type]-0071-[All Circuiting]-U-ED-[All Emergency]-[All Options]-1-[All Colors] | Indoor Luminaires | Linear Ambient | Direct Linear Ambient Luminaires | Standard | FALSE | [9 empty] | 4/20/2016 | Not Dimmable | Not Dimmable | No |  |  | 5687.6 | 84.51 | 67.3 | 8.1 | 0.9947 | 3500 | 85
PN73JM3U | Eaton (formerly Cooper Lighting) | Neoray | S124-DR-2-35-[All Ceiling Type]-0071-[All Circuiting]-U-ED-[All Emergency]-[All Options]-4-[All Colors] | Indoor Luminaires | Linear Ambient | Direct Linear Ambient Luminaires | Standard | FALSE | [9 empty] | 4/20/2016 | Not Dimmable | Not Dimmable | No |  |  | 5734.5 | 85.21 | 67.3 | 8.1 | 0.9947 | 3500 | 85
P76X1B8E | Eaton (formerly Cooper Lighting) | Neoray | S124-DR-2-35-[All Ceiling Type]-0083-[All Circuiting]-U-ED-[All Emergency]-[All Options]-1-[All Colors] | Indoor Luminaires | Linear Ambient | Direct Linear Ambient Luminaires | Standard | FALSE | [9 empty] | 4/20/2016 | Not Dimmable | Not Dimmable | No |  |  | 6648.8 | 86.35 | 77 | 7.89 | 0.9949 | 3500 | 85
P98ZTV54 | Eaton (formerly Cooper Lighting) | Neoray | S124-DR-2-35-[All Ceiling Type]-0083-[All Circuiting]-U-ED-[All Emergency]-[All Options]-4-[All Colors] | Indoor Luminaires | Linear Ambient | Direct Linear Ambient Luminaires | Standard | FALSE | [9 empty] | 4/20/2016 | Not Dimmable | Not Dimmable | No |  |  | 6703.7 | 87.06 | 77 | 7.89 | 0.9949 | 3500 | 85
P9Y7QPXQ | Eaton (formerly Cooper Lighting) | Neoray | S124-DR-2-35-[All Ceiling Type]-0095-[All Circuiting]-U-ED-[All Emergency]-[All Options]-1-[All Colors] | Indoor Luminaires | Linear Ambient | Direct Linear Ambient Luminaires | Standard | FALSE | [9 empty] | 4/20/2016 | Not Dimmable | Not Dimmable | No |  |  | 7610.1 | 85.99 | 88.5 | 5.44 | 0.9938 | 3500 | 85
P2XWNBJJ | Eaton (formerly Cooper Lighting) | Neoray | S124-DR-2-35-[All Ceiling Type]-0095-[All Circuiting]-U-ED-[All Emergency]-[All Options]-4-[All Colors] | Indoor Luminaires | Linear Ambient | Direct Linear Ambient Luminaires | Standard | FALSE | [9 empty] | 4/20/2016 | Not Dimmable | Not Dimmable | No |  |  | 7672.9 | 86.7 | 88.5 | 5.44 | 0.9938 | 3500 | 85
P9S4F3SV | Eaton (formerly Cooper Lighting) | Neoray | S124-DR-2-35-[All Ceiling Type]-0107-[All Circuiting]-U-ED-[All Emergency]-[All Options]-1-[All Colors] | Indoor Luminaires | Linear Ambient | Direct Linear Ambient Luminaires | Standard | FALSE | [9 empty] | 4/20/2016 | Not Dimmable | Not Dimmable | No |  |  | 8571.4 | 85.8 | 99.9 | 7.97 | 0.9942 | 3500 | 85
PAJZ1TFT | Eaton (formerly Cooper Lighting) | Neoray | S124-DR-2-35-[All Ceiling Type]-0107-[All Circuiting]-U-ED-[All Emergency]-[All Options]-4-[All Colors] | Indoor Luminaires | Linear Ambient | Direct Linear Ambient Luminaires | Standard | FALSE | [9 empty] | 4/20/2016 | Not Dimmable | Not Dimmable | No |  |  | 8642.2 | 86.51 | 99.9 | 7.97 | 0.9942 | 3500 | 85
PDGD4RKP | Eaton (formerly Cooper Lighting) | Neoray | S124-DR-2-35-[All Ceiling Type]-0119-[All Circuiting]-U-ED-[All Emergency]-[All Options]-1-[All Colors] | Indoor Luminaires | Linear Ambient | Direct Linear Ambient Luminaires | Standard | FALSE | [9 empty] | 4/20/2016 | Not Dimmable | Not Dimmable | No |  |  | 9532.7 | 85.34 | 111.7 | 8.23 | 0.9914 | 3500 | 85
PH558FEF | Eaton (formerly Cooper Lighting) | Neoray | S124-DR-2-35-[All Ceiling Type]-0119-[All Circuiting]-U-ED-[All Emergency]-[All Options]-4-[All Colors] | Indoor Luminaires | Linear Ambient | Direct Linear Ambient Luminaires | Standard | FALSE | [9 empty] | 4/20/2016 | Not Dimmable | Not Dimmable | No |  |  | 9611.4 | 86.05 | 111.7 | 8.23 | 0.9914 | 3500 | 85
PJAP9Y59 | Eaton (formerly Cooper Lighting) | Neoray | S124-DR-2-35-[All Ceiling Type]-0131-[All Circuiting]-U-ED-[All Emergency]-[All Options]-1-[All Colors] | Indoor Luminaires | Linear Ambient | Direct Linear Ambient Luminaires | Standard | FALSE | [9 empty] | 4/20/2016 | Not Dimmable | Not Dimmable | No |  |  | 10493.9 | 85.39 | 122.9 | 8.11 | 0.9931 | 3500 | 85
PR6N3PJ8 | Eaton (formerly Cooper Lighting) | Neoray | S124-DR-2-35-[All Ceiling Type]-0131-[All Circuiting]-U-ED-[All Emergency]-[All Options]-4-[All Colors] | Indoor Luminaires | Linear Ambient | Direct Linear Ambient Luminaires | Standard | FALSE | [9 empty] | 4/20/2016 | Not Dimmable | Not Dimmable | No |  |  | 10580.6 | 86.09 | 122.9 | 8.11 | 0.9931 | 3500 | 85
PPGY5S6X | Eaton (formerly Cooper Lighting) | Neoray | S124-DR-2-35-[All Ceiling Type]-0143-[All Circuiting]-U-ED-[All Emergency]-[All Options]-1-[All Colors] | Indoor Luminaires | Linear Ambient | Direct Linear Ambient Luminaires | Standard | FALSE | [9 empty] | 4/20/2016 | Not Dimmable | Not Dimmable | No |  |  | 11455.2 | 86.45 | 132.5 | 7.9 | 0.9936 | 3500 | 85
PQSTW962 | Eaton (formerly Cooper Lighting) | Neoray | S124-DR-2-35-[All Ceiling Type]-0143-[All Circuiting]-U-ED-[All Emergency]-[All Options]-4-[All Colors] | Indoor Luminaires | Linear Ambient | Direct Linear Ambient Luminaires | Standard | FALSE | [9 empty] | 4/20/2016 | Not Dimmable | Not Dimmable | No |  |  | 11549.8 | 87.17 | 132.5 | 7.9 | 0.9936 | 3500 | 85
PW9GWNP2 | Eaton (formerly Cooper Lighting) | Neoray | S124-DR-2-40-[All Ceiling Type]-0023-[All Circuiting]-U-ED-[All Emergency]-[All Options]-1-[All Colors] | Indoor Luminaires | Linear Ambient | Direct Linear Ambient Luminaires | Standard | FALSE | [9 empty] | 4/20/2016 | Not Dimmable | Not Dimmable | No |  |  | 1931 | 88.99 | 21.7 | 7.32 | 0.9941 | 4000 | 85
PJM14MTY | Eaton (formerly Cooper Lighting) | Neoray | S124-DR-2-40-[All Ceiling Type]-0023-[All Circuiting]-U-ED-[All Emergency]-[All Options]-4-[All Colors] | Indoor Luminaires | Linear Ambient | Direct Linear Ambient Luminaires | Standard | FALSE | [9 empty] | 4/20/2016 | Not Dimmable | Not Dimmable | No |  |  | 1947 | 89.72 | 21.7 | 7.32 | 0.9941 | 4000 | 85
PK2ABBQ4 | Eaton (formerly Cooper Lighting) | Neoray | S124-DR-2-40-[All Ceiling Type]-0035-[All Circuiting]-U-ED-[All Emergency]-[All Options]-1-[All Colors] | Indoor Luminaires | Linear Ambient | Direct Linear Ambient Luminaires | Standard | FALSE | [9 empty] | 4/20/2016 | Not Dimmable | Not Dimmable | No |  |  | 2938.6 | 89.05 | 33 | 8.13 | 0.9945 | 4000 | 85
PXFCZHT4 | Eaton (formerly Cooper Lighting) | Neoray | S124-DR-2-40-[All Ceiling Type]-0035-[All Circuiting]-U-ED-[All Emergency]-[All Options]-4-[All Colors] | Indoor Luminaires | Linear Ambient | Direct Linear Ambient Luminaires | Standard | FALSE | [9 empty] | 4/20/2016 | Not Dimmable | Not Dimmable | No |  |  | 2962.8 | 89.78 | 33 | 8.13 | 0.9945 | 4000 | 85
PU5PZ8H4 | Eaton (formerly Cooper Lighting) | Neoray | S124-DR-2-40-[All Ceiling Type]-0047-[All Circuiting]-U-ED-[All Emergency]-[All Options]-1-[All Colors] | Indoor Luminaires | Linear Ambient | Direct Linear Ambient Luminaires | Standard | FALSE | [9 empty] | 4/20/2016 | Not Dimmable | Not Dimmable | No |  |  | 3946.1 | 88.28 | 44.7 | 3.27 | 0.9917 | 4000 | 85
P7EFB5FE | Eaton (formerly Cooper Lighting) | Neoray | S124-DR-2-40-[All Ceiling Type]-0047-[All Circuiting]-U-ED-[All Emergency]-[All Options]-4-[All Colors] | Indoor Luminaires | Linear Ambient | Direct Linear Ambient Luminaires | Standard | FALSE | [9 empty] | 4/20/2016 | Not Dimmable | Not Dimmable | No |  |  | 3978.6 | 89.01 | 44.7 | 3.27 | 0.9917 | 4000 | 85
P67BEP9D | Eaton (formerly Cooper Lighting) | Neoray | S124-DR-2-40-[All Ceiling Type]-0059-[All Circuiting]-U-ED-[All Emergency]-[All Options]-1-[All Colors] | Indoor Luminaires | Linear Ambient | Direct Linear Ambient Luminaires | Standard | FALSE | [9 empty] | 4/20/2016 | Not Dimmable | Not Dimmable | No |  |  | 4953.6 | 88.46 | 56 | 8.36 | 0.9922 | 4000 | 85
P1SU7S79 | Eaton (formerly Cooper Lighting) | Neoray | S124-DR-2-40-[All Ceiling Type]-0059-[All Circuiting]-U-ED-[All Emergency]-[All Options]-4-[All Colors] | Indoor Luminaires | Linear Ambient | Direct Linear Ambient Luminaires | Standard | FALSE | [9 empty] | 4/20/2016 | Not Dimmable | Not Dimmable | No |  |  | 4994.5 | 89.19 | 56 | 8.36 | 0.9922 | 4000 | 85
P3E7D681 | Eaton (formerly Cooper Lighting) | Neoray | S124-DR-2-40-[All Ceiling Type]-0071-[All Circuiting]-U-ED-[All Emergency]-[All Options]-1-[All Colors] | Indoor Luminaires | Linear Ambient | Direct Linear Ambient Luminaires | Standard | FALSE | [9 empty] | 4/20/2016 | Not Dimmable | Not Dimmable | No |  |  | 5961.1 | 88.58 | 67.3 | 8.1 | 0.9947 | 4000 | 85
PRNDNJ4P | Eaton (formerly Cooper Lighting) | Neoray | S124-DR-2-40-[All Ceiling Type]-0071-[All Circuiting]-U-ED-[All Emergency]-[All Options]-4-[All Colors] | Indoor Luminaires | Linear Ambient | Direct Linear Ambient Luminaires | Standard | FALSE | [9 empty] | 4/20/2016 | Not Dimmable | Not Dimmable | No |  |  | 6010.3 | 89.31 | 67.3 | 8.1 | 0.9947 | 4000 | 85
PW5AFHY2 | Eaton (formerly Cooper Lighting) | Neoray | S124-DR-2-40-[All Ceiling Type]-0083-[All Circuiting]-U-ED-[All Emergency]-[All Options]-1-[All Colors] | Indoor Luminaires | Linear Ambient | Direct Linear Ambient Luminaires | Standard | FALSE | [9 empty] | 4/20/2016 | Not Dimmable | Not Dimmable | No |  |  | 6968.6 | 90.5 | 77 | 7.89 | 0.9949 | 4000 | 85
PHBU5UZ3 | Eaton (formerly Cooper Lighting) | Neoray | S124-DR-2-40-[All Ceiling Type]-0083-[All Circuiting]-U-ED-[All Emergency]-[All Options]-4-[All Colors] | Indoor Luminaires | Linear Ambient | Direct Linear Ambient Luminaires | Standard | FALSE | [9 empty] | 4/20/2016 | Not Dimmable | Not Dimmable | No |  |  | 7026.1 | 91.25 | 77 | 7.89 | 0.9949 | 4000 | 85
PN42SK5D | Eaton (formerly Cooper Lighting) | Neoray | S124-DR-2-40-[All Ceiling Type]-0095-[All Circuiting]-U-ED-[All Emergency]-[All Options]-1-[All Colors] | Indoor Luminaires | Linear Ambient | Direct Linear Ambient Luminaires | Standard | FALSE | [9 empty] | 4/20/2016 | Not Dimmable | Not Dimmable | No |  |  | 7976.1 | 90.13 | 88.5 | 5.44 | 0.9938 | 4000 | 85
PAH79HQQ | Eaton (formerly Cooper Lighting) | Neoray | S124-DR-2-40-[All Ceiling Type]-0095-[All Circuiting]-U-ED-[All Emergency]-[All Options]-4-[All Colors] | Indoor Luminaires | Linear Ambient | Direct Linear Ambient Luminaires | Standard | FALSE | [9 empty] | 4/20/2016 | Not Dimmable | Not Dimmable | No |  |  | 8041.9 | 90.87 | 88.5 | 5.44 | 0.9938 | 4000 | 85
PU73DF1D | Eaton (formerly Cooper Lighting) | Neoray | S124-DR-2-40-[All Ceiling Type]-0107-[All Circuiting]-U-ED-[All Emergency]-[All Options]-1-[All Colors] | Indoor Luminaires | Linear Ambient | Direct Linear Ambient Luminaires | Standard | FALSE | [9 empty] | 4/20/2016 | Not Dimmable | Not Dimmable | No |  |  | 8983.6 | 89.93 | 99.9 | 7.97 | 0.9942 | 4000 | 85
PXU2HHGV | Eaton (formerly Cooper Lighting) | Neoray | S124-DR-2-40-[All Ceiling Type]-0107-[All Circuiting]-U-ED-[All Emergency]-[All Options]-4-[All Colors] | Indoor Luminaires | Linear Ambient | Direct Linear Ambient Luminaires | Standard | FALSE | [9 empty] | 4/20/2016 | Not Dimmable | Not Dimmable | No |  |  | 9057.8 | 90.67 | 99.9 | 7.97 | 0.9942 | 4000 | 85
PDPJMH7C | Eaton (formerly Cooper Lighting) | Neoray | S124-DR-2-40-[All Ceiling Type]-0119-[All Circuiting]-U-ED-[All Emergency]-[All Options]-1-[All Colors] | Indoor Luminaires | Linear Ambient | Direct Linear Ambient Luminaires | Standard | FALSE | [9 empty] | 4/20/2016 | Not Dimmable | Not Dimmable | No |  |  | 9991.1 | 89.45 | 111.7 | 8.23 | 0.9914 | 4000 | 85
PUN698JW | Eaton (formerly Cooper Lighting) | Neoray | S124-DR-2-40-[All Ceiling Type]-0119-[All Circuiting]-U-ED-[All Emergency]-[All Options]-4-[All Colors] | Indoor Luminaires | Linear Ambient | Direct Linear Ambient Luminaires | Standard | FALSE | [9 empty] | 4/20/2016 | Not Dimmable | Not Dimmable | No |  |  | 10073.6 | 90.18 | 111.7 | 8.23 | 0.9914 | 4000 | 85
PWCG9JMY | Eaton (formerly Cooper Lighting) | Neoray | S124-DR-2-40-[All Ceiling Type]-0131-[All Circuiting]-U-ED-[All Emergency]-[All Options]-1-[All Colors] | Indoor Luminaires | Linear Ambient | Direct Linear Ambient Luminaires | Standard | FALSE | [9 empty] | 4/20/2016 | Not Dimmable | Not Dimmable | No |  |  | 10998.6 | 89.49 | 122.9 | 8.11 | 0.9931 | 4000 | 85
PD21P8Z1 | Eaton (formerly Cooper Lighting) | Neoray | S124-DR-2-40-[All Ceiling Type]-0131-[All Circuiting]-U-ED-[All Emergency]-[All Options]-4-[All Colors] | Indoor Luminaires | Linear Ambient | Direct Linear Ambient Luminaires | Standard | FALSE | [9 empty] | 4/20/2016 | Not Dimmable | Not Dimmable | No |  |  | 11089.4 | 90.23 | 122.9 | 8.11 | 0.9931 | 4000 | 85
PJAHBXU7 | Eaton (formerly Cooper Lighting) | Neoray | S124-DR-2-40-[All Ceiling Type]-0143-[All Circuiting]-U-ED-[All Emergency]-[All Options]-1-[All Colors] | Indoor Luminaires | Linear Ambient | Direct Linear Ambient Luminaires | Standard | FALSE | [9 empty] | 4/20/2016 | Not Dimmable | Not Dimmable | No |  |  | 12006.1 | 90.61 | 132.5 | 7.9 | 0.9936 | 4000 | 85
P5YXATMA | Eaton (formerly Cooper Lighting) | Neoray | S124-DR-2-40-[All Ceiling Type]-0143-[All Circuiting]-U-ED-[All Emergency]-[All Options]-4-[All Colors] | Indoor Luminaires | Linear Ambient | Direct Linear Ambient Luminaires | Standard | FALSE | [9 empty] | 4/20/2016 | Not Dimmable | Not Dimmable | No |  |  | 12105.2 | 91.36 | 132.5 | 7.9 | 0.9936 | 4000 | 85
PV6EGSSA | Eaton (formerly Cooper Lighting) | Neoray | S124-RDR-1-30-[All Ceiling Type]-0107-[All Circuiting]-1-ED-[All Emergency]-[All Options]-1-W | Indoor Luminaires | Linear Ambient | Direct Linear Ambient Luminaires | Standard | FALSE | [9 empty] | 4/20/2016 | Not Dimmable | Not Dimmable | No |  |  | 5516 | 82.7 | 66.7 | 4.2 | 0.992 | 3000 | 85
PRUH9669 | Eaton (formerly Cooper Lighting) | Neoray | S124-RDR-1-30-[All Ceiling Type]-0143-[All Circuiting]-U-ED-[All Emergency]-[All Options]-1-W | Indoor Luminaires | Linear Ambient | Direct Linear Ambient Luminaires | Standard | FALSE | [9 empty] | 4/20/2016 | Not Dimmable | Not Dimmable | No |  |  | 7371.8 | 83.87 | 87.9 | 7.99 | 0.9955 | 3000 | 85
PXT8KGNK | Eaton (formerly Cooper Lighting) | Neoray | S124-RDR-1-35-[All Ceiling Type]-0023-[All Circuiting]-1-ED-[All Emergency]-[All Options]-1-W | Indoor Luminaires | Linear Ambient | Direct Linear Ambient Luminaires | Standard | FALSE | [9 empty] | 4/20/2016 | Not Dimmable | Not Dimmable | No |  |  | 1278.7 | 86.99 | 14.7 | 9.12 | 0.9867 | 3500 | 85
PNX7MZZ2 | Eaton (formerly Cooper Lighting) | Neoray | S124-RDR-1-35-[All Ceiling Type]-0035-[All Circuiting]-U-ED-[All Emergency]-[All Options]-1-W | Indoor Luminaires | Linear Ambient | Direct Linear Ambient Luminaires | Standard | FALSE | [9 empty] | 4/20/2016 | Not Dimmable | Not Dimmable | No |  |  | 1945.9 | 87.65 | 22.2 | 7.28 | 0.9943 | 3500 | 85
PQU919YU | Eaton (formerly Cooper Lighting) | Neoray | S124-RDR-1-35-[All Ceiling Type]-0047-[All Circuiting]-U-ED-[All Emergency]-[All Options]-1-W | Indoor Luminaires | Linear Ambient | Direct Linear Ambient Luminaires | Standard | FALSE | [9 empty] | 4/20/2016 | Not Dimmable | Not Dimmable | No |  |  | 2613 | 88.28 | 29.6 | 8.27 | 0.9937 | 3500 | 85
P5WFRHZ4 | Eaton (formerly Cooper Lighting) | Neoray | S124-RDR-1-35-[All Ceiling Type]-0059-[All Circuiting]-U-ED-[All Emergency]-[All Options]-1-W | Indoor Luminaires | Linear Ambient | Direct Linear Ambient Luminaires | Standard | FALSE | [9 empty] | 4/20/2016 | Not Dimmable | Not Dimmable | No |  |  | 3280.1 | 87.94 | 37.3 | 8.25 | 0.9945 | 3500 | 85
PR9C2Y8G | Eaton (formerly Cooper Lighting) | Neoray | S124-RDR-1-35-[All Ceiling Type]-0071-[All Circuiting]-U-ED-[All Emergency]-[All Options]-1-W | Indoor Luminaires | Linear Ambient | Direct Linear Ambient Luminaires | Standard | FALSE | [9 empty] | 4/20/2016 | Not Dimmable | Not Dimmable | No |  |  | 3947.3 | 87.14 | 45.3 | 3.28 | 0.9923 | 3500 | 85
PEZZK9ZG | Eaton (formerly Cooper Lighting) | Neoray | S124-RDR-1-35-[All Ceiling Type]-0083-[All Circuiting]-U-ED-[All Emergency]-[All Options]-1-W | Indoor Luminaires | Linear Ambient | Direct Linear Ambient Luminaires | Standard | FALSE | [9 empty] | 4/20/2016 | Not Dimmable | Not Dimmable | No |  |  | 4614.4 | 87.56 | 52.7 | 8.45 | 0.992 | 3500 | 85
PJH623HA | Eaton (formerly Cooper Lighting) | Neoray | S124-RDR-1-35-[All Ceiling Type]-0095-[All Circuiting]-U-ED-[All Emergency]-[All Options]-1-W | Indoor Luminaires | Linear Ambient | Direct Linear Ambient Luminaires | Standard | FALSE | [9 empty] | 4/20/2016 | Not Dimmable | Not Dimmable | No |  |  | 5281.6 | 87.73 | 60.2 | 8.25 | 0.9938 | 3500 | 85
PAJH6GQ2 | Eaton (formerly Cooper Lighting) | Neoray | S124-RDR-1-35-[All Ceiling Type]-0107-[All Circuiting]-U-ED-[All Emergency]-[All Options]-1-W | Indoor Luminaires | Linear Ambient | Direct Linear Ambient Luminaires | Standard | FALSE | [9 empty] | 4/20/2016 | Not Dimmable | Not Dimmable | No |  |  | 5948.7 | 89.19 | 66.7 | 4.2 | 0.992 | 3500 | 85
P6249XS6 | Eaton (formerly Cooper Lighting) | Neoray | S124-RDR-1-35-[All Ceiling Type]-0119-[All Circuiting]-U-ED-[All Emergency]-[All Options]-1-W | Indoor Luminaires | Linear Ambient | Direct Linear Ambient Luminaires | Standard | FALSE | [9 empty] | 4/20/2016 | Not Dimmable | Not Dimmable | No |  |  | 6615.9 | 87.51 | 75.6 | 5.77 | 0.9921 | 3500 | 85
PX4UB1VJ | Eaton (formerly Cooper Lighting) | Neoray | S124-RDR-1-35-[All Ceiling Type]-0131-[All Circuiting]-U-ED-[All Emergency]-[All Options]-1-W | Indoor Luminaires | Linear Ambient | Direct Linear Ambient Luminaires | Standard | FALSE | [9 empty] | 4/20/2016 | Not Dimmable | Not Dimmable | No |  |  | 7283 | 87.33 | 83.4 | 3.87 | 0.99 | 3500 | 85
P4JRA8MW | Eaton (formerly Cooper Lighting) | Neoray | S124-RDR-1-35-[All Ceiling Type]-0143-[All Circuiting]-U-ED-[All Emergency]-[All Options]-1-W | Indoor Luminaires | Linear Ambient | Direct Linear Ambient Luminaires | Standard | FALSE | [9 empty] | 4/20/2016 | Not Dimmable | Not Dimmable | No |  |  | 7950.2 | 90.45 | 87.9 | 7.99 | 0.9955 | 3500 | 85
PPKZQS3Q | Eaton (formerly Cooper Lighting) | Neoray | S124-RDR-1-40-[All Ceiling Type]-0023-[All Circuiting]-1-ED-[All Emergency]-[All Options]-1-W | Indoor Luminaires | Linear Ambient | Direct Linear Ambient Luminaires | Standard | FALSE | [9 empty] | 4/20/2016 | Not Dimmable | Not Dimmable | No |  |  | 1340.2 | 91.17 | 14.7 | 9.12 | 0.9867 | 4000 | 85
P145RTRH | Eaton (formerly Cooper Lighting) | Neoray | S124-RDR-1-40-[All Ceiling Type]-0035-[All Circuiting]-U-ED-[All Emergency]-[All Options]-1-W | Indoor Luminaires | Linear Ambient | Direct Linear Ambient Luminaires | Standard | FALSE | [9 empty] | 4/20/2016 | Not Dimmable | Not Dimmable | No |  |  | 2039.4 | 91.86 | 22.2 | 7.28 | 0.9943 | 4000 | 85
P86MMHMW | Eaton (formerly Cooper Lighting) | Neoray | S124-RDR-1-40-[All Ceiling Type]-0047-[All Circuiting]-U-ED-[All Emergency]-[All Options]-1-W | Indoor Luminaires | Linear Ambient | Direct Linear Ambient Luminaires | Standard | FALSE | [9 empty] | 4/20/2016 | Not Dimmable | Not Dimmable | No |  |  | 2738.7 | 92.52 | 29.6 | 8.27 | 0.9937 | 4000 | 85
PPM1BY1F | Eaton (formerly Cooper Lighting) | Neoray | S124-RDR-1-40-[All Ceiling Type]-0059-[All Circuiting]-U-ED-[All Emergency]-[All Options]-1-W | Indoor Luminaires | Linear Ambient | Direct Linear Ambient Luminaires | Standard | FALSE | [9 empty] | 4/20/2016 | Not Dimmable | Not Dimmable | No |  |  | 3437.9 | 92.17 | 37.3 | 8.25 | 0.9945 | 4000 | 85
P936HDFT | Eaton (formerly Cooper Lighting) | Neoray | S124-RDR-1-40-[All Ceiling Type]-0071-[All Circuiting]-U-ED-[All Emergency]-[All Options]-1-W | Indoor Luminaires | Linear Ambient | Direct Linear Ambient Luminaires | Standard | FALSE | [9 empty] | 4/20/2016 | Not Dimmable | Not Dimmable | No |  |  | 4137.1 | 91.33 | 45.3 | 3.28 | 0.9923 | 4000 | 85
PREUFZR6 | Eaton (formerly Cooper Lighting) | Neoray | S124-RDR-1-40-[All Ceiling Type]-0083-[All Circuiting]-U-ED-[All Emergency]-[All Options]-1-W | Indoor Luminaires | Linear Ambient | Direct Linear Ambient Luminaires | Standard | FALSE | [9 empty] | 4/20/2016 | Not Dimmable | Not Dimmable | No |  |  | 4836.3 | 91.77 | 52.7 | 8.45 | 0.992 | 4000 | 85
PAZVHDA6 | Eaton (formerly Cooper Lighting) | Neoray | S124-RDR-1-40-[All Ceiling Type]-0095-[All Circuiting]-U-ED-[All Emergency]-[All Options]-1-W | Indoor Luminaires | Linear Ambient | Direct Linear Ambient Luminaires | Standard | FALSE | [9 empty] | 4/20/2016 | Not Dimmable | Not Dimmable | No |  |  | 5535.6 | 91.95 | 60.2 | 8.25 | 0.9938 | 4000 | 85
PPDY1A9A | Eaton (formerly Cooper Lighting) | Neoray | S124-RDR-1-40-[All Ceiling Type]-0107-[All Circuiting]-U-ED-[All Emergency]-[All Options]-1-W | Indoor Luminaires | Linear Ambient | Direct Linear Ambient Luminaires | Standard | FALSE | [9 empty] | 4/20/2016 | Not Dimmable | Not Dimmable | No |  |  | 6234.8 | 93.48 | 66.7 | 4.2 | 0.992 | 4000 | 85
P98P3BH2 | Eaton (formerly Cooper Lighting) | Neoray | S124-RDR-1-40-[All Ceiling Type]-0119-[All Circuiting]-U-ED-[All Emergency]-[All Options]-1-W | Indoor Luminaires | Linear Ambient | Direct Linear Ambient Luminaires | Standard | FALSE | [9 empty] | 4/20/2016 | Not Dimmable | Not Dimmable | No |  |  | 6934 | 91.72 | 75.6 | 5.77 | 0.9921 | 4000 | 85
PA8GQJ1T | Eaton (formerly Cooper Lighting) | Neoray | S124-RDR-1-40-[All Ceiling Type]-0131-[All Circuiting]-U-ED-[All Emergency]-[All Options]-1-W | Indoor Luminaires | Linear Ambient | Direct Linear Ambient Luminaires | Standard | FALSE | [9 empty] | 4/20/2016 | Not Dimmable | Not Dimmable | No |  |  | 7633.3 | 91.53 | 83.4 | 3.87 | 0.99 | 4000 | 85
P22EU51N | Eaton (formerly Cooper Lighting) | Neoray | S124-RDR-1-40-[All Ceiling Type]-0143-[All Circuiting]-U-ED-[All Emergency]-[All Options]-1-W | Indoor Luminaires | Linear Ambient | Direct Linear Ambient Luminaires | Standard | FALSE | [9 empty] | 4/20/2016 | Not Dimmable | Not Dimmable | No |  |  | 8332.5 | 94.8 | 87.9 | 7.99 | 0.9955 | 4000 | 85
PWE3U1KW | Eaton (formerly Cooper Lighting) | Neoray | S124-RDR-2-30-[All Ceiling Type]-0023-[All Circuiting]-1-ED-[All Emergency]-[All Options]-1-W | Indoor Luminaires | Linear Ambient | Direct Linear Ambient Luminaires | Standard | FALSE | [9 empty] | 4/20/2016 | Not Dimmable | Not Dimmable | No |  |  | 1843.1 | 84.94 | 21.7 | 7.32 | 0.9941 | 3000 | 85
PYHTCGSR | Eaton (formerly Cooper Lighting) | Neoray | S124-RDR-2-30-[All Ceiling Type]-0035-[All Circuiting]-U-ED-[All Emergency]-[All Options]-1-W | Indoor Luminaires | Linear Ambient | Direct Linear Ambient Luminaires | Standard | FALSE | [9 empty] | 4/20/2016 | Not Dimmable | Not Dimmable | No |  |  | 2804.8 | 84.99 | 33 | 8.13 | 0.9945 | 3000 | 85
PFFNXGE9 | Eaton (formerly Cooper Lighting) | Neoray | S124-RDR-2-30-[All Ceiling Type]-0047-[All Circuiting]-U-ED-[All Emergency]-[All Options]-1-W | Indoor Luminaires | Linear Ambient | Direct Linear Ambient Luminaires | Standard | FALSE | [9 empty] | 4/20/2016 | Not Dimmable | Not Dimmable | No |  |  | 3766.4 | 84.26 | 44.7 | 3.27 | 0.9917 | 3000 | 85
P2P45KPW | Eaton (formerly Cooper Lighting) | Neoray | S124-RDR-2-30-[All Ceiling Type]-0059-[All Circuiting]-1-ED-[All Emergency]-[All Options]-1-W | Indoor Luminaires | Linear Ambient | Direct Linear Ambient Luminaires | Standard | FALSE | [9 empty] | 4/20/2016 | Not Dimmable | Not Dimmable | No |  |  | 4728 | 84.43 | 56 | 8.36 | 0.9922 | 3000 | 85
PMTFEJXP | Eaton (formerly Cooper Lighting) | Neoray | S124-RDR-2-30-[All Ceiling Type]-0071-[All Circuiting]-U-ED-[All Emergency]-[All Options]-1-W | Indoor Luminaires | Linear Ambient | Direct Linear Ambient Luminaires | Standard | FALSE | [9 empty] | 4/20/2016 | Not Dimmable | Not Dimmable | No |  |  | 5689.7 | 84.54 | 67.3 | 8.1 | 0.9947 | 3000 | 85
P3VJM8FM | Eaton (formerly Cooper Lighting) | Neoray | S124-RDR-2-30-[All Ceiling Type]-0083-[All Circuiting]-U-ED-[All Emergency]-[All Options]-1-W | Indoor Luminaires | Linear Ambient | Direct Linear Ambient Luminaires | Standard | FALSE | [9 empty] | 4/20/2016 | Not Dimmable | Not Dimmable | No |  |  | 6651.3 | 86.38 | 77 | 7.89 | 0.9949 | 3000 | 85
P1YMCHBV | Eaton (formerly Cooper Lighting) | Neoray | S124-RDR-2-30-[All Ceiling Type]-0095-[All Circuiting]-U-ED-[All Emergency]-[All Options]-1-W | Indoor Luminaires | Linear Ambient | Direct Linear Ambient Luminaires | Standard | FALSE | [9 empty] | 4/20/2016 | Not Dimmable | Not Dimmable | No |  |  | 7613 | 86.02 | 88.5 | 5.44 | 0.9938 | 3000 | 85
PW26XWP5 | Eaton (formerly Cooper Lighting) | Neoray | S124-RDR-2-30-[All Ceiling Type]-0107-[All Circuiting]-U-ED-[All Emergency]-[All Options]-1-W | Indoor Luminaires | Linear Ambient | Direct Linear Ambient Luminaires | Standard | FALSE | [9 empty] | 4/20/2016 | Not Dimmable | Not Dimmable | No |  |  | 8574.6 | 85.83 | 99.9 | 7.97 | 0.9942 | 3000 | 85
P29ZQ79N | Eaton (formerly Cooper Lighting) | Neoray | S124-RDR-2-30-[All Ceiling Type]-0119-[All Circuiting]-U-ED-[All Emergency]-[All Options]-1-W | Indoor Luminaires | Linear Ambient | Direct Linear Ambient Luminaires | Standard | FALSE | [9 empty] | 4/20/2016 | Not Dimmable | Not Dimmable | No |  |  | 9536.2 | 85.37 | 111.7 | 8.23 | 0.9914 | 3000 | 85
PZM885CN | Eaton (formerly Cooper Lighting) | Neoray | S124-RDR-2-30-[All Ceiling Type]-0131-[All Circuiting]-U-ED-[All Emergency]-[All Options]-1-W | Indoor Luminaires | Linear Ambient | Direct Linear Ambient Luminaires | Standard | FALSE | [9 empty] | 4/20/2016 | Not Dimmable | Not Dimmable | No |  |  | 10497.9 | 85.42 | 122.9 | 8.11 | 0.9931 | 3000 | 85
PWDMJ8XA | Eaton (formerly Cooper Lighting) | Neoray | S124-RDR-2-30-[All Ceiling Type]-0143-[All Circuiting]-U-ED-[All Emergency]-[All Options]-1-W | Indoor Luminaires | Linear Ambient | Direct Linear Ambient Luminaires | Standard | FALSE | [9 empty] | 4/20/2016 | Not Dimmable | Not Dimmable | No |  |  | 11459.5 | 86.49 | 132.5 | 7.9 | 0.9936 | 3000 | 85
PZS2BMA1 | Eaton (formerly Cooper Lighting) | Neoray | S124-RDR-2-35-[All Ceiling Type]-0023-[All Circuiting]-U-ED-[All Emergency]-[All Options]-1-W | Indoor Luminaires | Linear Ambient | Direct Linear Ambient Luminaires | Standard | FALSE | [9 empty] | 4/20/2016 | Not Dimmable | Not Dimmable | No |  |  | 1987.7 | 91.6 | 21.7 | 7.32 | 0.9941 | 3500 | 85
P1KSYJTB | Eaton (formerly Cooper Lighting) | Neoray | S124-RDR-2-35-[All Ceiling Type]-0035-[All Circuiting]-U-ED-[All Emergency]-[All Options]-1-W | Indoor Luminaires | Linear Ambient | Direct Linear Ambient Luminaires | Standard | FALSE | [9 empty] | 4/20/2016 | Not Dimmable | Not Dimmable | No |  |  | 3024.8 | 91.66 | 33 | 8.13 | 0.9945 | 3500 | 85
PVU6AF9B | Eaton (formerly Cooper Lighting) | Neoray | S124-RDR-2-35-[All Ceiling Type]-0047-[All Circuiting]-U-ED-[All Emergency]-[All Options]-1-W | Indoor Luminaires | Linear Ambient | Direct Linear Ambient Luminaires | Standard | FALSE | [9 empty] | 4/20/2016 | Not Dimmable | Not Dimmable | No |  |  | 4061.9 | 90.87 | 44.7 | 3.27 | 0.9917 | 3500 | 85
PMPEP8H9 | Eaton (formerly Cooper Lighting) | Neoray | S124-RDR-2-35-[All Ceiling Type]-0059-[All Circuiting]-U-ED-[All Emergency]-[All Options]-1-W | Indoor Luminaires | Linear Ambient | Direct Linear Ambient Luminaires | Standard | FALSE | [9 empty] | 4/20/2016 | Not Dimmable | Not Dimmable | No |  |  | 5099 | 91.05 | 56 | 8.36 | 0.9922 | 3500 | 85
PXUNX14B | Eaton (formerly Cooper Lighting) | Neoray | S124-RDR-2-35-[All Ceiling Type]-0071-[All Circuiting]-U-ED-[All Emergency]-[All Options]-1-W | Indoor Luminaires | Linear Ambient | Direct Linear Ambient Luminaires | Standard | FALSE | [9 empty] | 4/20/2016 | Not Dimmable | Not Dimmable | No |  |  | 6136.1 | 91.18 | 67.3 | 8.1 | 0.9947 | 3500 | 85
PT7NV9W8 | Eaton (formerly Cooper Lighting) | Neoray | S124-RDR-2-35-[All Ceiling Type]-0083-[All Circuiting]-U-ED-[All Emergency]-[All Options]-1-W | Indoor Luminaires | Linear Ambient | Direct Linear Ambient Luminaires | Standard | FALSE | [9 empty] | 4/20/2016 | Not Dimmable | Not Dimmable | No |  |  | 7173.2 | 93.16 | 77 | 7.89 | 0.9949 | 3500 | 85
PBRJVUKB | Eaton (formerly Cooper Lighting) | Neoray | S124-RDR-2-35-[All Ceiling Type]-0095-[All Circuiting]-U-ED-[All Emergency]-[All Options]-1-W | Indoor Luminaires | Linear Ambient | Direct Linear Ambient Luminaires | Standard | FALSE | [9 empty] | 4/20/2016 | Not Dimmable | Not Dimmable | No |  |  | 8210.2 | 92.77 | 88.5 | 5.44 | 0.9938 | 3500 | 85
PVRJ3Y9N | Eaton (formerly Cooper Lighting) | Neoray | S124-RDR-2-35-[All Ceiling Type]-0107-[All Circuiting]-U-ED-[All Emergency]-[All Options]-1-W | Indoor Luminaires | Linear Ambient | Direct Linear Ambient Luminaires | Standard | FALSE | [9 empty] | 4/20/2016 | Not Dimmable | Not Dimmable | No |  |  | 9247.3 | 92.57 | 99.9 | 7.97 | 0.9942 | 3500 | 85
PCXYP31C | Eaton (formerly Cooper Lighting) | Neoray | S124-RDR-2-35-[All Ceiling Type]-0119-[All Circuiting]-U-ED-[All Emergency]-[All Options]-1-W | Indoor Luminaires | Linear Ambient | Direct Linear Ambient Luminaires | Standard | FALSE | [9 empty] | 4/20/2016 | Not Dimmable | Not Dimmable | No |  |  | 10284.4 | 92.07 | 111.7 | 8.23 | 0.9914 | 3500 | 85
P1DAUZAC | Eaton (formerly Cooper Lighting) | Neoray | S124-RDR-2-35-[All Ceiling Type]-0131-[All Circuiting]-U-ED-[All Emergency]-[All Options]-1-W | Indoor Luminaires | Linear Ambient | Direct Linear Ambient Luminaires | Standard | FALSE | [9 empty] | 4/20/2016 | Not Dimmable | Not Dimmable | No |  |  | 11321.5 | 92.12 | 122.9 | 8.11 | 0.9931 | 3500 | 85
PXTQGNCK | Eaton (formerly Cooper Lighting) | Neoray | S124-RDR-2-35-[All Ceiling Type]-0143-[All Circuiting]-U-ED-[All Emergency]-[All Options]-1-W | Indoor Luminaires | Linear Ambient | Direct Linear Ambient Luminaires | Standard | FALSE | [9 empty] | 4/20/2016 | Not Dimmable | Not Dimmable | No |  |  | 12358.6 | 93.27 | 132.5 | 7.9 | 0.9936 | 3500 | 85
P853P78C | Eaton (formerly Cooper Lighting) | Neoray | S124-RDR-2-40-[All Ceiling Type]-0023-[All Circuiting]-U-ED-[All Emergency]-[All Options]-1-W | Indoor Luminaires | Linear Ambient | Direct Linear Ambient Luminaires | Standard | FALSE | [9 empty] | 4/20/2016 | Not Dimmable | Not Dimmable | No |  |  | 2083.3 | 96 | 21.7 | 7.32 | 0.9941 | 4000 | 85
PDD4B5YQ | Eaton (formerly Cooper Lighting) | Neoray | S124-RDR-2-40-[All Ceiling Type]-0035-[All Circuiting]-U-ED-[All Emergency]-[All Options]-1-W | Indoor Luminaires | Linear Ambient | Direct Linear Ambient Luminaires | Standard | FALSE | [9 empty] | 4/20/2016 | Not Dimmable | Not Dimmable | No |  |  | 3170.3 | 96.07 | 33 | 8.13 | 0.9945 | 4000 | 85
PKZGF55M | Eaton (formerly Cooper Lighting) | Neoray | S124-RDR-2-40-[All Ceiling Type]-0047-[All Circuiting]-U-ED-[All Emergency]-[All Options]-1-W | Indoor Luminaires | Linear Ambient | Direct Linear Ambient Luminaires | Standard | FALSE | [9 empty] | 4/20/2016 | Not Dimmable | Not Dimmable | No |  |  | 4257.2 | 95.24 | 44.7 | 3.27 | 0.9917 | 4000 | 85
PMJB5K97 | Eaton (formerly Cooper Lighting) | Neoray | S124-RDR-2-40-[All Ceiling Type]-0059-[All Circuiting]-U-ED-[All Emergency]-[All Options]-1-W | Indoor Luminaires | Linear Ambient | Direct Linear Ambient Luminaires | Standard | FALSE | [9 empty] | 4/20/2016 | Not Dimmable | Not Dimmable | No |  |  | 5344.2 | 95.43 | 56 | 8.36 | 0.9922 | 4000 | 85
P75WK6CE | Eaton (formerly Cooper Lighting) | Neoray | S124-RDR-2-40-[All Ceiling Type]-0071-[All Circuiting]-U-ED-[All Emergency]-[All Options]-1-W | Indoor Luminaires | Linear Ambient | Direct Linear Ambient Luminaires | Standard | FALSE | [9 empty] | 4/20/2016 | Not Dimmable | Not Dimmable | No |  |  | 6431.2 | 95.56 | 67.3 | 8.1 | 0.9947 | 4000 | 85
P25963AX | Eaton (formerly Cooper Lighting) | Neoray | S124-RDR-2-40-[All Ceiling Type]-0083-[All Circuiting]-U-ED-[All Emergency]-[All Options]-1-W | Indoor Luminaires | Linear Ambient | Direct Linear Ambient Luminaires | Standard | FALSE | [9 empty] | 4/20/2016 | Not Dimmable | Not Dimmable | No |  |  | 7518.1 | 97.64 | 77 | 7.89 | 0.9949 | 4000 | 85
PAGS5NXM | Eaton (formerly Cooper Lighting) | Neoray | S124-RDR-2-40-[All Ceiling Type]-0095-[All Circuiting]-U-ED-[All Emergency]-[All Options]-1-W | Indoor Luminaires | Linear Ambient | Direct Linear Ambient Luminaires | Standard | FALSE | [9 empty] | 4/20/2016 | Not Dimmable | Not Dimmable | No |  |  | 8605.1 | 97.23 | 88.5 | 5.44 | 0.9938 | 4000 | 85
P3GASH8X | Eaton (formerly Cooper Lighting) | Neoray | S124-RDR-2-40-[All Ceiling Type]-0107-[All Circuiting]-U-ED-[All Emergency]-[All Options]-1-W | Indoor Luminaires | Linear Ambient | Direct Linear Ambient Luminaires | Standard | FALSE | [9 empty] | 4/20/2016 | Not Dimmable | Not Dimmable | No |  |  | 9692 | 97.02 | 99.9 | 7.97 | 0.9942 | 4000 | 85
PW2UW9FF | Eaton (formerly Cooper Lighting) | Neoray | S124-RDR-2-40-[All Ceiling Type]-0119-[All Circuiting]-U-ED-[All Emergency]-[All Options]-1-W | Indoor Luminaires | Linear Ambient | Direct Linear Ambient Luminaires | Standard | FALSE | [9 empty] | 4/20/2016 | Not Dimmable | Not Dimmable | No |  |  | 10779 | 96.5 | 111.7 | 8.23 | 0.9914 | 4000 | 85
PJH28VJT | Eaton (formerly Cooper Lighting) | Neoray | S124-RDR-2-40-[All Ceiling Type]-0131-[All Circuiting]-U-ED-[All Emergency]-[All Options]-1-W | Indoor Luminaires | Linear Ambient | Direct Linear Ambient Luminaires | Standard | FALSE | [9 empty] | 4/20/2016 | Not Dimmable | Not Dimmable | No |  |  | 11865.9 | 96.55 | 122.9 | 8.11 | 0.9931 | 4000 | 85
P4HKC5ZK | Eaton (formerly Cooper Lighting) | Neoray | S124-RDR-2-40-[All Ceiling Type]-0143-[All Circuiting]-U-ED-[All Emergency]-[All Options]-1-W | Indoor Luminaires | Linear Ambient | Direct Linear Ambient Luminaires | Standard | FALSE | [9 empty] | 4/20/2016 | Not Dimmable | Not Dimmable | No |  |  | 12952.9 | 97.76 | 132.5 | 7.9 | 0.9936 | 4000 | 85
PBUA8MVD | Eaton (formerly Cooper Lighting) | Neoray | S125-DR-1-30-[All Ceiling Type]-0107-[All Circuiting]-1-ED-[All Emergency]-[All Options]-1-[All Colors] | Indoor Luminaires | Linear Ambient | Direct Linear Ambient Luminaires | Standard | FALSE | [9 empty] | 4/20/2016 | Not Dimmable | Not Dimmable | No |  |  | 5511.8 | 82.64 | 66.7 | 4.2 | 0.992 | 3000 | 85
PXV3XDTF | Eaton (formerly Cooper Lighting) | Neoray | S125-DR-1-30-[All Ceiling Type]-0143-[All Circuiting]-U-ED-[All Emergency]-[All Options]-1-[All Colors] | Indoor Luminaires | Linear Ambient | Direct Linear Ambient Luminaires | Standard | FALSE | [9 empty] | 4/20/2016 | Not Dimmable | Not Dimmable | No |  |  | 7366.2 | 83.8 | 87.9 | 7.99 | 0.9955 | 3000 | 85
PDQJ44R2 | Eaton (formerly Cooper Lighting) | Neoray | S125-DR-1-35-[All Ceiling Type]-0023-[All Circuiting]-1-ED-[All Emergency]-[All Options]-1-[All Colors] | Indoor Luminaires | Linear Ambient | Direct Linear Ambient Luminaires | Standard | FALSE | [9 empty] | 4/20/2016 | Not Dimmable | Not Dimmable | No |  |  | 1277.7 | 86.92 | 14.7 | 9.12 | 0.9867 | 3500 | 85
P8162P49 | Eaton (formerly Cooper Lighting) | Neoray | S125-DR-1-35-[All Ceiling Type]-0023-[All Circuiting]-1-ED-[All Emergency]-[All Options]-4-[All Colors] | Indoor Luminaires | Linear Ambient | Direct Linear Ambient Luminaires | Standard | FALSE | [9 empty] | 4/20/2016 | Not Dimmable | Not Dimmable | No |  |  | 1246.4 | 84.79 | 14.7 | 9.12 | 0.9867 | 3500 | 85
P8ZQPJMU | Eaton (formerly Cooper Lighting) | Neoray | S125-DR-1-35-[All Ceiling Type]-0035-[All Circuiting]-1-ED-[All Emergency]-[All Options]-4-[All Colors] | Indoor Luminaires | Linear Ambient | Direct Linear Ambient Luminaires | Standard | FALSE | [9 empty] | 4/20/2016 | Not Dimmable | Not Dimmable | No |  |  | 1896.7 | 85.44 | 22.2 | 7.28 | 0.9943 | 3500 | 85
PGUYYVBW | Eaton (formerly Cooper Lighting) | Neoray | S125-DR-1-35-[All Ceiling Type]-0035-[All Circuiting]-U-ED-[All Emergency]-[All Options]-1-[All Colors] | Indoor Luminaires | Linear Ambient | Direct Linear Ambient Luminaires | Standard | FALSE | [9 empty] | 4/20/2016 | Not Dimmable | Not Dimmable | No |  |  | 1944.4 | 87.59 | 22.2 | 7.28 | 0.9943 | 3500 | 85
PY8KR2NZ | Eaton (formerly Cooper Lighting) | Neoray | S125-DR-1-35-[All Ceiling Type]-0047-[All Circuiting]-U-ED-[All Emergency]-[All Options]-1-[All Colors] | Indoor Luminaires | Linear Ambient | Direct Linear Ambient Luminaires | Standard | FALSE | [9 empty] | 4/20/2016 | Not Dimmable | Not Dimmable | No |  |  | 2611 | 88.21 | 29.6 | 8.27 | 0.9937 | 3500 | 85
P4BJAHUD | Eaton (formerly Cooper Lighting) | Neoray | S125-DR-1-35-[All Ceiling Type]-0047-[All Circuiting]-U-ED-[All Emergency]-[All Options]-4-[All Colors] | Indoor Luminaires | Linear Ambient | Direct Linear Ambient Luminaires | Standard | FALSE | [9 empty] | 4/20/2016 | Not Dimmable | Not Dimmable | No |  |  | 2547 | 86.05 | 29.6 | 8.27 | 0.9937 | 3500 | 85
P4DF72EZ | Eaton (formerly Cooper Lighting) | Neoray | S125-DR-1-35-[All Ceiling Type]-0059-[All Circuiting]-U-ED-[All Emergency]-[All Options]-1-[All Colors] | Indoor Luminaires | Linear Ambient | Direct Linear Ambient Luminaires | Standard | FALSE | [9 empty] | 4/20/2016 | Not Dimmable | Not Dimmable | No |  |  | 3277.6 | 87.87 | 37.3 | 8.25 | 0.9945 | 3500 | 85
P5PJ5FW7 | Eaton (formerly Cooper Lighting) | Neoray | S125-DR-1-35-[All Ceiling Type]-0059-[All Circuiting]-U-ED-[All Emergency]-[All Options]-4-[All Colors] | Indoor Luminaires | Linear Ambient | Direct Linear Ambient Luminaires | Standard | FALSE | [9 empty] | 4/20/2016 | Not Dimmable | Not Dimmable | No |  |  | 3197.3 | 85.72 | 37.3 | 8.25 | 0.9945 | 3500 | 85
P6VEJQFK | Eaton (formerly Cooper Lighting) | Neoray | S125-DR-1-35-[All Ceiling Type]-0071-[All Circuiting]-U-ED-[All Emergency]-[All Options]-1-[All Colors] | Indoor Luminaires | Linear Ambient | Direct Linear Ambient Luminaires | Standard | FALSE | [9 empty] | 4/20/2016 | Not Dimmable | Not Dimmable | No |  |  | 3944.3 | 87.07 | 45.3 | 3.28 | 0.9923 | 3500 | 85
P2VMWRJE | Eaton (formerly Cooper Lighting) | Neoray | S125-DR-1-35-[All Ceiling Type]-0071-[All Circuiting]-U-ED-[All Emergency]-[All Options]-4-[All Colors] | Indoor Luminaires | Linear Ambient | Direct Linear Ambient Luminaires | Standard | FALSE | [9 empty] | 4/20/2016 | Not Dimmable | Not Dimmable | No |  |  | 3847.6 | 84.94 | 45.3 | 3.28 | 0.9923 | 3500 | 85
PYEPB3RP | Eaton (formerly Cooper Lighting) | Neoray | S125-DR-1-35-[All Ceiling Type]-0083-[All Circuiting]-U-ED-[All Emergency]-[All Options]-1-[All Colors] | Indoor Luminaires | Linear Ambient | Direct Linear Ambient Luminaires | Standard | FALSE | [9 empty] | 4/20/2016 | Not Dimmable | Not Dimmable | No |  |  | 4610.9 | 87.49 | 52.7 | 8.45 | 0.992 | 3500 | 85
PQT13763 | Eaton (formerly Cooper Lighting) | Neoray | S125-DR-1-35-[All Ceiling Type]-0083-[All Circuiting]-U-ED-[All Emergency]-[All Options]-4-[All Colors] | Indoor Luminaires | Linear Ambient | Direct Linear Ambient Luminaires | Standard | FALSE | [9 empty] | 4/20/2016 | Not Dimmable | Not Dimmable | No |  |  | 4497.9 | 85.35 | 52.7 | 8.45 | 0.992 | 3500 | 85
PVBWW137 | Eaton (formerly Cooper Lighting) | Neoray | S125-DR-1-35-[All Ceiling Type]-0095-[All Circuiting]-U-ED-[All Emergency]-[All Options]-1-[All Colors] | Indoor Luminaires | Linear Ambient | Direct Linear Ambient Luminaires | Standard | FALSE | [9 empty] | 4/20/2016 | Not Dimmable | Not Dimmable | No |  |  | 5277.6 | 87.67 | 60.2 | 8.25 | 0.9938 | 3500 | 85
PRD14N3B | Eaton (formerly Cooper Lighting) | Neoray | S125-DR-1-35-[All Ceiling Type]-0095-[All Circuiting]-U-ED-[All Emergency]-[All Options]-4-[All Colors] | Indoor Luminaires | Linear Ambient | Direct Linear Ambient Luminaires | Standard | FALSE | [9 empty] | 4/20/2016 | Not Dimmable | Not Dimmable | No |  |  | 5148.2 | 85.52 | 60.2 | 8.25 | 0.9938 | 3500 | 85
PU5MK5UF | Eaton (formerly Cooper Lighting) | Neoray | S125-DR-1-35-[All Ceiling Type]-0107-[All Circuiting]-U-ED-[All Emergency]-[All Options]-1-[All Colors] | Indoor Luminaires | Linear Ambient | Direct Linear Ambient Luminaires | Standard | FALSE | [9 empty] | 4/20/2016 | Not Dimmable | Not Dimmable | No |  |  | 5944.2 | 89.12 | 66.7 | 4.2 | 0.992 | 3500 | 85
PH63PFUR | Eaton (formerly Cooper Lighting) | Neoray | S125-DR-1-35-[All Ceiling Type]-0107-[All Circuiting]-U-ED-[All Emergency]-[All Options]-4-[All Colors] | Indoor Luminaires | Linear Ambient | Direct Linear Ambient Luminaires | Standard | FALSE | [9 empty] | 4/20/2016 | Not Dimmable | Not Dimmable | No |  |  | 5798.5 | 86.93 | 66.7 | 4.2 | 0.992 | 3500 | 85
PCQSTJTG | Eaton (formerly Cooper Lighting) | Neoray | S125-DR-1-35-[All Ceiling Type]-0119-[All Circuiting]-U-ED-[All Emergency]-[All Options]-1-[All Colors] | Indoor Luminaires | Linear Ambient | Direct Linear Ambient Luminaires | Standard | FALSE | [9 empty] | 4/20/2016 | Not Dimmable | Not Dimmable | No |  |  | 6610.8 | 87.44 | 75.6 | 5.77 | 0.9921 | 3500 | 85
PUZAZSGH | Eaton (formerly Cooper Lighting) | Neoray | S125-DR-1-35-[All Ceiling Type]-0119-[All Circuiting]-U-ED-[All Emergency]-[All Options]-4-[All Colors] | Indoor Luminaires | Linear Ambient | Direct Linear Ambient Luminaires | Standard | FALSE | [9 empty] | 4/20/2016 | Not Dimmable | Not Dimmable | No |  |  | 6448.8 | 85.3 | 75.6 | 5.77 | 0.9921 | 3500 | 85
PBXGQXM6 | Eaton (formerly Cooper Lighting) | Neoray | S125-DR-1-35-[All Ceiling Type]-0131-[All Circuiting]-U-ED-[All Emergency]-[All Options]-1-[All Colors] | Indoor Luminaires | Linear Ambient | Direct Linear Ambient Luminaires | Standard | FALSE | [9 empty] | 4/20/2016 | Not Dimmable | Not Dimmable | No |  |  | 7277.5 | 87.26 | 83.4 | 3.87 | 0.99 | 3500 | 85
PYPSBNWM | Eaton (formerly Cooper Lighting) | Neoray | S125-DR-1-35-[All Ceiling Type]-0131-[All Circuiting]-U-ED-[All Emergency]-[All Options]-4-[All Colors] | Indoor Luminaires | Linear Ambient | Direct Linear Ambient Luminaires | Standard | FALSE | [9 empty] | 4/20/2016 | Not Dimmable | Not Dimmable | No |  |  | 7099.1 | 85.12 | 83.4 | 3.87 | 0.99 | 3500 | 85
PF3HVJRP | Eaton (formerly Cooper Lighting) | Neoray | S125-DR-1-35-[All Ceiling Type]-0143-[All Circuiting]-U-ED-[All Emergency]-[All Options]-1-[All Colors] | Indoor Luminaires | Linear Ambient | Direct Linear Ambient Luminaires | Standard | FALSE | [9 empty] | 4/20/2016 | Not Dimmable | Not Dimmable | No |  |  | 7944.1 | 90.38 | 87.9 | 7.99 | 0.9955 | 3500 | 85
PYJMDK59 | Eaton (formerly Cooper Lighting) | Neoray | S125-DR-1-35-[All Ceiling Type]-0143-[All Circuiting]-U-ED-[All Emergency]-[All Options]-4-[All Colors] | Indoor Luminaires | Linear Ambient | Direct Linear Ambient Luminaires | Standard | FALSE | [9 empty] | 4/20/2016 | Not Dimmable | Not Dimmable | No |  |  | 7749.4 | 88.16 | 87.9 | 7.99 | 0.9955 | 3500 | 85
PEMVPM8G | Eaton (formerly Cooper Lighting) | Neoray | S125-DR-1-40-[All Ceiling Type]-0023-[All Circuiting]-1-ED-[All Emergency]-[All Options]-1-[All Colors] | Indoor Luminaires | Linear Ambient | Direct Linear Ambient Luminaires | Standard | FALSE | [9 empty] | 4/20/2016 | Not Dimmable | Not Dimmable | No |  |  | 1339.2 | 91.1 | 14.7 | 9.12 | 0.9867 | 4000 | 85
PHW8UHVP | Eaton (formerly Cooper Lighting) | Neoray | S125-DR-1-40-[All Ceiling Type]-0023-[All Circuiting]-1-ED-[All Emergency]-[All Options]-4-[All Colors] | Indoor Luminaires | Linear Ambient | Direct Linear Ambient Luminaires | Standard | FALSE | [9 empty] | 4/20/2016 | Not Dimmable | Not Dimmable | No |  |  | 1306.3 | 88.86 | 14.7 | 9.12 | 0.9867 | 4000 | 85
PB9R766P | Eaton (formerly Cooper Lighting) | Neoray | S125-DR-1-40-[All Ceiling Type]-0035-[All Circuiting]-U-ED-[All Emergency]-[All Options]-1-[All Colors] | Indoor Luminaires | Linear Ambient | Direct Linear Ambient Luminaires | Standard | FALSE | [9 empty] | 4/20/2016 | Not Dimmable | Not Dimmable | No |  |  | 2037.9 | 91.8 | 22.2 | 7.28 | 0.9943 | 4000 | 85
P73EH24N | Eaton (formerly Cooper Lighting) | Neoray | S125-DR-1-40-[All Ceiling Type]-0035-[All Circuiting]-U-ED-[All Emergency]-[All Options]-4-[All Colors] | Indoor Luminaires | Linear Ambient | Direct Linear Ambient Luminaires | Standard | FALSE | [9 empty] | 4/20/2016 | Not Dimmable | Not Dimmable | No |  |  | 1987.9 | 89.55 | 22.2 | 7.28 | 0.9943 | 4000 | 85
PN6MMR6T | Eaton (formerly Cooper Lighting) | Neoray | S125-DR-1-40-[All Ceiling Type]-0047-[All Circuiting]-U-ED-[All Emergency]-[All Options]-1-[All Colors] | Indoor Luminaires | Linear Ambient | Direct Linear Ambient Luminaires | Standard | FALSE | [9 empty] | 4/20/2016 | Not Dimmable | Not Dimmable | No |  |  | 2736.6 | 92.45 | 29.6 | 8.27 | 0.9937 | 4000 | 85
PC6XAXD7 | Eaton (formerly Cooper Lighting) | Neoray | S125-DR-1-40-[All Ceiling Type]-0047-[All Circuiting]-U-ED-[All Emergency]-[All Options]-4-[All Colors] | Indoor Luminaires | Linear Ambient | Direct Linear Ambient Luminaires | Standard | FALSE | [9 empty] | 4/20/2016 | Not Dimmable | Not Dimmable | No |  |  | 2669.5 | 90.19 | 29.6 | 8.27 | 0.9937 | 4000 | 85
PGJBA69X | Eaton (formerly Cooper Lighting) | Neoray | S125-DR-1-40-[All Ceiling Type]-0059-[All Circuiting]-U-ED-[All Emergency]-[All Options]-1-[All Colors] | Indoor Luminaires | Linear Ambient | Direct Linear Ambient Luminaires | Standard | FALSE | [9 empty] | 4/20/2016 | Not Dimmable | Not Dimmable | No |  |  | 3435.3 | 92.1 | 37.3 | 8.25 | 0.9945 | 4000 | 85
PJ5GP9WH | Eaton (formerly Cooper Lighting) | Neoray | S125-DR-1-40-[All Ceiling Type]-0059-[All Circuiting]-U-ED-[All Emergency]-[All Options]-4-[All Colors] | Indoor Luminaires | Linear Ambient | Direct Linear Ambient Luminaires | Standard | FALSE | [9 empty] | 4/20/2016 | Not Dimmable | Not Dimmable | No |  |  | 3351.1 | 89.84 | 37.3 | 8.25 | 0.9945 | 4000 | 85
PTRFVE56 | Eaton (formerly Cooper Lighting) | Neoray | S125-DR-1-40-[All Ceiling Type]-0071-[All Circuiting]-U-ED-[All Emergency]-[All Options]-1-[All Colors] | Indoor Luminaires | Linear Ambient | Direct Linear Ambient Luminaires | Standard | FALSE | [9 empty] | 4/20/2016 | Not Dimmable | Not Dimmable | No |  |  | 4134 | 91.26 | 45.3 | 3.28 | 0.9923 | 4000 | 85
P1WG2Y68 | Eaton (formerly Cooper Lighting) | Neoray | S125-DR-1-40-[All Ceiling Type]-0071-[All Circuiting]-U-ED-[All Emergency]-[All Options]-4-[All Colors] | Indoor Luminaires | Linear Ambient | Direct Linear Ambient Luminaires | Standard | FALSE | [9 empty] | 4/20/2016 | Not Dimmable | Not Dimmable | No |  |  | 4032.6 | 89.02 | 45.3 | 3.28 | 0.9923 | 4000 | 85
PD46J2SZ | Eaton (formerly Cooper Lighting) | Neoray | S125-DR-1-40-[All Ceiling Type]-0083-[All Circuiting]-U-ED-[All Emergency]-[All Options]-1-[All Colors] | Indoor Luminaires | Linear Ambient | Direct Linear Ambient Luminaires | Standard | FALSE | [9 empty] | 4/20/2016 | Not Dimmable | Not Dimmable | No |  |  | 4832.6 | 91.7 | 52.7 | 8.45 | 0.992 | 4000 | 85
PTDG54ZC | Eaton (formerly Cooper Lighting) | Neoray | S125-DR-1-40-[All Ceiling Type]-0083-[All Circuiting]-U-ED-[All Emergency]-[All Options]-4-[All Colors] | Indoor Luminaires | Linear Ambient | Direct Linear Ambient Luminaires | Standard | FALSE | [9 empty] | 4/20/2016 | Not Dimmable | Not Dimmable | No |  |  | 4714.2 | 89.45 | 52.7 | 8.45 | 0.992 | 4000 | 85
PAE7SKKU | Eaton (formerly Cooper Lighting) | Neoray | S125-DR-1-40-[All Ceiling Type]-0095-[All Circuiting]-U-ED-[All Emergency]-[All Options]-1-[All Colors] | Indoor Luminaires | Linear Ambient | Direct Linear Ambient Luminaires | Standard | FALSE | [9 empty] | 4/20/2016 | Not Dimmable | Not Dimmable | No |  |  | 5531.3 | 91.88 | 60.2 | 8.25 | 0.9938 | 4000 | 85
PRRQTJBS | Eaton (formerly Cooper Lighting) | Neoray | S125-DR-1-40-[All Ceiling Type]-0095-[All Circuiting]-U-ED-[All Emergency]-[All Options]-4-[All Colors] | Indoor Luminaires | Linear Ambient | Direct Linear Ambient Luminaires | Standard | FALSE | [9 empty] | 4/20/2016 | Not Dimmable | Not Dimmable | No |  |  | 5395.8 | 89.63 | 60.2 | 8.25 | 0.9938 | 4000 | 85
PX5JGDZF | Eaton (formerly Cooper Lighting) | Neoray | S125-DR-1-40-[All Ceiling Type]-0107-[All Circuiting]-U-ED-[All Emergency]-[All Options]-1-[All Colors] | Indoor Luminaires | Linear Ambient | Direct Linear Ambient Luminaires | Standard | FALSE | [9 empty] | 4/20/2016 | Not Dimmable | Not Dimmable | No |  |  | 6230 | 93.4 | 66.7 | 4.2 | 0.992 | 4000 | 85
PBKEHETA | Eaton (formerly Cooper Lighting) | Neoray | S125-DR-1-40-[All Ceiling Type]-0107-[All Circuiting]-U-ED-[All Emergency]-[All Options]-4-[All Colors] | Indoor Luminaires | Linear Ambient | Direct Linear Ambient Luminaires | Standard | FALSE | [9 empty] | 4/20/2016 | Not Dimmable | Not Dimmable | No |  |  | 6077.3 | 91.11 | 66.7 | 4.2 | 0.992 | 4000 | 85
PM91KE3Z | Eaton (formerly Cooper Lighting) | Neoray | S125-DR-1-40-[All Ceiling Type]-0119-[All Circuiting]-U-ED-[All Emergency]-[All Options]-1-[All Colors] | Indoor Luminaires | Linear Ambient | Direct Linear Ambient Luminaires | Standard | FALSE | [9 empty] | 4/20/2016 | Not Dimmable | Not Dimmable | No |  |  | 6928.7 | 91.65 | 75.6 | 5.77 | 0.9921 | 4000 | 85
PSJJPWPX | Eaton (formerly Cooper Lighting) | Neoray | S125-DR-1-40-[All Ceiling Type]-0119-[All Circuiting]-U-ED-[All Emergency]-[All Options]-4-[All Colors] | Indoor Luminaires | Linear Ambient | Direct Linear Ambient Luminaires | Standard | FALSE | [9 empty] | 4/20/2016 | Not Dimmable | Not Dimmable | No |  |  | 6758.9 | 89.4 | 75.6 | 5.77 | 0.9921 | 4000 | 85
PNS1SRH5 | Eaton (formerly Cooper Lighting) | Neoray | S125-DR-1-40-[All Ceiling Type]-0131-[All Circuiting]-U-ED-[All Emergency]-[All Options]-1-[All Colors] | Indoor Luminaires | Linear Ambient | Direct Linear Ambient Luminaires | Standard | FALSE | [9 empty] | 4/20/2016 | Not Dimmable | Not Dimmable | No |  |  | 7627.4 | 91.46 | 83.4 | 3.87 | 0.99 | 4000 | 85
PJ7Y1A79 | Eaton (formerly Cooper Lighting) | Neoray | S125-DR-1-40-[All Ceiling Type]-0131-[All Circuiting]-U-ED-[All Emergency]-[All Options]-4-[All Colors] | Indoor Luminaires | Linear Ambient | Direct Linear Ambient Luminaires | Standard | FALSE | [9 empty] | 4/20/2016 | Not Dimmable | Not Dimmable | No |  |  | 7440.5 | 89.21 | 83.4 | 3.87 | 0.99 | 4000 | 85
P43JE2UD | Eaton (formerly Cooper Lighting) | Neoray | S125-DR-1-40-[All Ceiling Type]-0143-[All Circuiting]-U-ED-[All Emergency]-[All Options]-1-[All Colors] | Indoor Luminaires | Linear Ambient | Direct Linear Ambient Luminaires | Standard | FALSE | [9 empty] | 4/20/2016 | Not Dimmable | Not Dimmable | No |  |  | 8326.1 | 94.72 | 87.9 | 7.99 | 0.9955 | 4000 | 85
PRZGDH2F | Eaton (formerly Cooper Lighting) | Neoray | S125-DR-1-40-[All Ceiling Type]-0143-[All Circuiting]-U-ED-[All Emergency]-[All Options]-4-[All Colors] | Indoor Luminaires | Linear Ambient | Direct Linear Ambient Luminaires | Standard | FALSE | [9 empty] | 4/20/2016 | Not Dimmable | Not Dimmable | No |  |  | 8122 | 92.4 | 87.9 | 7.99 | 0.9955 | 4000 | 85
PV93TMTY | Eaton (formerly Cooper Lighting) | Neoray | S125-DR-2-30-[All Ceiling Type]-0083-[All Circuiting]-1-ED-[All Emergency]-[All Options]-1-[All Colors] | Indoor Luminaires | Linear Ambient | Direct Linear Ambient Luminaires | Standard | FALSE | [9 empty] | 4/20/2016 | Not Dimmable | Not Dimmable | No |  |  | 6445.1 | 83.7 | 77 | 7.89 | 0.9949 | 3000 | 85
P4P1ZKEC | Eaton (formerly Cooper Lighting) | Neoray | S125-DR-2-30-[All Ceiling Type]-0095-[All Circuiting]-U-ED-[All Emergency]-[All Options]-1-[All Colors] | Indoor Luminaires | Linear Ambient | Direct Linear Ambient Luminaires | Standard | FALSE | [9 empty] | 4/20/2016 | Not Dimmable | Not Dimmable | No |  |  | 7377 | 83.36 | 88.5 | 5.44 | 0.9938 | 3000 | 85
PCBVE61X | Eaton (formerly Cooper Lighting) | Neoray | S125-DR-2-30-[All Ceiling Type]-0107-[All Circuiting]-1-ED-[All Emergency]-[All Options]-1-[All Colors] | Indoor Luminaires | Linear Ambient | Direct Linear Ambient Luminaires | Standard | FALSE | [9 empty] | 4/20/2016 | Not Dimmable | Not Dimmable | No |  |  | 8308.8 | 83.17 | 99.9 | 7.97 | 0.9942 | 3000 | 85
PSAH44U6 | Eaton (formerly Cooper Lighting) | Neoray | S125-DR-2-30-[All Ceiling Type]-0119-[All Circuiting]-1-ED-[All Emergency]-[All Options]-1-[All Colors] | Indoor Luminaires | Linear Ambient | Direct Linear Ambient Luminaires | Standard | FALSE | [9 empty] | 4/20/2016 | Not Dimmable | Not Dimmable | No |  |  | 9240.6 | 82.73 | 111.7 | 8.23 | 0.9914 | 3000 | 85
P2TPGRZY | Eaton (formerly Cooper Lighting) | Neoray | S125-DR-2-30-[All Ceiling Type]-0131-[All Circuiting]-1-ED-[All Emergency]-[All Options]-1-[All Colors] | Indoor Luminaires | Linear Ambient | Direct Linear Ambient Luminaires | Standard | FALSE | [9 empty] | 4/20/2016 | Not Dimmable | Not Dimmable | No |  |  | 10172.4 | 82.77 | 122.9 | 8.11 | 0.9931 | 3000 | 85
P75HYPMA | Eaton (formerly Cooper Lighting) | Neoray | S125-DR-2-30-[All Ceiling Type]-0143-[All Circuiting]-1-ED-[All Emergency]-[All Options]-1-[All Colors] | Indoor Luminaires | Linear Ambient | Direct Linear Ambient Luminaires | Standard | FALSE | [9 empty] | 4/20/2016 | Not Dimmable | Not Dimmable | No |  |  | 11104.3 | 83.81 | 132.5 | 7.9 | 0.9936 | 3000 | 85
PPURSQAP | Eaton (formerly Cooper Lighting) | Neoray | S125-DR-2-35-[All Ceiling Type]-0023-[All Circuiting]-1-ED-[All Emergency]-[All Options]-4-[All Colors] | Indoor Luminaires | Linear Ambient | Direct Linear Ambient Luminaires | Standard | FALSE | [9 empty] | 4/20/2016 | Not Dimmable | Not Dimmable | No |  |  | 1878.9 | 86.59 | 21.7 | 7.32 | 0.9941 | 3500 | 85
PXX9NBTD | Eaton (formerly Cooper Lighting) | Neoray | S125-DR-2-35-[All Ceiling Type]-0023-[All Circuiting]-U-ED-[All Emergency]-[All Options]-1-[All Colors] | Indoor Luminaires | Linear Ambient | Direct Linear Ambient Luminaires | Standard | FALSE | [9 empty] | 4/20/2016 | Not Dimmable | Not Dimmable | No |  |  | 1926.1 | 88.76 | 21.7 | 7.32 | 0.9941 | 3500 | 85
P9VYS92B | Eaton (formerly Cooper Lighting) | Neoray | S125-DR-2-35-[All Ceiling Type]-0035-[All Circuiting]-U-ED-[All Emergency]-[All Options]-1-[All Colors] | Indoor Luminaires | Linear Ambient | Direct Linear Ambient Luminaires | Standard | FALSE | [9 empty] | 4/20/2016 | Not Dimmable | Not Dimmable | No |  |  | 2931.1 | 88.82 | 33 | 8.13 | 0.9945 | 3500 | 85
P5NT4QQE | Eaton (formerly Cooper Lighting) | Neoray | S125-DR-2-35-[All Ceiling Type]-0035-[All Circuiting]-U-ED-[All Emergency]-[All Options]-4-[All Colors] | Indoor Luminaires | Linear Ambient | Direct Linear Ambient Luminaires | Standard | FALSE | [9 empty] | 4/20/2016 | Not Dimmable | Not Dimmable | No |  |  | 2859.2 | 86.64 | 33 | 8.13 | 0.9945 | 3500 | 85
PGMRTPXC | Eaton (formerly Cooper Lighting) | Neoray | S125-DR-2-35-[All Ceiling Type]-0047-[All Circuiting]-U-ED-[All Emergency]-[All Options]-1-[All Colors] | Indoor Luminaires | Linear Ambient | Direct Linear Ambient Luminaires | Standard | FALSE | [9 empty] | 4/20/2016 | Not Dimmable | Not Dimmable | No |  |  | 3936 | 88.05 | 44.7 | 3.27 | 0.9917 | 3500 | 85
PS2NQUTD | Eaton (formerly Cooper Lighting) | Neoray | S125-DR-2-35-[All Ceiling Type]-0047-[All Circuiting]-U-ED-[All Emergency]-[All Options]-4-[All Colors] | Indoor Luminaires | Linear Ambient | Direct Linear Ambient Luminaires | Standard | FALSE | [9 empty] | 4/20/2016 | Not Dimmable | Not Dimmable | No |  |  | 3839.5 | 85.89 | 44.7 | 3.27 | 0.9917 | 3500 | 85
P6Q4QGU8 | Eaton (formerly Cooper Lighting) | Neoray | S125-DR-2-35-[All Ceiling Type]-0059-[All Circuiting]-U-ED-[All Emergency]-[All Options]-1-[All Colors] | Indoor Luminaires | Linear Ambient | Direct Linear Ambient Luminaires | Standard | FALSE | [9 empty] | 4/20/2016 | Not Dimmable | Not Dimmable | No |  |  | 4940.9 | 88.23 | 56 | 8.36 | 0.9922 | 3500 | 85
PKUGQU9T | Eaton (formerly Cooper Lighting) | Neoray | S125-DR-2-35-[All Ceiling Type]-0059-[All Circuiting]-U-ED-[All Emergency]-[All Options]-4-[All Colors] | Indoor Luminaires | Linear Ambient | Direct Linear Ambient Luminaires | Standard | FALSE | [9 empty] | 4/20/2016 | Not Dimmable | Not Dimmable | No |  |  | 4819.8 | 86.07 | 56 | 8.36 | 0.9922 | 3500 | 85
PG8Y9WJR | Eaton (formerly Cooper Lighting) | Neoray | S125-DR-2-35-[All Ceiling Type]-0071-[All Circuiting]-U-ED-[All Emergency]-[All Options]-1-[All Colors] | Indoor Luminaires | Linear Ambient | Direct Linear Ambient Luminaires | Standard | FALSE | [9 empty] | 4/20/2016 | Not Dimmable | Not Dimmable | No |  |  | 5945.9 | 88.35 | 67.3 | 8.1 | 0.9947 | 3500 | 85
PKT5X5BT | Eaton (formerly Cooper Lighting) | Neoray | S125-DR-2-35-[All Ceiling Type]-0071-[All Circuiting]-U-ED-[All Emergency]-[All Options]-4-[All Colors] | Indoor Luminaires | Linear Ambient | Direct Linear Ambient Luminaires | Standard | FALSE | [9 empty] | 4/20/2016 | Not Dimmable | Not Dimmable | No |  |  | 5800.1 | 86.18 | 67.3 | 8.1 | 0.9947 | 3500 | 85
P3MBQJ79 | Eaton (formerly Cooper Lighting) | Neoray | S125-DR-2-35-[All Ceiling Type]-0083-[All Circuiting]-U-ED-[All Emergency]-[All Options]-1-[All Colors] | Indoor Luminaires | Linear Ambient | Direct Linear Ambient Luminaires | Standard | FALSE | [9 empty] | 4/20/2016 | Not Dimmable | Not Dimmable | No |  |  | 6950.8 | 90.27 | 77 | 7.89 | 0.9949 | 3500 | 85
P8YPH5G7 | Eaton (formerly Cooper Lighting) | Neoray | S125-DR-2-35-[All Ceiling Type]-0083-[All Circuiting]-U-ED-[All Emergency]-[All Options]-4-[All Colors] | Indoor Luminaires | Linear Ambient | Direct Linear Ambient Luminaires | Standard | FALSE | [9 empty] | 4/20/2016 | Not Dimmable | Not Dimmable | No |  |  | 6780.4 | 88.06 | 77 | 7.89 | 0.9949 | 3500 | 85
P3JC4YVJ | Eaton (formerly Cooper Lighting) | Neoray | S125-DR-2-35-[All Ceiling Type]-0095-[All Circuiting]-U-ED-[All Emergency]-[All Options]-1-[All Colors] | Indoor Luminaires | Linear Ambient | Direct Linear Ambient Luminaires | Standard | FALSE | [9 empty] | 4/20/2016 | Not Dimmable | Not Dimmable | No |  |  | 7955.7 | 89.89 | 88.5 | 5.44 | 0.9938 | 3500 | 85
P4ZR8HYV | Eaton (formerly Cooper Lighting) | Neoray | S125-DR-2-35-[All Ceiling Type]-0095-[All Circuiting]-U-ED-[All Emergency]-[All Options]-4-[All Colors] | Indoor Luminaires | Linear Ambient | Direct Linear Ambient Luminaires | Standard | FALSE | [9 empty] | 4/20/2016 | Not Dimmable | Not Dimmable | No |  |  | 7760.7 | 87.69 | 88.5 | 5.44 | 0.9938 | 3500 | 85
P692MTQS | Eaton (formerly Cooper Lighting) | Neoray | S125-DR-2-35-[All Ceiling Type]-0107-[All Circuiting]-U-ED-[All Emergency]-[All Options]-1-[All Colors] | Indoor Luminaires | Linear Ambient | Direct Linear Ambient Luminaires | Standard | FALSE | [9 empty] | 4/20/2016 | Not Dimmable | Not Dimmable | No |  |  | 8960.7 | 89.7 | 99.9 | 7.97 | 0.9942 | 3500 | 85
PHF9KBTJ | Eaton (formerly Cooper Lighting) | Neoray | S125-DR-2-35-[All Ceiling Type]-0107-[All Circuiting]-U-ED-[All Emergency]-[All Options]-4-[All Colors] | Indoor Luminaires | Linear Ambient | Direct Linear Ambient Luminaires | Standard | FALSE | [9 empty] | 4/20/2016 | Not Dimmable | Not Dimmable | No |  |  | 8741 | 87.5 | 99.9 | 7.97 | 0.9942 | 3500 | 85
PKJ11BUT | Eaton (formerly Cooper Lighting) | Neoray | S125-DR-2-35-[All Ceiling Type]-0119-[All Circuiting]-U-ED-[All Emergency]-[All Options]-1-[All Colors] | Indoor Luminaires | Linear Ambient | Direct Linear Ambient Luminaires | Standard | FALSE | [9 empty] | 4/20/2016 | Not Dimmable | Not Dimmable | No |  |  | 9965.6 | 89.22 | 111.7 | 8.23 | 0.9914 | 3500 | 85
PJ23GRH8 | Eaton (formerly Cooper Lighting) | Neoray | S125-DR-2-35-[All Ceiling Type]-0119-[All Circuiting]-U-ED-[All Emergency]-[All Options]-4-[All Colors] | Indoor Luminaires | Linear Ambient | Direct Linear Ambient Luminaires | Standard | FALSE | [9 empty] | 4/20/2016 | Not Dimmable | Not Dimmable | No |  |  | 9721.3 | 87.03 | 111.7 | 8.23 | 0.9914 | 3500 | 85
PXVSAJQB | Eaton (formerly Cooper Lighting) | Neoray | S125-DR-2-35-[All Ceiling Type]-0131-[All Circuiting]-U-ED-[All Emergency]-[All Options]-1-[All Colors] | Indoor Luminaires | Linear Ambient | Direct Linear Ambient Luminaires | Standard | FALSE | [9 empty] | 4/20/2016 | Not Dimmable | Not Dimmable | No |  |  | 10970.6 | 89.26 | 122.9 | 8.11 | 0.9931 | 3500 | 85
PYX6M2QV | Eaton (formerly Cooper Lighting) | Neoray | S125-DR-2-35-[All Ceiling Type]-0131-[All Circuiting]-U-ED-[All Emergency]-[All Options]-4-[All Colors] | Indoor Luminaires | Linear Ambient | Direct Linear Ambient Luminaires | Standard | FALSE | [9 empty] | 4/20/2016 | Not Dimmable | Not Dimmable | No |  |  | 10701.6 | 87.08 | 122.9 | 8.11 | 0.9931 | 3500 | 85
PCDUWBAU | Eaton (formerly Cooper Lighting) | Neoray | S125-DR-2-35-[All Ceiling Type]-0143-[All Circuiting]-U-ED-[All Emergency]-[All Options]-1-[All Colors] | Indoor Luminaires | Linear Ambient | Direct Linear Ambient Luminaires | Standard | FALSE | [9 empty] | 4/20/2016 | Not Dimmable | Not Dimmable | No |  |  | 11975.5 | 90.38 | 132.5 | 7.9 | 0.9936 | 3500 | 85
PQZGGDBX | Eaton (formerly Cooper Lighting) | Neoray | S125-DR-2-35-[All Ceiling Type]-0143-[All Circuiting]-U-ED-[All Emergency]-[All Options]-4-[All Colors] | Indoor Luminaires | Linear Ambient | Direct Linear Ambient Luminaires | Standard | FALSE | [9 empty] | 4/20/2016 | Not Dimmable | Not Dimmable | No |  |  | 11681.9 | 88.17 | 132.5 | 7.9 | 0.9936 | 3500 | 85
PG8EBGTV | Eaton (formerly Cooper Lighting) | Neoray | S125-DR-2-40-[All Ceiling Type]-0023-[All Circuiting]-U-ED-[All Emergency]-[All Options]-1-[All Colors] | Indoor Luminaires | Linear Ambient | Direct Linear Ambient Luminaires | Standard | FALSE | [9 empty] | 4/20/2016 | Not Dimmable | Not Dimmable | No |  |  | 2018.8 | 93.03 | 21.7 | 7.32 | 0.9941 | 4000 | 85
PVSK3CGW | Eaton (formerly Cooper Lighting) | Neoray | S125-DR-2-40-[All Ceiling Type]-0023-[All Circuiting]-U-ED-[All Emergency]-[All Options]-4-[All Colors] | Indoor Luminaires | Linear Ambient | Direct Linear Ambient Luminaires | Standard | FALSE | [9 empty] | 4/20/2016 | Not Dimmable | Not Dimmable | No |  |  | 1969.3 | 90.75 | 21.7 | 7.32 | 0.9941 | 4000 | 85
PX5PKD7F | Eaton (formerly Cooper Lighting) | Neoray | S125-DR-2-40-[All Ceiling Type]-0035-[All Circuiting]-U-ED-[All Emergency]-[All Options]-1-[All Colors] | Indoor Luminaires | Linear Ambient | Direct Linear Ambient Luminaires | Standard | FALSE | [9 empty] | 4/20/2016 | Not Dimmable | Not Dimmable | No |  |  | 3072 | 93.09 | 33 | 8.13 | 0.9945 | 4000 | 85
PYJWPGQG | Eaton (formerly Cooper Lighting) | Neoray | S125-DR-2-40-[All Ceiling Type]-0035-[All Circuiting]-U-ED-[All Emergency]-[All Options]-4-[All Colors] | Indoor Luminaires | Linear Ambient | Direct Linear Ambient Luminaires | Standard | FALSE | [9 empty] | 4/20/2016 | Not Dimmable | Not Dimmable | No |  |  | 2996.7 | 90.81 | 33 | 8.13 | 0.9945 | 4000 | 85
P5K4EPQS | Eaton (formerly Cooper Lighting) | Neoray | S125-DR-2-40-[All Ceiling Type]-0047-[All Circuiting]-U-ED-[All Emergency]-[All Options]-1-[All Colors] | Indoor Luminaires | Linear Ambient | Direct Linear Ambient Luminaires | Standard | FALSE | [9 empty] | 4/20/2016 | Not Dimmable | Not Dimmable | No |  |  | 4125.3 | 92.29 | 44.7 | 3.27 | 0.9917 | 4000 | 85
PY2JV69T | Eaton (formerly Cooper Lighting) | Neoray | S125-DR-2-40-[All Ceiling Type]-0047-[All Circuiting]-U-ED-[All Emergency]-[All Options]-4-[All Colors] | Indoor Luminaires | Linear Ambient | Direct Linear Ambient Luminaires | Standard | FALSE | [9 empty] | 4/20/2016 | Not Dimmable | Not Dimmable | No |  |  | 4024.2 | 90.03 | 44.7 | 3.27 | 0.9917 | 4000 | 85
PWH39382 | Eaton (formerly Cooper Lighting) | Neoray | S125-DR-2-40-[All Ceiling Type]-0059-[All Circuiting]-U-ED-[All Emergency]-[All Options]-1-[All Colors] | Indoor Luminaires | Linear Ambient | Direct Linear Ambient Luminaires | Standard | FALSE | [9 empty] | 4/20/2016 | Not Dimmable | Not Dimmable | No |  |  | 5178.5 | 92.47 | 56 | 8.36 | 0.9922 | 4000 | 85
P536ADRU | Eaton (formerly Cooper Lighting) | Neoray | S125-DR-2-40-[All Ceiling Type]-0059-[All Circuiting]-U-ED-[All Emergency]-[All Options]-4-[All Colors] | Indoor Luminaires | Linear Ambient | Direct Linear Ambient Luminaires | Standard | FALSE | [9 empty] | 4/20/2016 | Not Dimmable | Not Dimmable | No |  |  | 5051.6 | 90.21 | 56 | 8.36 | 0.9922 | 4000 | 85
PZTY9DNZ | Eaton (formerly Cooper Lighting) | Neoray | S125-DR-2-40-[All Ceiling Type]-0071-[All Circuiting]-U-ED-[All Emergency]-[All Options]-1-[All Colors] | Indoor Luminaires | Linear Ambient | Direct Linear Ambient Luminaires | Standard | FALSE | [9 empty] | 4/20/2016 | Not Dimmable | Not Dimmable | No |  |  | 6231.8 | 92.6 | 67.3 | 8.1 | 0.9947 | 4000 | 85
PGSYZ3E9 | Eaton (formerly Cooper Lighting) | Neoray | S125-DR-2-40-[All Ceiling Type]-0071-[All Circuiting]-U-ED-[All Emergency]-[All Options]-4-[All Colors] | Indoor Luminaires | Linear Ambient | Direct Linear Ambient Luminaires | Standard | FALSE | [9 empty] | 4/20/2016 | Not Dimmable | Not Dimmable | No |  |  | 6079.1 | 90.33 | 67.3 | 8.1 | 0.9947 | 4000 | 85
PCE1H7XB | Eaton (formerly Cooper Lighting) | Neoray | S125-DR-2-40-[All Ceiling Type]-0083-[All Circuiting]-U-ED-[All Emergency]-[All Options]-1-[All Colors] | Indoor Luminaires | Linear Ambient | Direct Linear Ambient Luminaires | Standard | FALSE | [9 empty] | 4/20/2016 | Not Dimmable | Not Dimmable | No |  |  | 7285.1 | 94.61 | 77 | 7.89 | 0.9949 | 4000 | 85
PA3QPSQA | Eaton (formerly Cooper Lighting) | Neoray | S125-DR-2-40-[All Ceiling Type]-0083-[All Circuiting]-U-ED-[All Emergency]-[All Options]-4-[All Colors] | Indoor Luminaires | Linear Ambient | Direct Linear Ambient Luminaires | Standard | FALSE | [9 empty] | 4/20/2016 | Not Dimmable | Not Dimmable | No |  |  | 7106.5 | 92.29 | 77 | 7.89 | 0.9949 | 4000 | 85
PS7EJ878 | Eaton (formerly Cooper Lighting) | Neoray | S125-DR-2-40-[All Ceiling Type]-0095-[All Circuiting]-U-ED-[All Emergency]-[All Options]-1-[All Colors] | Indoor Luminaires | Linear Ambient | Direct Linear Ambient Luminaires | Standard | FALSE | [9 empty] | 4/20/2016 | Not Dimmable | Not Dimmable | No |  |  | 8338.3 | 94.22 | 88.5 | 5.44 | 0.9938 | 4000 | 85
PHWV3W4P | Eaton (formerly Cooper Lighting) | Neoray | S125-DR-2-40-[All Ceiling Type]-0095-[All Circuiting]-U-ED-[All Emergency]-[All Options]-4-[All Colors] | Indoor Luminaires | Linear Ambient | Direct Linear Ambient Luminaires | Standard | FALSE | [9 empty] | 4/20/2016 | Not Dimmable | Not Dimmable | No |  |  | 8133.9 | 91.91 | 88.5 | 5.44 | 0.9938 | 4000 | 85
P2EJA433 | Eaton (formerly Cooper Lighting) | Neoray | S125-DR-2-40-[All Ceiling Type]-0107-[All Circuiting]-U-ED-[All Emergency]-[All Options]-1-[All Colors] | Indoor Luminaires | Linear Ambient | Direct Linear Ambient Luminaires | Standard | FALSE | [9 empty] | 4/20/2016 | Not Dimmable | Not Dimmable | No |  |  | 9391.6 | 94.01 | 99.9 | 7.97 | 0.9942 | 4000 | 85
PYF2F4SY | Eaton (formerly Cooper Lighting) | Neoray | S125-DR-2-40-[All Ceiling Type]-0107-[All Circuiting]-U-ED-[All Emergency]-[All Options]-4-[All Colors] | Indoor Luminaires | Linear Ambient | Direct Linear Ambient Luminaires | Standard | FALSE | [9 empty] | 4/20/2016 | Not Dimmable | Not Dimmable | No |  |  | 9161.4 | 91.71 | 99.9 | 7.97 | 0.9942 | 4000 | 85
PZHVW8ZZ | Eaton (formerly Cooper Lighting) | Neoray | S125-DR-2-40-[All Ceiling Type]-0119-[All Circuiting]-U-ED-[All Emergency]-[All Options]-1-[All Colors] | Indoor Luminaires | Linear Ambient | Direct Linear Ambient Luminaires | Standard | FALSE | [9 empty] | 4/20/2016 | Not Dimmable | Not Dimmable | No |  |  | 10444.9 | 93.51 | 111.7 | 8.23 | 0.9914 | 4000 | 85
PUUR5GA5 | Eaton (formerly Cooper Lighting) | Neoray | S125-DR-2-40-[All Ceiling Type]-0119-[All Circuiting]-U-ED-[All Emergency]-[All Options]-4-[All Colors] | Indoor Luminaires | Linear Ambient | Direct Linear Ambient Luminaires | Standard | FALSE | [9 empty] | 4/20/2016 | Not Dimmable | Not Dimmable | No |  |  | 10188.8 | 91.22 | 111.7 | 8.23 | 0.9914 | 4000 | 85
PTEQM3XH | Eaton (formerly Cooper Lighting) | Neoray | S125-DR-2-40-[All Ceiling Type]-0131-[All Circuiting]-U-ED-[All Emergency]-[All Options]-1-[All Colors] | Indoor Luminaires | Linear Ambient | Direct Linear Ambient Luminaires | Standard | FALSE | [9 empty] | 4/20/2016 | Not Dimmable | Not Dimmable | No |  |  | 11498.1 | 93.56 | 122.9 | 8.11 | 0.9931 | 4000 | 85
PYEPYXH4 | Eaton (formerly Cooper Lighting) | Neoray | S125-DR-2-40-[All Ceiling Type]-0131-[All Circuiting]-U-ED-[All Emergency]-[All Options]-4-[All Colors] | Indoor Luminaires | Linear Ambient | Direct Linear Ambient Luminaires | Standard | FALSE | [9 empty] | 4/20/2016 | Not Dimmable | Not Dimmable | No |  |  | 11216.3 | 91.26 | 122.9 | 8.11 | 0.9931 | 4000 | 85
P2NCDQKT | Eaton (formerly Cooper Lighting) | Neoray | S125-DR-2-40-[All Ceiling Type]-0143-[All Circuiting]-U-ED-[All Emergency]-[All Options]-1-[All Colors] | Indoor Luminaires | Linear Ambient | Direct Linear Ambient Luminaires | Standard | FALSE | [9 empty] | 4/20/2016 | Not Dimmable | Not Dimmable | No |  |  | 12551.4 | 94.73 | 132.5 | 7.9 | 0.9936 | 4000 | 85
PN9FYEYH | Eaton (formerly Cooper Lighting) | Neoray | S125-DR-2-40-[All Ceiling Type]-0143-[All Circuiting]-U-ED-[All Emergency]-[All Options]-4-[All Colors] | Indoor Luminaires | Linear Ambient | Direct Linear Ambient Luminaires | Standard | FALSE | [9 empty] | 4/20/2016 | Not Dimmable | Not Dimmable | No |  |  | 12243.7 | 92.41 | 132.5 | 7.9 | 0.9936 | 4000 | 85
PV4FW37F | Eaton (formerly Cooper Lighting) | Neoray | S125-RDR-1-35-[All Ceiling Type]-0023-[All Circuiting]-1-ED-[All Emergency]-[All Options]-1-W | Indoor Luminaires | Linear Ambient | Direct Linear Ambient Luminaires | Standard | FALSE | [9 empty] | 4/20/2016 | Not Dimmable | Not Dimmable | No |  |  | 1228.3 | 83.56 | 14.7 | 9.12 | 0.9867 | 3500 | 85
PAM5A5QB | Eaton (formerly Cooper Lighting) | Neoray | S125-RDR-1-35-[All Ceiling Type]-0035-[All Circuiting]-1-ED-[All Emergency]-[All Options]-1-W | Indoor Luminaires | Linear Ambient | Direct Linear Ambient Luminaires | Standard | FALSE | [9 empty] | 4/20/2016 | Not Dimmable | Not Dimmable | No |  |  | 1869.1 | 84.19 | 22.2 | 7.28 | 0.9943 | 3500 | 85
PCG8KR63 | Eaton (formerly Cooper Lighting) | Neoray | S125-RDR-1-35-[All Ceiling Type]-0047-[All Circuiting]-1-ED-[All Emergency]-[All Options]-1-W | Indoor Luminaires | Linear Ambient | Direct Linear Ambient Luminaires | Standard | FALSE | [9 empty] | 4/20/2016 | Not Dimmable | Not Dimmable | No |  |  | 2510 | 84.8 | 29.6 | 8.27 | 0.9937 | 3500 | 85
PGP121ME | Eaton (formerly Cooper Lighting) | Neoray | S125-RDR-1-35-[All Ceiling Type]-0059-[All Circuiting]-U-ED-[All Emergency]-[All Options]-1-W | Indoor Luminaires | Linear Ambient | Direct Linear Ambient Luminaires | Standard | FALSE | [9 empty] | 4/20/2016 | Not Dimmable | Not Dimmable | No |  |  | 3150.9 | 84.47 | 37.3 | 8.25 | 0.9945 | 3500 | 85
PFHXY8AC | Eaton (formerly Cooper Lighting) | Neoray | S125-RDR-1-35-[All Ceiling Type]-0071-[All Circuiting]-U-ED-[All Emergency]-[All Options]-1-W | Indoor Luminaires | Linear Ambient | Direct Linear Ambient Luminaires | Standard | FALSE | [9 empty] | 4/20/2016 | Not Dimmable | Not Dimmable | No |  |  | 3791.7 | 83.7 | 45.3 | 3.28 | 0.9923 | 3500 | 85
PMHB5KY2 | Eaton (formerly Cooper Lighting) | Neoray | S125-RDR-1-35-[All Ceiling Type]-0083-[All Circuiting]-1-ED-[All Emergency]-[All Options]-1-W | Indoor Luminaires | Linear Ambient | Direct Linear Ambient Luminaires | Standard | FALSE | [9 empty] | 4/20/2016 | Not Dimmable | Not Dimmable | No |  |  | 4432.6 | 84.11 | 52.7 | 8.45 | 0.992 | 3500 | 85
PAGDV5SK | Eaton (formerly Cooper Lighting) | Neoray | S125-RDR-1-35-[All Ceiling Type]-0095-[All Circuiting]-1-ED-[All Emergency]-[All Options]-1-W | Indoor Luminaires | Linear Ambient | Direct Linear Ambient Luminaires | Standard | FALSE | [9 empty] | 4/20/2016 | Not Dimmable | Not Dimmable | No |  |  | 5073.4 | 84.28 | 60.2 | 8.25 | 0.9938 | 3500 | 85
P3HPY3QP | Eaton (formerly Cooper Lighting) | Neoray | S125-RDR-1-35-[All Ceiling Type]-0107-[All Circuiting]-U-ED-[All Emergency]-[All Options]-1-W | Indoor Luminaires | Linear Ambient | Direct Linear Ambient Luminaires | Standard | FALSE | [9 empty] | 4/20/2016 | Not Dimmable | Not Dimmable | No |  |  | 5714.3 | 85.67 | 66.7 | 4.2 | 0.992 | 3500 | 85
PQQ4BWA5 | Eaton (formerly Cooper Lighting) | Neoray | S125-RDR-1-35-[All Ceiling Type]-0119-[All Circuiting]-U-ED-[All Emergency]-[All Options]-1-W | Indoor Luminaires | Linear Ambient | Direct Linear Ambient Luminaires | Standard | FALSE | [9 empty] | 4/20/2016 | Not Dimmable | Not Dimmable | No |  |  | 6355.1 | 84.06 | 75.6 | 5.77 | 0.9921 | 3500 | 85
PCHN6Q81 | Eaton (formerly Cooper Lighting) | Neoray | S125-RDR-1-35-[All Ceiling Type]-0131-[All Circuiting]-U-ED-[All Emergency]-[All Options]-1-W | Indoor Luminaires | Linear Ambient | Direct Linear Ambient Luminaires | Standard | FALSE | [9 empty] | 4/20/2016 | Not Dimmable | Not Dimmable | No |  |  | 6996 | 83.88 | 83.4 | 3.87 | 0.99 | 3500 | 85
P86RFHBF | Eaton (formerly Cooper Lighting) | Neoray | S125-RDR-1-35-[All Ceiling Type]-0143-[All Circuiting]-U-ED-[All Emergency]-[All Options]-1-W | Indoor Luminaires | Linear Ambient | Direct Linear Ambient Luminaires | Standard | FALSE | [9 empty] | 4/20/2016 | Not Dimmable | Not Dimmable | No |  |  | 7636.8 | 86.88 | 87.9 | 7.99 | 0.9955 | 3500 | 85
PGXG645N | Eaton (formerly Cooper Lighting) | Neoray | S125-RDR-1-40-[All Ceiling Type]-0023-[All Circuiting]-1-ED-[All Emergency]-[All Options]-1-W | Indoor Luminaires | Linear Ambient | Direct Linear Ambient Luminaires | Standard | FALSE | [9 empty] | 4/20/2016 | Not Dimmable | Not Dimmable | No |  |  | 1287.4 | 87.58 | 14.7 | 9.12 | 0.9867 | 4000 | 85
PAH9FWZ7 | Eaton (formerly Cooper Lighting) | Neoray | S125-RDR-1-40-[All Ceiling Type]-0035-[All Circuiting]-U-ED-[All Emergency]-[All Options]-1-W | Indoor Luminaires | Linear Ambient | Direct Linear Ambient Luminaires | Standard | FALSE | [9 empty] | 4/20/2016 | Not Dimmable | Not Dimmable | No |  |  | 1959 | 88.24 | 22.2 | 7.28 | 0.9943 | 4000 | 85
P3H3YX67 | Eaton (formerly Cooper Lighting) | Neoray | S125-RDR-1-40-[All Ceiling Type]-0047-[All Circuiting]-U-ED-[All Emergency]-[All Options]-1-W | Indoor Luminaires | Linear Ambient | Direct Linear Ambient Luminaires | Standard | FALSE | [9 empty] | 4/20/2016 | Not Dimmable | Not Dimmable | No |  |  | 2630.7 | 88.88 | 29.6 | 8.27 | 0.9937 | 4000 | 85
P81ZRTU5 | Eaton (formerly Cooper Lighting) | Neoray | S125-RDR-1-40-[All Ceiling Type]-0059-[All Circuiting]-U-ED-[All Emergency]-[All Options]-1-W | Indoor Luminaires | Linear Ambient | Direct Linear Ambient Luminaires | Standard | FALSE | [9 empty] | 4/20/2016 | Not Dimmable | Not Dimmable | No |  |  | 3302.4 | 88.54 | 37.3 | 8.25 | 0.9945 | 4000 | 85
PN7TUPHG | Eaton (formerly Cooper Lighting) | Neoray | S125-RDR-1-40-[All Ceiling Type]-0071-[All Circuiting]-U-ED-[All Emergency]-[All Options]-1-W | Indoor Luminaires | Linear Ambient | Direct Linear Ambient Luminaires | Standard | FALSE | [9 empty] | 4/20/2016 | Not Dimmable | Not Dimmable | No |  |  | 3974 | 87.73 | 45.3 | 3.28 | 0.9923 | 4000 | 85
P3XF2FSC | Eaton (formerly Cooper Lighting) | Neoray | S125-RDR-1-40-[All Ceiling Type]-0083-[All Circuiting]-U-ED-[All Emergency]-[All Options]-1-W | Indoor Luminaires | Linear Ambient | Direct Linear Ambient Luminaires | Standard | FALSE | [9 empty] | 4/20/2016 | Not Dimmable | Not Dimmable | No |  |  | 4645.7 | 88.15 | 52.7 | 8.45 | 0.992 | 4000 | 85
P9PZ3J4E | Eaton (formerly Cooper Lighting) | Neoray | S125-RDR-1-40-[All Ceiling Type]-0095-[All Circuiting]-U-ED-[All Emergency]-[All Options]-1-W | Indoor Luminaires | Linear Ambient | Direct Linear Ambient Luminaires | Standard | FALSE | [9 empty] | 4/20/2016 | Not Dimmable | Not Dimmable | No |  |  | 5317.4 | 88.33 | 60.2 | 8.25 | 0.9938 | 4000 | 85
PXXTVEJJ | Eaton (formerly Cooper Lighting) | Neoray | S125-RDR-1-40-[All Ceiling Type]-0107-[All Circuiting]-U-ED-[All Emergency]-[All Options]-1-W | Indoor Luminaires | Linear Ambient | Direct Linear Ambient Luminaires | Standard | FALSE | [9 empty] | 4/20/2016 | Not Dimmable | Not Dimmable | No |  |  | 5989 | 89.79 | 66.7 | 4.2 | 0.992 | 4000 | 85
P6TRKMTX | Eaton (formerly Cooper Lighting) | Neoray | S125-RDR-1-40-[All Ceiling Type]-0119-[All Circuiting]-U-ED-[All Emergency]-[All Options]-1-W | Indoor Luminaires | Linear Ambient | Direct Linear Ambient Luminaires | Standard | FALSE | [9 empty] | 4/20/2016 | Not Dimmable | Not Dimmable | No |  |  | 6660.7 | 88.1 | 75.6 | 5.77 | 0.9921 | 4000 | 85
PMSXGSZA | Eaton (formerly Cooper Lighting) | Neoray | S125-RDR-1-40-[All Ceiling Type]-0131-[All Circuiting]-U-ED-[All Emergency]-[All Options]-1-W | Indoor Luminaires | Linear Ambient | Direct Linear Ambient Luminaires | Standard | FALSE | [9 empty] | 4/20/2016 | Not Dimmable | Not Dimmable | No |  |  | 7332.4 | 87.92 | 83.4 | 3.87 | 0.99 | 4000 | 85
PVX6SQ48 | Eaton (formerly Cooper Lighting) | Neoray | S125-RDR-1-40-[All Ceiling Type]-0143-[All Circuiting]-U-ED-[All Emergency]-[All Options]-1-W | Indoor Luminaires | Linear Ambient | Direct Linear Ambient Luminaires | Standard | FALSE | [9 empty] | 4/20/2016 | Not Dimmable | Not Dimmable | No |  |  | 8004.1 | 91.06 | 87.9 | 7.99 | 0.9955 | 4000 | 85
PNAXJZZZ | Eaton (formerly Cooper Lighting) | Neoray | S125-RDR-2-35-[All Ceiling Type]-0023-[All Circuiting]-1-ED-[All Emergency]-[All Options]-1-W | Indoor Luminaires | Linear Ambient | Direct Linear Ambient Luminaires | Standard | FALSE | [9 empty] | 4/20/2016 | Not Dimmable | Not Dimmable | No |  |  | 1851.6 | 85.33 | 21.7 | 7.32 | 0.9941 | 3500 | 85
PK98H986 | Eaton (formerly Cooper Lighting) | Neoray | S125-RDR-2-35-[All Ceiling Type]-0035-[All Circuiting]-U-ED-[All Emergency]-[All Options]-1-W | Indoor Luminaires | Linear Ambient | Direct Linear Ambient Luminaires | Standard | FALSE | [9 empty] | 4/20/2016 | Not Dimmable | Not Dimmable | No |  |  | 2817.7 | 85.38 | 33 | 8.13 | 0.9945 | 3500 | 85
PEZR49RY | Eaton (formerly Cooper Lighting) | Neoray | S125-RDR-2-35-[All Ceiling Type]-0047-[All Circuiting]-U-ED-[All Emergency]-[All Options]-1-W | Indoor Luminaires | Linear Ambient | Direct Linear Ambient Luminaires | Standard | FALSE | [9 empty] | 4/20/2016 | Not Dimmable | Not Dimmable | No |  |  | 3783.7 | 84.65 | 44.7 | 3.27 | 0.9917 | 3500 | 85
P6BW3DEC | Eaton (formerly Cooper Lighting) | Neoray | S125-RDR-2-35-[All Ceiling Type]-0059-[All Circuiting]-U-ED-[All Emergency]-[All Options]-1-W | Indoor Luminaires | Linear Ambient | Direct Linear Ambient Luminaires | Standard | FALSE | [9 empty] | 4/20/2016 | Not Dimmable | Not Dimmable | No |  |  | 4749.8 | 84.82 | 56 | 8.36 | 0.9922 | 3500 | 85
PAWD1QKU | Eaton (formerly Cooper Lighting) | Neoray | S125-RDR-2-35-[All Ceiling Type]-0071-[All Circuiting]-U-ED-[All Emergency]-[All Options]-1-W | Indoor Luminaires | Linear Ambient | Direct Linear Ambient Luminaires | Standard | FALSE | [9 empty] | 4/20/2016 | Not Dimmable | Not Dimmable | No |  |  | 5715.9 | 84.93 | 67.3 | 8.1 | 0.9947 | 3500 | 85
PT4BW47B | Eaton (formerly Cooper Lighting) | Neoray | S125-RDR-2-35-[All Ceiling Type]-0083-[All Circuiting]-U-ED-[All Emergency]-[All Options]-1-W | Indoor Luminaires | Linear Ambient | Direct Linear Ambient Luminaires | Standard | FALSE | [9 empty] | 4/20/2016 | Not Dimmable | Not Dimmable | No |  |  | 6681.9 | 86.78 | 77 | 7.89 | 0.9949 | 3500 | 85
PSY8T1ER | Eaton (formerly Cooper Lighting) | Neoray | S125-RDR-2-35-[All Ceiling Type]-0095-[All Circuiting]-U-ED-[All Emergency]-[All Options]-1-W | Indoor Luminaires | Linear Ambient | Direct Linear Ambient Luminaires | Standard | FALSE | [9 empty] | 4/20/2016 | Not Dimmable | Not Dimmable | No |  |  | 7648 | 86.42 | 88.5 | 5.44 | 0.9938 | 3500 | 85
P7QXRPJR | Eaton (formerly Cooper Lighting) | Neoray | S125-RDR-2-35-[All Ceiling Type]-0107-[All Circuiting]-U-ED-[All Emergency]-[All Options]-1-W | Indoor Luminaires | Linear Ambient | Direct Linear Ambient Luminaires | Standard | FALSE | [9 empty] | 4/20/2016 | Not Dimmable | Not Dimmable | No |  |  | 8614.1 | 86.23 | 99.9 | 7.97 | 0.9942 | 3500 | 85
P8BSVVXJ | Eaton (formerly Cooper Lighting) | Neoray | S125-RDR-2-35-[All Ceiling Type]-0119-[All Circuiting]-U-ED-[All Emergency]-[All Options]-1-W | Indoor Luminaires | Linear Ambient | Direct Linear Ambient Luminaires | Standard | FALSE | [9 empty] | 4/20/2016 | Not Dimmable | Not Dimmable | No |  |  | 9580.1 | 85.77 | 111.7 | 8.23 | 0.9914 | 3500 | 85
PP5TUYNX | Eaton (formerly Cooper Lighting) | Neoray | S125-RDR-2-35-[All Ceiling Type]-0131-[All Circuiting]-U-ED-[All Emergency]-[All Options]-1-W | Indoor Luminaires | Linear Ambient | Direct Linear Ambient Luminaires | Standard | FALSE | [9 empty] | 4/20/2016 | Not Dimmable | Not Dimmable | No |  |  | 10546.2 | 85.81 | 122.9 | 8.11 | 0.9931 | 3500 | 85
P6QHFTXQ | Eaton (formerly Cooper Lighting) | Neoray | S125-RDR-2-35-[All Ceiling Type]-0143-[All Circuiting]-U-ED-[All Emergency]-[All Options]-1-W | Indoor Luminaires | Linear Ambient | Direct Linear Ambient Luminaires | Standard | FALSE | [9 empty] | 4/20/2016 | Not Dimmable | Not Dimmable | No |  |  | 11512.2 | 86.88 | 132.5 | 7.9 | 0.9936 | 3500 | 85
PPXJP9WC | Eaton (formerly Cooper Lighting) | Neoray | S125-RDR-2-40-[All Ceiling Type]-0023-[All Circuiting]-U-ED-[All Emergency]-[All Options]-1-W | Indoor Luminaires | Linear Ambient | Direct Linear Ambient Luminaires | Standard | FALSE | [9 empty] | 4/20/2016 | Not Dimmable | Not Dimmable | No |  |  | 1940.7 | 89.43 | 21.7 | 7.32 | 0.9941 | 4000 | 85
PFRKBACU | Eaton (formerly Cooper Lighting) | Neoray | S125-RDR-2-40-[All Ceiling Type]-0035-[All Circuiting]-U-ED-[All Emergency]-[All Options]-1-W | Indoor Luminaires | Linear Ambient | Direct Linear Ambient Luminaires | Standard | FALSE | [9 empty] | 4/20/2016 | Not Dimmable | Not Dimmable | No |  |  | 2953.2 | 89.49 | 33 | 8.13 | 0.9945 | 4000 | 85
P3UAHJ2D | Eaton (formerly Cooper Lighting) | Neoray | S125-RDR-2-40-[All Ceiling Type]-0047-[All Circuiting]-U-ED-[All Emergency]-[All Options]-1-W | Indoor Luminaires | Linear Ambient | Direct Linear Ambient Luminaires | Standard | FALSE | [9 empty] | 4/20/2016 | Not Dimmable | Not Dimmable | No |  |  | 3965.7 | 88.72 | 44.7 | 3.27 | 0.9917 | 4000 | 85
P4R8C24A | Eaton (formerly Cooper Lighting) | Neoray | S125-RDR-2-40-[All Ceiling Type]-0059-[All Circuiting]-U-ED-[All Emergency]-[All Options]-1-W | Indoor Luminaires | Linear Ambient | Direct Linear Ambient Luminaires | Standard | FALSE | [9 empty] | 4/20/2016 | Not Dimmable | Not Dimmable | No |  |  | 4978.2 | 88.9 | 56 | 8.36 | 0.9922 | 4000 | 85
P9QJ5XBU | Eaton (formerly Cooper Lighting) | Neoray | S125-RDR-2-40-[All Ceiling Type]-0071-[All Circuiting]-U-ED-[All Emergency]-[All Options]-1-W | Indoor Luminaires | Linear Ambient | Direct Linear Ambient Luminaires | Standard | FALSE | [9 empty] | 4/20/2016 | Not Dimmable | Not Dimmable | No |  |  | 5990.7 | 89.01 | 67.3 | 8.1 | 0.9947 | 4000 | 85
PPGGVBGG | Eaton (formerly Cooper Lighting) | Neoray | S125-RDR-2-40-[All Ceiling Type]-0083-[All Circuiting]-U-ED-[All Emergency]-[All Options]-1-W | Indoor Luminaires | Linear Ambient | Direct Linear Ambient Luminaires | Standard | FALSE | [9 empty] | 4/20/2016 | Not Dimmable | Not Dimmable | No |  |  | 7003.3 | 90.95 | 77 | 7.89 | 0.9949 | 4000 | 85
PPHTXJCD | Eaton (formerly Cooper Lighting) | Neoray | S125-RDR-2-40-[All Ceiling Type]-0095-[All Circuiting]-U-ED-[All Emergency]-[All Options]-1-W | Indoor Luminaires | Linear Ambient | Direct Linear Ambient Luminaires | Standard | FALSE | [9 empty] | 4/20/2016 | Not Dimmable | Not Dimmable | No |  |  | 8015.8 | 90.57 | 88.5 | 5.44 | 0.9938 | 4000 | 85
P6G7J6KU | Eaton (formerly Cooper Lighting) | Neoray | S125-RDR-2-40-[All Ceiling Type]-0107-[All Circuiting]-U-ED-[All Emergency]-[All Options]-1-W | Indoor Luminaires | Linear Ambient | Direct Linear Ambient Luminaires | Standard | FALSE | [9 empty] | 4/20/2016 | Not Dimmable | Not Dimmable | No |  |  | 9028.3 | 90.37 | 99.9 | 7.97 | 0.9942 | 4000 | 85
PFMKH2BF | Eaton (formerly Cooper Lighting) | Neoray | S125-RDR-2-40-[All Ceiling Type]-0119-[All Circuiting]-U-ED-[All Emergency]-[All Options]-1-W | Indoor Luminaires | Linear Ambient | Direct Linear Ambient Luminaires | Standard | FALSE | [9 empty] | 4/20/2016 | Not Dimmable | Not Dimmable | No |  |  | 10040.8 | 89.89 | 111.7 | 8.23 | 0.9914 | 4000 | 85
PBAGPBAP | Eaton (formerly Cooper Lighting) | Neoray | S125-RDR-2-40-[All Ceiling Type]-0131-[All Circuiting]-U-ED-[All Emergency]-[All Options]-1-W | Indoor Luminaires | Linear Ambient | Direct Linear Ambient Luminaires | Standard | FALSE | [9 empty] | 4/20/2016 | Not Dimmable | Not Dimmable | No |  |  | 11053.3 | 89.94 | 122.9 | 8.11 | 0.9931 | 4000 | 85
PM4YHU7Q | Eaton (formerly Cooper Lighting) | Neoray | S125-RDR-2-40-[All Ceiling Type]-0143-[All Circuiting]-U-ED-[All Emergency]-[All Options]-1-W | Indoor Luminaires | Linear Ambient | Direct Linear Ambient Luminaires | Standard | FALSE | [9 empty] | 4/20/2016 | Not Dimmable | Not Dimmable | No |  |  | 12065.9 | 91.06 | 132.5 | 7.9 | 0.9936 | 4000 | 85
PEYJY51U | Eaton (formerly Cooper Lighting) | Corelite | [Series includes E2, L2, VB, MB]-WS-1L30-1[All Wiring]-[All Voltage]-AC[All Suspension Length]-[All Ceiling Type]-[4ft]-[Driver Includes STD, HCD & 5LT]-["Blank" or SV]-DM5-[All Finish] | Indoor Luminaires | Linear Ambient | Direct Linear Ambient Luminaires | Standard | FALSE | [9 empty] | 5/12/2016 | Dimmable | Continuous (Can dim down to ≤ 10% (W)) | Yes |  |  | 2387.5 | 89.45 | 26.69 | 7.87 | 0.995 | 3000 | 83.2
PNQ1HADH | Eaton (formerly Cooper Lighting) | Corelite | [Series includes E2, L2, VB, MB]-WS-1L35-1[All Wiring]-[All Voltage]-AC[All Suspension Length]-[All Ceiling Type]-[4ft]-[Driver Includes STD, HCD & 5LT]-["Blank" or SV]-DM5-[All Finish] | Indoor Luminaires | Linear Ambient | Direct Linear Ambient Luminaires | Standard | FALSE | [9 empty] | 5/12/2016 | Dimmable | Continuous (Can dim down to ≤ 10% (W)) | Yes |  |  | 2903.75 | 108.8 | 26.69 | 7.87 | 0.995 | 3500 | 83.2
P4P9GHXU | Eaton (formerly Cooper Lighting) | Corelite | [Series includes E2, L2, VB, MB]-WS-1L40-1[All Wiring]-[All Voltage]-AC[All Suspension Length]-[All Ceiling Type]-[4ft]-[Driver Includes STD, HCD & 5LT]-["Blank" or SV]-DM5-[All Finish] | Indoor Luminaires | Linear Ambient | Direct Linear Ambient Luminaires | Standard | FALSE | [9 empty] | 5/12/2016 | Dimmable | Continuous (Can dim down to ≤ 10% (W)) | Yes |  |  | 2880.79 | 107.94 | 26.69 | 7.87 | 0.995 | 4000 | 83.2
PN2468N9 | Eaton (formerly Cooper Lighting) | Corelite | [Series includes E2, L2, VB, MB]-WS-2L30-1[All Wiring]-[All Voltage]-AC[All Suspension Length]-[All Ceiling Type]-[4ft]-STD-["Blank" or SV]-DM5-[All Finish] | Indoor Luminaires | Linear Ambient | Direct Linear Ambient Luminaires | Standard | FALSE | [9 empty] | 5/12/2016 | Dimmable | Continuous (Can dim down to ≤ 10% (W)) | Yes |  |  | 3143 | 88.16 | 35.65 | 8.132 | 0.995 | 3000 | 83.2
PXHU74WK | Eaton (formerly Cooper Lighting) | Corelite | [Series includes E2, L2, VB, MB]-WS-2L35-1[All Wiring]-[All Voltage]-AC[All Suspension Length]-[All Ceiling Type]-[4ft]-[Driver Includes STD, HCD & 5LT]-["Blank" or SV]-DM5-[All Finish] | Indoor Luminaires | Linear Ambient | Direct Linear Ambient Luminaires | Standard | FALSE | [9 empty] | 5/12/2016 | Dimmable | Continuous (Can dim down to ≤ 10% (W)) | Yes |  |  | 3623.43 | 101.14 | 35.83 | 8.132 | 0.995 | 3500 | 83.2
PHQG11PQ | Eaton (formerly Cooper Lighting) | Corelite | [Series includes E2, L2, VB, MB]-WS-2L40-1[All Wiring]-[All Voltage]-AC[All Suspension Length]-[All Ceiling Type]-[4ft]-[Driver Includes STD, HCD & 5LT]-["Blank" or SV]-DM5-[All Finish] | Indoor Luminaires | Linear Ambient | Direct Linear Ambient Luminaires | Standard | FALSE | [9 empty] | 5/12/2016 | Dimmable | Continuous (Can dim down to ≤ 10% (W)) | Yes |  |  | 3594.78 | 100.34 | 35.83 | 8.132 | 0.995 | 4000 | 83.2
P23ZJAYF | Eaton (formerly Cooper Lighting) | Corelite | [Series includes E2, L2, VB, MB]-WS-2L35-1[All Wiring]-[All Voltage]-AC[All Suspension Length]-[All Ceiling Type]-[4ft]-STP-"Blank"-DM5-[All Finish] | Indoor Luminaires | Linear Ambient | Direct Linear Ambient Luminaires | Standard | FALSE | [9 empty] | 5/12/2016 | Dimmable | Stepped | No |  |  | 3623.43 | 95.52 | 37.93 | 13.7 | 0.985 | 3500 | 83.2
PN3KVTR3 | Eaton (formerly Cooper Lighting) | Corelite | [Series includes E2, L2, VB, MB]-WS-2L40-1[All Wiring]-[All Voltage]-AC[All Suspension Length]-[All Ceiling Type]-[4ft]-STP-"Blank"-DM5-[All Finish] | Indoor Luminaires | Linear Ambient | Direct Linear Ambient Luminaires | Standard | FALSE | [9 empty] | 5/12/2016 | Dimmable | Stepped | No |  |  | 3594.78 | 94.76 | 37.93 | 13.7 | 0.985 | 4000 | 83.2
P7Q37NU1 | Eaton (formerly Cooper Lighting) | Corelite | [Series includes E2, L2, VB, MB]-WS-3L35-1[All Wiring]-[All Voltage]-AC[All Suspension Length]-[All Ceiling Type]-[4ft]-[Driver Includes STD, HCD & 5LT]-["Blank" or SV]-DM5-[All Finish] | Indoor Luminaires | Linear Ambient | Direct Linear Ambient Luminaires | Standard | FALSE | [9 empty] | 5/12/2016 | Dimmable | Continuous (Can dim down to ≤ 10% (W)) | Yes |  |  | 4814.1 | 104.5 | 46.07 | 8.404 | 0.996 | 3500 | 83.2
PFFMGT7V | Eaton (formerly Cooper Lighting) | Corelite | [Series includes E2, L2, VB, MB]-WS-3L40-1[All Wiring]-[All Voltage]-AC[All Suspension Length]-[All Ceiling Type]-[4ft]-[Driver Includes STD, HCD & 5LT]-["Blank" or SV]-DM5-[All Finish] | Indoor Luminaires | Linear Ambient | Direct Linear Ambient Luminaires | Standard | FALSE | [9 empty] | 5/12/2016 | Dimmable | Continuous (Can dim down to ≤ 10% (W)) | Yes |  |  | 4776.03 | 103.67 | 46.07 | 8.404 | 0.996 | 4000 | 83.2
P82RTHEV | Eaton (formerly Cooper Lighting) | Corelite | [Series includes E2, L2, VB, MB]-WS-3L35-1[All Wiring]-[All Voltage]-AC[All Suspension Length]-[All Ceiling Type]-[4ft]-STP-"Blank"-DM5-[All Finish] | Indoor Luminaires | Linear Ambient | Direct Linear Ambient Luminaires | Standard | FALSE | [9 empty] | 5/12/2016 | Dimmable | Stepped | No |  |  | 4814.1 | 99.46 | 48.4 | 11.8 | 0.99 | 3500 | 83.2
P9EW7Z3K | Eaton (formerly Cooper Lighting) | Corelite | [Series includes E2, L2, VB, MB]-WS-3L40-1[All Wiring]-[All Voltage]-AC[All Suspension Length]-[All Ceiling Type]-[4ft]-STP-"Blank"-DM5-[All Finish] | Indoor Luminaires | Linear Ambient | Direct Linear Ambient Luminaires | Standard | FALSE | [9 empty] | 5/12/2016 | Dimmable | Stepped | No |  |  | 4776.03 | 98.68 | 48.4 | 11.8 | 0.99 | 4000 | 83.2
PRJMKETM | Eaton (formerly Cooper Lighting) | Corelite | [Series includes E2, L2, VB, MB]-WS-4L35-1[All Wiring]-[All Voltage]-AC[All Suspension Length]-[All Ceiling Type]-[4ft]-[Driver Includes STD, HCD & 5LT]-["Blank" or SV]-DM5-[All Finish] | Indoor Luminaires | Linear Ambient | Direct Linear Ambient Luminaires | Standard | FALSE | [9 empty] | 5/12/2016 | Dimmable | Continuous (Can dim down to ≤ 10% (W)) | Yes |  |  | 5954.48 | 96.27 | 61.85 | 6.687 | 0.988 | 3500 | 83.2
P9Q4N4YV | Eaton (formerly Cooper Lighting) | Corelite | [Series includes E2, L2, VB, MB]-WS-4L40-1[All Wiring]-[All Voltage]-AC[All Suspension Length]-[All Ceiling Type]-[4ft]-[Driver Includes STD, HCD & 5LT]-["Blank" or SV]-DM5-[All Finish] | Indoor Luminaires | Linear Ambient | Direct Linear Ambient Luminaires | Standard | FALSE | [9 empty] | 5/12/2016 | Dimmable | Continuous (Can dim down to ≤ 10% (W)) | Yes |  |  | 5907.4 | 95.51 | 61.85 | 6.687 | 0.988 | 4000 | 83.2
PWPCS1WP | Eaton (formerly Cooper Lighting) | Corelite | [Series includes E2, L2, VB, MB]-WS-4L35-1[All Wiring]-[All Voltage]-AC[All Suspension Length]-[All Ceiling Type]-[4ft]-STP-"Blank"-DM5-[All Finish] | Indoor Luminaires | Linear Ambient | Direct Linear Ambient Luminaires | Standard | FALSE | [9 empty] | 5/12/2016 | Dimmable | Stepped | No |  |  | 5954.48 | 93.35 | 63.79 | 10.01 | 0.991 | 3500 | 83.2
PA4CKMG7 | Eaton (formerly Cooper Lighting) | Corelite | [Series includes E2, L2, VB, MB]-WS-4L40-1[All Wiring]-[All Voltage]-AC[All Suspension Length]-[All Ceiling Type]-[4ft]-STP-"Blank"-DM5-[All Finish] | Indoor Luminaires | Linear Ambient | Direct Linear Ambient Luminaires | Standard | FALSE | [9 empty] | 5/12/2016 | Dimmable | Stepped | No |  |  | 5907.4 | 92.61 | 63.79 | 10.01 | 0.991 | 4000 | 83.2
PKG9Y2R1 | Eaton (formerly Cooper Lighting) | Corelite | [Series includes E2, L2, VB, MB]-WS-5L35-1[All Wiring]-[All Voltage]-AC[All Suspension Length]-[All Ceiling Type]-[4ft]-[Driver Includes STD, HCD & 5LT]-["Blank" or SV]-DM5-[All Finish] | Indoor Luminaires | Linear Ambient | Direct Linear Ambient Luminaires | Standard | FALSE | [9 empty] | 5/12/2016 | Dimmable | Continuous (Can dim down to ≤ 10% (W)) | Yes |  |  | 7070.64 | 90.06 | 78.51 | 9.461 | 0.993 | 3500 | 83.2
P797PQJ8 | Eaton (formerly Cooper Lighting) | Corelite | [Series includes E2, L2, VB, MB]-WS-5L40-1[All Wiring]-[All Voltage]-AC[All Suspension Length]-[All Ceiling Type]-[4ft]-[Driver Includes STD, HCD & 5LT]-["Blank" or SV]-DM5-[All Finish] | Indoor Luminaires | Linear Ambient | Direct Linear Ambient Luminaires | Standard | FALSE | [9 empty] | 5/12/2016 | Dimmable | Continuous (Can dim down to ≤ 10% (W)) | Yes |  |  | 7014.72 | 89.35 | 78.51 | 9.461 | 0.993 | 4000 | 83.2
PNXFPR9N | Eaton (formerly Cooper Lighting) | Corelite | [Series includes E2, L2, VB, MB]-WS-5L35-1[All Wiring]-[All Voltage]-AC[All Suspension Length]-[All Ceiling Type]-[4ft]-STP-"Blank"-DM5-[All Finish] | Indoor Luminaires | Linear Ambient | Direct Linear Ambient Luminaires | Standard | FALSE | [9 empty] | 5/12/2016 | Dimmable | Stepped | No |  |  | 7070.64 | 88.44 | 79.95 | 12.6 | 0.989 | 3500 | 83.2
P3DCNCDC | Eaton (formerly Cooper Lighting) | Metalux | 2WNLED-LD4-28SL-F-UNV-L835-CD1-U | Indoor Luminaires | Linear Ambient | Direct Linear Ambient Luminaires | Standard | TRUE | 2783 | 97.3 | 28.6 | 18.5 | 0.932 | 3438 | 84.1 | 5 | 60000 | 5/31/2016 | Dimmable | Continuous (Can dim down to ≤ 10% (W)) | No |  |  | 2786 | 101.3091 | 27.5 | 7.12 | 0.9925 | 3500 | 84.1
PNSNN1H2 | Eaton (formerly Cooper Lighting) | Metalux | 4WNLED-LD4-50SL-F-UNV-L835-CD1-U | Indoor Luminaires | Linear Ambient | Direct Linear Ambient Luminaires | Standard | TRUE | 4832.63 | 105 | 46.02 | 15.2 | 0.964 | 3438 | 84.1 | 5 | 60000 | 5/31/2016 | Dimmable | Continuous (Can dim down to ≤ 10% (W)) | No |  | 3.1 | 4966 | 106.681 | 46.55 | 7.81 | 0.9957 | 3500 | 84.1
P1X2S9ZW | Eaton (formerly Cooper Lighting) | Metalux | 4WNLED-LD4-50SL-F-UNV-L850-CD1-U | Indoor Luminaires | Linear Ambient | Direct Linear Ambient Luminaires | Standard | TRUE | 5020.17 | 107.25 | 46.8 | 7.87 | 0.996 | 4973 | 84 | 5 | 60000 | 5/31/2016 | Dimmable | Continuous (Can dim down to ≤ 10% (W)) | No |  | 3.1 | 5507.1667 | 118.3065 | 46.55 | 7.81 | 0.9957 | 5000 | 84.1
PAJ3GMVY | Eaton (formerly Cooper Lighting) | Metalux | 4WNLED-LD4-50SL-F-UNV-L840-CD1-U | Indoor Luminaires | Linear Ambient | Direct Linear Ambient Luminaires | Standard | FALSE | [9 empty] | 5/31/2016 | Dimmable | Continuous (Can dim down to ≤ 10% (W)) | No |  |  | 5045.5833 | 108.3906 | 46.55 | 7.81 | 0.9957 | 4000 | 84.1
PYVW533H | Eaton (formerly Cooper Lighting) | Metalux | 2WNLED-LD4-28SL-F-UNV-L840-CD1-U | Indoor Luminaires | Linear Ambient | Direct Linear Ambient Luminaires | Standard | FALSE | [9 empty] | 5/31/2016 | Dimmable | Continuous (Can dim down to ≤ 10% (W)) | No |  |  | 2831 | 102.9454 | 27.5 | 7.12 | 0.9925 | 4000 | 84.1
PKGMXK7E | Eaton (formerly Cooper Lighting) | Metalux | 2WNLED-LD4-28SL-F-UNV-L850-CD1-U | Indoor Luminaires | Linear Ambient | Direct Linear Ambient Luminaires | Standard | FALSE | [9 empty] | 5/31/2016 | Dimmable | Continuous (Can dim down to ≤ 10% (W)) | No |  |  | 3090 | 112.3636 | 27.5 | 7.12 | 0.9925 | 5000 | 84.1
P7F994PY | Eaton (formerly Cooper Lighting) | Metalux | 4WNLED-LD4-32SL-F-UNV-L830-CD1-U | Indoor Luminaires | Linear Ambient | Direct Linear Ambient Luminaires | Standard | FALSE | [9 empty] | 5/31/2016 | Dimmable | Continuous (Can dim down to ≤ 10% (W)) | No |  |  | 3202.8654 | 114.3595 | 28.007 | 7.2 | 0.9932 | 3000 | 84.1
PTK3H37E | Eaton (formerly Cooper Lighting) | Metalux | 4WNLED-LD4-32SL-F-UNV-L835-CD1-U | Indoor Luminaires | Linear Ambient | Direct Linear Ambient Luminaires | Standard | FALSE | [9 empty] | 5/31/2016 | Dimmable | Continuous (Can dim down to ≤ 10% (W)) | No |  |  | 3298 | 117.7563 | 28.007 | 7.2 | 0.9932 | 3500 | 84.1
PZDYC711 | Eaton (formerly Cooper Lighting) | Metalux | 4WNLED-LD4-32SL-F-UNV-L840-CD1-U | Indoor Luminaires | Linear Ambient | Direct Linear Ambient Luminaires | Standard | FALSE | [9 empty] | 5/31/2016 | Dimmable | Continuous (Can dim down to ≤ 10% (W)) | No |  |  | 3350.8526 | 119.6434 | 28.007 | 7.2 | 0.9932 | 4000 | 84.1
P8UJ2MCM | Eaton (formerly Cooper Lighting) | Metalux | 4WNLED-LD4-32SL-F-UNV-L850-CD1-U | Indoor Luminaires | Linear Ambient | Direct Linear Ambient Luminaires | Standard | FALSE | [9 empty] | 5/31/2016 | Dimmable | Continuous (Can dim down to ≤ 10% (W)) | No |  |  | 3657.3974 | 130.5887 | 28.007 | 7.2 | 0.9932 | 5000 | 84.1
P17K6RG6 | Eaton (formerly Cooper Lighting) | Metalux | 4WNLED-LD4-40SL-F-UNV-L830-CD1-U | Indoor Luminaires | Linear Ambient | Direct Linear Ambient Luminaires | Standard | FALSE | [9 empty] | 5/31/2016 | Dimmable | Continuous (Can dim down to ≤ 10% (W)) | No |  |  | 3944.8269 | 109.1843 | 36.13 | 7.48 | 0.995 | 3000 | 84.1
P7DPJZPE | Eaton (formerly Cooper Lighting) | Metalux | 4WNLED-LD4-40SL-F-UNV-L835-CD1-U | Indoor Luminaires | Linear Ambient | Direct Linear Ambient Luminaires | Standard | FALSE | [9 empty] | 5/31/2016 | Dimmable | Continuous (Can dim down to ≤ 10% (W)) | No |  |  | 4062 | 112.4274 | 36.13 | 7.48 | 0.995 | 3500 | 84.1
PK3W95DW | Eaton (formerly Cooper Lighting) | Metalux | 4WNLED-LD4-40SL-F-UNV-L840-CD1-U | Indoor Luminaires | Linear Ambient | Direct Linear Ambient Luminaires | Standard | FALSE | [9 empty] | 5/31/2016 | Dimmable | Continuous (Can dim down to ≤ 10% (W)) | No |  |  | 4127.0962 | 114.2291 | 36.13 | 7.48 | 0.995 | 4000 | 84.1
PDYVNGQ8 | Eaton (formerly Cooper Lighting) | Metalux | 4WNLED-LD4-40SL-F-UNV-L850-CD1-U | Indoor Luminaires | Linear Ambient | Direct Linear Ambient Luminaires | Standard | FALSE | [9 empty] | 5/31/2016 | Dimmable | Continuous (Can dim down to ≤ 10% (W)) | No |  |  | 4504.6538 | 124.679 | 36.13 | 7.48 | 0.995 | 5000 | 84.1
PX1HSKN3 | Eaton (formerly Cooper Lighting) | Metalux | 4WNLED-LD4-50SL-F-UNV-L830-CD1-U | Indoor Luminaires | Linear Ambient | Direct Linear Ambient Luminaires | Standard | FALSE | [9 empty] | 5/31/2016 | Dimmable | Continuous (Can dim down to ≤ 10% (W)) | No |  |  | 4822.75 | 103.6037 | 46.55 | 7.81 | 0.9957 | 3000 | 84.1
PMBH4QXE | Eaton (formerly Cooper Lighting) | Corelite | RZL-NB-5L30-1C-UNV-4 | Indoor Luminaires | Linear Ambient | Direct Linear Ambient Luminaires | Standard | TRUE | 7455.6 | 99.8 | 74.7 | 3.13 | 0.999 | 3016 | 82.1 | 5 | 60000 | 6/12/2016 | Dimmable | Continuous (Can dim down to ≤ 10% (W)) | Yes |  | 3.1
PVPH6Y3X | Eaton (formerly Cooper Lighting) | Corelite | RZL-NB-4L30-1C-UNV-4 | Indoor Luminaires | Linear Ambient | Direct Linear Ambient Luminaires | Premium | TRUE | 6071.7 | 107.5 | 56.5 | 8.24 | 0.999 | 3016 | 82.1 | 5 | 60000 | 6/12/2016 | Dimmable | Continuous (Can dim down to ≤ 10% (W)) | Yes |  | 3.1
PEADA1EN | Eaton (formerly Cooper Lighting) | Corelite | RZL-NB-1L30-1C-UNV-4 | Indoor Luminaires | Linear Ambient | Direct Linear Ambient Luminaires | Premium | TRUE | 2704.24 | 108.54 | 24.91 | 7.72 | 0.993 | 3016 | 82.1 | 5 | 60000 | 6/12/2016 | Dimmable | Continuous (Can dim down to ≤ 10% (W)) | Yes |  | 3.1
PJERXYP9 | Eaton (formerly Cooper Lighting) | Corelite | RZL-NB-1L40-1C-UNV-4 | Indoor Luminaires | Linear Ambient | Direct Linear Ambient Luminaires | Premium | TRUE | 2930.53 | 118.08 | 24.82 | 7.34 | 0.993 | 3893 | 82.4 | 5 | 60000 | 6/12/2016 | Dimmable | Continuous (Can dim down to ≤ 10% (W)) | Yes |  | 3.1
PKCVTVPG | Eaton (formerly Cooper Lighting) | Corelite | RZL-NB-1L30-1[All Wiring]-UNV-[All Suspension][All Power Feed][All Suspension Length]-[All Ceiling Type]-[4 Foot Run Length Increments]-[Driver Includes STD & HCD]-["Blank" or SV]-[All Finish] | Indoor Luminaires | Linear Ambient | Direct Linear Ambient Luminaires | Premium | FALSE | [9 empty] | 6/12/2016 | Dimmable | Continuous (Can dim down to ≤ 10% (W)) | Yes |  |  | 2775.05 | 111.31 | 24.93 | 7.7 | 0.987 | 3000 | 82.1
P7K24E6C | Eaton (formerly Cooper Lighting) | Corelite | RZL-NB-1L35-1[All Wiring]-UNV-[All Suspension][All Power Feed][All Suspension Length]-[All Ceiling Type]-[4 Foot Run Length Increments]-[Driver Includes STD & HCD]-["Blank" or SV]-[All Finish] | Indoor Luminaires | Linear Ambient | Direct Linear Ambient Luminaires | Premium | FALSE | [9 empty] | 6/12/2016 | Dimmable | Continuous (Can dim down to ≤ 10% (W)) | Yes |  |  | 2871.01 | 115.86 | 24.78 | 7.7 | 0.987 | 3500 | 82.1
PEG4VZ6U | Eaton (formerly Cooper Lighting) | Corelite | RZL-NB-1L40-1[All Wiring]-UNV-[All Suspension][All Power Feed][All Suspension Length]-[All Ceiling Type]-[4 Foot Run Length Increments]-[Driver Includes STD & HCD]-["Blank" or SV]-[All Finish] | Indoor Luminaires | Linear Ambient | Direct Linear Ambient Luminaires | Premium | FALSE | [9 empty] | 6/12/2016 | Dimmable | Continuous (Can dim down to ≤ 10% (W)) | Yes |  |  | 2941 | 118.49 | 24.82 | 7.7 | 0.987 | 4000 | 82.1
PN6UJ6ZB | Eaton (formerly Cooper Lighting) | Corelite | RZL-NB-2L35-1[All Wiring]-UNV-[All Suspension][All Power Feed][All Suspension Length]-[All Ceiling Type]-[4 Foot Run Length Increments]-[Driver Includes STD & HCD]-["Blank" or SV]-[All Finish] | Indoor Luminaires | Linear Ambient | Direct Linear Ambient Luminaires | Premium | FALSE | [9 empty] | 6/12/2016 | Dimmable | Continuous (Can dim down to ≤ 10% (W)) | Yes |  |  | 3805.23 | 109.53 | 34.74 | 7.99 | 0.989 | 3500 | 82.1
P63G1JEK | Eaton (formerly Cooper Lighting) | Corelite | RZL-NB-2L40-1[All Wiring]-UNV-[All Suspension][All Power Feed][All Suspension Length]-[All Ceiling Type]-[4 Foot Run Length Increments]-[Driver Includes STD & HCD]-["Blank" or SV]-[All Finish] | Indoor Luminaires | Linear Ambient | Direct Linear Ambient Luminaires | Premium | FALSE | [9 empty] | 6/12/2016 | Dimmable | Continuous (Can dim down to ≤ 10% (W)) | Yes |  |  | 3898.03 | 112.21 | 34.74 | 7.99 | 0.989 | 4000 | 82.1
PKYPDQRH | Eaton (formerly Cooper Lighting) | Corelite | RZL-NB-2L40-1[All Wiring]-120V-[All Suspension][All Power Feed][All Suspension Length]-[All Ceiling Type]-[4 Foot Run Length Increments]-5LT-["Blank" or SV]-[All Finish] | Indoor Luminaires | Linear Ambient | Direct Linear Ambient Luminaires | Premium | FALSE | [9 empty] | 6/12/2016 | Dimmable | Continuous (Can dim down to ≤ 10% (W)) | Yes |  |  | 3898.03 | 108.19 | 36.03 | 15.4 | 0.985 | 4000 | 82.1
P1MGVJJE | Eaton (formerly Cooper Lighting) | Corelite | RZL-NB-3L30-1[All Wiring]-UNV-[All Suspension][All Power Feed][All Suspension Length]-[All Ceiling Type]-[4 Foot Run Length Increments]-[Driver Includes STD & HCD]-["Blank" or SV]-[All Finish] | Indoor Luminaires | Linear Ambient | Direct Linear Ambient Luminaires | Premium | FALSE | [9 empty] | 6/12/2016 | Dimmable | Continuous (Can dim down to ≤ 10% (W)) | Yes |  |  | 4655.02 | 113.81 | 40.9 | 7.93 | 0.999 | 3000 | 82.1
P7WB9TQ7 | Eaton (formerly Cooper Lighting) | Corelite | RZL-NB-3L35-1[All Wiring]-UNV-[All Suspension][All Power Feed][All Suspension Length]-[All Ceiling Type]-[4 Foot Run Length Increments]-[Driver Includes STD, HCD & 5LT]-["Blank" or SV]-[All Finish] | Indoor Luminaires | Linear Ambient | Direct Linear Ambient Luminaires | Premium | FALSE | [9 empty] | 6/12/2016 | Dimmable | Continuous (Can dim down to ≤ 10% (W)) | Yes |  |  | 4816.03 | 115.39 | 41.74 | 9.82 | 0.996 | 3500 | 82.1
PGBHYYEA | Eaton (formerly Cooper Lighting) | Corelite | RZL-NB-3L40-1[All Wiring]-UNV-[All Suspension][All Power Feed][All Suspension Length]-[All Ceiling Type]-[4 Foot Run Length Increments]-[Driver Includes STD, HCD & 5LT]-["Blank" or SV]-[All Finish] | Indoor Luminaires | Linear Ambient | Direct Linear Ambient Luminaires | Premium | FALSE | [9 empty] | 6/12/2016 | Dimmable | Continuous (Can dim down to ≤ 10% (W)) | Yes |  |  | 4933.46 | 118.2 | 41.74 | 9.82 | 0.996 | 4000 | 82.1
PTVC6234 | Eaton (formerly Cooper Lighting) | Corelite | RZL-NB-4L30-1[All Wiring]-UNV-[All Suspension][All Power Feed][All Suspension Length]-[All Ceiling Type]-[4 Foot Run Length Increments]-[Driver Includes STD & HCD]-["Blank" or SV]-[All Finish] | Indoor Luminaires | Linear Ambient | Direct Linear Ambient Luminaires | Premium | FALSE | [9 empty] | 6/12/2016 | Dimmable | Continuous (Can dim down to ≤ 10% (W)) | Yes |  |  | 6071.7 | 107.46 | 56.5 | 8.24 | 0.999 | 3000 | 82.1
PURSJQMX | Eaton (formerly Cooper Lighting) | Corelite | RZL-NB-4L35-1[All Wiring]-UNV-[All Suspension][All Power Feed][All Suspension Length]-[All Ceiling Type]-[4 Foot Run Length Increments]-[Driver Includes STD, HCD & 5LT]-["Blank" or SV]-[All Finish] | Indoor Luminaires | Linear Ambient | Direct Linear Ambient Luminaires | Premium | FALSE | [9 empty] | 6/12/2016 | Dimmable | Continuous (Can dim down to ≤ 10% (W)) | Yes |  |  | 6282.06 | 110.57 | 56.82 | 9.16 | 0.997 | 3500 | 82.1
PVMZXQ68 | Eaton (formerly Cooper Lighting) | Corelite | RZL-NB-4L40-1[All Wiring]-UNV-[All Suspension][All Power Feed][All Suspension Length]-[All Ceiling Type]-[4 Foot Run Length Increments]-[Driver Includes STD, HCD & 5LT]-["Blank" or SV]-[All Finish] | Indoor Luminaires | Linear Ambient | Direct Linear Ambient Luminaires | Premium | FALSE | [9 empty] | 6/12/2016 | Dimmable | Continuous (Can dim down to ≤ 10% (W)) | Yes |  |  | 6435.25 | 113.27 | 56.82 | 9.16 | 0.997 | 4000 | 82.1
PFE22ZND | Eaton (formerly Cooper Lighting) | Corelite | RZL-NB-5L40-1[All Wiring]-UNV-[All Suspension][All Power Feed][All Suspension Length]-[All Ceiling Type]-[4 Foot Run Length Increments]-[Driver Includes HCD & 5LT]-["Blank" or SV]-[All Finish] | Indoor Luminaires | Linear Ambient | Direct Linear Ambient Luminaires | Premium | FALSE | [9 empty] | 6/12/2016 | Dimmable | Continuous (Can dim down to ≤ 10% (W)) | Yes |  |  | 7902.02 | 110.47 | 71.53 | 8.25 | 0.995 | 4000 | 82.1
PWEQ2KGG | Eaton (formerly Cooper Lighting) | Corelite | RZL-NL-1L30-1[All Wiring]-UNV-[All Suspension][All Power Feed][All Suspension Length]-[All Ceiling Type]-[4 Foot Run Length Increments]-[Driver Includes STD & HCD]-["Blank" or SV]-[All Finish] | Indoor Luminaires | Linear Ambient | Direct Linear Ambient Luminaires | Premium | FALSE | [9 empty] | 6/12/2016 | Dimmable | Continuous (Can dim down to ≤ 10% (W)) | Yes |  |  | 3007.08 | 121.01 | 24.85 | 7.7 | 0.987 | 3000 | 82.1
P2EZTSKP | Eaton (formerly Cooper Lighting) | Corelite | RZL-NL-1L35-1[All Wiring]-UNV-[All Suspension][All Power Feed][All Suspension Length]-[All Ceiling Type]-[4 Foot Run Length Increments]-[Driver Includes STD & HCD]-["Blank" or SV]-[All Finish] | Indoor Luminaires | Linear Ambient | Direct Linear Ambient Luminaires | Premium | FALSE | [9 empty] | 6/12/2016 | Dimmable | Continuous (Can dim down to ≤ 10% (W)) | Yes |  |  | 3111.03 | 125.55 | 24.78 | 7.7 | 0.987 | 3500 | 82.1
PEVZCDKW | Eaton (formerly Cooper Lighting) | Corelite | RZL-NL-1L40-1[All Wiring]-UNV-[All Suspension][All Power Feed][All Suspension Length]-[All Ceiling Type]-[4 Foot Run Length Increments]-[Driver Includes STD & HCD]-["Blank" or SV]-[All Finish] | Indoor Luminaires | Linear Ambient | Direct Linear Ambient Luminaires | Premium | FALSE | [9 empty] | 6/12/2016 | Dimmable | Continuous (Can dim down to ≤ 10% (W)) | Yes |  |  | 3186.93 | 128.4 | 24.82 | 7.7 | 0.987 | 4000 | 82.1
P1UAHHCM | Eaton (formerly Cooper Lighting) | Corelite | RZL-NL-2L30-1[All Wiring]-UNV-[All Suspension][All Power Feed][All Suspension Length]-[All Ceiling Type]-[4 Foot Run Length Increments]-[Driver Includes STD & HCD]-["Blank" or SV]-[All Finish] | Indoor Luminaires | Linear Ambient | Direct Linear Ambient Luminaires | Premium | FALSE | [9 empty] | 6/12/2016 | Dimmable | Continuous (Can dim down to ≤ 10% (W)) | Yes |  |  | 3985.53 | 114.72 | 34.74 | 7.99 | 0.989 | 3000 | 82.1
PQKDBQ17 | Eaton (formerly Cooper Lighting) | Corelite | RZL-NL-2L30-1[All Wiring]-120V-[All Suspension][All Power Feed][All Suspension Length]-[All Ceiling Type]-[4 Foot Run Length Increments]-5LT-["Blank" or SV]-[All Finish] | Indoor Luminaires | Linear Ambient | Direct Linear Ambient Luminaires | Premium | FALSE | [9 empty] | 6/12/2016 | Dimmable | Continuous (Can dim down to ≤ 10% (W)) | Yes |  |  | 3985.53 | 110.62 | 36.03 | 15.4 | 0.985 | 3000 | 82.1
PKBTEEQ4 | Eaton (formerly Cooper Lighting) | Corelite | RZL-NL-2L35-1[All Wiring]-UNV-[All Suspension][All Power Feed][All Suspension Length]-[All Ceiling Type]-[4 Foot Run Length Increments]-[Driver Includes STD, HCD & 5LT]-["Blank" or SV]-[All Finish] | Indoor Luminaires | Linear Ambient | Direct Linear Ambient Luminaires | Premium | FALSE | [9 empty] | 6/12/2016 | Dimmable | Continuous (Can dim down to ≤ 10% (W)) | Yes |  |  | 4123.38 | 117.24 | 35.17 | 10.46 | 0.987 | 3500 | 82.1
PG9E8WVB | Eaton (formerly Cooper Lighting) | Corelite | RZL-NL-2L40-1[All Wiring]-UNV-[All Suspension][All Power Feed][All Suspension Length]-[All Ceiling Type]-[4 Foot Run Length Increments]-[Driver Includes STD, HCD & 5LT]-["Blank" or SV]-[All Finish] | Indoor Luminaires | Linear Ambient | Direct Linear Ambient Luminaires | Premium | FALSE | [9 empty] | 6/12/2016 | Dimmable | Continuous (Can dim down to ≤ 10% (W)) | Yes |  |  | 4223.91 | 120.1 | 35.17 | 10.46 | 0.987 | 4000 | 82.1
PVBZWBT6 | Eaton (formerly Cooper Lighting) | Corelite | RZL-NL-3L30-1[All Wiring]-UNV-[All Suspension][All Power Feed][All Suspension Length]-[All Ceiling Type]-[4 Foot Run Length Increments]-[Driver Includes STD, HCD & 5LT]-["Blank" or SV]-[All Finish] | Indoor Luminaires | Linear Ambient | Direct Linear Ambient Luminaires | Premium | FALSE | [9 empty] | 6/12/2016 | Dimmable | Continuous (Can dim down to ≤ 10% (W)) | Yes |  |  | 5044.17 | 120.86 | 41.74 | 9.82 | 0.996 | 3000 | 82.1
PWPTBE5M | Eaton (formerly Cooper Lighting) | Corelite | RZL-NL-3L35-1[All Wiring]-UNV-[All Suspension][All Power Feed][All Suspension Length]-[All Ceiling Type]-[4 Foot Run Length Increments]-[Driver Includes STD, HCD & 5LT]-["Blank" or SV]-[All Finish] | Indoor Luminaires | Linear Ambient | Direct Linear Ambient Luminaires | Premium | FALSE | [9 empty] | 6/12/2016 | Dimmable | Continuous (Can dim down to ≤ 10% (W)) | Yes |  |  | 5218.64 | 125.04 | 41.74 | 9.82 | 0.996 | 3500 | 82.1
P4VRBVR5 | Eaton (formerly Cooper Lighting) | Corelite | RZL-NL-3L40-1[All Wiring]-UNV-[All Suspension][All Power Feed][All Suspension Length]-[All Ceiling Type]-[4 Foot Run Length Increments]-[Driver Includes STD, HCD & 5LT]-["Blank" or SV]-[All Finish] | Indoor Luminaires | Linear Ambient | Direct Linear Ambient Luminaires | Premium | FALSE | [9 empty] | 6/12/2016 | Dimmable | Continuous (Can dim down to ≤ 10% (W)) | Yes |  |  | 5345.95 | 128.09 | 41.74 | 9.82 | 0.996 | 4000 | 82.1
PTG7963U | Eaton (formerly Cooper Lighting) | Corelite | RZL-NL-4L30-1[All Wiring]-UNV-[All Suspension][All Power Feed][All Suspension Length]-[All Ceiling Type]-[4 Foot Run Length Increments]-[Driver Includes STD, HCD & 5LT]-["Blank" or SV]-[All Finish] | Indoor Luminaires | Linear Ambient | Direct Linear Ambient Luminaires | Premium | FALSE | [9 empty] | 6/12/2016 | Dimmable | Continuous (Can dim down to ≤ 10% (W)) | Yes |  |  | 6579.63 | 115.81 | 56.82 | 9.16 | 0.997 | 3000 | 82.1
PU6JXTK5 | Eaton (formerly Cooper Lighting) | Corelite | RZL-NL-4L35-1[All Wiring]-UNV-[All Suspension][All Power Feed][All Suspension Length]-[All Ceiling Type]-[4 Foot Run Length Increments]-[Driver Includes STD, HCD & 5LT]-["Blank" or SV]-[All Finish] | Indoor Luminaires | Linear Ambient | Direct Linear Ambient Luminaires | Premium | FALSE | [9 empty] | 6/12/2016 | Dimmable | Continuous (Can dim down to ≤ 10% (W)) | Yes |  |  | 6807.24 | 119.81 | 56.82 | 9.16 | 0.997 | 3500 | 82.1
PJQRNHBY | Eaton (formerly Cooper Lighting) | Corelite | RZL-NL-4L40-1[All Wiring]-UNV-[All Suspension][All Power Feed][All Suspension Length]-[All Ceiling Type]-[4 Foot Run Length Increments]-[Driver Includes STD, HCD & 5LT]-["Blank" or SV]-[All Finish] | Indoor Luminaires | Linear Ambient | Direct Linear Ambient Luminaires | Premium | FALSE | [9 empty] | 6/12/2016 | Dimmable | Continuous (Can dim down to ≤ 10% (W)) | Yes |  |  | 6973.23 | 122.74 | 56.82 | 9.16 | 0.997 | 4000 | 82.1
PY9C9USN | Eaton (formerly Cooper Lighting) | Corelite | RZL-NL-5L30-1[All Wiring]-UNV-[All Suspension][All Power Feed][All Suspension Length]-[All Ceiling Type]-[4 Foot Run Length Increments]-[Driver Includes STD, HCD & 5LT]-["Blank" or SV]-[All Finish] | Indoor Luminaires | Linear Ambient | Direct Linear Ambient Luminaires | Premium | FALSE | [9 empty] | 6/12/2016 | Dimmable | Continuous (Can dim down to ≤ 10% (W)) | Yes |  |  | 8079.33 | 111.28 | 72.61 | 6.543 | 0.996 | 3000 | 82.1
PQY6BDGB | Eaton (formerly Cooper Lighting) | Corelite | RZL-NL-5L35-1[All Wiring]-UNV-[All Suspension][All Power Feed][All Suspension Length]-[All Ceiling Type]-[4 Foot Run Length Increments]-[Driver Includes STD, HCD & 5LT]-["Blank" or SV]-[All Finish] | Indoor Luminaires | Linear Ambient | Direct Linear Ambient Luminaires | Premium | FALSE | [9 empty] | 6/12/2016 | Dimmable | Continuous (Can dim down to ≤ 10% (W)) | Yes |  |  | 8358.85 | 115.13 | 72.61 | 6.543 | 0.996 | 3500 | 82.1
P52XFZNC | Eaton (formerly Cooper Lighting) | Corelite | RZL-NL-5L40-1[All Wiring]-UNV-[All Suspension][All Power Feed][All Suspension Length]-[All Ceiling Type]-[4 Foot Run Length Increments]-[Driver Includes STD, HCD & 5LT]-["Blank" or SV]-[All Finish] | Indoor Luminaires | Linear Ambient | Direct Linear Ambient Luminaires | Premium | FALSE | [9 empty] | 6/12/2016 | Dimmable | Continuous (Can dim down to ≤ 10% (W)) | Yes |  |  | 8562.67 | 117.93 | 72.61 | 6.543 | 0.996 | 4000 | 82.1
PTHQXVRV | Eaton (formerly Cooper Lighting) | Corelite | RZL-WB-1L30-1[All Wiring]-UNV-[All Suspension][All Power Feed][All Suspension Length]-[All Ceiling Type]-[4 Foot Run Length Increments]-[Driver Includes STD & HCD]-["Blank" or SV]-[All Finish] | Indoor Luminaires | Linear Ambient | Direct Linear Ambient Luminaires | Premium | FALSE | [9 empty] | 6/12/2016 | Dimmable | Continuous (Can dim down to ≤ 10% (W)) | Yes |  |  | 2905.91 | 116.8 | 24.88 | 7.7 | 0.987 | 3000 | 82.1
PEAZMQF5 | Eaton (formerly Cooper Lighting) | Corelite | RZL-WB-1L35-1[All Wiring]-UNV-[All Suspension][All Power Feed][All Suspension Length]-[All Ceiling Type]-[4 Foot Run Length Increments]-[Driver Includes STD & HCD]-["Blank" or SV]-[All Finish] | Indoor Luminaires | Linear Ambient | Direct Linear Ambient Luminaires | Premium | FALSE | [9 empty] | 6/12/2016 | Dimmable | Continuous (Can dim down to ≤ 10% (W)) | Yes |  |  | 3006.54 | 121.33 | 24.78 | 7.7 | 0.987 | 3500 | 82.1
PG59MKFD | Eaton (formerly Cooper Lighting) | Corelite | RZL-WB-1L40-1[All Wiring]-UNV-[All Suspension][All Power Feed][All Suspension Length]-[All Ceiling Type]-[4 Foot Run Length Increments]-[Driver Includes STD & HCD]-["Blank" or SV]-[All Finish] | Indoor Luminaires | Linear Ambient | Direct Linear Ambient Luminaires | Premium | FALSE | [9 empty] | 6/12/2016 | Dimmable | Continuous (Can dim down to ≤ 10% (W)) | Yes |  |  | 3079.84 | 124.09 | 24.82 | 7.7 | 0.987 | 4000 | 82.1
PGPVPD4P | Eaton (formerly Cooper Lighting) | Corelite | RZL-WB-2L30-1[All Wiring]-UNV-[All Suspension][All Power Feed][All Suspension Length]-[All Ceiling Type]-[4 Foot Run Length Increments]-[Driver Includes STD & HCD]-["Blank" or SV]-[All Finish] | Indoor Luminaires | Linear Ambient | Direct Linear Ambient Luminaires | Premium | FALSE | [9 empty] | 6/12/2016 | Dimmable | Continuous (Can dim down to ≤ 10% (W)) | Yes |  |  | 3851.62 | 110.87 | 34.74 | 7.99 | 0.989 | 3000 | 82.1
PY4FTZWF | Eaton (formerly Cooper Lighting) | Corelite | RZL-WB-2L35-1[All Wiring]-UNV-[All Suspension][All Power Feed][All Suspension Length]-[All Ceiling Type]-[4 Foot Run Length Increments]-[Driver Includes STD & HCD]-["Blank" or SV]-[All Finish] | Indoor Luminaires | Linear Ambient | Direct Linear Ambient Luminaires | Premium | FALSE | [9 empty] | 6/12/2016 | Dimmable | Continuous (Can dim down to ≤ 10% (W)) | Yes |  |  | 3984.92 | 114.71 | 34.74 | 7.99 | 0.989 | 3500 | 82.1
P1YN9B3K | Eaton (formerly Cooper Lighting) | Corelite | RZL-WB-2L35-1[All Wiring]-120V-[All Suspension][All Power Feed][All Suspension Length]-[All Ceiling Type]-[4 Foot Run Length Increments]-5LT-["Blank" or SV]-[All Finish] | Indoor Luminaires | Linear Ambient | Direct Linear Ambient Luminaires | Premium | FALSE | [9 empty] | 6/12/2016 | Dimmable | Continuous (Can dim down to ≤ 10% (W)) | Yes |  |  | 3984.92 | 110.61 | 36.03 | 15.4 | 0.985 | 3500 | 82.1
PYGZYAGX | Eaton (formerly Cooper Lighting) | Corelite | RZL-WB-2L40-1[All Wiring]-UNV-[All Suspension][All Power Feed][All Suspension Length]-[All Ceiling Type]-[4 Foot Run Length Increments]-[Driver Includes STD & HCD]-["Blank" or SV]-[All Finish] | Indoor Luminaires | Linear Ambient | Direct Linear Ambient Luminaires | Premium | FALSE | [9 empty] | 6/12/2016 | Dimmable | Continuous (Can dim down to ≤ 10% (W)) | Yes |  |  | 4082.02 | 117.5 | 34.74 | 7.99 | 0.989 | 4000 | 82.1
P6Y5PF8K | Eaton (formerly Cooper Lighting) | Corelite | RZL-WB-2L40-1[All Wiring]-120V-[All Suspension][All Power Feed][All Suspension Length]-[All Ceiling Type]-[4 Foot Run Length Increments]-5LT-["Blank" or SV]-[All Finish] | Indoor Luminaires | Linear Ambient | Direct Linear Ambient Luminaires | Premium | FALSE | [9 empty] | 6/12/2016 | Dimmable | Continuous (Can dim down to ≤ 10% (W)) | Yes |  |  | 4082.02 | 113.3 | 36.03 | 15.4 | 0.985 | 4000 | 82.1
P54HSXFR | Eaton (formerly Cooper Lighting) | Corelite | RZL-WB-3L30-1[All Wiring]-UNV-[All Suspension][All Power Feed][All Suspension Length]-[All Ceiling Type]-[4 Foot Run Length Increments]-[Driver Includes STD, HCD & 5LT]-["Blank" or SV]-[All Finish] | Indoor Luminaires | Linear Ambient | Direct Linear Ambient Luminaires | Premium | FALSE | [9 empty] | 6/12/2016 | Dimmable | Continuous (Can dim down to ≤ 10% (W)) | Yes |  |  | 4874.7 | 116.8 | 41.74 | 9.82 | 0.996 | 3000 | 82.1
PFT4ZUZR | Eaton (formerly Cooper Lighting) | Corelite | RZL-WB-3L35-1[All Wiring]-UNV-[All Suspension][All Power Feed][All Suspension Length]-[All Ceiling Type]-[4 Foot Run Length Increments]-[Driver Includes STD, HCD & 5LT]-["Blank" or SV]-[All Finish] | Indoor Luminaires | Linear Ambient | Direct Linear Ambient Luminaires | Premium | FALSE | [9 empty] | 6/12/2016 | Dimmable | Continuous (Can dim down to ≤ 10% (W)) | Yes |  |  | 5043.39 | 120.84 | 41.74 | 9.82 | 0.996 | 3500 | 82.1
PFWMJP4T | Eaton (formerly Cooper Lighting) | Corelite | RZL-WB-3L40-1[All Wiring]-UNV-[All Suspension][All Power Feed][All Suspension Length]-[All Ceiling Type]-[4 Foot Run Length Increments]-[Driver Includes STD, HCD & 5LT]-["Blank" or SV]-[All Finish] | Indoor Luminaires | Linear Ambient | Direct Linear Ambient Luminaires | Premium | FALSE | [9 empty] | 6/12/2016 | Dimmable | Continuous (Can dim down to ≤ 10% (W)) | Yes |  |  | 5166.29 | 123.78 | 41.74 | 9.82 | 0.996 | 4000 | 82.1
PG5ZCW12 | Eaton (formerly Cooper Lighting) | Corelite | RZL-WB-4L30-1[All Wiring]-UNV-[All Suspension][All Power Feed][All Suspension Length]-[All Ceiling Type]-[4 Foot Run Length Increments]-[Driver Includes STD, HCD & 5LT]-["Blank" or SV]-[All Finish] | Indoor Luminaires | Linear Ambient | Direct Linear Ambient Luminaires | Premium | FALSE | [9 empty] | 6/12/2016 | Dimmable | Continuous (Can dim down to ≤ 10% (W)) | Yes |  |  | 6358.63 | 111.92 | 56.82 | 9.16 | 0.997 | 3000 | 82.1
PFMDTY56 | Eaton (formerly Cooper Lighting) | Corelite | RZL-WB-4L35-1[All Wiring]-UNV-[All Suspension][All Power Feed][All Suspension Length]-[All Ceiling Type]-[4 Foot Run Length Increments]-[Driver Includes STD, HCD & 5LT]-["Blank" or SV]-[All Finish] | Indoor Luminaires | Linear Ambient | Direct Linear Ambient Luminaires | Premium | FALSE | [9 empty] | 6/12/2016 | Dimmable | Continuous (Can dim down to ≤ 10% (W)) | Yes |  |  | 6578.59 | 115.79 | 56.82 | 9.16 | 0.997 | 3500 | 82.1
P4ETQW4T | Eaton (formerly Cooper Lighting) | Corelite | RZL-WB-4L40-1[All Wiring]-UNV-[All Suspension][All Power Feed][All Suspension Length]-[All Ceiling Type]-[4 Foot Run Length Increments]-[Driver Includes STD, HCD & 5LT]-["Blank" or SV]-[All Finish] | Indoor Luminaires | Linear Ambient | Direct Linear Ambient Luminaires | Premium | FALSE | [9 empty] | 6/12/2016 | Dimmable | Continuous (Can dim down to ≤ 10% (W)) | Yes |  |  | 6739.02 | 118.61 | 56.82 | 9.16 | 0.997 | 4000 | 82.1
PY69STG1 | Eaton (formerly Cooper Lighting) | Corelite | RZL-WB-5L30-1[All Wiring]-UNV-[All Suspension][All Power Feed][All Suspension Length]-[All Ceiling Type]-[4 Foot Run Length Increments]-[Driver Includes HCD & 5LT]-["Blank" or SV]-[All Finish] | Indoor Luminaires | Linear Ambient | Direct Linear Ambient Luminaires | Premium | FALSE | [9 empty] | 6/12/2016 | Dimmable | Continuous (Can dim down to ≤ 10% (W)) | Yes |  |  | 7808.01 | 109.2 | 71.5 | 8.25 | 0.995 | 3000 | 82.1
PBTE3D2Y | Eaton (formerly Cooper Lighting) | Corelite | RZL-WB-5L35-1[All Wiring]-UNV-[All Suspension][All Power Feed][All Suspension Length]-[All Ceiling Type]-[4 Foot Run Length Increments]-[Driver Includes STD, HCD & 5LT]-["Blank" or SV]-[All Finish] | Indoor Luminaires | Linear Ambient | Direct Linear Ambient Luminaires | Premium | FALSE | [9 empty] | 6/12/2016 | Dimmable | Continuous (Can dim down to ≤ 10% (W)) | Yes |  |  | 8078.1 | 111.26 | 72.61 | 6.543 | 0.996 | 3500 | 82.1
P8TPAQZA | Eaton (formerly Cooper Lighting) | Corelite | RZL-WB-5L40-1[All Wiring]-UNV-[All Suspension][All Power Feed][All Suspension Length]-[All Ceiling Type]-[4 Foot Run Length Increments]-[Driver Includes STD, HCD & 5LT]-["Blank" or SV]-[All Finish] | Indoor Luminaires | Linear Ambient | Direct Linear Ambient Luminaires | Premium | FALSE | [9 empty] | 6/12/2016 | Dimmable | Continuous (Can dim down to ≤ 10% (W)) | Yes |  |  | 8275.05 | 113.97 | 72.61 | 6.543 | 0.996 | 4000 | 82.1
PGZG64VN | Eaton (formerly Cooper Lighting) | Corelite | RZL-WL-1L30-1[All Wiring]-UNV-[All Suspension][All Power Feed][All Suspension Length]-[All Ceiling Type]-[4 Foot Run Length Increments]-[Driver Includes STD & HCD]-["Blank" or SV]-[All Finish] | Indoor Luminaires | Linear Ambient | Direct Linear Ambient Luminaires | Premium | FALSE | [9 empty] | 6/12/2016 | Dimmable | Continuous (Can dim down to ≤ 10% (W)) | Yes |  |  | 3175.92 | 127.55 | 24.9 | 7.7 | 0.987 | 3000 | 82.1
PR442AAT | Eaton (formerly Cooper Lighting) | Corelite | RZL-WL-1L35-1[All Wiring]-UNV-[All Suspension][All Power Feed][All Suspension Length]-[All Ceiling Type]-[4 Foot Run Length Increments]-[Driver Includes STD & HCD]-["Blank" or SV]-[All Finish] | Indoor Luminaires | Linear Ambient | Direct Linear Ambient Luminaires | Premium | FALSE | [9 empty] | 6/12/2016 | Dimmable | Continuous (Can dim down to ≤ 10% (W)) | Yes |  |  | 3285.93 | 132.6 | 24.78 | 7.7 | 0.987 | 3500 | 82.1
P91WDUBD | Eaton (formerly Cooper Lighting) | Corelite | RZL-WL-1L40-1[All Wiring]-UNV-[All Suspension][All Power Feed][All Suspension Length]-[All Ceiling Type]-[4 Foot Run Length Increments]-[Driver Includes STD & HCD]-["Blank" or SV]-[All Finish] | Indoor Luminaires | Linear Ambient | Direct Linear Ambient Luminaires | Premium | FALSE | [9 empty] | 6/12/2016 | Dimmable | Continuous (Can dim down to ≤ 10% (W)) | Yes |  |  | 3365.97 | 135.62 | 24.82 | 7.7 | 0.987 | 4000 | 82.1
P381UCG5 | Eaton (formerly Cooper Lighting) | Corelite | RZL-WL-2L30-1[All Wiring]-UNV-[All Suspension][All Power Feed][All Suspension Length]-[All Ceiling Type]-[4 Foot Run Length Increments]-[Driver Includes STD, HCD & 5LT]-["Blank" or SV]-[All Finish] | Indoor Luminaires | Linear Ambient | Direct Linear Ambient Luminaires | Premium | FALSE | [9 empty] | 6/12/2016 | Dimmable | Continuous (Can dim down to ≤ 10% (W)) | Yes |  |  | 4209.51 | 119.69 | 35.17 | 10.46 | 0.987 | 3000 | 82.1
PXDQFESS | Eaton (formerly Cooper Lighting) | Corelite | RZL-WL-2L35-1[All Wiring]-UNV-[All Suspension][All Power Feed][All Suspension Length]-[All Ceiling Type]-[4 Foot Run Length Increments]-[Driver Includes STD, HCD & 5LT]-["Blank" or SV]-[All Finish] | Indoor Luminaires | Linear Ambient | Direct Linear Ambient Luminaires | Premium | FALSE | [9 empty] | 6/12/2016 | Dimmable | Continuous (Can dim down to ≤ 10% (W)) | Yes |  |  | 4355.09 | 123.83 | 35.17 | 10.46 | 0.987 | 3500 | 82.1
PF3VYWNV | Eaton (formerly Cooper Lighting) | Corelite | RZL-WL-2L40-1[All Wiring]-UNV-[All Suspension][All Power Feed][All Suspension Length]-[All Ceiling Type]-[4 Foot Run Length Increments]-[Driver Includes STD, HCD & 5LT]-["Blank" or SV]-[All Finish] | Indoor Luminaires | Linear Ambient | Direct Linear Ambient Luminaires | Premium | FALSE | [9 empty] | 6/12/2016 | Dimmable | Continuous (Can dim down to ≤ 10% (W)) | Yes |  |  | 4461.25 | 126.85 | 35.17 | 10.46 | 0.987 | 4000 | 82.1
PZMAD2E9 | Eaton (formerly Cooper Lighting) | Corelite | RZL-WL-3L30-1[All Wiring]-UNV-[All Suspension][All Power Feed][All Suspension Length]-[All Ceiling Type]-[4 Foot Run Length Increments]-[Driver Includes STD, HCD & 5LT]-["Blank" or SV]-[All Finish] | Indoor Luminaires | Linear Ambient | Direct Linear Ambient Luminaires | Premium | FALSE | [9 empty] | 6/12/2016 | Dimmable | Continuous (Can dim down to ≤ 10% (W)) | Yes |  |  | 5327.65 | 127.65 | 41.74 | 9.82 | 0.996 | 3000 | 82.1
P2366X7P | Eaton (formerly Cooper Lighting) | Corelite | RZL-WL-3L35-1[All Wiring]-UNV-[All Suspension][All Power Feed][All Suspension Length]-[All Ceiling Type]-[4 Foot Run Length Increments]-[Driver Includes STD, HCD & 5LT]-["Blank" or SV]-[All Finish] | Indoor Luminaires | Linear Ambient | Direct Linear Ambient Luminaires | Premium | FALSE | [9 empty] | 6/12/2016 | Dimmable | Continuous (Can dim down to ≤ 10% (W)) | Yes |  |  | 5511.97 | 132.07 | 41.74 | 9.82 | 0.996 | 3500 | 82.1
P1RN2NS4 | Eaton (formerly Cooper Lighting) | Corelite | RZL-WL-3L40-1[All Wiring]-UNV-[All Suspension][All Power Feed][All Suspension Length]-[All Ceiling Type]-[4 Foot Run Length Increments]-[Driver Includes STD, HCD & 5LT]-["Blank" or SV]-[All Finish] | Indoor Luminaires | Linear Ambient | Direct Linear Ambient Luminaires | Premium | FALSE | [9 empty] | 6/12/2016 | Dimmable | Continuous (Can dim down to ≤ 10% (W)) | Yes |  |  | 5646.37 | 135.29 | 41.74 | 9.82 | 0.996 | 4000 | 82.1
PZQW6UA3 | Eaton (formerly Cooper Lighting) | Corelite | RZL-WL-4L30-1[All Wiring]-UNV-[All Suspension][All Power Feed][All Suspension Length]-[All Ceiling Type]-[4 Foot Run Length Increments]-[Driver Includes STD, HCD & 5LT]-["Blank" or SV]-[All Finish] | Indoor Luminaires | Linear Ambient | Direct Linear Ambient Luminaires | Premium | FALSE | [9 empty] | 6/12/2016 | Dimmable | Continuous (Can dim down to ≤ 10% (W)) | Yes |  |  | 6949.41 | 122.32 | 56.82 | 9.16 | 0.997 | 3000 | 82.1
P8AR7YTD | Eaton (formerly Cooper Lighting) | Corelite | RZL-WL-4L35-1[All Wiring]-UNV-[All Suspension][All Power Feed][All Suspension Length]-[All Ceiling Type]-[4 Foot Run Length Increments]-[Driver Includes STD, HCD & 5LT]-["Blank" or SV]-[All Finish] | Indoor Luminaires | Linear Ambient | Direct Linear Ambient Luminaires | Premium | FALSE | [9 empty] | 6/12/2016 | Dimmable | Continuous (Can dim down to ≤ 10% (W)) | Yes |  |  | 7189.82 | 126.55 | 56.82 | 9.16 | 0.997 | 3500 | 82.1
PXZQMB66 | Eaton (formerly Cooper Lighting) | Corelite | RZL-WL-4L40-1[All Wiring]-UNV-[All Suspension][All Power Feed][All Suspension Length]-[All Ceiling Type]-[4 Foot Run Length Increments]-[Driver Includes STD, HCD & 5LT]-["Blank" or SV]-[All Finish] | Indoor Luminaires | Linear Ambient | Direct Linear Ambient Luminaires | Premium | FALSE | [9 empty] | 6/12/2016 | Dimmable | Continuous (Can dim down to ≤ 10% (W)) | Yes |  |  | 7365.12 | 129.63 | 56.82 | 9.16 | 0.997 | 4000 | 82.1
PMTKSVDR | Eaton (formerly Cooper Lighting) | Corelite | RZL-WL-5L30-1[All Wiring]-UNV-[All Suspension][All Power Feed][All Suspension Length]-[All Ceiling Type]-[4 Foot Run Length Increments]-[Driver Includes STD, HCD & 5LT]-["Blank" or SV]-[All Finish] | Indoor Luminaires | Linear Ambient | Direct Linear Ambient Luminaires | Premium | FALSE | [9 empty] | 6/12/2016 | Dimmable | Continuous (Can dim down to ≤ 10% (W)) | Yes |  |  | 8533.42 | 117.53 | 72.61 | 6.543 | 0.996 | 3000 | 82.1
PMH7H629 | Eaton (formerly Cooper Lighting) | Corelite | RZL-WL-5L35-1[All Wiring]-UNV-[All Suspension][All Power Feed][All Suspension Length]-[All Ceiling Type]-[4 Foot Run Length Increments]-[Driver Includes STD, HCD & 5LT]-["Blank" or SV]-[All Finish] | Indoor Luminaires | Linear Ambient | Direct Linear Ambient Luminaires | Premium | FALSE | [9 empty] | 6/12/2016 | Dimmable | Continuous (Can dim down to ≤ 10% (W)) | Yes |  |  | 8828.64 | 121.6 | 72.61 | 6.543 | 0.996 | 3500 | 82.1
P6QHHEF3 | Eaton (formerly Cooper Lighting) | Corelite | RZL-WL-5L40-1[All Wiring]-UNV-[All Suspension][All Power Feed][All Suspension Length]-[All Ceiling Type]-[4 Foot Run Length Increments]-[Driver Includes STD, HCD & 5LT]-["Blank" or SV]-[All Finish] | Indoor Luminaires | Linear Ambient | Direct Linear Ambient Luminaires | Premium | FALSE | [9 empty] | 6/12/2016 | Dimmable | Continuous (Can dim down to ≤ 10% (W)) | Yes |  |  | 9043.96 | 124.56 | 72.61 | 6.543 | 0.996 | 4000 | 82.1
P3Q88PKD | Eaton (formerly Cooper Lighting) | Corelite | RZL-WF-1L30-1[All Wiring]-UNV-[All Suspension][All Power Feed][All Suspension Length]-[All Ceiling Type]-[4 Foot Run Length Increments]-[Driver Includes STD & HCD]-["Blank" or SV]-[All Finish] | Indoor Luminaires | Linear Ambient | Direct Linear Ambient Luminaires | Premium | FALSE | [9 empty] | 6/12/2016 | Dimmable | Continuous (Can dim down to ≤ 10% (W)) | Yes |  |  | 2943.02 | 118.57 | 24.82 | 7.7 | 0.987 | 3000 | 82.1
P27QMV8P | Eaton (formerly Cooper Lighting) | Corelite | RZL-WF-1L35-1[All Wiring]-UNV-[All Suspension][All Power Feed][All Suspension Length]-[All Ceiling Type]-[4 Foot Run Length Increments]-[Driver Includes STD & HCD]-["Blank" or SV]-[All Finish] | Indoor Luminaires | Linear Ambient | Direct Linear Ambient Luminaires | Premium | FALSE | [9 empty] | 6/12/2016 | Dimmable | Continuous (Can dim down to ≤ 10% (W)) | Yes |  |  | 3044.83 | 122.87 | 24.78 | 7.7 | 0.987 | 3500 | 82.1
P6KP87NX | Eaton (formerly Cooper Lighting) | Corelite | RZL-WF-1L40-1[All Wiring]-UNV-[All Suspension][All Power Feed][All Suspension Length]-[All Ceiling Type]-[4 Foot Run Length Increments]-[Driver Includes STD & HCD]-["Blank" or SV]-[All Finish] | Indoor Luminaires | Linear Ambient | Direct Linear Ambient Luminaires | Premium | FALSE | [9 empty] | 6/12/2016 | Dimmable | Continuous (Can dim down to ≤ 10% (W)) | Yes |  |  | 3119.04 | 125.67 | 24.82 | 7.7 | 0.987 | 4000 | 82.1
P3UZ31D1 | Eaton (formerly Cooper Lighting) | Corelite | RZL-WF-2L30-1[All Wiring]-UNV-[All Suspension][All Power Feed][All Suspension Length]-[All Ceiling Type]-[4 Foot Run Length Increments]-[Driver Includes STD & HCD]-["Blank" or SV]-[All Finish] | Indoor Luminaires | Linear Ambient | Direct Linear Ambient Luminaires | Premium | FALSE | [9 empty] | 6/12/2016 | Dimmable | Continuous (Can dim down to ≤ 10% (W)) | Yes |  |  | 3900.68 | 112.28 | 34.74 | 7.99 | 0.989 | 3000 | 82.1
PJGD71CU | Eaton (formerly Cooper Lighting) | Corelite | RZL-WF-2L30-1[All Wiring]-120V-[All Suspension][All Power Feed][All Suspension Length]-[All Ceiling Type]-[4 Foot Run Length Increments]-5LT-["Blank" or SV]-[All Finish] | Indoor Luminaires | Linear Ambient | Direct Linear Ambient Luminaires | Premium | FALSE | [9 empty] | 6/12/2016 | Dimmable | Continuous (Can dim down to ≤ 10% (W)) | Yes |  |  | 3900.68 | 108.27 | 36.03 | 15.4 | 0.985 | 3000 | 82.1
PCMUF4MU | Eaton (formerly Cooper Lighting) | Corelite | RZL-WF-2L35-1[All Wiring]-UNV-[All Suspension][All Power Feed][All Suspension Length]-[All Ceiling Type]-[4 Foot Run Length Increments]-[Driver Includes STD & HCD]-["Blank" or SV]-[All Finish] | Indoor Luminaires | Linear Ambient | Direct Linear Ambient Luminaires | Premium | FALSE | [9 empty] | 6/12/2016 | Dimmable | Continuous (Can dim down to ≤ 10% (W)) | Yes |  |  | 4035.58 | 116.17 | 34.74 | 7.99 | 0.989 | 3500 | 82.1
PKS7M4WA | Eaton (formerly Cooper Lighting) | Corelite | RZL-WF-2L35-1[All Wiring]-120V-[All Suspension][All Power Feed][All Suspension Length]-[All Ceiling Type]-[4 Foot Run Length Increments]-5LT-["Blank" or SV]-[All Finish] | Indoor Luminaires | Linear Ambient | Direct Linear Ambient Luminaires | Premium | FALSE | [9 empty] | 6/12/2016 | Dimmable | Continuous (Can dim down to ≤ 10% (W)) | Yes |  |  | 4035.58 | 112.01 | 36.03 | 15.4 | 0.985 | 3500 | 82.1
PE4JG3FA | Eaton (formerly Cooper Lighting) | Corelite | RZL-WF-2L40-1[All Wiring]-UNV-[All Suspension][All Power Feed][All Suspension Length]-[All Ceiling Type]-[4 Foot Run Length Increments]-[Driver Includes STD, HCD & 5LT]-["Blank" or SV]-[All Finish] | Indoor Luminaires | Linear Ambient | Direct Linear Ambient Luminaires | Premium | FALSE | [9 empty] | 6/12/2016 | Dimmable | Continuous (Can dim down to ≤ 10% (W)) | Yes |  |  | 4134.02 | 117.55 | 35.17 | 10.46 | 0.987 | 4000 | 82.1
P6JEXFNT | Eaton (formerly Cooper Lighting) | Corelite | RZL-WF-3L30-1[All Wiring]-UNV-[All Suspension][All Power Feed][All Suspension Length]-[All Ceiling Type]-[4 Foot Run Length Increments]-[Driver Includes STD, HCD & 5LT]-["Blank" or SV]-[All Finish] | Indoor Luminaires | Linear Ambient | Direct Linear Ambient Luminaires | Premium | FALSE | [9 empty] | 6/12/2016 | Dimmable | Continuous (Can dim down to ≤ 10% (W)) | Yes |  |  | 4936.8 | 118.28 | 41.74 | 9.82 | 0.996 | 3000 | 82.1
P1MP5544 | Eaton (formerly Cooper Lighting) | Corelite | RZL-WF-3L35-1[All Wiring]-UNV-[All Suspension][All Power Feed][All Suspension Length]-[All Ceiling Type]-[4 Foot Run Length Increments]-[Driver Includes STD, HCD & 5LT]-["Blank" or SV]-[All Finish] | Indoor Luminaires | Linear Ambient | Direct Linear Ambient Luminaires | Premium | FALSE | [9 empty] | 6/12/2016 | Dimmable | Continuous (Can dim down to ≤ 10% (W)) | Yes |  |  | 5107.6 | 122.38 | 41.74 | 9.82 | 0.996 | 3500 | 82.1
P952DADS | Eaton (formerly Cooper Lighting) | Corelite | RZL-WF-3L40-1[All Wiring]-UNV-[All Suspension][All Power Feed][All Suspension Length]-[All Ceiling Type]-[4 Foot Run Length Increments]-[Driver Includes STD, HCD & 5LT]-["Blank" or SV]-[All Finish] | Indoor Luminaires | Linear Ambient | Direct Linear Ambient Luminaires | Premium | FALSE | [9 empty] | 6/12/2016 | Dimmable | Continuous (Can dim down to ≤ 10% (W)) | Yes |  |  | 5232.15 | 125.36 | 41.74 | 9.82 | 0.996 | 4000 | 82.1
PC2S7S1E | Eaton (formerly Cooper Lighting) | Corelite | RZL-WF-4L30-1[All Wiring]-UNV-[All Suspension][All Power Feed][All Suspension Length]-[All Ceiling Type]-[4 Foot Run Length Increments]-[Driver Includes STD, HCD & 5LT]-["Blank" or SV]-[All Finish] | Indoor Luminaires | Linear Ambient | Direct Linear Ambient Luminaires | Premium | FALSE | [9 empty] | 6/12/2016 | Dimmable | Continuous (Can dim down to ≤ 10% (W)) | Yes |  |  | 6439.61 | 113.34 | 56.82 | 9.16 | 0.997 | 3000 | 82.1
PN5176UG | Eaton (formerly Cooper Lighting) | Corelite | RZL-WF-4L35-1[All Wiring]-UNV-[All Suspension][All Power Feed][All Suspension Length]-[All Ceiling Type]-[4 Foot Run Length Increments]-[Driver Includes STD, HCD & 5LT]-["Blank" or SV]-[All Finish] | Indoor Luminaires | Linear Ambient | Direct Linear Ambient Luminaires | Premium | FALSE | [9 empty] | 6/12/2016 | Dimmable | Continuous (Can dim down to ≤ 10% (W)) | Yes |  |  | 6662.4 | 117.26 | 56.82 | 9.16 | 0.997 | 3500 | 82.1
PCPUX9AU | Eaton (formerly Cooper Lighting) | Corelite | RZL-WF-4L40-1[All Wiring]-UNV-[All Suspension][All Power Feed][All Suspension Length]-[All Ceiling Type]-[4 Foot Run Length Increments]-[Driver Includes STD, HCD & 5LT]-["Blank" or SV]-[All Finish] | Indoor Luminaires | Linear Ambient | Direct Linear Ambient Luminaires | Premium | FALSE | [9 empty] | 6/12/2016 | Dimmable | Continuous (Can dim down to ≤ 10% (W)) | Yes |  |  | 6824.81 | 120.12 | 56.82 | 9.16 | 0.997 | 4000 | 82.1
PEUR82FE | Eaton (formerly Cooper Lighting) | Corelite | RZL-WF-5L30-1[All Wiring]-UNV-[All Suspension][All Power Feed][All Suspension Length]-[All Ceiling Type]-[4 Foot Run Length Increments]-[Driver Includes HCD & 5LT]-["Blank" or SV]-[All Finish] | Indoor Luminaires | Linear Ambient | Direct Linear Ambient Luminaires | Premium | FALSE | [9 empty] | 6/12/2016 | Dimmable | Continuous (Can dim down to ≤ 10% (W)) | Yes |  |  | 7907.41 | 110.59 | 71.5 | 8.25 | 0.995 | 3000 | 82.1
P9SC2CT4 | Eaton (formerly Cooper Lighting) | Corelite | RZL-WF-5L35-1[All Wiring]-UNV-[All Suspension][All Power Feed][All Suspension Length]-[All Ceiling Type]-[4 Foot Run Length Increments]-[Driver Includes STD, HCD & 5LT]-["Blank" or SV]-[All Finish] | Indoor Luminaires | Linear Ambient | Direct Linear Ambient Luminaires | Premium | FALSE | [9 empty] | 6/12/2016 | Dimmable | Continuous (Can dim down to ≤ 10% (W)) | Yes |  |  | 8180.94 | 112.68 | 72.61 | 6.543 | 0.996 | 3500 | 82.1
PTY1YXPN | Eaton (formerly Cooper Lighting) | Corelite | RZL-WF-5L40-1[All Wiring]-UNV-[All Suspension][All Power Feed][All Suspension Length]-[All Ceiling Type]-[4 Foot Run Length Increments]-[Driver Includes STD, HCD & 5LT]-["Blank" or SV]-[All Finish] | Indoor Luminaires | Linear Ambient | Direct Linear Ambient Luminaires | Premium | FALSE | [9 empty] | 6/12/2016 | Dimmable | Continuous (Can dim down to ≤ 10% (W)) | Yes |  |  | 8380.39 | 115.42 | 72.61 | 6.543 | 0.996 | 4000 | 82.1
PSY78KW7 | Eaton (formerly Cooper Lighting) | Corelite | RZL-NB-2L30-1[All Wiring]-UNV-[All Suspension][All Power Feed][All Suspension Length]-[All Ceiling Type]-[4 Foot Run Length Increments]-[Driver Includes STD, HCD & 5LT]-["Blank" or SV]-[All Finish] | Indoor Luminaires | Linear Ambient | Direct Linear Ambient Luminaires | Standard | FALSE | [9 empty] | 6/12/2016 | Dimmable | Continuous (Can dim down to ≤ 10% (W)) | Yes |  |  | 3678 | 104.58 | 35.17 | 10.46 | 0.987 | 3000 | 82.1
PRHSBC77 | Eaton (formerly Cooper Lighting) | Corelite | RZL-NB-2L35-1[All Wiring]-UNV-[All Suspension][All Power Feed][All Suspension Length]-[All Ceiling Type]-[4 Foot Run Length Increments]-5LT-["Blank" or SV]-[All Finish] | Indoor Luminaires | Linear Ambient | Direct Linear Ambient Luminaires | Standard | FALSE | [9 empty] | 6/12/2016 | Dimmable | Continuous (Can dim down to ≤ 10% (W)) | Yes |  |  | 3805.23 | 105.62 | 36.03 | 15.4 | 0.985 | 3500 | 82.1
PGA8ZU9P | Eaton (formerly Cooper Lighting) | Corelite | RZL-NB-2L40-1[All Wiring]-UNV-[All Suspension][All Power Feed][All Suspension Length]-[All Ceiling Type]-[4 Foot Run Length Increments]-5LT-["Blank" or SV]-[All Finish] | Indoor Luminaires | Linear Ambient | Direct Linear Ambient Luminaires | Standard | FALSE | [9 empty] | 6/12/2016 | Dimmable | Continuous (Can dim down to ≤ 10% (W)) | Yes |  |  | 3898.03 | 108.19 | 36.03 | 15.4 | 0.985 | 4000 | 82.1
PNXE4ANV | Eaton (formerly Cooper Lighting) | Corelite | RZL-NB-3L30-1[All Wiring]-UNV-[All Suspension][All Power Feed][All Suspension Length]-[All Ceiling Type]-[4 Foot Run Length Increments]-5LT-["Blank" or SV]-[All Finish] | Indoor Luminaires | Linear Ambient | Direct Linear Ambient Luminaires | Standard | FALSE | [9 empty] | 6/12/2016 | Dimmable | Continuous (Can dim down to ≤ 10% (W)) | Yes |  |  | 4655.02 | 107.23 | 43.41 | 13.6 | 0.989 | 3000 | 82.1
PZ48MWGY | Eaton (formerly Cooper Lighting) | Corelite | RZL-NB-4L30-1[All Wiring]-120V-[All Suspension][All Power Feed][All Suspension Length]-[All Ceiling Type]-[4 Foot Run Length Increments]-5LT-["Blank" or SV]-[All Finish] | Indoor Luminaires | Linear Ambient | Direct Linear Ambient Luminaires | Standard | FALSE | [9 empty] | 6/12/2016 | Dimmable | Continuous (Can dim down to ≤ 10% (W)) | Yes |  |  | 6072 | 105.74 | 57.43 | 11 | 0.993 | 3000 | 82.1
P6U9RUHU | Eaton (formerly Cooper Lighting) | Corelite | RZL-NB-5L30-1[All Wiring]-UNV-[All Suspension][All Power Feed][All Suspension Length]-[All Ceiling Type]-[4 Foot Run Length Increments]-[Driver Includes STD, HCD & 5LT]-["Blank" or SV]-[All Finish] | Indoor Luminaires | Linear Ambient | Direct Linear Ambient Luminaires | Standard | FALSE | [9 empty] | 6/12/2016 | Dimmable | Continuous (Can dim down to ≤ 10% (W)) | Yes |  |  | 7455.6 | 99.81 | 74.7 | 6.543 | 0.996 | 3000 | 82.1
PJWZ9V7K | Eaton (formerly Cooper Lighting) | Corelite | RZL-NB-5L35-1[All Wiring]-UNV-[All Suspension][All Power Feed][All Suspension Length]-[All Ceiling Type]-[4 Foot Run Length Increments]-[Driver Includes STD, HCD & 5LT]-["Blank" or SV]-[All Finish] | Indoor Luminaires | Linear Ambient | Direct Linear Ambient Luminaires | Standard | FALSE | [9 empty] | 6/12/2016 | Dimmable | Continuous (Can dim down to ≤ 10% (W)) | Yes |  |  | 7713.95 | 106.25 | 72.61 | 6.543 | 0.996 | 3500 | 82.1
PY28CQ9D | Eaton (formerly Cooper Lighting) | Corelite | RZL-NB-5L40-1[All Wiring]-UNV-[All Suspension][All Power Feed][All Suspension Length]-[All Ceiling Type]-[4 Foot Run Length Increments]-STD-["Blank" or SV]-[All Finish] | Indoor Luminaires | Linear Ambient | Direct Linear Ambient Luminaires | Standard | FALSE | [9 empty] | 6/12/2016 | Dimmable | Continuous (Can dim down to ≤ 10% (W)) | Yes |  |  | 7902.02 | 105.7 | 74.76 | 3.13 | 0.999 | 4000 | 82.1
PA2EKJN1 | Eaton (formerly Cooper Lighting) | Corelite | RZL-NL-2L30-1[All Wiring]-UNV-[All Suspension][All Power Feed][All Suspension Length]-[All Ceiling Type]-[4 Foot Run Length Increments]-5LT-["Blank" or SV]-[All Finish] | Indoor Luminaires | Linear Ambient | Direct Linear Ambient Luminaires | Standard | FALSE | [9 empty] | 6/12/2016 | Dimmable | Continuous (Can dim down to ≤ 10% (W)) | Yes |  |  | 3985.53 | 110.62 | 36.03 | 15.4 | 0.985 | 3000 | 82.1
PQTZR1HM | Eaton (formerly Cooper Lighting) | Corelite | RZL-WB-2L30-1[All Wiring]-UNV-[All Suspension][All Power Feed][All Suspension Length]-[All Ceiling Type]-[4 Foot Run Length Increments]-5LT-["Blank" or SV]-[All Finish] | Indoor Luminaires | Linear Ambient | Direct Linear Ambient Luminaires | Standard | FALSE | [9 empty] | 6/12/2016 | Dimmable | Continuous (Can dim down to ≤ 10% (W)) | Yes |  |  | 3851.62 | 106.91 | 36.03 | 15.4 | 0.985 | 3000 | 82.1
PS9J914D | Eaton (formerly Cooper Lighting) | Corelite | RZL-WB-2L35-1[All Wiring]-UNV-[All Suspension][All Power Feed][All Suspension Length]-[All Ceiling Type]-[4 Foot Run Length Increments]-5LT-["Blank" or SV]-[All Finish] | Indoor Luminaires | Linear Ambient | Direct Linear Ambient Luminaires | Standard | FALSE | [9 empty] | 6/12/2016 | Dimmable | Continuous (Can dim down to ≤ 10% (W)) | Yes |  |  | 3984.92 | 110.61 | 36.03 | 15.4 | 0.985 | 3500 | 82.1
PAQ5QRJB | Eaton (formerly Cooper Lighting) | Corelite | RZL-WB-2L40-1[All Wiring]-UNV-[All Suspension][All Power Feed][All Suspension Length]-[All Ceiling Type]-[4 Foot Run Length Increments]-5LT-["Blank" or SV]-[All Finish] | Indoor Luminaires | Linear Ambient | Direct Linear Ambient Luminaires | Standard | FALSE | [9 empty] | 6/12/2016 | Dimmable | Continuous (Can dim down to ≤ 10% (W)) | Yes |  |  | 4082.02 | 113.3 | 36.03 | 15.4 | 0.985 | 4000 | 82.1
PC9JGGU5 | Eaton (formerly Cooper Lighting) | Corelite | RZL-WB-5L30-1[All Wiring]-UNV-[All Suspension][All Power Feed][All Suspension Length]-[All Ceiling Type]-[4 Foot Run Length Increments]-STD-["Blank" or SV]-[All Finish] | Indoor Luminaires | Linear Ambient | Direct Linear Ambient Luminaires | Standard | FALSE | [9 empty] | 6/12/2016 | Dimmable | Continuous (Can dim down to ≤ 10% (W)) | Yes |  |  | 7808.01 | 104.44 | 74.76 | 3.13 | 0.999 | 3000 | 82.1
P25FK635 | Eaton (formerly Cooper Lighting) | Corelite | RZL-WF-2L30-1[All Wiring]-UNV-[All Suspension][All Power Feed][All Suspension Length]-[All Ceiling Type]-[4 Foot Run Length Increments]-5LT-["Blank" or SV]-[All Finish] | Indoor Luminaires | Linear Ambient | Direct Linear Ambient Luminaires | Standard | FALSE | [9 empty] | 6/12/2016 | Dimmable | Continuous (Can dim down to ≤ 10% (W)) | Yes |  |  | 3900.68 | 108.27 | 36.03 | 15.4 | 0.985 | 3000 | 82.1
PDAT5Y8F | Eaton (formerly Cooper Lighting) | Corelite | RZL-WF-2L35-1[All Wiring]-UNV-[All Suspension][All Power Feed][All Suspension Length]-[All Ceiling Type]-[4 Foot Run Length Increments]-5LT-["Blank" or SV]-[All Finish] | Indoor Luminaires | Linear Ambient | Direct Linear Ambient Luminaires | Standard | FALSE | [9 empty] | 6/12/2016 | Dimmable | Continuous (Can dim down to ≤ 10% (W)) | Yes |  |  | 4035.58 | 112.01 | 36.03 | 15.4 | 0.985 | 3500 | 82.1
P2ZCYEAA | Eaton (formerly Cooper Lighting) | Corelite | RZL-WF-5L30-1[All Wiring]-UNV-[All Suspension][All Power Feed][All Suspension Length]-[All Ceiling Type]-[4 Foot Run Length Increments]-STD-["Blank" or SV]-[All Finish] | Indoor Luminaires | Linear Ambient | Direct Linear Ambient Luminaires | Standard | FALSE | [9 empty] | 6/12/2016 | Dimmable | Continuous (Can dim down to ≤ 10% (W)) | Yes |  |  | 7907.41 | 105.77 | 74.76 | 3.13 | 0.999 | 3000 | 82.1
P00000KRM | Eaton (formerly Cooper Lighting) | CORELITE | RZL-NB-3L35-1[Wiring includes A thru Z and DW]-[Voltage includes 120 thru 277V]-[All Suspension, Power Feed, and Suspension Length]-[All Ceiling Type]-[All Run Length in 4’ increments] | Indoor Luminaires | Linear Ambient | Direct Linear Ambient Luminaires | Standard | TRUE | 4651.84 | 84.76 | 58.64 | 13.7 | 0.955 | 3481 | 85.9 |  |  | 4/18/2014 | Not Yet Verified | Not Yet Verified | Not Yet Verified |  | 2.1 | 4630 | 85.7 | 54 | 12 | 0.99 | 3500 | 85
P00000KRN | Eaton (formerly Cooper Lighting) | CORELITE | RZLR-NB-3L35-1[Wiring includes A thru Z and DW]-[Voltage includes 120 thru 277V]-[All Suspension, Power Feed, and Suspension Length]-[All Ceiling Type]-[All Run Length in 4’ increments] | Indoor Luminaires | Linear Ambient | Direct Linear Ambient Luminaires | Standard | FALSE | [9 empty] | 4/18/2014 | Not Yet Verified | Not Yet Verified | Not Yet Verified |  |  | 4630 | 85.7 | 54 | 12 | 0.99 | 3500 | 85
P5UZNVVP | Eaton (formerly Cooper Lighting) | Corelite | DRI-WD-5L30-UNV-14-[All Ceiling Types]-[Driver Includes STD, HCD & 5LT]-["Blank" or SV]-[All Emergency]-[All Options] | Indoor Luminaires | Linear Ambient | Direct Linear Ambient Luminaires | Standard | TRUE | 6453.1 | 119.9 | 53.8 | 19.06 | 0.9058 | 2991 | 82.2 | 5 | 50000 | 10/20/2016 | Dimmable | Continuous (Can dim down to ≤ 10% (W)) | Yes |  | 3.1 | 6453.1 | 119.95 | 53.8 | 9.29 | 1 | 3000 | 82.2
P8QY1H5A | Eaton (formerly Cooper Lighting) | Corelite | DRI-WS-1L30-UNV-14-[All Ceiling Types]-[Driver Includes STD & HCD]-["Blank" or SV]-[All Emergency]-[All Options] | Indoor Luminaires | Linear Ambient | Direct Linear Ambient Luminaires | Standard | TRUE | 1981.3 | 121.6 | 16.3 | 6.43 | 0.994 | 2991 | 82.2 | 5 | 50000 | 10/20/2016 | Dimmable | Continuous (Can dim down to ≤ 10% (W)) | Yes |  | 3.1 | 1981.3 | 121.55 | 16.3 | 6.43 | 0.99 | 3000 | 82.2
PV24H617 | Eaton (formerly Cooper Lighting) | Corelite | DRI-WS-1L40-UNV-14-[All Ceiling Types]-[Driver Includes STD & HCD]-["Blank" or SV]-[All Emergency]-[All Options] | Indoor Luminaires | Linear Ambient | Direct Linear Ambient Luminaires | Standard | TRUE | 2113.6 | 129.7 | 16.3 | 7.76 | 0.9912 | 3891 | 83.8 | 5 | 50000 | 10/20/2016 | Dimmable | Continuous (Can dim down to ≤ 10% (W)) | Yes |  | 3.1 | 2012 | 122.24 | 16.46 | 7.76 | 0.99 | 4000 | 82.2
PRRW8MNA | Eaton (formerly Cooper Lighting) | Corelite | DRI-WD-2L30-UNV-14-[All Ceiling Types]-5LT-["Blank" or SV]-[All Emergency]-[All Options] | Indoor Luminaires | Linear Ambient | Direct Linear Ambient Luminaires | Premium | TRUE | 3164.7 | 130.2 | 24.3 | 5.89 | 0.9976 | 2991 | 82.2 | 5 | 50000 | 10/20/2016 | Dimmable | Continuous (Can dim down to ≤ 10% (W)) | Yes |  | 3.1 | 3165 | 123.78 | 25.57 | 7.72 | 1 | 3000 | 82.2
PACQTNAX | Eaton (formerly Cooper Lighting) | Corelite | DRI-WS-4L40-UNV-14-[All Ceiling Types]-[Driver Includes STD & HCD]-["Blank" or SV]-[All Emergency]-[All Options] | Indoor Luminaires | Linear Ambient | Direct Linear Ambient Luminaires | Standard | TRUE | 5426.4 | 125.3 | 43.3 | 7.06 | 0.9956 | 3891 | 83.8 | 5 | 50000 | 10/20/2016 | Dimmable | Continuous (Can dim down to ≤ 10% (W)) | Yes |  | 3.1 | 5164 | 120.34 | 42.91 | 7.99 | 0.99 | 4000 | 82.2
PPFF7AG2 | Eaton (formerly Cooper Lighting) | Corelite | DRI-WS-2L30-UNV-14-[All Ceiling Types]-[Driver Includes STD & HCD]-["Blank" or SV]-[All Emergency]-[All Options] | Indoor Luminaires | Linear Ambient | Direct Linear Ambient Luminaires | Standard | FALSE | [9 empty] | 10/20/2016 | Dimmable | Continuous (Can dim down to ≤ 10% (W)) | Yes |  |  | 3000 | 120.72 | 24.85 | 7.22 | 0.99 | 3000 | 82.2
P9M24DAQ | Eaton (formerly Cooper Lighting) | Corelite | DRI-WS-3L30-UNV-14-[All Ceiling Types]-[Driver Includes STD & HCD]-["Blank" or SV]-[All Emergency]-[All Options] | Indoor Luminaires | Linear Ambient | Direct Linear Ambient Luminaires | Standard | FALSE | [9 empty] | 10/20/2016 | Dimmable | Continuous (Can dim down to ≤ 10% (W)) | Yes |  |  | 4056 | 120.75 | 33.59 | 7.97 | 0.99 | 3000 | 82.2
PDDQJGPM | Eaton (formerly Cooper Lighting) | Corelite | DRI-WS-3L40-UNV-14-[All Ceiling Types]-[Driver Includes STD, HCD & 5LT]-["Blank" or SV]-[All Emergency]-[All Options] | Indoor Luminaires | Linear Ambient | Direct Linear Ambient Luminaires | Standard | FALSE | [9 empty] | 10/20/2016 | Dimmable | Continuous (Can dim down to ≤ 10% (W)) | Yes |  |  | 4118 | 121.8 | 33.81 | 7.39 | 0.99 | 4000 | 82.2
PF6N692V | Eaton (formerly Cooper Lighting) | Corelite | DRI-WS-5L35-UNV-14-[All Ceiling Types]-[Driver Includes STD, HCD & 5LT]-["Blank" or SV]-[All Emergency]-[All Options] | Indoor Luminaires | Linear Ambient | Direct Linear Ambient Luminaires | Standard | FALSE | [9 empty] | 10/20/2016 | Dimmable | Continuous (Can dim down to ≤ 10% (W)) | Yes |  |  | 6470 | 122.28 | 52.91 | 9.29 | 1 | 3500 | 82.2
PYQ1TZKC | Eaton (formerly Cooper Lighting) | Corelite | DRI-WS-2L40-UNV-14-[All Ceiling Types]-[Driver Includes STD & HCD]-["Blank" or SV]-[All Emergency]-[All Options] | Indoor Luminaires | Linear Ambient | Direct Linear Ambient Luminaires | Standard | FALSE | [9 empty] | 10/20/2016 | Dimmable | Continuous (Can dim down to ≤ 10% (W)) | Yes |  |  | 3045 | 122.54 | 24.85 | 7.22 | 0.99 | 4000 | 82.2
PJQAKFJW | Eaton (formerly Cooper Lighting) | Corelite | DRI-WD-5L40-UNV-14-[All Ceiling Types]-[Driver Includes STD, HCD & 5LT]-["Blank" or SV]-[All Emergency]-[All Options] | Indoor Luminaires | Linear Ambient | Direct Linear Ambient Luminaires | Premium | FALSE | [9 empty] | 10/20/2016 | Dimmable | Continuous (Can dim down to ≤ 10% (W)) | Yes |  |  | 6551 | 123.81 | 52.91 | 9.29 | 1 | 4000 | 82.2
P7BUH546 | Eaton (formerly Cooper Lighting) | Corelite | DRI-WD-4L30-UNV-14-[All Ceiling Types]-[Driver Includes STD, HCD & 5LT]-["Blank" or SV]-[All Emergency]-[All Options] | Indoor Luminaires | Linear Ambient | Direct Linear Ambient Luminaires | Premium | FALSE | [9 empty] | 10/20/2016 | Dimmable | Continuous (Can dim down to ≤ 10% (W)) | Yes |  |  | 5367 | 124.35 | 43.16 | 7.06 | 1 | 3000 | 82.2
P99HFXKG | Eaton (formerly Cooper Lighting) | Corelite | DRI-WD-1L35-UNV-14-[All Ceiling Types]-5LT-["Blank" or SV]-[All Emergency]-[All Options] | Indoor Luminaires | Linear Ambient | Direct Linear Ambient Luminaires | Premium | FALSE | [9 empty] | 10/20/2016 | Dimmable | Continuous (Can dim down to ≤ 10% (W)) | Yes |  |  | 2211 | 125.91 | 17.56 | 10.32 | 1 | 3500 | 82.2
PK4BBQGM | Eaton (formerly Cooper Lighting) | Corelite | DRI-WD-1L40-UNV-14-[All Ceiling Types]-[Driver Includes STD, HCD & 5LT]-["Blank" or SV]-[All Emergency]-[All Options] | Indoor Luminaires | Linear Ambient | Direct Linear Ambient Luminaires | Premium | FALSE | [9 empty] | 10/20/2016 | Dimmable | Continuous (Can dim down to ≤ 10% (W)) | Yes |  |  | 2122 | 126.08 | 16.83 | 8.62 | 0.99 | 4000 | 82.2
P7BMQ1N4 | Eaton (formerly Cooper Lighting) | Corelite | DRI-WD-4L40-UNV-14-[All Ceiling Types]-[Driver Includes STD, HCD & 5LT]-["Blank" or SV]-[All Emergency]-[All Options] | Indoor Luminaires | Linear Ambient | Direct Linear Ambient Luminaires | Premium | FALSE | [9 empty] | 10/20/2016 | Dimmable | Continuous (Can dim down to ≤ 10% (W)) | Yes |  |  | 5448 | 126.23 | 43.16 | 7.06 | 1 | 4000 | 82.2
PYQ8BDZJ | Eaton (formerly Cooper Lighting) | Corelite | DRI-WS-2L35-UNV-14-[All Ceiling Types]-[Driver Includes STD, HCD & 5LT]-["Blank" or SV]-[All Emergency]-[All Options] | Indoor Luminaires | Linear Ambient | Direct Linear Ambient Luminaires | Premium | FALSE | [9 empty] | 10/20/2016 | Dimmable | Continuous (Can dim down to ≤ 10% (W)) | Yes |  |  | 3173 | 126.46 | 25.09 | 7.39 | 1 | 3500 | 82.2
P54XE8YY | Eaton (formerly Cooper Lighting) | Corelite | DRI-WD-3L30-UNV-14-[All Ceiling Types]-[Driver Includes STD, HCD & 5LT]-["Blank" or SV]-[All Emergency]-[All Options] | Indoor Luminaires | Linear Ambient | Direct Linear Ambient Luminaires | Premium | FALSE | [9 empty] | 10/20/2016 | Dimmable | Continuous (Can dim down to ≤ 10% (W)) | Yes |  |  | 4279 | 126.56 | 33.81 | 7.39 | 0.99 | 3000 | 82.2
PRSNB959 | Eaton (formerly Cooper Lighting) | Corelite | DRI-WS-3L35-UNV-14-[All Ceiling Types]-[Driver Includes STD, HCD & 5LT]-["Blank" or SV]-[All Emergency]-[All Options] | Indoor Luminaires | Linear Ambient | Direct Linear Ambient Luminaires | Premium | FALSE | [9 empty] | 10/20/2016 | Dimmable | Continuous (Can dim down to ≤ 10% (W)) | Yes |  |  | 4290 | 126.89 | 33.81 | 7.39 | 0.99 | 3500 | 82.2
PW8J2BKA | Eaton (formerly Cooper Lighting) | Corelite | DRI-WD-1L30-UNV-14-[All Ceiling Types]-[Driver Includes STD & HCD]-["Blank" or SV]-[All Emergency]-[All Options] | Indoor Luminaires | Linear Ambient | Direct Linear Ambient Luminaires | Premium | FALSE | [9 empty] | 10/20/2016 | Dimmable | Continuous (Can dim down to ≤ 10% (W)) | Yes |  |  | 2090 | 126.97 | 16.46 | 7.76 | 0.99 | 3000 | 82.2
P9G4DSBM | Eaton (formerly Cooper Lighting) | Corelite | DRI-WS-1L35-UNV-14-[All Ceiling Types]-[Driver Includes STD & HCD]-["Blank" or SV]-[All Emergency]-[All Options] | Indoor Luminaires | Linear Ambient | Direct Linear Ambient Luminaires | Premium | FALSE | [9 empty] | 10/20/2016 | Dimmable | Continuous (Can dim down to ≤ 10% (W)) | Yes |  |  | 2096 | 127.34 | 16.46 | 7.76 | 0.99 | 3500 | 82.2
PUKDTV8R | Eaton (formerly Cooper Lighting) | Corelite | DRI-WD-2L40-UNV-14-[All Ceiling Types]-[Driver Includes STD, HCD & 5LT]-["Blank" or SV]-[All Emergency]-[All Options] | Indoor Luminaires | Linear Ambient | Direct Linear Ambient Luminaires | Premium | FALSE | [9 empty] | 10/20/2016 | Dimmable | Continuous (Can dim down to ≤ 10% (W)) | Yes |  |  | 3213 | 128.06 | 25.09 | 7.39 | 1 | 4000 | 82.2
P9P7RUXR | Eaton (formerly Cooper Lighting) | Corelite | DRI-WD-3L40-UNV-14-[All Ceiling Types]-[Driver Includes STD, HCD & 5LT]-["Blank" or SV]-[All Emergency]-[All Options] | Indoor Luminaires | Linear Ambient | Direct Linear Ambient Luminaires | Premium | FALSE | [9 empty] | 10/20/2016 | Dimmable | Continuous (Can dim down to ≤ 10% (W)) | Yes |  |  | 4344 | 128.48 | 33.81 | 7.39 | 0.99 | 4000 | 82.2
PU8N2T5B | Eaton (formerly Cooper Lighting) | Corelite | DRI-WD-5L35-UNV-14-[All Ceiling Types]-[Driver Includes STD, HCD & 5LT]-["Blank" or SV]-[All Emergency]-[All Options] | Indoor Luminaires | Linear Ambient | Direct Linear Ambient Luminaires | Premium | FALSE | [9 empty] | 10/20/2016 | Dimmable | Continuous (Can dim down to ≤ 10% (W)) | Yes |  |  | 6825 | 128.99 | 52.91 | 9.29 | 1 | 3500 | 82.2
PSYKCQJ5 | Eaton (formerly Cooper Lighting) | Corelite | DRI-WD-4L35-UNV-14-[All Ceiling Types]-5LT-["Blank" or SV]-[All Emergency]-[All Options] | Indoor Luminaires | Linear Ambient | Direct Linear Ambient Luminaires | Premium | FALSE | [9 empty] | 10/20/2016 | Dimmable | Continuous (Can dim down to ≤ 10% (W)) | Yes |  |  | 5676 | 129.97 | 43.67 | 5.2 | 1 | 3500 | 82.2
PW4ASWN6 | Eaton (formerly Cooper Lighting) | Corelite | DRI-WD-2L30-UNV-14-[All Ceiling Types]-[Driver Includes STD & HCD]-["Blank" or SV]-[All Emergency]-[All Options] | Indoor Luminaires | Linear Ambient | Direct Linear Ambient Luminaires | Premium | FALSE | [9 empty] | 10/20/2016 | Dimmable | Continuous (Can dim down to ≤ 10% (W)) | Yes |  |  | 3165 | 130.25 | 24.3 | 5.89 | 1 | 3000 | 82.2
PFHTQ6UW | Eaton (formerly Cooper Lighting) | Corelite | DRI-WD-4L35-UNV-14-[All Ceiling Types]-[Driver Includes STD & HCD]-["Blank" or SV]-[All Emergency]-[All Options] | Indoor Luminaires | Linear Ambient | Direct Linear Ambient Luminaires | Premium | FALSE | [9 empty] | 10/20/2016 | Dimmable | Continuous (Can dim down to ≤ 10% (W)) | Yes |  |  | 5676 | 132.28 | 42.91 | 7.99 | 0.99 | 3500 | 82.2
PUNKTXUR | Eaton (formerly Cooper Lighting) | Corelite | DRI-WD-2L35-UNV-14-[All Ceiling Types]-[Driver Includes STD, HCD & 5LT]-["Blank" or SV]-[All Emergency]-[All Options] | Indoor Luminaires | Linear Ambient | Direct Linear Ambient Luminaires | Premium | FALSE | [9 empty] | 10/20/2016 | Dimmable | Continuous (Can dim down to ≤ 10% (W)) | Yes |  |  | 3347 | 133.4 | 25.09 | 7.39 | 1 | 3500 | 82.2
PHSN9GJB | Eaton (formerly Cooper Lighting) | Corelite | DRI-WD-3L35-UNV-14-[All Ceiling Types]-[Driver Includes STD, HCD & 5LT]-["Blank" or SV]-[All Emergency]-[All Options] | Indoor Luminaires | Linear Ambient | Direct Linear Ambient Luminaires | Premium | FALSE | [9 empty] | 10/20/2016 | Dimmable | Continuous (Can dim down to ≤ 10% (W)) | Yes |  |  | 4526 | 133.87 | 33.81 | 7.39 | 0.99 | 3500 | 82.2
PX4RFZVP | Eaton (formerly Cooper Lighting) | Corelite | DRI-WD-1L35-UNV-14-[All Ceiling Types]-[Driver Includes STD & HCD]-["Blank" or SV]-[All Emergency]-[All Options] | Indoor Luminaires | Linear Ambient | Direct Linear Ambient Luminaires | Premium | FALSE | [9 empty] | 10/20/2016 | Dimmable | Continuous (Can dim down to ≤ 10% (W)) | Yes |  |  | 2211 | 134.33 | 16.46 | 7.76 | 0.99 | 3500 | 82.2
PWJ3NN5H | Eaton (formerly Cooper Lighting) | Corelite | DRI-WS-4L35-UNV-14-[All Ceiling Types]-[Driver Includes STD, HCD & 5LT]-["Blank" or SV]-[All Emergency]-[All Options] | Indoor Luminaires | Linear Ambient | Direct Linear Ambient Luminaires | Premium | FALSE | [9 empty] | 10/20/2016 | Dimmable | Continuous (Can dim down to ≤ 10% (W)) | Yes |  |  | 5380 | 124.65 | 43.16 | 7.06 | 1 | 3500 | 82.2
PYRAS3TZ | ECCLED CO., LIMITED | ECCLED | ECL-VPL-1240-40W-4000K | Indoor Luminaires | Linear Ambient | Direct Linear Ambient Luminaires | Standard | TRUE | 4436.58 | 109.84 | 40.39 | 7.4 | 0.92 | 4075 | 80.4 | 5 | 50000 | 8/13/2015 | Not Dimmable | Not Dimmable | Not Yet Verified |  | 2.1 | 4430 | 109.65 | 40.4 | 7.4 | 0.92 | 4000 | 80
PQU97U9K | ECCLED CO., LIMITED | ECCLED | ECL-VPL-1240-40W-5000K | Indoor Luminaires | Linear Ambient | Direct Linear Ambient Luminaires | Standard | FALSE | [9 empty] | 8/13/2015 | Not Dimmable | Not Dimmable | Not Yet Verified |  |  | 4660 | 116.5 | 40 | 7.4 | 0.92 | 5000 | 80
PY536DUG | EcoVision Energy Solutions, LLC | EcoVision | EV-LED10-RK-D40 | Indoor Luminaires | Linear Ambient | Direct Linear Ambient Luminaires | Standard | TRUE | 1270.4 | 118.45 | 10.72 | 5.21 | 0.8789 | 4102 | 84 | 5 | 50000 | 10/24/2016 | Dimmable | Continuous (Can dim down to ≤ 10% (W)) | Not Yet Verified |  | 4 | 1050 | 105 | 10 | 5.21 | 0.9 | 4000 | 84
PFHPU1BV | EcoVision Energy Solutions, LLC | EcoVision | EV-LED10-RK-D50 | Indoor Luminaires | Linear Ambient | Direct Linear Ambient Luminaires | Standard | FALSE | [9 empty] | 10/24/2016 | Dimmable | Continuous (Can dim down to ≤ 10% (W)) | Not Yet Verified |  |  | 1050 | 105 | 10 | 5.21 | 0.9 | 5000 | 84
PUFGN2DY | EcoVision Energy Solutions, LLC | EcoVision | EV-LED10-RK40 | Indoor Luminaires | Linear Ambient | Direct Linear Ambient Luminaires | Standard | FALSE | [9 empty] | 10/24/2016 | Not Dimmable | Not Dimmable | Not Yet Verified |  |  | 1050 | 105 | 10 | 5.21 | 0.9 | 4000 | 84
PEJVZ7VH | EcoVision Energy Solutions, LLC | EcoVision | EV-LED10-RK50 | Indoor Luminaires | Linear Ambient | Direct Linear Ambient Luminaires | Standard | FALSE | [9 empty] | 10/24/2016 | Not Dimmable | Not Dimmable | Not Yet Verified |  |  | 1050 | 105 | 10 | 5.21 | 0.9 | 5000 | 84
PWGB76XA | EcoVision Energy Solutions, LLC | EcoVision | EV-LED15-RK-D40 | Indoor Luminaires | Linear Ambient | Direct Linear Ambient Luminaires | Standard | TRUE | 1811 | 130.33 | 13.9 | 8.13 | 0.8948 | 4012 | 84.2 | 5 | 50000 | 10/24/2016 | Dimmable | Continuous (Can dim down to ≤ 10% (W)) | Not Yet Verified |  | 4 | 1575 | 105 | 15 | 8.13 | 0.9 | 4000 | 84
P2VXNXGN | EcoVision Energy Solutions, LLC | EcoVision | EV-LED15-RK-D50 | Indoor Luminaires | Linear Ambient | Direct Linear Ambient Luminaires | Standard | FALSE | [9 empty] | 10/24/2016 | Dimmable | Continuous (Can dim down to ≤ 10% (W)) | Not Yet Verified |  |  | 1575 | 105 | 15 | 8.13 | 0.9 | 5000 | 84
PFXFZ9NY | EcoVision Energy Solutions, LLC | EcoVision | EV-LED15-RK40 | Indoor Luminaires | Linear Ambient | Direct Linear Ambient Luminaires | Standard | FALSE | [9 empty] | 10/24/2016 | Not Dimmable | Not Dimmable | Not Yet Verified |  |  | 1575 | 105 | 15 | 8.13 | 0.9 | 4000 | 84
PJ6H7UYT | EcoVision Energy Solutions, LLC | EcoVision | EV-LED15-RK50 | Indoor Luminaires | Linear Ambient | Direct Linear Ambient Luminaires | Standard | FALSE | [9 empty] | 10/24/2016 | Not Dimmable | Not Dimmable | Not Yet Verified |  |  | 1575 | 105 | 15 | 8.13 | 0.9 | 5000 | 84
P9U9V5ZU | EcoVision Energy Solutions, LLC | EcoVision | EV-LED15-4-RK-D40 | Indoor Luminaires | Linear Ambient | Direct Linear Ambient Luminaires | Standard | TRUE | 1700.8 | 123.44 | 13.78 | 9.04 | 0.8898 | 4102 | 84.4 | 5 | 50000 | 10/24/2016 | Dimmable | Continuous (Can dim down to ≤ 10% (W)) | Not Yet Verified |  | 4 | 1575 | 105 | 15 | 9.04 | 0.9 | 4000 | 84
PBNW4QVP | EcoVision Energy Solutions, LLC | EcoVision | EV-LED15-4-RK-D50 | Indoor Luminaires | Linear Ambient | Direct Linear Ambient Luminaires | Standard | FALSE | [9 empty] | 10/24/2016 | Dimmable | Continuous (Can dim down to ≤ 10% (W)) | Not Yet Verified |  |  | 1575 | 105 | 15 | 9.04 | 0.9 | 5000 | 84
P733ABC9 | EcoVision Energy Solutions, LLC | EcoVision | EV-LED15-4-RK40 | Indoor Luminaires | Linear Ambient | Direct Linear Ambient Luminaires | Standard | FALSE | [9 empty] | 10/24/2016 | Not Dimmable | Not Dimmable | Not Yet Verified |  |  | 1575 | 105 | 15 | 9.04 | 0.9 | 4000 | 84
PWQA8GUP | EcoVision Energy Solutions, LLC | EcoVision | EV-LED15-4-RK50 | Indoor Luminaires | Linear Ambient | Direct Linear Ambient Luminaires | Standard | FALSE | [9 empty] | 10/24/2016 | Not Dimmable | Not Dimmable | Not Yet Verified |  |  | 1575 | 105 | 15 | 9.04 | 0.9 | 5000 | 84
P3A9ZDW3 | EcoVision Energy Solutions, LLC | EcoVision | EV-LED20-RK-D40 | Indoor Luminaires | Linear Ambient | Direct Linear Ambient Luminaires | Standard | TRUE | 2362.4 | 119.67 | 19.74 | 9.63 | 0.894 | 4060 | 84.5 | 5 | 50000 | 10/24/2016 | Dimmable | Continuous (Can dim down to ≤ 10% (W)) | Not Yet Verified |  | 4 | 2100 | 105 | 20 | 9.63 | 0.9 | 4000 | 84
PAY32S46 | EcoVision Energy Solutions, LLC | EcoVision | EV-LED20-RK-D50 | Indoor Luminaires | Linear Ambient | Direct Linear Ambient Luminaires | Standard | FALSE | [9 empty] | 10/24/2016 | Dimmable | Continuous (Can dim down to ≤ 10% (W)) | Not Yet Verified |  |  | 2100 | 105 | 20 | 9.63 | 0.9 | 5000 | 84
PCTMMFMM | EcoVision Energy Solutions, LLC | EcoVision | EV-LED20-RK40 | Indoor Luminaires | Linear Ambient | Direct Linear Ambient Luminaires | Standard | FALSE | [9 empty] | 10/24/2016 | Not Dimmable | Not Dimmable | Not Yet Verified |  |  | 2100 | 105 | 20 | 9.63 | 0.9 | 4000 | 84
PCR6SWTA | EcoVision Energy Solutions, LLC | EcoVision | EV-LED20-RK50 | Indoor Luminaires | Linear Ambient | Direct Linear Ambient Luminaires | Standard | FALSE | [9 empty] | 10/24/2016 | Not Dimmable | Not Dimmable | Not Yet Verified |  |  | 2100 | 105 | 20 | 9.63 | 0.9 | 5000 | 84
PDCDJGUJ | EcoVision Energy Solutions, LLC | EcoVision | EV-LED30-RK-D40 | Indoor Luminaires | Linear Ambient | Direct Linear Ambient Luminaires | Standard | TRUE | 3703.5 | 134.75 | 27.48 | 18.84 | 0.9323 | 4051 | 84.5 | 5 | 50000 | 10/24/2016 | Dimmable | Continuous (Can dim down to ≤ 10% (W)) | Not Yet Verified |  | 4 | 3150 | 105 | 30 | 18.84 | 0.9 | 4000 | 84
PMWEK8VB | EcoVision Energy Solutions, LLC | EcoVision | EV-LED30-RK-D50 | Indoor Luminaires | Linear Ambient | Direct Linear Ambient Luminaires | Standard | FALSE | [9 empty] | 10/24/2016 | Dimmable | Continuous (Can dim down to ≤ 10% (W)) | Not Yet Verified |  |  | 3150 | 105 | 30 | 18.84 | 0.9 | 5000 | 84
PRFFXTWU | EcoVision Energy Solutions, LLC | EcoVision | EV-LED30-RK40 | Indoor Luminaires | Linear Ambient | Direct Linear Ambient Luminaires | Standard | FALSE | [9 empty] | 10/24/2016 | Not Dimmable | Not Dimmable | Not Yet Verified |  |  | 3150 | 105 | 30 | 18.84 | 0.9 | 4000 | 84
P7YWBHB6 | EcoVision Energy Solutions, LLC | EcoVision | EV-LED30-RK50 | Indoor Luminaires | Linear Ambient | Direct Linear Ambient Luminaires | Standard | FALSE | [9 empty] | 10/24/2016 | Not Dimmable | Not Dimmable | Not Yet Verified |  |  | 3150 | 105 | 30 | 18.84 | 0.9 | 5000 | 84
PWYXH1HC | EELP, INC. | EELP Lighting | VLST1-B-30L-QT-40K | Indoor Luminaires | Linear Ambient | Direct Linear Ambient Luminaires | Standard | TRUE | 3326.6 | 111.16 | 29.93 | 17.6 | 0.9797 | 4082 | 84.8 | 5 | 50000 | 10/7/2016 | Dimmable | Continuous (Can dim down to ≤ 10% (W)) | No |  | 3.1 | 2700 | 90 | 30 | 17.6 | 0.9 | 4000 | 85
PQDK8CAT | EELP, INC. | EELP Lighting | VLST1-B-30L-QT-50K | Indoor Luminaires | Linear Ambient | Direct Linear Ambient Luminaires | Standard | FALSE | [9 empty] | 10/7/2016 | Dimmable | Continuous (Can dim down to ≤ 10% (W)) | No |  |  | 2700 | 90 | 30 | 17.6 | 0.9 | 5000 | 85
P4RX8UPK | EELP, INC. | EELP Lighting | VLST1-B-39L-QT-40K | Indoor Luminaires | Linear Ambient | Direct Linear Ambient Luminaires | Standard | TRUE | 4212.53 | 109.13 | 38.6 | 15.21 | 0.9481 | 4047 | 82.7 | 5 | 50000 | 10/7/2016 | Dimmable | Continuous (Can dim down to ≤ 10% (W)) | No |  | 4 | 4000 | 95.2 | 42 | 15.21 | 0.9 | 4000 | 80
PKEQNR2Z | EELP, INC. | EELP Lighting | VLST1-B-39L-QT-50K | Indoor Luminaires | Linear Ambient | Direct Linear Ambient Luminaires | Standard | FALSE | [9 empty] | 10/7/2016 | Dimmable | Continuous (Can dim down to ≤ 10% (W)) | No |  |  | 4000 | 95.2 | 42 | 15.21 | 0.9 | 5000 | 80
PDC4B3EU | EELP, INC. | EELP LED Highbays | VT6-Z-52L-30K-QT | Indoor Luminaires | Linear Ambient | Direct Linear Ambient Luminaires | Standard | TRUE | 4603.67 | 89.57 | 51.4 | 20.7 | 0.958 | 3069 | 81 | 5 | 50000 | 3/24/2016 | Not Dimmable | Not Dimmable | No |  | 3.1 | 4600 | 88.46 | 52 | 10 | 0.95 | 3000 | 80
PPCVNMTM | EELP, INC. | EELP LED Highbays | VT6-Z-52L-35K-QT | Indoor Luminaires | Linear Ambient | Direct Linear Ambient Luminaires | Standard | FALSE | [9 empty] | 3/24/2016 | Not Dimmable | Not Dimmable | No |  |  | 4600 | 88.46 | 52 | 10 | 0.95 | 3500 | 80
PP938JJU | EELP, INC. | EELP LED Highbays | VT6-Z-52L-40K-QT | Indoor Luminaires | Linear Ambient | Direct Linear Ambient Luminaires | Standard | FALSE | [9 empty] | 3/24/2016 | Not Dimmable | Not Dimmable | No |  |  | 4600 | 88.46 | 52 | 10 | 0.95 | 4000 | 80
PXPJUDVY | EELP, INC. | EELP LED Highbays | VT6-Z-52L-45K-QT | Indoor Luminaires | Linear Ambient | Direct Linear Ambient Luminaires | Standard | FALSE | [9 empty] | 3/24/2016 | Not Dimmable | Not Dimmable | No |  |  | 4600 | 88.46 | 52 | 10 | 0.95 | 4500 | 80
P8BZGVT3 | EELP, INC. | EELP LED Highbays | VT6-Z-52L-50K-QT | Indoor Luminaires | Linear Ambient | Direct Linear Ambient Luminaires | Standard | FALSE | [9 empty] | 3/24/2016 | Not Dimmable | Not Dimmable | No |  |  | 4600 | 88.46 | 52 | 10 | 0.95 | 5000 | 80
PUEPT87B | EELP, INC. | EELP LED Highbays | VT6-Z-40L-30K-QT | Indoor Luminaires | Linear Ambient | Direct Linear Ambient Luminaires | Standard | TRUE | 3058.13 | 90.8 | 33.68 | 15.8 | 0.948 | 3117 | 84.1 | 5 | 50000 | 6/30/2016 | Not Dimmable | Not Dimmable | No |  | 3.1 | 3500 | 87.5 | 40 | 25 | 0.9 | 3000 | 80
P9U9BW73 | EELP, INC. | EELP LED Highbays | VT6-Z-40L-35K-QT | Indoor Luminaires | Linear Ambient | Direct Linear Ambient Luminaires | Standard | FALSE | [9 empty] | 6/30/2016 | Not Dimmable | Not Dimmable | No |  |  | 3500 | 87.5 | 40 | 25 | 0.9 | 3500 | 80
PUAQM3GP | EELP, INC. | EELP LED Highbays | VT6-Z-40L-40K-QT | Indoor Luminaires | Linear Ambient | Direct Linear Ambient Luminaires | Standard | FALSE | [9 empty] | 6/30/2016 | Not Dimmable | Not Dimmable | No |  |  | 3500 | 87.5 | 40 | 25 | 0.9 | 4000 | 80
PZ4NSNYS | EELP, INC. | EELP LED Highbays | VT6-Z-40L-45K-QT | Indoor Luminaires | Linear Ambient | Direct Linear Ambient Luminaires | Standard | FALSE | [9 empty] | 6/30/2016 | Not Dimmable | Not Dimmable | No |  |  | 3500 | 87.5 | 40 | 25 | 0.9 | 4500 | 80
P8GX94DZ | EELP, INC. | EELP LED Highbays | VT6-Z-40L-50K-QT | Indoor Luminaires | Linear Ambient | Direct Linear Ambient Luminaires | Standard | FALSE | [9 empty] | 6/30/2016 | Not Dimmable | Not Dimmable | No |  |  | 3500 | 87.5 | 40 | 25 | 0.9 | 5000 | 80
PMS3GANV | Eiko Global, LLC | EiKO | LLW-3C-35K-U | Indoor Luminaires | Linear Ambient | Direct Linear Ambient Luminaires | Premium | TRUE | 3927.4 | 127.19 | 30.87 | 9.6 | 0.9659 | 3582 | 82.7 | 5 | 50000 | 10/20/2016 | Dimmable | Continuous (Can dim down to ≤ 10% (W)) | No |  | 4 | 4096 | 130 | 32 | 10 | 0.9 | 3500 | 80
PRUW9SPX | Eiko Global, LLC | EiKO | LLW-3C-40K-U | Indoor Luminaires | Linear Ambient | Direct Linear Ambient Luminaires | Premium | FALSE | [9 empty] | 10/20/2016 | Dimmable | Continuous (Can dim down to ≤ 10% (W)) | No |  |  | 4160 | 132 | 32 | 10 | 0.9 | 4000 | 80
PPT82CQD | Eiko Global, LLC | EiKO | LLW-4C-35K-U | Indoor Luminaires | Linear Ambient | Direct Linear Ambient Luminaires | Premium | TRUE | 4201.1 | 127.97 | 32.83 | 8 | 0.9395 | 3579 | 82.6 | 5 | 50000 | 10/20/2016 | Dimmable | Continuous (Can dim down to ≤ 10% (W)) | No |  | 4 | 4572 | 128 | 36 | 10 | 0.9 | 3500 | 80
PYN2K9XB | Eiko Global, LLC | EiKO | LLW-4C-40K-U | Indoor Luminaires | Linear Ambient | Direct Linear Ambient Luminaires | Premium | FALSE | [9 empty] | 10/20/2016 | Dimmable | Continuous (Can dim down to ≤ 10% (W)) | No |  |  | 4608 | 130 | 36 | 10 | 0.9 | 4000 | 80
PP6TKK5R | Eiko Global, LLC | EiKO | LLW-5C-40K-U | Indoor Luminaires | Linear Ambient | Direct Linear Ambient Luminaires | Premium | TRUE | 5036.7 | 126.43 | 39.83 | 3.8 | 0.97 | 3958 | 81.99 | 5 | 50000 | 10/20/2016 | Dimmable | Continuous (Can dim down to ≤ 10% (W)) | No |  | 4 | 5334 | 127 | 42 | 10 | 0.9 | 4000 | 80
PZF2ACSJ | Eiko Global, LLC | EiKO | VTS-1C-U-3K | Indoor Luminaires | Linear Ambient | Direct Linear Ambient Luminaires | Premium | TRUE | 4670.9 | 119.24 | 39.17 | 5.18 | 0.9169 | 3094 | 82 | 5 | 50000 | 4/12/2016 | Dimmable | Continuous (Can dim down to ≤ 10% (W)) | No |  | 3.1 | 4670.9 | 119.24 | 40 | 20 | 0.997 | 3000 | 82
PNQ9DN61 | Eiko Global, LLC | EiKO | VTS-1C-U | Indoor Luminaires | Linear Ambient | Direct Linear Ambient Luminaires | Premium | FALSE | [9 empty] | 4/12/2016 | Dimmable | Continuous (Can dim down to ≤ 10% (W)) | No |  |  | 4980.54 | 124.86 | 40 | 20 | 0.997 | 4000 | 84.2
PPG1DXJT | Eiko Global, LLC | EiKO | VTS-2C-U-3K | Indoor Luminaires | Linear Ambient | Direct Linear Ambient Luminaires | Premium | TRUE | 6837.4 | 123.99 | 55.14 | 5.29 | 0.9214 | 3083 | 82 | 5 | 50000 | 4/12/2016 | Dimmable | Continuous (Can dim down to ≤ 10% (W)) | No |  | 3.1 | 6837.4 | 123.99 | 55.14 | 20 | 0.995 | 3000 | 82
PKXX3SM6 | Eiko Global, LLC | EiKO | VTS-2C-U | Indoor Luminaires | Linear Ambient | Direct Linear Ambient Luminaires | Premium | FALSE | [9 empty] | 4/12/2016 | Dimmable | Continuous (Can dim down to ≤ 10% (W)) | No |  |  | 7198.44 | 128.77 | 55.9 | 20 | 0.994 | 4000 | 83.7
PAU5WQB5 | ELB Electronics, Inc. | ELB | ELB-LED-LF-48-30-830-TL4-MV | Indoor Luminaires | Linear Ambient | Direct Linear Ambient Luminaires | Standard | TRUE | 3139.3 | 109.4 | 28.7 | 12.88 | 0.904 | 3063 | 84.2 | 5 | 50000 | 9/27/2016 | Dimmable | Continuous (Can dim down to ≤ 10% (W)) | No |  | 4 | 3139 | 109 | 30 | 7 | 0.9 | 3000 | 84
P59HFWTM | ELB Electronics, Inc. | ELB | ELB-LED-LF-48-30-835-TL4-MV | Indoor Luminaires | Linear Ambient | Direct Linear Ambient Luminaires | Standard | FALSE | [9 empty] | 9/27/2016 | Dimmable | Continuous (Can dim down to ≤ 10% (W)) | No |  |  | 3260 | 111 | 30 | 7 | 0.9 | 3500 | 84
PFG1RVVB | ELB Electronics, Inc. | ELB | ELB-LED-LF-48-30-840-TL4-MV | Indoor Luminaires | Linear Ambient | Direct Linear Ambient Luminaires | Standard | FALSE | [9 empty] | 9/27/2016 | Dimmable | Continuous (Can dim down to ≤ 10% (W)) | No |  |  | 3340 | 113 | 30 | 7 | 0.9 | 4000 | 84
PUNVUZ34 | ELB Electronics, Inc. | ELB | ELB-LED-LF-48-30-845-TL4-MV | Indoor Luminaires | Linear Ambient | Direct Linear Ambient Luminaires | Standard | FALSE | [9 empty] | 9/27/2016 | Dimmable | Continuous (Can dim down to ≤ 10% (W)) | No |  |  | 3380 | 115 | 30 | 7 | 0.9 | 4500 | 84
PXBK4TJ4 | ELB Electronics, Inc. | ELB | ELB-LED-LF-48-30-850-TL4-MV | Indoor Luminaires | Linear Ambient | Direct Linear Ambient Luminaires | Standard | FALSE | [9 empty] | 9/27/2016 | Dimmable | Continuous (Can dim down to ≤ 10% (W)) | No |  |  | 3420 | 117 | 30 | 7 | 0.9 | 5000 | 84
P7N6GYWN | ELB Electronics, Inc. | ELB | ELB-LED-LF-48-30-830-FP4-MV | Indoor Luminaires | Linear Ambient | Direct Linear Ambient Luminaires | Standard | TRUE | 3193.7 | 108.6 | 29.41 | 13.43 | 0.904 | 3052 | 83.7 | 5 | 50000 | 9/28/2016 | Dimmable | Continuous (Can dim down to ≤ 10% (W)) | No |  | 4 | 3193 | 109 | 30 | 7 | 0.9 | 3000 | 84
PMNEMHDR | ELB Electronics, Inc. | ELB | ELB-LED-LF-48-30-835-FP4-MV | Indoor Luminaires | Linear Ambient | Direct Linear Ambient Luminaires | Standard | FALSE | [9 empty] | 9/28/2016 | Dimmable | Continuous (Can dim down to ≤ 10% (W)) | No |  |  | 3235 | 111 | 30 | 7 | 0.9 | 3500 | 84
PZ6QAPZA | ELB Electronics, Inc. | ELB | ELB-LED-LF-48-30-840-FP4-MV | Indoor Luminaires | Linear Ambient | Direct Linear Ambient Luminaires | Standard | FALSE | [9 empty] | 9/28/2016 | Dimmable | Continuous (Can dim down to ≤ 10% (W)) | No |  |  | 3340 | 113 | 30 | 7 | 0.9 | 4000 | 84
PMN4W5D7 | ELB Electronics, Inc. | ELB | ELB-LED-LF-48-30-845-FP4-MV | Indoor Luminaires | Linear Ambient | Direct Linear Ambient Luminaires | Standard | FALSE | [9 empty] | 9/28/2016 | Dimmable | Continuous (Can dim down to ≤ 10% (W)) | No |  |  | 3400 | 115 | 30 | 7 | 0.9 | 4500 | 84
PFX2S9WZ | ELB Electronics, Inc. | ELB | ELB-LED-LF-48-30-850-FP4-MV | Indoor Luminaires | Linear Ambient | Direct Linear Ambient Luminaires | Standard | FALSE | [9 empty] | 9/28/2016 | Dimmable | Continuous (Can dim down to ≤ 10% (W)) | No |  |  | 3460 | 117 | 30 | 7 | 0.9 | 5000 | 84
PV72S6BG | ELB Electronics, Inc. | ELB | ELB-LED-LF-48-30-830-WL4-MV | Indoor Luminaires | Linear Ambient | Direct Linear Ambient Luminaires | Standard | TRUE | 3289.5 | 113.6 | 28.96 | 12.62 | 0.904 | 3064 | 84 | 5 | 50000 | 9/28/2016 | Dimmable | Continuous (Can dim down to ≤ 10% (W)) | No |  | 4 | 3289 | 113 | 30 | 7 | 0.9 | 3000 | 84
P3JKDZE1 | ELB Electronics, Inc. | ELB | ELB-LED-LF-48-30-835-WL4-MV | Indoor Luminaires | Linear Ambient | Direct Linear Ambient Luminaires | Standard | FALSE | [9 empty] | 9/28/2016 | Dimmable | Continuous (Can dim down to ≤ 10% (W)) | No |  |  | 3340 | 115 | 30 | 7 | 0.9 | 3500 | 84
P8EEWW9C | ELB Electronics, Inc. | ELB | ELB-LED-LF-48-30-840-WL4-MV | Indoor Luminaires | Linear Ambient | Direct Linear Ambient Luminaires | Standard | FALSE | [9 empty] | 9/28/2016 | Dimmable | Continuous (Can dim down to ≤ 10% (W)) | No |  |  | 3460 | 117 | 30 | 7 | 0.9 | 4000 | 84
PW4SQEZP | ELB Electronics, Inc. | ELB | ELB-LED-LF-48-30-845-WL4-MV | Indoor Luminaires | Linear Ambient | Direct Linear Ambient Luminaires | Standard | FALSE | [9 empty] | 9/28/2016 | Dimmable | Continuous (Can dim down to ≤ 10% (W)) | No |  |  | 3500 | 119 | 30 | 7 | 0.9 | 4500 | 84
P4HS16J5 | ELB Electronics, Inc. | ELB | ELB-LED-LF-48-30-850-WL4-MV | Indoor Luminaires | Linear Ambient | Direct Linear Ambient Luminaires | Standard | FALSE | [9 empty] | 9/28/2016 | Dimmable | Continuous (Can dim down to ≤ 10% (W)) | No |  |  | 3520 | 120 | 30 | 7 | 0.9 | 5000 | 84
P7ZK21PN | Elec-Tech International Co., Ltd | ETI | 545732XX(XX=61-70) | Indoor Luminaires | Linear Ambient | Direct Linear Ambient Luminaires | Standard | TRUE | 5091.41 | 114.13 | 44.61 | 20.81 | 0.916 | 5198 | 84.9 | 5 | 50000 | 9/30/2016 | Not Dimmable | Not Dimmable | Not Yet Verified |  | 4 | 5000 | 111 | 45 | 20 | 0.98 | 5000 | 80
PD2PS88Y | Elec-Tech International Co., Ltd | ETI | 545731XX(XX=61-70) | Indoor Luminaires | Linear Ambient | Direct Linear Ambient Luminaires | Standard | FALSE | [9 empty] | 9/30/2016 | Dimmable | Continuous (Can dim down to ≤ 10% (W)) | Not Yet Verified |  |  | 5000 | 111 | 45 | 20 | 0.98 | 5000 | 80
P00000QUN | ElectraLED, Inc. | ElectraLED, Inc. | VL14-4N40-NO14A | Indoor Luminaires | Linear Ambient | Direct Linear Ambient Luminaires | Standard | TRUE | 395.5 | 83.7 | 18.94 | 19.6 | 0.901 | 3830 | 81.5 | 5 | 64000 | 4/1/2014 | Not Yet Verified | Not Yet Verified | Not Yet Verified |  | 2.1 |  |  | 19 |  |  | 4000 | 80
P00000QUO | ElectraLED, Inc. | ElectraLED, Inc. | VL14-4N50-NO14A | Indoor Luminaires | Linear Ambient | Direct Linear Ambient Luminaires | Standard | FALSE | [9 empty] | 4/1/2014 | Not Yet Verified | Not Yet Verified | Not Yet Verified |  |  | 1610 | 84.7 | 19 |  |  | 5000 | 80
P00000QUP | ElectraLED, Inc. | ElectraLED, Inc. | VL22-2W40-NO14A | Indoor Luminaires | Linear Ambient | Direct Linear Ambient Luminaires | Standard | TRUE | 1558 | 82.8 | 18.83 | 20.3 | 0.889 | 3838 | 81.5 | 5 | 64000 | 3/31/2014 | Not Yet Verified | Not Yet Verified | Not Yet Verified |  | 2.1 | 1558 | 82 | 19 | 13.4 | 0.99 | 4000 | 80
P00000QUQ | ElectraLED, Inc. | ElectraLED, Inc. | VL22-2W50-NO14A | Indoor Luminaires | Linear Ambient | Direct Linear Ambient Luminaires | Standard | FALSE | [9 empty] | 3/31/2014 | Not Yet Verified | Not Yet Verified | Not Yet Verified |  |  | 1558 | 82 | 19 | 13.4 | 0.99 | 5000 | 80
P23U1VDD | Elite Lighting Co. | Oracle Lighting | 4-FPL2-LED-35K | Indoor Luminaires | Linear Ambient | Direct Linear Ambient Luminaires | Standard | TRUE | 2066.9 | 101.67 | 20.33 | 13.37 | 0.9085 | 3397 | 83.8 | 5 | 50000 | 3/31/2016 | Dimmable | Continuous (Can dim down to ≤ 10% (W)) | No |  | 3 | 2073 | 103.49 | 20.03 | 13.37 | 0.9085 | 3500 | 83.8
P8BN52BG | Elite Lighting Co. | Oracle Lighting | 4-FPL2-LED-40K | Indoor Luminaires | Linear Ambient | Direct Linear Ambient Luminaires | Standard | FALSE | [9 empty] | 3/31/2016 | Dimmable | Continuous (Can dim down to ≤ 10% (W)) | No |  |  | 2109 | 104.82 | 20.12 | 13.06 | 0.9043 | 4000 | 82.9
PAKTSZ58 | Elite Lighting Co. | Oracle Lighting | 4-FPL2-LED-50K | Indoor Luminaires | Linear Ambient | Direct Linear Ambient Luminaires | Standard | FALSE | [9 empty] | 3/31/2016 | Dimmable | Continuous (Can dim down to ≤ 10% (W)) | No |  |  | 2126 | 106.62 | 19.94 | 13.55 | 0.9096 | 5000 | 83.2
PZVMEUNB | ENCORE LED LLC | Encore LED | ENC-TL20w50k | Indoor Luminaires | Linear Ambient | Direct Linear Ambient Luminaires | Standard | TRUE | 2402 | 121.01 | 19.58 | 17.05 | 0.9016 | 5112 | 83.7 | 5 | 50000 | 8/15/2016 | Dimmable | Continuous (Can dim down to ≤ 10% (W)) | Yes |  | 4 | 2407 | 124.26 | 19.37 | 17.05 | 0.9 | 5000 | 83.7
PTBVNYUV | ENCORE LED LLC | Encore LED | ENC-TL36w50k | Indoor Luminaires | Linear Ambient | Direct Linear Ambient Luminaires | Standard | FALSE | [9 empty] | 8/15/2016 | Dimmable | Continuous (Can dim down to ≤ 10% (W)) | Yes |  |  | 4524.48 | 125.68 | 36 | 18 | 0.9 | 5000 | 83.7
PEVFR6B9 | ENCORE LED LLC | Encore LED | ENC-TL45w50k | Indoor Luminaires | Linear Ambient | Direct Linear Ambient Luminaires | Standard | FALSE | [9 empty] | 8/15/2016 | Dimmable | Continuous (Can dim down to ≤ 10% (W)) | Yes |  |  | 5475.96 | 121.69 | 45 | 16.29 | 0.9 | 5000 | 83.8
PZZACGBQ | ENCORE LED LLC | Encore LED | ENC-TL70w50k | Indoor Luminaires | Linear Ambient | Direct Linear Ambient Luminaires | Standard | FALSE | [9 empty] | 8/15/2016 | Dimmable | Continuous (Can dim down to ≤ 10% (W)) | Yes |  |  | 8944 | 130.47 | 68.55 | 16.11 | 0.9 | 5000 | 85.6
P13PQZWU | EnduraliteLED | EnduraLiteLED | ELHB-P1-60W-5K | Indoor Luminaires | Linear Ambient | Direct Linear Ambient Luminaires | Standard | TRUE | 7418.39 | 123.564 | 60.037 | 11.73 | 0.9674 | 4894 | 84.3 | 5 | 50000 | 7/19/2015 | Not Yet Verified | Not Yet Verified | Not Yet Verified |  | 2.1 | 7418.39 | 123.564 | 60.037 | 11.73 | 0.998 | 4894 | 84.3
PAWJTJZC | EnduraliteLED | EnduraLiteLED | ELHBD-P1-60W-5K | Indoor Luminaires | Linear Ambient | Direct Linear Ambient Luminaires | Standard | FALSE | [9 empty] | 7/19/2015 | Dimmable | Continuous (Cannot dim down to ≤ 10% (W) | Not Yet Verified |  |  | 7418.39 | 123.564 | 60.037 | 11.73 | 0.998 | 4894 | 84.3
P7FQH88T | EnduraliteLED | EnduraliteLED | ELHB-P1-230W-5K | Indoor Luminaires | Linear Ambient | Direct Linear Ambient Luminaires | Standard | TRUE | 28127.11 | 119.542 | 235.29 | 6.73 | 0.9359 | 4939 | 84.7 | 5 | 50000 | 7/19/2015 | Not Dimmable | Not Dimmable | Not Yet Verified |  | 2.1 | 28127.11 | 119.542 | 235.29 | 6.73 | 0.997 | 4939 | 84.7
PU9G15Y8 | EnduraliteLED | EnduraliteLED | ELHBD-P1-230W-5K | Indoor Luminaires | Linear Ambient | Direct Linear Ambient Luminaires | Standard | FALSE | [9 empty] | 7/19/2015 | Dimmable | Continuous (Cannot dim down to ≤ 10% (W) | Not Yet Verified |  |  | 28127.11 | 119.542 | 235.29 | 6.73 | 0.997 | 4939 | 84.7
PPCB4FEE | Energetic Lighting Inc. | Energetic | ELYSL-313C | Indoor Luminaires | Linear Ambient | Direct Linear Ambient Luminaires | Standard | TRUE | 4173.5 | 97.3 | 42.88 | 13.07 | 0.9148 | 4176 | 82.2 | 5 | 50000 | 12/23/2014 | Dimmable | Continuous (Can dim down to ≤ 10% (W)) | Not Yet Verified |  | 2.1 | 4080 | 100 | 48 |  |  | 4000 | 82
PZ8Q6TZQ | Energetic Lighting Inc. | Energetic | ELYWL-301C | Indoor Luminaires | Linear Ambient | Direct Linear Ambient Luminaires | Standard | TRUE | 3427.6 | 93.9 | 36.52 | 15.16 | 0.8892 | 4021 | 82.6 | 5 | 50000 | 12/23/2014 | Dimmable | Continuous (Can dim down to ≤ 10% (W)) | Not Yet Verified |  | 2.1 | 3400 | 100 | 40 |  |  | 4000 | 82
PT6CKSNZ | Energetic Lighting Inc. | Energetic | ELYBL-66WC | Indoor Luminaires | Linear Ambient | Direct Linear Ambient Luminaires | Standard | TRUE | 5973.2 | 95.1 | 62.82 | 13.88 | 0.9253 | 4141 | 82.1 | 5 | 50000 | 3/5/2015 | Not Dimmable | Not Dimmable | Not Yet Verified |  | 2.1 | 5400 | 81.8 | 66 | 20 | 0.9 | 4000 | 80
PP5ATG1A | Energy Bank Inc. | ThinLine | TL25-UNF2-30xx | Indoor Luminaires | Linear Ambient | Direct Linear Ambient Luminaires | Standard | TRUE | 2099 | 84 | 25 | 19.5 | 0.906 | 3060 | 82.9 | 5 | 50000 | 7/9/2015 | Dimmable | Continuous (Cannot dim down to ≤ 10% (W) | Not Yet Verified |  | 2.1 | 2099 | 84 | 25 | 20 | 0.9 | 3000 | 82.9
PUQCVXSP | Energy Bank Inc. | ThinLine | TL25-UNF2-35XX | Indoor Luminaires | Linear Ambient | Direct Linear Ambient Luminaires | Standard | FALSE | [9 empty] | 7/9/2015 | Dimmable | Continuous (Cannot dim down to ≤ 10% (W) | Not Yet Verified |  |  | 2295 | 91.7 | 25.01 | 20 | 0.9 | 3500 | 82.9
PX82CXGV | Energy Bank Inc. | ThinLine | TL30-UNF2-35XX | Indoor Luminaires | Linear Ambient | Direct Linear Ambient Luminaires | Standard | FALSE | [9 empty] | 7/9/2015 | Dimmable | Continuous (Cannot dim down to ≤ 10% (W) | Not Yet Verified |  |  | 2633 | 88.7 | 29.67 | 20 | 0.9 | 3500 | 82.9
P9GS6UJ8 | Energy Bank Inc. | ThinLine | TL35-UNF2-35XX | Indoor Luminaires | Linear Ambient | Direct Linear Ambient Luminaires | Standard | FALSE | [9 empty] | 7/9/2015 | Dimmable | Continuous (Cannot dim down to ≤ 10% (W) | Not Yet Verified |  |  | 3020 | 86.2 | 35 | 20 | 0.9 | 3500 | 82.9
PAU578AD | Energy Bank Inc. | ThinLine | TL40-UNF2-35XX | Indoor Luminaires | Linear Ambient | Direct Linear Ambient Luminaires | Standard | FALSE | [9 empty] | 7/9/2015 | Dimmable | Continuous (Cannot dim down to ≤ 10% (W) | Not Yet Verified |  |  | 3382 | 84.5 | 40 | 20 | 0.9 | 3500 | 82.9
PCBSA3TG | Energy Bank Inc. | ThinLine | TL25-UNF2-40XX | Indoor Luminaires | Linear Ambient | Direct Linear Ambient Luminaires | Standard | FALSE | [9 empty] | 7/9/2015 | Dimmable | Continuous (Cannot dim down to ≤ 10% (W) | Not Yet Verified |  |  | 2356 | 94.2 | 25.01 | 20 | 0.9 | 4000 | 82.9
PFDX8BRJ | Energy Bank Inc. | ThinLine | TL30-UNF2-40XX | Indoor Luminaires | Linear Ambient | Direct Linear Ambient Luminaires | Standard | FALSE | [9 empty] | 7/9/2015 | Dimmable | Continuous (Cannot dim down to ≤ 10% (W) | Not Yet Verified |  |  | 2694 | 90.7 | 29.67 | 20 | 0.9 | 4000 | 82.9
P4UU482P | Energy Bank Inc. | ThinLine | TL35-UNF2-40XX | Indoor Luminaires | Linear Ambient | Direct Linear Ambient Luminaires | Standard | FALSE | [9 empty] | 7/9/2015 | Dimmable | Continuous (Cannot dim down to ≤ 10% (W) | Not Yet Verified |  |  | 3080 | 88 | 35 | 20 | 0.9 | 4000 | 82.9
PXUWYRCT | Energy Bank Inc. | ThinLine | TL40-UNF2-40XX | Indoor Luminaires | Linear Ambient | Direct Linear Ambient Luminaires | Standard | FALSE | [9 empty] | 7/9/2015 | Dimmable | Continuous (Cannot dim down to ≤ 10% (W) | Not Yet Verified |  |  | 3443 | 86 | 40 | 20 | 0.9 | 4000 | 82.9
P6GXYSJV | Energy Bank Inc. | ThinLine | TL45-UNF2-40XX | Indoor Luminaires | Linear Ambient | Direct Linear Ambient Luminaires | Standard | FALSE | [9 empty] | 7/9/2015 | Dimmable | Continuous (Cannot dim down to ≤ 10% (W) | Not Yet Verified |  |  | 3806 | 84.5 | 45 | 20 | 0.9 | 4000 | 82.9
P7JC4YN4 | Energy Bank Inc. | ThinLine | TL25-UNF2-50XX | Indoor Luminaires | Linear Ambient | Direct Linear Ambient Luminaires | Standard | FALSE | [9 empty] | 7/9/2015 | Dimmable | Continuous (Cannot dim down to ≤ 10% (W) | Not Yet Verified |  |  | 2499 | 99.9 | 25.01 | 20 | 0.9 | 5000 | 82.9
PD48S4YG | Energy Bank Inc. | ThinLine | TL30-UNF2-50XX | Indoor Luminaires | Linear Ambient | Direct Linear Ambient Luminaires | Standard | FALSE | [9 empty] | 7/9/2015 | Dimmable | Continuous (Cannot dim down to ≤ 10% (W) | Not Yet Verified |  |  | 2837 | 95.6 | 29.67 | 20 | 0.9 | 5000 | 82.9
PAMD9H1Q | Energy Bank Inc. | ThinLine | TL35-UNF2-50XX | Indoor Luminaires | Linear Ambient | Direct Linear Ambient Luminaires | Standard | FALSE | [9 empty] | 7/9/2015 | Dimmable | Continuous (Cannot dim down to ≤ 10% (W) | Not Yet Verified |  |  | 3223 | 92.1 | 35 | 20 | 0.9 | 5000 | 82.9
PT5MMRZJ | Energy Bank Inc. | ThinLine | TL40-UNF2-50XX | Indoor Luminaires | Linear Ambient | Direct Linear Ambient Luminaires | Standard | FALSE | [9 empty] | 7/9/2015 | Dimmable | Continuous (Cannot dim down to ≤ 10% (W) | Not Yet Verified |  |  | 3586 | 89.6 | 40 | 20 | 0.9 | 5000 | 82.9
P69JUGZ7 | Energy Bank Inc. | ThinLine | TL45-UNF2-50XX | Indoor Luminaires | Linear Ambient | Direct Linear Ambient Luminaires | Standard | FALSE | [9 empty] | 7/9/2015 | Dimmable | Continuous (Cannot dim down to ≤ 10% (W) | Not Yet Verified |  |  | 3949 | 87.8 | 45 | 20 | 0.9 | 5000 | 82.9
PJS9KQUU | Energy Bank Inc. | ThinLine | TL50-UNF2-50XX | Indoor Luminaires | Linear Ambient | Direct Linear Ambient Luminaires | Standard | FALSE | [9 empty] | 7/9/2015 | Dimmable | Continuous (Cannot dim down to ≤ 10% (W) | Not Yet Verified |  |  | 4311 | 86.2 | 50 | 20 | 0.9 | 5000 | 82.9
PVGX6499 | Energy Bank Inc. | ThinLine | TL55-UNF2-50XX | Indoor Luminaires | Linear Ambient | Direct Linear Ambient Luminaires | Standard | FALSE | [9 empty] | 7/9/2015 | Dimmable | Continuous (Cannot dim down to ≤ 10% (W) | Not Yet Verified |  |  | 4674 | 84.9 | 55 | 20 | 0.9 | 5000 | 82.9
PUDT5GTQW | Energy Efficient Lighting Co., Ltd. | EEL | CW40LED04-347 | Indoor Luminaires | Linear Ambient | Direct Linear Ambient Luminaires | Standard | TRUE | 3569 | 89 | 40.1 | 14.9 | 0.9491 | 4188 | 83 | 5 | 50000 | 10/9/2014 | Not Dimmable | Not Dimmable | Not Yet Verified |  | 2.1 | 3569 | 89 | 40.1 | 14.9 | 0.9491 | 4188 | 83
PSXPSN3P9 | Energy Efficient Lighting Co., Ltd. | EEL | CW40LED04-120M | Indoor Luminaires | Linear Ambient | Direct Linear Ambient Luminaires | Standard | FALSE | [9 empty] | 10/9/2014 | Not Dimmable | Not Dimmable | Not Yet Verified |  |  | 3581 | 89.2 | 40.13 | 14.9 | 0.9645 | 4184 | 83
PT66ZUGX | Energy Efficient Lighting Co., Ltd. | EEL | SF3-40LED03-347 | Indoor Luminaires | Linear Ambient | Direct Linear Ambient Luminaires | Standard | TRUE | 2719 | 89.5 | 30.36 | 13.73 | 0.918 | 4168 | 83.4 | 5 | 50000 | 11/11/2014 | Not Dimmable | Not Dimmable | Not Yet Verified |  | 2.1 | 2719 | 89.5 | 30.36 | 13.73 | 0.918 | 4000 | 83.4
PN6MZ271 | Energy Efficient Lighting Co., Ltd. | EEL | SF4-40LED04-347 | Indoor Luminaires | Linear Ambient | Direct Linear Ambient Luminaires | Standard | FALSE | [9 empty] | 11/11/2014 | Not Dimmable | Not Dimmable | Not Yet Verified |  |  | 3601 | 88.3 | 40.53 | 5.67 | 0.9661 | 4000 | 83.55
PR7VY43Y | Energy Efficient Lighting Co., Ltd. | EEL | [SF,SR]8-80LED08-347 | Indoor Luminaires | Linear Ambient | Direct Linear Ambient Luminaires | Standard | FALSE | [9 empty] | 11/11/2014 | Not Dimmable | Not Dimmable | Not Yet Verified |  |  | 7136 | 88.3 | 80.74 | 5.32 | 0.9664 | 4000 | 83.55
P7NQKD4V | Energy Efficient Lighting Co., Ltd. | EEL | SF3-40LED03-120M | Indoor Luminaires | Linear Ambient | Direct Linear Ambient Luminaires | Standard | FALSE | [9 empty] | 11/11/2014 | Not Dimmable | Not Dimmable | Not Yet Verified |  |  | 2734 | 91.9 | 29.75 | 16.24 | 0.9473 | 4000 | 83.36
PBQ47V4U | Energy Efficient Lighting Co., Ltd. | EEL | SF4-40LED04-120M | Indoor Luminaires | Linear Ambient | Direct Linear Ambient Luminaires | Standard | FALSE | [9 empty] | 11/11/2014 | Not Dimmable | Not Dimmable | Not Yet Verified |  |  | 3601 | 90.7 | 39.72 | 6.71 | 0.9967 | 4000 | 83.51
PTZVSDPS | Energy Efficient Lighting Co., Ltd. | EEL | [SF,SR]8-80LED08-120M | Indoor Luminaires | Linear Ambient | Direct Linear Ambient Luminaires | Standard | FALSE | [9 empty] | 11/11/2014 | Not Dimmable | Not Dimmable | Not Yet Verified |  |  | 7176 | 90.7 | 79.12 | 6.29 | 0.997 | 4000 | 83.51
PP9152YTV | Energy Efficient Lighting Co., Ltd. | EEL | SF2-40LED02-120M | Indoor Luminaires | Linear Ambient | Direct Linear Ambient Luminaires | Standard | TRUE | 1933 | 88.6 | 21.82 | 13.55 | 0.9245 | 4181 | 83.44 | 5 | 50000 | 10/16/2014 | Not Dimmable | Not Dimmable | Not Yet Verified |  | 2.1 | [5 empty] | 4000
PQT653966 | Energy Efficient Lighting Co., Ltd. | EEL | ST80LED08-347 | Indoor Luminaires | Linear Ambient | Direct Linear Ambient Luminaires | Standard | TRUE | 6946 | 85.4 | 81.3 | 8.4 | 0.93 | 4266 | 83.74 | 5 | 50000 | 10/2/2014 | Not Dimmable | Not Dimmable | Not Yet Verified |  | 2.1 | 6946 | 85.4 | 81.3 | 8.4 | 0.933 | 4266 | 84.74
P19Y3K46Z | Energy Efficient Lighting Co., Ltd. | EEL | ST80LED08-120M | Indoor Luminaires | Linear Ambient | Direct Linear Ambient Luminaires | Standard | FALSE | [9 empty] | 10/2/2014 | Not Dimmable | Not Dimmable | Not Yet Verified |  |  | 7021 | 85.3 | 82.34 | 7.97 | 0.959 | 4258 | 83.66
PTWYHXQ9B | Energy Efficient Lighting Co., Ltd. | EEL | ST40LED04-347 | Indoor Luminaires | Linear Ambient | Direct Linear Ambient Luminaires | Standard | TRUE | 3459 | 86.7 | 39.91 | 14.85 | 0.949 | 4225 | 83.3 | 5 | 50000 | 10/2/2014 | Not Dimmable | Not Dimmable | Not Yet Verified |  | 2.1 | 3459 | 86.7 | 39.91 | 9.76 | 0.949 | 4225 | 83.29
P3C2R22M8 | Energy Efficient Lighting Co., Ltd. | EEL | ST40LED04-120M | Indoor Luminaires | Linear Ambient | Direct Linear Ambient Luminaires | Standard | FALSE | [9 empty] | 10/2/2014 | Not Dimmable | Not Dimmable | Not Yet Verified |  |  | 3577 | 88.5 | 40.41 | 14.85 | 0.965 | 4204 | 83.12
PXTHFACT | Energy Efficient Lighting Co., Ltd. | Flex Stream | FS 4-40LED02-120M(P) | Indoor Luminaires | Linear Ambient | Direct Linear Ambient Luminaires | Standard | TRUE | 3201 | 110.2 | 29.05 | 17.93 | 0.9439 | 3996 | 83.11 | 5 | 94000 | 5/4/2016 | Not Dimmable | Not Dimmable | No |  | 3 | 3201 | 110.2 | 29.05 | 17.93 | 0.9439 | 3996 | 83.11
PJG1HPPF | Energy Efficient Lighting Co., Ltd. | Flex Stream | FS 4-40LED02-347(P) | Indoor Luminaires | Linear Ambient | Direct Linear Ambient Luminaires | Standard | FALSE | [9 empty] | 5/4/2016 | Not Dimmable | Not Dimmable | No |  |  | 3305 | 112 | 29.5 | 14.09 | 0.9185 | 3996 | 83.11
PWKU3XE7 | Energy Efficient Lighting Co., Ltd. | Flex Stream | FS 8-54LED04-120M(P) | Indoor Luminaires | Linear Ambient | Direct Linear Ambient Luminaires | Standard | FALSE | [9 empty] | 5/4/2016 | Not Dimmable | Not Dimmable | No |  |  | 6553 | 114.1 | 57.45 | 5.54 | 0.9979 | 3996 | 83.11
PU6YBJ3E | Energy Efficient Lighting Co., Ltd. | Flex Stream | FS 8-54LED04-347 | Indoor Luminaires | Linear Ambient | Direct Linear Ambient Luminaires | Standard | FALSE | [9 empty] | 5/4/2016 | Not Dimmable | Not Dimmable | No |  |  | 6765.9 | 115.97 | 58.33 | 4.35 | 0.97 | 3996 | 83.11
PJ18RG76 | Energy Efficient Lighting Co., Ltd. | Stream Flow | [SF,SR] 4-40LED02-120M(P) | Indoor Luminaires | Linear Ambient | Direct Linear Ambient Luminaires | Standard | TRUE | 3376 | 116.5 | 28.99 | 17.62 | 0.9438 | 3965 | 83.14 | 5 | 94000 | 5/27/2016 | Not Dimmable | Not Dimmable | No |  | 3.1 | 3376 | 116.5 | 28.99 | 17.62 | 0.944 | 3965 | 83.14
PB2QMCR8 | Energy Efficient Lighting Co., Ltd. | Stream Flow | [SF,SR] 4-40LED02-347(P) | Indoor Luminaires | Linear Ambient | Direct Linear Ambient Luminaires | Standard | FALSE | [9 empty] | 5/27/2016 | Not Dimmable | Not Dimmable | No |  |  | 3474 | 117.5 | 29.57 | 14.05 | 0.919 | 3965 | 83.14
PYVQUVSV | Energy Efficient Lighting Co., Ltd. | Stream Flow | [SF,SR] 8-54LED04-120M(P) | Indoor Luminaires | Linear Ambient | Direct Linear Ambient Luminaires | Standard | FALSE | [9 empty] | 5/27/2016 | Not Dimmable | Not Dimmable | No |  |  | 6605 | 118.4 | 55.81 | 4.72 | 0.998 | 3965 | 83.14
PPJW229G | Energy Efficient Lighting Co., Ltd. | Stream Flow | [SF,SR] 8-54LED04-347 (P) | Indoor Luminaires | Linear Ambient | Direct Linear Ambient Luminaires | Standard | FALSE | [9 empty] | 5/27/2016 | Not Dimmable | Not Dimmable | No |  |  | 6796.73 | 119.39 | 56.93 | 3.76 | 0.972 | 3965 | 83.14
PYFEXTT1 | Energy Efficient Lighting Co., Ltd. | Flex Stream | FS 4-40LED04-120M (4000 K) | Indoor Luminaires | Linear Ambient | Direct Linear Ambient Luminaires | Standard | TRUE | 4034 | 99 | 40.76 | 13.17 | 0.9685 | 3992 | 81.46 | 5 | 50000 | 3/14/2016 | Not Dimmable | Not Dimmable | No |  | 3.1 | 4034 | 99 | 40.76 | 13.17 | 0.9685 | 3992 | 81.46
PXJAE5Q3 | Energy Efficient Lighting Co., Ltd. | Flex Stream | FS 4-40LED04-347 (4000K) | Indoor Luminaires | Linear Ambient | Direct Linear Ambient Luminaires | Standard | FALSE | [9 empty] | 3/14/2016 | Not Dimmable | Not Dimmable | No |  |  | 4130 | 99.2 | 41.63 | 9.43 | 0.9499 | 3993 | 81.53
P61CGYW3 | Energy Efficient Lighting Co., Ltd. | Flex Stream | FS 8-80LED08-120M (4000 K) | Indoor Luminaires | Linear Ambient | Direct Linear Ambient Luminaires | Standard | FALSE | [9 empty] | 3/14/2016 | Not Dimmable | Not Dimmable | No |  |  | 8182 | 99.17 | 82.5 | 5 | 0.9972 | 3993 | 81.495
PNFABE8T | Energy Efficient Lighting Co., Ltd. | Flex Stream | FS 8-80LED08-347 (4000 K) | Indoor Luminaires | Linear Ambient | Direct Linear Ambient Luminaires | Standard | FALSE | [9 empty] | 3/14/2016 | Not Dimmable | Not Dimmable | No |  |  | 8376.713 | 99.414 | 84.261 | 3.58 | 0.978 | 3993 | 81.53
P2D5TMG5 | Energy Efficient Lighting Co., Ltd. | EEL | VT40LED04-[120M,347](P) | Indoor Luminaires | Linear Ambient | Direct Linear Ambient Luminaires | Premium | TRUE | 4110 | 109.4 | 37.57 | 12.72 | 0.9459 | 5149 | 83.49 | 5 | 180000 | 9/20/2016 | Not Dimmable | Not Dimmable | No |  | 3.1 | 4110 | 109.4 | 37.57 | 10.98 | 0.95 | 5149 | 83.49
PBV4C147 | Energy Efficient Lighting Co., Ltd. | EEL | VT54LED04-[120M,347](P) | Indoor Luminaires | Linear Ambient | Direct Linear Ambient Luminaires | Premium | TRUE | 6660 | 115.9 | 57.45 | 7.37 | 0.9683 | 4006 | 83.04 | 5 | 180000 | 9/20/2016 | Not Dimmable | Not Dimmable | No |  | 3.1 | 6660 | 115.9 | 57.45 | 7.37 | 0.97 | 4006 | 83.04
PRKTR2V4 | Energy Efficient Lighting Co., Ltd. | EEL | VT80LED08-[120M,347](P) | Indoor Luminaires | Linear Ambient | Direct Linear Ambient Luminaires | Premium | TRUE | 8301 | 117.5 | 70.65 | 9.78 | 0.9182 | 5201 | 83.84 | 5 | 180000 | 9/20/2016 | Not Dimmable | Not Dimmable | No |  | 3.1 | 8301 | 117.5 | 70.65 | 9.78 | 0.92 | 5201 | 83.84
PDJPSCDA | Energy Harness Corporation | Energy Harness | EHI48-T822-30K | Indoor Luminaires | Linear Ambient | Direct Linear Ambient Luminaires | Standard | TRUE | 2385.13 | 115 | 20.98 | 16.64 | 0.895 | 2899 | 82.8 | 5 | 50000 | 1/28/2016 | Not Dimmable | Not Dimmable | No |  | 3 | 2540 | 115.45 | 22 | 20 | 0.9 | 3000 | 83
P7ZE91X7 | Energy Harness Corporation | Energy Harness | EHI48-T822-40K | Indoor Luminaires | Linear Ambient | Direct Linear Ambient Luminaires | Standard | FALSE | [9 empty] | 4/12/2016 | Not Dimmable | Not Dimmable | No |  |  | 2540 | 115.45 | 22 | 20 | 0.9 | 4000 | 83
PR2GZY65 | Energy Harness Corporation | Energy Harness | EHI48-T822-50K | Indoor Luminaires | Linear Ambient | Direct Linear Ambient Luminaires | Standard | FALSE | [9 empty] | 4/12/2016 | Not Dimmable | Not Dimmable | No |  |  | 2540 | 115.45 | 22 | 20 | 0.9 | 5000 | 83
P1H2DN8K | Energy Harness Corporation | Energy Harness | EHI60-T825-30K | Indoor Luminaires | Linear Ambient | Direct Linear Ambient Luminaires | Standard | TRUE | 2532.46 | 102.49 | 24.71 | 8.16 | 0.912 | 3130 | 84.2 | 5 | 50000 | 1/28/2016 | Not Dimmable | Not Dimmable | Not Yet Verified |  | 2.1 | 2500 |  | 25 | 20 | 0.9 | 3000 | 80
PBP1SRRP | Energy Harness Corporation | Energy Harness | EHI60-T825-40K | Indoor Luminaires | Linear Ambient | Direct Linear Ambient Luminaires | Standard | FALSE | [9 empty] | 4/12/2016 | Not Dimmable | Not Dimmable | Not Yet Verified |  |  | 2500 | 104.17 | 25 | 20 | 0.9 | 4000 | 80
PDEVF7HW | Energy Harness Corporation | Energy Harness | EHI60-T825-50K | Indoor Luminaires | Linear Ambient | Direct Linear Ambient Luminaires | Standard | FALSE | [9 empty] | 4/12/2016 | Not Dimmable | Not Dimmable | Not Yet Verified |  |  | 2500 | 104.17 | 25 | 20 | 0.9 | 5000 | 80
P6UH3Z4D | Energy Harness Corporation | Energy Harness | EHI48D-T530-27K | Indoor Luminaires | Linear Ambient | Direct Linear Ambient Luminaires | Standard | TRUE | 3155.91 | 95.26 | 33.13 | 20.9 | 0.935 | 2758 | 83 | 5 | 50000 | 1/28/2016 | Not Yet Verified | Not Yet Verified | Not Yet Verified |  | 2.1 | 3156 | 95.26 | 33.13 | 14.2 | 0.986 | 2758 | 83
PM2R6UBH | Energy Harness Corporation | Energy Harness | EHI48D-T530-30K | Indoor Luminaires | Linear Ambient | Direct Linear Ambient Luminaires | Standard | FALSE | [9 empty] | 4/12/2016 | Not Yet Verified | Not Yet Verified | Not Yet Verified |  |  | 3156 | 95.26 | 30 | 14.2 | 0.986 | 3000 | 83
P6WW2AJB | Energy Harness Corporation | Energy Harness | EHI48D-T530-40K | Indoor Luminaires | Linear Ambient | Direct Linear Ambient Luminaires | Standard | FALSE | [9 empty] | 4/12/2016 | Not Yet Verified | Not Yet Verified | Not Yet Verified |  |  | 3156 | 95.26 | 30 | 14.2 | 0.986 | 4000 | 83
PC9G9AZ9 | Energy Harness Corporation | Energy Harness | EHI48D-T530-50K | Indoor Luminaires | Linear Ambient | Direct Linear Ambient Luminaires | Standard | FALSE | [9 empty] | 4/12/2016 | Not Yet Verified | Not Yet Verified | Not Yet Verified |  |  | 3156 | 95.26 | 30 | 14.2 | 0.986 | 5000 | 83
PCQ8T8VD | Energy Harness Corporation | Energy Harness | EHI60D-T540-30K | Indoor Luminaires | Linear Ambient | Direct Linear Ambient Luminaires | Standard | TRUE | 3573.16 | 102.71 | 34.79 | 19.04 | 0.954 | 3143 | 84.6 | 5 | 50000 | 1/28/2016 | Not Dimmable | Not Dimmable | Not Yet Verified |  | 2.1 | 3500 |  | 40 | 20 | 0.9 | 3000 | 80
PC2EK6K2 | Energy Harness Corporation | Energy Harness | EHL48-T822-30K | Indoor Luminaires | Linear Ambient | Direct Linear Ambient Luminaires | Standard | TRUE | 2385.13 | 115 | 20.98 | 16.64 | 0.895 | 2899 | 82.8 | 5 | 50000 | 1/28/2016 | Not Dimmable | Not Dimmable | No |  | 3 | 2540 | 115.45 | 22 | 20 | 0.9 | 3000 | 83
PRX4RXTE | Energy Harness Corporation | Energy Harness | EHI48V-T822-30K | Indoor Luminaires | Linear Ambient | Direct Linear Ambient Luminaires | Standard | TRUE | 2400.14 | 102.35 | 23.56 | 5.97 | 0.916 | 3115 | 84.4 | 5 | 50000 | 1/28/2016 | Not Dimmable | Not Dimmable | Not Yet Verified |  | 2.1 | 2400 |  | 25 | 10 |  | 3000 | 80
P49ENJFF | Energy Harness Corporation | Energy Harness | EHI60V-T825-30K | Indoor Luminaires | Linear Ambient | Direct Linear Ambient Luminaires | Standard | TRUE | 2753.56 | 109.18 | 25.24 | 9.36 | 0.883 | 3107 | 84.5 | 5 | 50000 | 1/28/2016 | Not Dimmable | Not Dimmable | Not Yet Verified |  | 2.1 | 2700 |  | 28 | 10 |  | 3000 | 80
P2DZQGMB | Energy Harness Corporation | Energy Harness | EHI60V-T825-40K | Indoor Luminaires | Linear Ambient | Direct Linear Ambient Luminaires | Standard | FALSE | [9 empty] | 4/12/2016 | Not Dimmable | Not Dimmable | Not Yet Verified |  |  | 2400 | 96 | 25 | 10 | 0.994 | 4000 | 80
PEPF7TW9 | Energy Harness Corporation | Energy Harness | EHI60V-T825-50K | Indoor Luminaires | Linear Ambient | Direct Linear Ambient Luminaires | Standard | FALSE | [9 empty] | 4/12/2016 | Not Dimmable | Not Dimmable | Not Yet Verified |  |  | 2400 | 96 | 25 | 10 | 0.994 | 5000 | 80
PH7PMQQB | Energy Harness Corporation | Energy Harness | EHI48-T515-27K | Indoor Luminaires | Linear Ambient | Direct Linear Ambient Luminaires | Standard | TRUE | 1739.9 | 114.17 | 15.24 | 15.63 | 0.947 | 2753 | 82.7 | 5 | 50000 | 1/28/2016 | Not Yet Verified | Not Yet Verified | Not Yet Verified |  | 2.1 | 1740 | 114.17 | 15.24 | 9.12 | 0.991 | 2753 | 83
PW5KYF2P | Energy Harness Corporation | Energy Harness | EHI48-T515-30K | Indoor Luminaires | Linear Ambient | Direct Linear Ambient Luminaires | Standard | FALSE | [9 empty] | 4/12/2016 | Not Yet Verified | Not Yet Verified | Not Yet Verified |  |  | 1740 | 114.17 | 15 | 9.12 | 0.991 | 3000 | 83
PFX66ZE7 | Energy Harness Corporation | Energy Harness | EHI48-T515-40K | Indoor Luminaires | Linear Ambient | Direct Linear Ambient Luminaires | Standard | FALSE | [9 empty] | 4/12/2016 | Not Yet Verified | Not Yet Verified | Not Yet Verified |  |  | 1740 | 114.17 | 15 | 9.12 | 0.991 | 4000 | 83
P5XQKF4Z | Energy Harness Corporation | Energy Harness | EHI48-T515-50K | Indoor Luminaires | Linear Ambient | Direct Linear Ambient Luminaires | Standard | FALSE | [9 empty] | 4/12/2016 | Not Yet Verified | Not Yet Verified | Not Yet Verified |  |  | 1740 | 114.17 | 15 | 9.12 | 0.991 | 5000 | 83
P4Q9EU6Y | Energy Harness Corporation | Energy Harness | EHI60-T520-30K | Indoor Luminaires | Linear Ambient | Direct Linear Ambient Luminaires | Standard | TRUE | 1832.53 | 103.47 | 17.71 | 13.76 | 0.953 | 3128 | 84.3 | 5 | 50000 | 1/28/2016 | Not Dimmable | Not Dimmable | Not Yet Verified |  | 2.1 | 1800 |  | 20 | 20 | 0.9 | 3000 | 80
PK24HP76 | Energy Harness Corporation | Energy Harness | EHI60-T520-40K | Indoor Luminaires | Linear Ambient | Direct Linear Ambient Luminaires | Standard | FALSE | [9 empty] | 4/12/2016 | Not Dimmable | Not Dimmable | Not Yet Verified |  |  | 1800 | 90 | 20 | 20 | 0.9 | 4000 | 80
PAK1Q3QS | Energy Harness Corporation | Energy Harness | EHI60-T520-50K | Indoor Luminaires | Linear Ambient | Direct Linear Ambient Luminaires | Standard | FALSE | [9 empty] | 4/12/2016 | Not Dimmable | Not Dimmable | Not Yet Verified |  |  | 1800 | 90 | 20 | 20 | 0.9 | 5000 | 80
PC6FZVRM | Energy Harness Corporation | Energy Harness | EHI72V-T828-30K | Indoor Luminaires | Linear Ambient | Direct Linear Ambient Luminaires | Standard | TRUE | 2753.56 | 109.18 | 25.24 | 9.36 | 0.883 | 3107 | 84.5 | 5 | 50000 | 4/12/2016 | Not Dimmable | Not Dimmable | Not Yet Verified |  | 2.1 | 2700 |  | 28 | 10 |  | 3000 | 80
PC48W87D | Energy Harness Corporation | Energy Harness | EHI72V-T828-40K | Indoor Luminaires | Linear Ambient | Direct Linear Ambient Luminaires | Standard | FALSE | [9 empty] | 4/12/2016 | Not Dimmable | Not Dimmable | Not Yet Verified |  |  | 2700 | 96.43 | 28 | 10 |  | 4000 | 80
PHP5FC4V | Energy Harness Corporation | Energy Harness | EHI72V-T828-50K | Indoor Luminaires | Linear Ambient | Direct Linear Ambient Luminaires | Standard | FALSE | [9 empty] | 4/12/2016 | Not Dimmable | Not Dimmable | Not Yet Verified |  |  | 2700 | 96 | 28 | 10 | 0.992 | 5000 | 80
P8MHMSHF | Energy Planning Associates | Envirobrite | FST404050-XXXXXXX | Indoor Luminaires | Linear Ambient | Direct Linear Ambient Luminaires | Standard | TRUE | 3859 | 127.5 | 30.29 | 15 | 0.93 | 5231 | 82.3 | 5 | 86000 | 7/14/2015 | Dimmable | Continuous (Can dim down to ≤ 10% (W)) | Not Yet Verified |  | 2.1 | 4000 | 134.22 | 29.8 | 15 | 0.93 | 5000 | 82.6
PYG9GNR8 | Energy Planning Associates | Envirobrite | FST402535-XXXXXXX | Indoor Luminaires | Linear Ambient | Direct Linear Ambient Luminaires | Standard | TRUE | 2412 | 112.2 | 21.5 | 17.2 | 0.907 | 3546 | 84.4 | 5 | 86000 | 7/14/2015 | Dimmable | Continuous (Can dim down to ≤ 10% (W)) | Not Yet Verified |  | 2.1 | 2500 | 117.92 | 21.2 | 15 | 0.93 | 3500 | 82.6
P32T4MG6 | Energy Planning Associates | Envirobrite | FST404235-XXLXXXX | Indoor Luminaires | Linear Ambient | Direct Linear Ambient Luminaires | Standard | TRUE | 4077 | 104.5 | 39.05 | 15 | 0.93 | 3509 | 85.1 | 5 | 86000 | 7/14/2015 | Dimmable | Continuous (Can dim down to ≤ 10% (W)) | Not Yet Verified |  | 2.1 | 4250 | 106.25 | 40 | 15 | 0.93 | 3500 | 82.6
PWY5HJPU | Energy Planning Associates | Envirobrite | FST403035-XXLXXXX | Indoor Luminaires | Linear Ambient | Direct Linear Ambient Luminaires | Standard | TRUE | 2869 | 102.2 | 28.06 | 17.2 | 0.907 | 3540 | 85.2 | 5 | 86000 | 7/14/2015 | Dimmable | Continuous (Can dim down to ≤ 10% (W)) | Not Yet Verified |  | 2.1 | 3000 | 107.52 | 27.9 | 15 | 0.93 | 3500 | 82.6
PDZHNTF8 | Energy Planning Associates | Envirobrite | FST403040-XXXXXXX | Indoor Luminaires | Linear Ambient | Direct Linear Ambient Luminaires | Standard | FALSE | [9 empty] | 7/14/2015 | Dimmable | Continuous (Can dim down to ≤ 10% (W)) | Not Yet Verified |  |  | 3000 | 127.11 | 23.6 | 15 | 0.93 | 4000 | 82.6
P235CJCC | Energy Planning Associates | Envirobrite | FST403040-XXLXXXX | Indoor Luminaires | Linear Ambient | Direct Linear Ambient Luminaires | Standard | FALSE | [9 empty] | 7/14/2015 | Dimmable | Continuous (Can dim down to ≤ 10% (W)) | Not Yet Verified |  |  | 3000 | 112.78 | 26.6 | 15 | 0.93 | 4000 | 82.6
P2SFYVC1 | Energy Planning Associates | Envirobrite | FST403050-XXXXXXX | Indoor Luminaires | Linear Ambient | Direct Linear Ambient Luminaires | Standard | FALSE | [9 empty] | 7/14/2015 | Dimmable | Continuous (Can dim down to ≤ 10% (W)) | Not Yet Verified |  |  | 3000 | 131.57 | 22.8 | 15 | 0.93 | 5000 | 82.6
PA5344U6 | Energy Planning Associates | Envirobrite | FST403050-XXLXXXX | Indoor Luminaires | Linear Ambient | Direct Linear Ambient Luminaires | Standard | FALSE | [9 empty] | 7/14/2015 | Dimmable | Continuous (Can dim down to ≤ 10% (W)) | Not Yet Verified |  |  | 3000 | 116.73 | 25.7 | 15 | 0.93 | 5000 | 82.6
P56PM4NW | Energy Planning Associates | Envirobrite | FST403235-XXXXXXX | Indoor Luminaires | Linear Ambient | Direct Linear Ambient Luminaires | Standard | FALSE | [9 empty] | 7/14/2015 | Dimmable | Continuous (Can dim down to ≤ 10% (W)) | Not Yet Verified |  |  | 3250 | 119.04 | 27.3 | 15 | 0.93 | 3500 | 82.6
PT9ZF5EN | Energy Planning Associates | Envirobrite | FST403235-XXLXXXX | Indoor Luminaires | Linear Ambient | Direct Linear Ambient Luminaires | Standard | FALSE | [9 empty] | 7/14/2015 | Dimmable | Continuous (Can dim down to ≤ 10% (W)) | Not Yet Verified |  |  | 3250 | 116.48 | 27.9 | 15 | 0.93 | 3500 | 82.6
PRBNKR84 | Energy Planning Associates | Envirobrite | FST403240-XXXXXXX | Indoor Luminaires | Linear Ambient | Direct Linear Ambient Luminaires | Standard | FALSE | [9 empty] | 7/14/2015 | Dimmable | Continuous (Can dim down to ≤ 10% (W)) | Not Yet Verified |  |  | 3250 | 124.52 | 26.1 | 15 | 0.93 | 4000 | 82.6
PFYUZM4C | Energy Planning Associates | Envirobrite | FST403240-XXLXXXX | Indoor Luminaires | Linear Ambient | Direct Linear Ambient Luminaires | Standard | FALSE | [9 empty] | 7/14/2015 | Dimmable | Continuous (Can dim down to ≤ 10% (W)) | Not Yet Verified |  |  | 3250 | 120.37 | 27 | 15 | 0.93 | 4000 | 82.6
P4RTYXC6 | Energy Planning Associates | Envirobrite | FST403250-XXXXXXX | Indoor Luminaires | Linear Ambient | Direct Linear Ambient Luminaires | Standard | FALSE | [9 empty] | 7/14/2015 | Dimmable | Continuous (Can dim down to ≤ 10% (W)) | Not Yet Verified |  |  | 3250 | 128.96 | 25.2 | 15 | 0.93 | 5000 | 82.6
P6S1QZSJ | Energy Planning Associates | Envirobrite | FST403250-XXLXXXX | Indoor Luminaires | Linear Ambient | Direct Linear Ambient Luminaires | Standard | FALSE | [9 empty] | 7/14/2015 | Dimmable | Continuous (Can dim down to ≤ 10% (W)) | Not Yet Verified |  |  | 3250 | 124.52 | 26.1 | 15 | 0.93 | 5000 | 82.6
PTSTZ8PV | Energy Planning Associates | Envirobrite | FST403550-XXXXXXX | Indoor Luminaires | Linear Ambient | Direct Linear Ambient Luminaires | Standard | FALSE | [9 empty] | 7/14/2015 | Dimmable | Continuous (Can dim down to ≤ 10% (W)) | Not Yet Verified |  |  | 3500 | 126.35 | 27.7 | 15 | 0.93 | 5000 | 82.6
PJDN2J8Z | Energy Planning Associates | Envirobrite | FST810050-XKXXXXX | Indoor Luminaires | Linear Ambient | Direct Linear Ambient Luminaires | Standard | FALSE | [9 empty] | 7/14/2015 | Dimmable | Continuous (Can dim down to ≤ 10% (W)) | Not Yet Verified |  |  | 10000 | 126.74 | 78.9 | 15 | 0.93 | 5000 | 82.6
PQ3S7YSA | Energy Planning Associates | Envirobrite | FST809040-XKXXXXX | Indoor Luminaires | Linear Ambient | Direct Linear Ambient Luminaires | Standard | FALSE | [9 empty] | 7/14/2015 | Dimmable | Continuous (Can dim down to ≤ 10% (W)) | Not Yet Verified |  |  | 9000 | 125.87 | 71.5 | 15 | 0.93 | 4000 | 82.6
PX96RSJU | Energy Planning Associates | Envirobrite | FST809535-XKXXXXX | Indoor Luminaires | Linear Ambient | Direct Linear Ambient Luminaires | Standard | FALSE | [9 empty] | 7/14/2015 | Dimmable | Continuous (Can dim down to ≤ 10% (W)) | Not Yet Verified |  |  | 9500 | 120.1 | 79.1 | 15 | 0.93 | 3500 | 82.6
PPN5YDU4 | Energy Planning Associates | Envirobrite | FST809540-XKXXXXX | Indoor Luminaires | Linear Ambient | Direct Linear Ambient Luminaires | Standard | FALSE | [9 empty] | 7/14/2015 | Dimmable | Continuous (Can dim down to ≤ 10% (W)) | Not Yet Verified |  |  | 9500 | 124.18 | 76.5 | 15 | 0.93 | 4000 | 82.6
PXT189RJ | Energy Planning Associates | Envirobrite | FST809550-XKXXXXX | Indoor Luminaires | Linear Ambient | Direct Linear Ambient Luminaires | Standard | FALSE | [9 empty] | 7/14/2015 | Dimmable | Continuous (Can dim down to ≤ 10% (W)) | Not Yet Verified |  |  | 9500 | 128.55 | 73.9 | 15 | 0.93 | 5000 | 82.6
PECHUVMH | Energy Planning Associates | Envirobrite | FST808550-XKXXXXX | Indoor Luminaires | Linear Ambient | Direct Linear Ambient Luminaires | Standard | FALSE | [9 empty] | 7/14/2015 | Dimmable | Continuous (Can dim down to ≤ 10% (W)) | Not Yet Verified |  |  | 8500 | 132.19 | 64.3 | 15 | 0.93 | 5000 | 82.6
PR8XG5N6 | Energy Planning Associates | Envirobrite | FST808550-XKLXXXX | Indoor Luminaires | Linear Ambient | Direct Linear Ambient Luminaires | Standard | FALSE | [9 empty] | 7/14/2015 | Dimmable | Continuous (Can dim down to ≤ 10% (W)) | Not Yet Verified |  |  | 8500 | 117.4 | 72.4 | 15 | 0.93 | 5000 | 82.6
PH42UY9J | Energy Planning Associates | Envirobrite | FST809035-XKXXXXX | Indoor Luminaires | Linear Ambient | Direct Linear Ambient Luminaires | Standard | FALSE | [9 empty] | 7/14/2015 | Dimmable | Continuous (Can dim down to ≤ 10% (W)) | Not Yet Verified |  |  | 9000 | 121.45 | 74.1 | 15 | 0.93 | 3500 | 82.6
PT15371T | Energy Planning Associates | Envirobrite | FST808535-XKXXXXX | Indoor Luminaires | Linear Ambient | Direct Linear Ambient Luminaires | Standard | FALSE | [9 empty] | 7/14/2015 | Dimmable | Continuous (Can dim down to ≤ 10% (W)) | Not Yet Verified |  |  | 8500 | 123.18 | 69 | 15 | 0.93 | 3500 | 82.6
PYSWPHQ2 | Energy Planning Associates | Envirobrite | FST808535-XKLXXXX | Indoor Luminaires | Linear Ambient | Direct Linear Ambient Luminaires | Standard | FALSE | [9 empty] | 7/14/2015 | Dimmable | Continuous (Can dim down to ≤ 10% (W)) | Not Yet Verified |  |  | 8500 | 109.25 | 77.8 | 15 | 0.93 | 3500 | 82.6
PKWE74NM | Energy Planning Associates | Envirobrite | FST808540-XKXXXXX | Indoor Luminaires | Linear Ambient | Direct Linear Ambient Luminaires | Standard | FALSE | [9 empty] | 7/14/2015 | Dimmable | Continuous (Can dim down to ≤ 10% (W)) | Not Yet Verified |  |  | 8500 | 127.81 | 66.5 | 15 | 0.93 | 4000 | 82.6
PSD56RJH | Energy Planning Associates | Envirobrite | FST808540-XKLXXXX | Indoor Luminaires | Linear Ambient | Direct Linear Ambient Luminaires | Standard | FALSE | [9 empty] | 7/14/2015 | Dimmable | Continuous (Can dim down to ≤ 10% (W)) | Not Yet Verified |  |  | 8500 | 113.33 | 75 | 15 | 0.93 | 4000 | 82.6
P3FBYKVD | Energy Planning Associates | Envirobrite | FST808040-XKXXXXX | Indoor Luminaires | Linear Ambient | Direct Linear Ambient Luminaires | Standard | FALSE | [9 empty] | 7/14/2015 | Dimmable | Continuous (Can dim down to ≤ 10% (W)) | Not Yet Verified |  |  | 8000 | 129.44 | 61.8 | 15 | 0.93 | 4000 | 82.6
P2F3QDW5 | Energy Planning Associates | Envirobrite | FST808040-XKLXXXX | Indoor Luminaires | Linear Ambient | Direct Linear Ambient Luminaires | Standard | FALSE | [9 empty] | 7/14/2015 | Dimmable | Continuous (Can dim down to ≤ 10% (W)) | Not Yet Verified |  |  | 8000 | 114.94 | 69.6 | 15 | 0.93 | 4000 | 82.6
PVZQE3C2 | Energy Planning Associates | Envirobrite | FST808050-XKXXXXX | Indoor Luminaires | Linear Ambient | Direct Linear Ambient Luminaires | Standard | FALSE | [9 empty] | 7/14/2015 | Dimmable | Continuous (Can dim down to ≤ 10% (W)) | Not Yet Verified |  |  | 8000 | 134 | 59.7 | 15 | 0.93 | 5000 | 82.6
PUA8Q2A3 | Energy Planning Associates | Envirobrite | FST808050-XKLXXXX | Indoor Luminaires | Linear Ambient | Direct Linear Ambient Luminaires | Standard | FALSE | [9 empty] | 7/14/2015 | Dimmable | Continuous (Can dim down to ≤ 10% (W)) | Not Yet Verified |  |  | 8000 | 119.04 | 67.2 | 15 | 0.93 | 5000 | 82.6
PZ1H5SQ2 | Energy Planning Associates | Envirobrite | FST807550-XKXXXXX | Indoor Luminaires | Linear Ambient | Direct Linear Ambient Luminaires | Standard | FALSE | [9 empty] | 7/14/2015 | Dimmable | Continuous (Can dim down to ≤ 10% (W)) | Not Yet Verified |  |  | 7500 | 123.55 | 60.7 | 15 | 0.93 | 5000 | 82.6
PK4TJY4U | Energy Planning Associates | Envirobrite | FST807550-XKLXXXX | Indoor Luminaires | Linear Ambient | Direct Linear Ambient Luminaires | Standard | FALSE | [9 empty] | 7/14/2015 | Dimmable | Continuous (Can dim down to ≤ 10% (W)) | Not Yet Verified |  |  | 7500 | 120.96 | 62 | 15 | 0.93 | 5000 | 82.6
PURQVBQH | Energy Planning Associates | Envirobrite | FST808035-XKXXXXX | Indoor Luminaires | Linear Ambient | Direct Linear Ambient Luminaires | Standard | FALSE | [9 empty] | 7/14/2015 | Dimmable | Continuous (Can dim down to ≤ 10% (W)) | Not Yet Verified |  |  | 8000 | 124.8 | 64.1 | 15 | 0.93 | 3500 | 82.6
P6GT9ZTA | Energy Planning Associates | Envirobrite | FST808035-XKLXXXX | Indoor Luminaires | Linear Ambient | Direct Linear Ambient Luminaires | Standard | FALSE | [9 empty] | 7/14/2015 | Dimmable | Continuous (Can dim down to ≤ 10% (W)) | Not Yet Verified |  |  | 8000 | 111.11 | 72 | 15 | 0.93 | 3500 | 82.6
PM3VVER3 | Energy Planning Associates | Envirobrite | FST807535-XKXXXXX | Indoor Luminaires | Linear Ambient | Direct Linear Ambient Luminaires | Standard | FALSE | [9 empty] | 7/14/2015 | Dimmable | Continuous (Can dim down to ≤ 10% (W)) | Not Yet Verified |  |  | 7500 | 113.46 | 66.1 | 15 | 0.93 | 3500 | 82.6
P4TQX7UN | Energy Planning Associates | Envirobrite | FST807535-XKLXXXX | Indoor Luminaires | Linear Ambient | Direct Linear Ambient Luminaires | Standard | FALSE | [9 empty] | 7/14/2015 | Dimmable | Continuous (Can dim down to ≤ 10% (W)) | Not Yet Verified |  |  | 7500 | 112.95 | 66.4 | 15 | 0.93 | 3500 | 82.6
PFPHY4WX | Energy Planning Associates | Envirobrite | FST807540-XKXXXXX | Indoor Luminaires | Linear Ambient | Direct Linear Ambient Luminaires | Standard | FALSE | [9 empty] | 7/14/2015 | Dimmable | Continuous (Can dim down to ≤ 10% (W)) | Not Yet Verified |  |  | 7500 | 118.85 | 63.1 | 15 | 0.93 | 4000 | 82.6
PKAQTSFH | Energy Planning Associates | Envirobrite | FST807540-XKLXXXX | Indoor Luminaires | Linear Ambient | Direct Linear Ambient Luminaires | Standard | FALSE | [9 empty] | 7/14/2015 | Dimmable | Continuous (Can dim down to ≤ 10% (W)) | Not Yet Verified |  |  | 7500 | 116.82 | 64.2 | 15 | 0.93 | 4000 | 82.6
PW9FQY3V | Energy Planning Associates | Envirobrite | FST807040-XKXXXXX | Indoor Luminaires | Linear Ambient | Direct Linear Ambient Luminaires | Standard | FALSE | [9 empty] | 7/14/2015 | Dimmable | Continuous (Can dim down to ≤ 10% (W)) | Not Yet Verified |  |  | 7000 | 121.52 | 57.6 | 15 | 0.93 | 4000 | 82.6
PDDQCQEX | Energy Planning Associates | Envirobrite | FST807040-XKLXXXX | Indoor Luminaires | Linear Ambient | Direct Linear Ambient Luminaires | Standard | FALSE | [9 empty] | 7/14/2015 | Dimmable | Continuous (Can dim down to ≤ 10% (W)) | Not Yet Verified |  |  | 7000 | 118.64 | 59 | 15 | 0.93 | 4000 | 82.6
PNB6BTW3 | Energy Planning Associates | Envirobrite | FST807050-XKXXXXX | Indoor Luminaires | Linear Ambient | Direct Linear Ambient Luminaires | Standard | FALSE | [9 empty] | 7/14/2015 | Dimmable | Continuous (Can dim down to ≤ 10% (W)) | Not Yet Verified |  |  | 7000 | 126.12 | 55.5 | 15 | 0.93 | 5000 | 82.6
PPKRG4KF | Energy Planning Associates | Envirobrite | FST807050-XKLXXXX | Indoor Luminaires | Linear Ambient | Direct Linear Ambient Luminaires | Standard | FALSE | [9 empty] | 7/14/2015 | Dimmable | Continuous (Can dim down to ≤ 10% (W)) | Not Yet Verified |  |  | 7000 | 122.8 | 57 | 15 | 0.93 | 5000 | 82.6
PFZZCWJQ | Energy Planning Associates | Envirobrite | FST806540-XKLXXXX | Indoor Luminaires | Linear Ambient | Direct Linear Ambient Luminaires | Standard | FALSE | [9 empty] | 7/14/2015 | Dimmable | Continuous (Can dim down to ≤ 10% (W)) | Not Yet Verified |  |  | 6500 | 120.37 | 54 | 15 | 0.93 | 4000 | 82.6
PQ3Y5M1E | Energy Planning Associates | Envirobrite | FST806550-XKLXXXX | Indoor Luminaires | Linear Ambient | Direct Linear Ambient Luminaires | Standard | FALSE | [9 empty] | 7/14/2015 | Dimmable | Continuous (Can dim down to ≤ 10% (W)) | Not Yet Verified |  |  | 6500 | 124.52 | 52.2 | 15 | 0.93 | 5000 | 82.6
PSK4MD9H | Energy Planning Associates | Envirobrite | FST807035-XKXXXXX | Indoor Luminaires | Linear Ambient | Direct Linear Ambient Luminaires | Standard | FALSE | [9 empty] | 7/14/2015 | Dimmable | Continuous (Can dim down to ≤ 10% (W)) | Not Yet Verified |  |  | 7000 | 116.08 | 60.3 | 15 | 0.93 | 3500 | 82.6
PAN6SBD8 | Energy Planning Associates | Envirobrite | FST807035-XKLXXXX | Indoor Luminaires | Linear Ambient | Direct Linear Ambient Luminaires | Standard | FALSE | [9 empty] | 7/14/2015 | Dimmable | Continuous (Can dim down to ≤ 10% (W)) | Not Yet Verified |  |  | 7000 | 114.75 | 61 | 15 | 0.93 | 3500 | 82.6
PGKD71SM | Energy Planning Associates | Envirobrite | FST806035-XKLXXXX | Indoor Luminaires | Linear Ambient | Direct Linear Ambient Luminaires | Standard | FALSE | [9 empty] | 7/14/2015 | Dimmable | Continuous (Can dim down to ≤ 10% (W)) | Not Yet Verified |  |  | 6000 | 107.52 | 55.8 | 15 | 0.93 | 3500 | 82.6
P234TZYV | Energy Planning Associates | Envirobrite | FST806040-XKLXXXX | Indoor Luminaires | Linear Ambient | Direct Linear Ambient Luminaires | Standard | FALSE | [9 empty] | 7/14/2015 | Dimmable | Continuous (Can dim down to ≤ 10% (W)) | Not Yet Verified |  |  | 6000 | 112.78 | 53.2 | 15 | 0.93 | 4000 | 82.6
PBF11PH2 | Energy Planning Associates | Envirobrite | FST806050-XKLXXXX | Indoor Luminaires | Linear Ambient | Direct Linear Ambient Luminaires | Standard | FALSE | [9 empty] | 7/14/2015 | Dimmable | Continuous (Can dim down to ≤ 10% (W)) | Not Yet Verified |  |  | 6000 | 116.73 | 51.4 | 15 | 0.93 | 5000 | 82.6
PJYD2K3U | Energy Planning Associates | Envirobrite | FST806535-XKLXXXX | Indoor Luminaires | Linear Ambient | Direct Linear Ambient Luminaires | Standard | FALSE | [9 empty] | 7/14/2015 | Dimmable | Continuous (Can dim down to ≤ 10% (W)) | Not Yet Verified |  |  | 6500 | 116.48 | 55.8 | 15 | 0.93 | 3500 | 82.6
P4N2N86D | Energy Planning Associates | Envirobrite | FST804540-XKLXXXX | Indoor Luminaires | Linear Ambient | Direct Linear Ambient Luminaires | Standard | FALSE | [9 empty] | 7/14/2015 | Dimmable | Continuous (Can dim down to ≤ 10% (W)) | Not Yet Verified |  |  | 4500 | 112.5 | 40 | 15 | 0.93 | 4000 | 82.6
PW17WV3C | Energy Planning Associates | Envirobrite | FST804550-XKXXXXX | Indoor Luminaires | Linear Ambient | Direct Linear Ambient Luminaires | Standard | FALSE | [9 empty] | 7/14/2015 | Dimmable | Continuous (Can dim down to ≤ 10% (W)) | Not Yet Verified |  |  | 4500 | 132.35 | 34 | 15 | 0.93 | 5000 | 82.6
P6JDNA2U | Energy Planning Associates | Envirobrite | FST805050-XKLXXXX | Indoor Luminaires | Linear Ambient | Direct Linear Ambient Luminaires | Standard | FALSE | [9 empty] | 7/14/2015 | Dimmable | Continuous (Can dim down to ≤ 10% (W)) | Not Yet Verified |  |  | 5000 | 121.95 | 41 | 15 | 0.93 | 5000 | 82.6
PKFCX6K5 | Energy Planning Associates | Envirobrite | FST805535-XKLXXXX | Indoor Luminaires | Linear Ambient | Direct Linear Ambient Luminaires | Standard | FALSE | [9 empty] | 7/14/2015 | Dimmable | Continuous (Can dim down to ≤ 10% (W)) | Not Yet Verified |  |  | 5500 | 110.44 | 49.8 | 15 | 0.93 | 3500 | 82.6
PT1CVZ23 | Energy Planning Associates | Envirobrite | FST804050-XKLXXXX | Indoor Luminaires | Linear Ambient | Direct Linear Ambient Luminaires | Standard | FALSE | [9 empty] | 7/14/2015 | Dimmable | Continuous (Can dim down to ≤ 10% (W)) | Not Yet Verified |  |  | 4000 | 120.48 | 33.2 | 15 | 0.93 | 5000 | 82.6
PFDVGSV3 | Energy Planning Associates | Envirobrite | FST804535-XKXXXXX | Indoor Luminaires | Linear Ambient | Direct Linear Ambient Luminaires | Standard | FALSE | [9 empty] | 7/14/2015 | Dimmable | Continuous (Can dim down to ≤ 10% (W)) | Not Yet Verified |  |  | 4500 | 121.62 | 37 | 15 | 0.93 | 3500 | 82.6
PG3DNMFK | Energy Planning Associates | Envirobrite | FST804535-XKLXXXX | Indoor Luminaires | Linear Ambient | Direct Linear Ambient Luminaires | Standard | FALSE | [9 empty] | 7/14/2015 | Dimmable | Continuous (Can dim down to ≤ 10% (W)) | Not Yet Verified |  |  | 4500 | 107.65 | 41.8 | 15 | 0.93 | 3500 | 82.6
PYT3S2BM | Energy Planning Associates | Envirobrite | FST804540-XKXXXXX | Indoor Luminaires | Linear Ambient | Direct Linear Ambient Luminaires | Standard | FALSE | [9 empty] | 7/14/2015 | Dimmable | Continuous (Can dim down to ≤ 10% (W)) | Not Yet Verified |  |  | 4500 | 126.76 | 35.5 | 15 | 0.93 | 4000 | 82.6
PC7XGNAS | Energy Planning Associates | Envirobrite | FST804035-XKLXXXX | Indoor Luminaires | Linear Ambient | Direct Linear Ambient Luminaires | Standard | FALSE | [9 empty] | 7/14/2015 | Dimmable | Continuous (Can dim down to ≤ 10% (W)) | Not Yet Verified |  |  | 4000 | 111.73 | 35.8 | 15 | 0.93 | 3500 | 82.6
PXM4TMNW | Energy Planning Associates | Envirobrite | FST804040-XKXXXXX | Indoor Luminaires | Linear Ambient | Direct Linear Ambient Luminaires | Standard | FALSE | [9 empty] | 7/14/2015 | Dimmable | Continuous (Can dim down to ≤ 10% (W)) | Not Yet Verified |  |  | 4000 | 130.29 | 30.7 | 15 | 0.93 | 4000 | 82.6
PHA4K4VU | Energy Planning Associates | Envirobrite | FST804040-XKLXXXX | Indoor Luminaires | Linear Ambient | Direct Linear Ambient Luminaires | Standard | FALSE | [9 empty] | 7/14/2015 | Dimmable | Continuous (Can dim down to ≤ 10% (W)) | Not Yet Verified |  |  | 4000 | 116.27 | 34.4 | 15 | 0.93 | 4000 | 82.6
P1CKQ9BV | Energy Planning Associates | Envirobrite | FST804050-XKXXXXX | Indoor Luminaires | Linear Ambient | Direct Linear Ambient Luminaires | Standard | FALSE | [9 empty] | 7/14/2015 | Dimmable | Continuous (Can dim down to ≤ 10% (W)) | Not Yet Verified |  |  | 4000 | 135.59 | 29.5 | 15 | 0.93 | 5000 | 82.6
P8JZ6DY4 | Energy Planning Associates | Envirobrite | FST809550-XXXXXXX | Indoor Luminaires | Linear Ambient | Direct Linear Ambient Luminaires | Standard | FALSE | [9 empty] | 7/14/2015 | Dimmable | Continuous (Can dim down to ≤ 10% (W)) | Not Yet Verified |  |  | 9500 | 128.55 | 73.9 | 15 | 0.93 | 5000 | 82.6
PEFCF6BP | Energy Planning Associates | Envirobrite | FST810050-XXXXXXX | Indoor Luminaires | Linear Ambient | Direct Linear Ambient Luminaires | Standard | FALSE | [9 empty] | 7/14/2015 | Dimmable | Continuous (Can dim down to ≤ 10% (W)) | Not Yet Verified |  |  | 10000 | 126.74 | 78.9 | 15 | 0.93 | 5000 | 82.6
P6D13USC | Energy Planning Associates | Envirobrite | FST803535-XKLXXXX | Indoor Luminaires | Linear Ambient | Direct Linear Ambient Luminaires | Standard | FALSE | [9 empty] | 7/14/2015 | Dimmable | Continuous (Can dim down to ≤ 10% (W)) | Not Yet Verified |  |  | 3500 | 115.13 | 30.4 | 15 | 0.93 | 3500 | 82.6
PQUWWYZ2 | Energy Planning Associates | Envirobrite | FST803540-XKLXXXX | Indoor Luminaires | Linear Ambient | Direct Linear Ambient Luminaires | Standard | FALSE | [9 empty] | 7/14/2015 | Dimmable | Continuous (Can dim down to ≤ 10% (W)) | Not Yet Verified |  |  | 3500 | 119.86 | 29.2 | 15 | 0.93 | 4000 | 82.6
PUYNCKNW | Energy Planning Associates | Envirobrite | FST804035-XKXXXXX | Indoor Luminaires | Linear Ambient | Direct Linear Ambient Luminaires | Standard | FALSE | [9 empty] | 7/14/2015 | Dimmable | Continuous (Can dim down to ≤ 10% (W)) | Not Yet Verified |  |  | 4000 | 125.39 | 31.9 | 15 | 0.93 | 3500 | 82.6
PJ7P97XA | Energy Planning Associates | Envirobrite | FST809035-XXXXXXX | Indoor Luminaires | Linear Ambient | Direct Linear Ambient Luminaires | Standard | FALSE | [9 empty] | 7/14/2015 | Dimmable | Continuous (Can dim down to ≤ 10% (W)) | Not Yet Verified |  |  | 9000 | 121.45 | 74.1 | 15 | 0.93 | 3500 | 82.6
PVMXTKB4 | Energy Planning Associates | Envirobrite | FST809040-XXXXXXX | Indoor Luminaires | Linear Ambient | Direct Linear Ambient Luminaires | Standard | FALSE | [9 empty] | 7/14/2015 | Dimmable | Continuous (Can dim down to ≤ 10% (W)) | Not Yet Verified |  |  | 9000 | 125.87 | 71.5 | 15 | 0.93 | 4000 | 82.6
PW3Q9PN2 | Energy Planning Associates | Envirobrite | FST809535-XXXXXXX | Indoor Luminaires | Linear Ambient | Direct Linear Ambient Luminaires | Standard | FALSE | [9 empty] | 7/14/2015 | Dimmable | Continuous (Can dim down to ≤ 10% (W)) | Not Yet Verified |  |  | 9500 | 120.1 | 79.1 | 15 | 0.93 | 3500 | 82.6
PSN1X5MX | Energy Planning Associates | Envirobrite | FST809540-XXXXXXX | Indoor Luminaires | Linear Ambient | Direct Linear Ambient Luminaires | Standard | FALSE | [9 empty] | 7/14/2015 | Dimmable | Continuous (Can dim down to ≤ 10% (W)) | Not Yet Verified |  |  | 9500 | 124.18 | 76.5 | 15 | 0.93 | 4000 | 82.6
P1ZE91QX | Energy Planning Associates | Envirobrite | FST808535-XXLXXXX | Indoor Luminaires | Linear Ambient | Direct Linear Ambient Luminaires | Standard | FALSE | [9 empty] | 7/14/2015 | Dimmable | Continuous (Can dim down to ≤ 10% (W)) | Not Yet Verified |  |  | 8500 | 109.25 | 77.8 | 15 | 0.93 | 3500 | 82.6
PMFHK6EE | Energy Planning Associates | Envirobrite | FST808540-XXXXXXX | Indoor Luminaires | Linear Ambient | Direct Linear Ambient Luminaires | Standard | FALSE | [9 empty] | 7/14/2015 | Dimmable | Continuous (Can dim down to ≤ 10% (W)) | Not Yet Verified |  |  | 8500 | 127.81 | 66.5 | 15 | 0.93 | 4000 | 82.6
PDBVCDTC | Energy Planning Associates | Envirobrite | FST808540-XXLXXXX | Indoor Luminaires | Linear Ambient | Direct Linear Ambient Luminaires | Standard | FALSE | [9 empty] | 7/14/2015 | Dimmable | Continuous (Can dim down to ≤ 10% (W)) | Not Yet Verified |  |  | 8500 | 113.33 | 75 | 15 | 0.93 | 4000 | 82.6
P8H2HDVM | Energy Planning Associates | Envirobrite | FST808550-XXXXXXX | Indoor Luminaires | Linear Ambient | Direct Linear Ambient Luminaires | Standard | FALSE | [9 empty] | 7/14/2015 | Dimmable | Continuous (Can dim down to ≤ 10% (W)) | Not Yet Verified |  |  | 8500 | 132.19 | 64.3 | 15 | 0.93 | 5000 | 82.6
PYG8W9BR | Energy Planning Associates | Envirobrite | FST808550-XXLXXXX | Indoor Luminaires | Linear Ambient | Direct Linear Ambient Luminaires | Standard | FALSE | [9 empty] | 7/14/2015 | Dimmable | Continuous (Can dim down to ≤ 10% (W)) | Not Yet Verified |  |  | 8500 | 117.4 | 72.4 | 15 | 0.93 | 5000 | 82.6
PQZ3ZXU2 | Energy Planning Associates | Envirobrite | FST808040-XXXXXXX | Indoor Luminaires | Linear Ambient | Direct Linear Ambient Luminaires | Standard | FALSE | [9 empty] | 7/14/2015 | Dimmable | Continuous (Can dim down to ≤ 10% (W)) | Not Yet Verified |  |  | 8000 | 129.44 | 61.8 | 15 | 0.93 | 4000 | 82.6
PJNWRZ6S | Energy Planning Associates | Envirobrite | FST808040-XXLXXXX | Indoor Luminaires | Linear Ambient | Direct Linear Ambient Luminaires | Standard | FALSE | [9 empty] | 7/14/2015 | Dimmable | Continuous (Can dim down to ≤ 10% (W)) | Not Yet Verified |  |  | 8000 | 114.94 | 69.6 | 15 | 0.93 | 4000 | 82.6
PF9BNZNJ | Energy Planning Associates | Envirobrite | FST808050-XXXXXXX | Indoor Luminaires | Linear Ambient | Direct Linear Ambient Luminaires | Standard | FALSE | [9 empty] | 7/14/2015 | Dimmable | Continuous (Can dim down to ≤ 10% (W)) | Not Yet Verified |  |  | 8000 | 134 | 59.7 | 15 | 0.93 | 5000 | 82.6
PN2U8PRF | Energy Planning Associates | Envirobrite | FST808050-XXLXXXX | Indoor Luminaires | Linear Ambient | Direct Linear Ambient Luminaires | Standard | FALSE | [9 empty] | 7/14/2015 | Dimmable | Continuous (Can dim down to ≤ 10% (W)) | Not Yet Verified |  |  | 8000 | 119.04 | 67.2 | 15 | 0.93 | 5000 | 82.6
P7YPSD6R | Energy Planning Associates | Envirobrite | FST808535-XXXXXXX | Indoor Luminaires | Linear Ambient | Direct Linear Ambient Luminaires | Standard | FALSE | [9 empty] | 7/14/2015 | Dimmable | Continuous (Can dim down to ≤ 10% (W)) | Not Yet Verified |  |  | 8500 | 123.18 | 69 | 15 | 0.93 | 3500 | 82.6
PTA2MJVZ | Energy Planning Associates | Envirobrite | FST807550-XXXXXXX | Indoor Luminaires | Linear Ambient | Direct Linear Ambient Luminaires | Standard | FALSE | [9 empty] | 7/14/2015 | Dimmable | Continuous (Can dim down to ≤ 10% (W)) | Not Yet Verified |  |  | 7500 | 123.55 | 60.7 | 15 | 0.93 | 5000 | 82.6
P5RT4WJG | Energy Planning Associates | Envirobrite | FST807550-XXLXXXX | Indoor Luminaires | Linear Ambient | Direct Linear Ambient Luminaires | Standard | FALSE | [9 empty] | 7/14/2015 | Dimmable | Continuous (Can dim down to ≤ 10% (W)) | Not Yet Verified |  |  | 7500 | 120.96 | 62 | 15 | 0.93 | 5000 | 82.6
P7Y2YA2W | Energy Planning Associates | Envirobrite | FST808035-XXXXXXX | Indoor Luminaires | Linear Ambient | Direct Linear Ambient Luminaires | Standard | FALSE | [9 empty] | 7/14/2015 | Dimmable | Continuous (Can dim down to ≤ 10% (W)) | Not Yet Verified |  |  | 8000 | 124.8 | 64.1 | 15 | 0.93 | 3500 | 82.6
PMCD83S3 | Energy Planning Associates | Envirobrite | FST808035-XXLXXXX | Indoor Luminaires | Linear Ambient | Direct Linear Ambient Luminaires | Standard | FALSE | [9 empty] | 7/14/2015 | Dimmable | Continuous (Can dim down to ≤ 10% (W)) | Not Yet Verified |  |  | 8000 | 111.11 | 72 | 15 | 0.93 | 3500 | 82.6
P88VA72B | Energy Planning Associates | Envirobrite | FST807050-XXLXXXX | Indoor Luminaires | Linear Ambient | Direct Linear Ambient Luminaires | Standard | FALSE | [9 empty] | 7/14/2015 | Dimmable | Continuous (Can dim down to ≤ 10% (W)) | Not Yet Verified |  |  | 7000 | 122.8 | 57 | 15 | 0.93 | 5000 | 82.6
P9RJAY3W | Energy Planning Associates | Envirobrite | FST807535-XXXXXXX | Indoor Luminaires | Linear Ambient | Direct Linear Ambient Luminaires | Standard | FALSE | [9 empty] | 7/14/2015 | Dimmable | Continuous (Can dim down to ≤ 10% (W)) | Not Yet Verified |  |  | 7500 | 113.46 | 66.1 | 15 | 0.93 | 3500 | 82.6
PJKD71KW | Energy Planning Associates | Envirobrite | FST807535-XXLXXXX | Indoor Luminaires | Linear Ambient | Direct Linear Ambient Luminaires | Standard | FALSE | [9 empty] | 7/14/2015 | Dimmable | Continuous (Can dim down to ≤ 10% (W)) | Not Yet Verified |  |  | 7500 | 112.95 | 66.4 | 15 | 0.93 | 3500 | 82.6
PNWS699V | Energy Planning Associates | Envirobrite | FST807540-XXXXXXX | Indoor Luminaires | Linear Ambient | Direct Linear Ambient Luminaires | Standard | FALSE | [9 empty] | 7/14/2015 | Dimmable | Continuous (Can dim down to ≤ 10% (W)) | Not Yet Verified |  |  | 7500 | 118.85 | 63.1 | 15 | 0.93 | 4000 | 82.6
PGAUH8FB | Energy Planning Associates | Envirobrite | FST807540-XXLXXXX | Indoor Luminaires | Linear Ambient | Direct Linear Ambient Luminaires | Standard | FALSE | [9 empty] | 7/14/2015 | Dimmable | Continuous (Can dim down to ≤ 10% (W)) | Not Yet Verified |  |  | 7500 | 116.82 | 64.2 | 15 | 0.93 | 4000 | 82.6
PJXM9QP4 | Energy Planning Associates | Envirobrite | FST807035-XXXXXXX | Indoor Luminaires | Linear Ambient | Direct Linear Ambient Luminaires | Standard | FALSE | [9 empty] | 7/14/2015 | Dimmable | Continuous (Can dim down to ≤ 10% (W)) | Not Yet Verified |  |  | 7000 | 116.08 | 60.3 | 15 | 0.93 | 3500 | 82.6
PBP4HWJU | Energy Planning Associates | Envirobrite | FST807035-XXLXXXX | Indoor Luminaires | Linear Ambient | Direct Linear Ambient Luminaires | Standard | FALSE | [9 empty] | 7/14/2015 | Dimmable | Continuous (Can dim down to ≤ 10% (W)) | Not Yet Verified |  |  | 7000 | 114.75 | 61 | 15 | 0.93 | 3500 | 82.6
PARV3JBX | Energy Planning Associates | Envirobrite | FST807040-XXXXXXX | Indoor Luminaires | Linear Ambient | Direct Linear Ambient Luminaires | Standard | FALSE | [9 empty] | 7/14/2015 | Dimmable | Continuous (Can dim down to ≤ 10% (W)) | Not Yet Verified |  |  | 7000 | 121.52 | 57.6 | 15 | 0.93 | 4000 | 82.6
PYKZTTQ5 | Energy Planning Associates | Envirobrite | FST807040-XXLXXXX | Indoor Luminaires | Linear Ambient | Direct Linear Ambient Luminaires | Standard | FALSE | [9 empty] | 7/14/2015 | Dimmable | Continuous (Can dim down to ≤ 10% (W)) | Not Yet Verified |  |  | 7000 | 118.64 | 59 | 15 | 0.93 | 4000 | 82.6
PSG3ZPKP | Energy Planning Associates | Envirobrite | FST807050-XXXXXXX | Indoor Luminaires | Linear Ambient | Direct Linear Ambient Luminaires | Standard | FALSE | [9 empty] | 7/14/2015 | Dimmable | Continuous (Can dim down to ≤ 10% (W)) | Not Yet Verified |  |  | 7000 | 126.12 | 55.5 | 15 | 0.93 | 5000 | 82.6
P1BVGER2 | Energy Planning Associates | Envirobrite | FST806040-XXLXXXX | Indoor Luminaires | Linear Ambient | Direct Linear Ambient Luminaires | Standard | FALSE | [9 empty] | 7/14/2015 | Dimmable | Continuous (Can dim down to ≤ 10% (W)) | Not Yet Verified |  |  | 6000 | 112.78 | 53.2 | 15 | 0.93 | 4000 | 82.6
PSGCZ6FH | Energy Planning Associates | Envirobrite | FST806050-XXLXXXX | Indoor Luminaires | Linear Ambient | Direct Linear Ambient Luminaires | Standard | FALSE | [9 empty] | 7/14/2015 | Dimmable | Continuous (Can dim down to ≤ 10% (W)) | Not Yet Verified |  |  | 6000 | 116.73 | 51.4 | 15 | 0.93 | 5000 | 82.6
PXWJVQMW | Energy Planning Associates | Envirobrite | FST806535-XXLXXXX | Indoor Luminaires | Linear Ambient | Direct Linear Ambient Luminaires | Standard | FALSE | [9 empty] | 7/14/2015 | Dimmable | Continuous (Can dim down to ≤ 10% (W)) | Not Yet Verified |  |  | 6500 | 116.48 | 55.8 | 15 | 0.93 | 3500 | 82.6
PDPJSX7N | Energy Planning Associates | Envirobrite | FST806540-XXLXXXX | Indoor Luminaires | Linear Ambient | Direct Linear Ambient Luminaires | Standard | FALSE | [9 empty] | 7/14/2015 | Dimmable | Continuous (Can dim down to ≤ 10% (W)) | Not Yet Verified |  |  | 6500 | 120.37 | 54 | 15 | 0.93 | 4000 | 82.6
PW166F27 | Energy Planning Associates | Envirobrite | FST806550-XXLXXXX | Indoor Luminaires | Linear Ambient | Direct Linear Ambient Luminaires | Standard | FALSE | [9 empty] | 7/14/2015 | Dimmable | Continuous (Can dim down to ≤ 10% (W)) | Not Yet Verified |  |  | 6500 | 124.52 | 52.2 | 15 | 0.93 | 5000 | 82.6
P7942ZKT | Energy Planning Associates | Envirobrite | FST804540-XXXXXXX | Indoor Luminaires | Linear Ambient | Direct Linear Ambient Luminaires | Standard | FALSE | [9 empty] | 7/14/2015 | Dimmable | Continuous (Can dim down to ≤ 10% (W)) | Not Yet Verified |  |  | 4500 | 126.76 | 35.5 | 15 | 0.93 | 4000 | 82.6
P6N53XPQ | Energy Planning Associates | Envirobrite | FST804540-XXLXXXX | Indoor Luminaires | Linear Ambient | Direct Linear Ambient Luminaires | Standard | FALSE | [9 empty] | 7/14/2015 | Dimmable | Continuous (Can dim down to ≤ 10% (W)) | Not Yet Verified |  |  | 4500 | 112.5 | 40 | 15 | 0.93 | 4000 | 82.6
PUHQBD2P | Energy Planning Associates | Envirobrite | FST804550-XXXXXXX | Indoor Luminaires | Linear Ambient | Direct Linear Ambient Luminaires | Standard | FALSE | [9 empty] | 7/14/2015 | Dimmable | Continuous (Can dim down to ≤ 10% (W)) | Not Yet Verified |  |  | 4500 | 132.35 | 34 | 15 | 0.93 | 5000 | 82.6
PYMGTE5F | Energy Planning Associates | Envirobrite | FST805050-XXLXXXX | Indoor Luminaires | Linear Ambient | Direct Linear Ambient Luminaires | Standard | FALSE | [9 empty] | 7/14/2015 | Dimmable | Continuous (Can dim down to ≤ 10% (W)) | Not Yet Verified |  |  | 5000 | 121.95 | 41 | 15 | 0.93 | 5000 | 82.6
PKJSTE2S | Energy Planning Associates | Envirobrite | FST805535-XXLXXXX | Indoor Luminaires | Linear Ambient | Direct Linear Ambient Luminaires | Standard | FALSE | [9 empty] | 7/14/2015 | Dimmable | Continuous (Can dim down to ≤ 10% (W)) | Not Yet Verified |  |  | 5500 | 110.44 | 49.8 | 15 | 0.93 | 3500 | 82.6
PGXZFGVX | Energy Planning Associates | Envirobrite | FST806035-XXLXXXX | Indoor Luminaires | Linear Ambient | Direct Linear Ambient Luminaires | Standard | FALSE | [9 empty] | 7/14/2015 | Dimmable | Continuous (Can dim down to ≤ 10% (W)) | Not Yet Verified |  |  | 6000 | 107.52 | 55.8 | 15 | 0.93 | 3500 | 82.6
P83HVMY2 | Energy Planning Associates | Envirobrite | FST804040-XXLXXXX | Indoor Luminaires | Linear Ambient | Direct Linear Ambient Luminaires | Standard | FALSE | [9 empty] | 7/14/2015 | Dimmable | Continuous (Can dim down to ≤ 10% (W)) | Not Yet Verified |  |  | 4000 | 116.27 | 34.4 | 15 | 0.93 | 4000 | 82.6
PTA6VM3M | Energy Planning Associates | Envirobrite | FST804050-XXXXXXX | Indoor Luminaires | Linear Ambient | Direct Linear Ambient Luminaires | Standard | FALSE | [9 empty] | 7/14/2015 | Dimmable | Continuous (Can dim down to ≤ 10% (W)) | Not Yet Verified |  |  | 4000 | 135.59 | 29.5 | 15 | 0.93 | 5000 | 82.6
PQGRS5SC | Energy Planning Associates | Envirobrite | FST804050-XXLXXXX | Indoor Luminaires | Linear Ambient | Direct Linear Ambient Luminaires | Standard | FALSE | [9 empty] | 7/14/2015 | Dimmable | Continuous (Can dim down to ≤ 10% (W)) | Not Yet Verified |  |  | 4000 | 120.48 | 33.2 | 15 | 0.93 | 5000 | 82.6
PUD6N4U6 | Energy Planning Associates | Envirobrite | FST804535-XXXXXXX | Indoor Luminaires | Linear Ambient | Direct Linear Ambient Luminaires | Standard | FALSE | [9 empty] | 7/14/2015 | Dimmable | Continuous (Can dim down to ≤ 10% (W)) | Not Yet Verified |  |  | 4500 | 121.62 | 37 | 15 | 0.93 | 3500 | 82.6
PMZXD4YU | Energy Planning Associates | Envirobrite | FST804535-XXLXXXX | Indoor Luminaires | Linear Ambient | Direct Linear Ambient Luminaires | Standard | FALSE | [9 empty] | 7/14/2015 | Dimmable | Continuous (Can dim down to ≤ 10% (W)) | Not Yet Verified |  |  | 4500 | 107.65 | 41.8 | 15 | 0.93 | 3500 | 82.6
P5DQ5VHT | Energy Planning Associates | Envirobrite | FST404750-XKXXXXX | Indoor Luminaires | Linear Ambient | Direct Linear Ambient Luminaires | Standard | FALSE | [9 empty] | 7/14/2015 | Dimmable | Continuous (Can dim down to ≤ 10% (W)) | Not Yet Verified |  |  | 4750 | 128.72 | 36.9 | 15 | 0.93 | 5000 | 82.6
PCRNMSJK | Energy Planning Associates | Envirobrite | FST803535-XXLXXXX | Indoor Luminaires | Linear Ambient | Direct Linear Ambient Luminaires | Standard | FALSE | [9 empty] | 7/14/2015 | Dimmable | Continuous (Can dim down to ≤ 10% (W)) | Not Yet Verified |  |  | 3500 | 115.13 | 30.4 | 15 | 0.93 | 3500 | 82.6
P1CPUAPT | Energy Planning Associates | Envirobrite | FST803540-XXLXXXX | Indoor Luminaires | Linear Ambient | Direct Linear Ambient Luminaires | Standard | FALSE | [9 empty] | 7/14/2015 | Dimmable | Continuous (Can dim down to ≤ 10% (W)) | Not Yet Verified |  |  | 3500 | 119.86 | 29.2 | 15 | 0.93 | 4000 | 82.6
PTZHPCPB | Energy Planning Associates | Envirobrite | FST804035-XXXXXXX | Indoor Luminaires | Linear Ambient | Direct Linear Ambient Luminaires | Standard | FALSE | [9 empty] | 7/14/2015 | Dimmable | Continuous (Can dim down to ≤ 10% (W)) | Not Yet Verified |  |  | 4000 | 125.39 | 31.9 | 15 | 0.93 | 3500 | 82.6
PA7JQEQ1 | Energy Planning Associates | Envirobrite | FST804035-XXLXXXX | Indoor Luminaires | Linear Ambient | Direct Linear Ambient Luminaires | Standard | FALSE | [9 empty] | 7/14/2015 | Dimmable | Continuous (Can dim down to ≤ 10% (W)) | Not Yet Verified |  |  | 4000 | 111.73 | 35.8 | 15 | 0.93 | 3500 | 82.6
P41Z76V5 | Energy Planning Associates | Envirobrite | FST804040-XXXXXXX | Indoor Luminaires | Linear Ambient | Direct Linear Ambient Luminaires | Standard | FALSE | [9 empty] | 7/14/2015 | Dimmable | Continuous (Can dim down to ≤ 10% (W)) | Not Yet Verified |  |  | 4000 | 130.29 | 30.7 | 15 | 0.93 | 4000 | 82.6
P6YH8AET | Energy Planning Associates | Envirobrite | FST404250-XKLXXXX | Indoor Luminaires | Linear Ambient | Direct Linear Ambient Luminaires | Standard | FALSE | [9 empty] | 7/14/2015 | Dimmable | Continuous (Can dim down to ≤ 10% (W)) | Not Yet Verified |  |  | 4250 | 117.4 | 36.2 | 15 | 0.93 | 5000 | 82.6
PS753RYN | Energy Planning Associates | Envirobrite | FST404535-XKXXXXX | Indoor Luminaires | Linear Ambient | Direct Linear Ambient Luminaires | Standard | FALSE | [9 empty] | 7/14/2015 | Dimmable | Continuous (Can dim down to ≤ 10% (W)) | Not Yet Verified |  |  | 4500 | 121.29 | 37.1 | 15 | 0.93 | 3500 | 82.6
PTVMZA62 | Energy Planning Associates | Envirobrite | FST404540-XKXXXXX | Indoor Luminaires | Linear Ambient | Direct Linear Ambient Luminaires | Standard | FALSE | [9 empty] | 7/14/2015 | Dimmable | Continuous (Can dim down to ≤ 10% (W)) | Not Yet Verified |  |  | 4500 | 125.69 | 35.8 | 15 | 0.93 | 4000 | 82.6
PV8FUSED | Energy Planning Associates | Envirobrite | FST404550-XKXXXXX | Indoor Luminaires | Linear Ambient | Direct Linear Ambient Luminaires | Standard | FALSE | [9 empty] | 7/14/2015 | Dimmable | Continuous (Can dim down to ≤ 10% (W)) | Not Yet Verified |  |  | 4500 | 130.43 | 34.5 | 15 | 0.93 | 5000 | 82.6
P8QEVCV9 | Energy Planning Associates | Envirobrite | FST404735-XKXXXXX | Indoor Luminaires | Linear Ambient | Direct Linear Ambient Luminaires | Standard | FALSE | [9 empty] | 7/14/2015 | Dimmable | Continuous (Can dim down to ≤ 10% (W)) | Not Yet Verified |  |  | 4750 | 120.25 | 39.5 | 15 | 0.93 | 3500 | 82.6
PSVQRV1M | Energy Planning Associates | Envirobrite | FST404740-XKXXXXX | Indoor Luminaires | Linear Ambient | Direct Linear Ambient Luminaires | Standard | FALSE | [9 empty] | 7/14/2015 | Dimmable | Continuous (Can dim down to ≤ 10% (W)) | Not Yet Verified |  |  | 4750 | 124.02 | 38.3 | 15 | 0.93 | 4000 | 82.6
PGYQZF2E | Energy Planning Associates | Envirobrite | FST404050-XKLXXXX | Indoor Luminaires | Linear Ambient | Direct Linear Ambient Luminaires | Standard | FALSE | [9 empty] | 7/14/2015 | Dimmable | Continuous (Can dim down to ≤ 10% (W)) | Not Yet Verified |  |  | 4000 | 119.04 | 33.6 | 15 | 0.93 | 5000 | 82.6
PUN6N5Z1 | Energy Planning Associates | Envirobrite | FST404235-XKXXXXX | Indoor Luminaires | Linear Ambient | Direct Linear Ambient Luminaires | Standard | FALSE | [9 empty] | 7/14/2015 | Dimmable | Continuous (Can dim down to ≤ 10% (W)) | Not Yet Verified |  |  | 4250 | 123.18 | 34.5 | 15 | 0.93 | 3500 | 82.6
PEXHG7RV | Energy Planning Associates | Envirobrite | FST404235-XKLXXXX | Indoor Luminaires | Linear Ambient | Direct Linear Ambient Luminaires | Standard | FALSE | [9 empty] | 7/14/2015 | Dimmable | Continuous (Can dim down to ≤ 10% (W)) | Not Yet Verified |  |  | 4250 | 106.25 | 40 | 15 | 0.93 | 3500 | 82.6
P5E4NS1J | Energy Planning Associates | Envirobrite | FST404240-XKXXXXX | Indoor Luminaires | Linear Ambient | Direct Linear Ambient Luminaires | Standard | FALSE | [9 empty] | 7/14/2015 | Dimmable | Continuous (Can dim down to ≤ 10% (W)) | Not Yet Verified |  |  | 4250 | 127.62 | 33.3 | 15 | 0.93 | 4000 | 82.6
P328GKHW | Energy Planning Associates | Envirobrite | FST404240-XKLXXXX | Indoor Luminaires | Linear Ambient | Direct Linear Ambient Luminaires | Standard | FALSE | [9 empty] | 7/14/2015 | Dimmable | Continuous (Can dim down to ≤ 10% (W)) | Not Yet Verified |  |  | 4250 | 113.33 | 37.5 | 15 | 0.93 | 4000 | 82.6
PBY3BNPA | Energy Planning Associates | Envirobrite | FST404250-XKXXXXX | Indoor Luminaires | Linear Ambient | Direct Linear Ambient Luminaires | Standard | FALSE | [9 empty] | 7/14/2015 | Dimmable | Continuous (Can dim down to ≤ 10% (W)) | Not Yet Verified |  |  | 4250 | 131.98 | 32.2 | 15 | 0.93 | 5000 | 82.6
PV411QB8 | Energy Planning Associates | Envirobrite | FST403750-XKLXXXX | Indoor Luminaires | Linear Ambient | Direct Linear Ambient Luminaires | Standard | FALSE | [9 empty] | 7/14/2015 | Dimmable | Continuous (Can dim down to ≤ 10% (W)) | Not Yet Verified |  |  | 3750 | 120.96 | 31 | 15 | 0.93 | 5000 | 82.6
PFCZREGX | Energy Planning Associates | Envirobrite | FST404035-XKXXXXX | Indoor Luminaires | Linear Ambient | Direct Linear Ambient Luminaires | Standard | FALSE | [9 empty] | 7/14/2015 | Dimmable | Continuous (Can dim down to ≤ 10% (W)) | Not Yet Verified |  |  | 4000 | 125 | 32 | 15 | 0.93 | 3500 | 82.6
P777A7GS | Energy Planning Associates | Envirobrite | FST404035-XKLXXXX | Indoor Luminaires | Linear Ambient | Direct Linear Ambient Luminaires | Standard | FALSE | [9 empty] | 7/14/2015 | Dimmable | Continuous (Can dim down to ≤ 10% (W)) | Not Yet Verified |  |  | 4000 | 111.11 | 36 | 15 | 0.93 | 3500 | 82.6
P4ZDTHDT | Energy Planning Associates | Envirobrite | FST404040-XKXXXXX | Indoor Luminaires | Linear Ambient | Direct Linear Ambient Luminaires | Standard | FALSE | [9 empty] | 7/14/2015 | Dimmable | Continuous (Can dim down to ≤ 10% (W)) | Not Yet Verified |  |  | 4000 | 129.44 | 30.9 | 15 | 0.93 | 4000 | 82.6
PVHVW316 | Energy Planning Associates | Envirobrite | FST404040-XKLXXXX | Indoor Luminaires | Linear Ambient | Direct Linear Ambient Luminaires | Standard | FALSE | [9 empty] | 7/14/2015 | Dimmable | Continuous (Can dim down to ≤ 10% (W)) | Not Yet Verified |  |  | 4000 | 114.94 | 34.8 | 15 | 0.93 | 4000 | 82.6
PYDEB16J | Energy Planning Associates | Envirobrite | FST404050-XKXXXXX | Indoor Luminaires | Linear Ambient | Direct Linear Ambient Luminaires | Standard | FALSE | [9 empty] | 7/14/2015 | Dimmable | Continuous (Can dim down to ≤ 10% (W)) | Not Yet Verified |  |  | 4000 | 134.22 | 29.8 | 15 | 0.93 | 5000 | 82.6
PVHVFNAE | Energy Planning Associates | Envirobrite | FST403540-XKXXXXX | Indoor Luminaires | Linear Ambient | Direct Linear Ambient Luminaires | Standard | FALSE | [9 empty] | 7/14/2015 | Dimmable | Continuous (Can dim down to ≤ 10% (W)) | Not Yet Verified |  |  | 3500 | 121.52 | 28.8 | 15 | 0.93 | 4000 | 82.6
PDR22SYC | Energy Planning Associates | Envirobrite | FST403540-XKLXXXX | Indoor Luminaires | Linear Ambient | Direct Linear Ambient Luminaires | Standard | FALSE | [9 empty] | 7/14/2015 | Dimmable | Continuous (Can dim down to ≤ 10% (W)) | Not Yet Verified |  |  | 3500 | 118.64 | 29.5 | 15 | 0.93 | 4000 | 82.6
P7DC9NWT | Energy Planning Associates | Envirobrite | FST403735-XKXXXXX | Indoor Luminaires | Linear Ambient | Direct Linear Ambient Luminaires | Standard | FALSE | [9 empty] | 7/14/2015 | Dimmable | Continuous (Can dim down to ≤ 10% (W)) | Not Yet Verified |  |  | 3750 | 113.63 | 33 | 15 | 0.93 | 3500 | 82.6
PWBTR757 | Energy Planning Associates | Envirobrite | FST403735-XKLXXXX | Indoor Luminaires | Linear Ambient | Direct Linear Ambient Luminaires | Standard | FALSE | [9 empty] | 7/14/2015 | Dimmable | Continuous (Can dim down to ≤ 10% (W)) | Not Yet Verified |  |  | 3750 | 112.95 | 33.2 | 15 | 0.93 | 3500 | 82.6
PRT55S25 | Energy Planning Associates | Envirobrite | FST403740-XKXXXXX | Indoor Luminaires | Linear Ambient | Direct Linear Ambient Luminaires | Standard | FALSE | [9 empty] | 7/14/2015 | Dimmable | Continuous (Can dim down to ≤ 10% (W)) | Not Yet Verified |  |  | 3750 | 119.04 | 31.5 | 15 | 0.93 | 4000 | 82.6
PQKN55PP | Energy Planning Associates | Envirobrite | FST403740-XKLXXXX | Indoor Luminaires | Linear Ambient | Direct Linear Ambient Luminaires | Standard | FALSE | [9 empty] | 7/14/2015 | Dimmable | Continuous (Can dim down to ≤ 10% (W)) | Not Yet Verified |  |  | 3750 | 116.82 | 32.1 | 15 | 0.93 | 4000 | 82.6
PCSJ6KCG | Energy Planning Associates | Envirobrite | FST403750-XKXXXXX | Indoor Luminaires | Linear Ambient | Direct Linear Ambient Luminaires | Standard | FALSE | [9 empty] | 7/14/2015 | Dimmable | Continuous (Can dim down to ≤ 10% (W)) | Not Yet Verified |  |  | 3750 | 123.35 | 30.4 | 15 | 0.93 | 5000 | 82.6
PFH5M199 | Energy Planning Associates | Envirobrite | FST404540-XXXXXXX | Indoor Luminaires | Linear Ambient | Direct Linear Ambient Luminaires | Standard | FALSE | [9 empty] | 7/14/2015 | Dimmable | Continuous (Can dim down to ≤ 10% (W)) | Not Yet Verified |  |  | 4500 | 125.69 | 35.8 | 15 | 0.93 | 4000 | 82.6
PUV9WGGD | Energy Planning Associates | Envirobrite | FST404550-XXXXXXX | Indoor Luminaires | Linear Ambient | Direct Linear Ambient Luminaires | Standard | FALSE | [9 empty] | 7/14/2015 | Dimmable | Continuous (Can dim down to ≤ 10% (W)) | Not Yet Verified |  |  | 4500 | 130.43 | 34.5 | 15 | 0.93 | 5000 | 82.6
PAEKU47A | Energy Planning Associates | Envirobrite | FST404735-XXXXXXX | Indoor Luminaires | Linear Ambient | Direct Linear Ambient Luminaires | Standard | FALSE | [9 empty] | 7/14/2015 | Dimmable | Continuous (Can dim down to ≤ 10% (W)) | Not Yet Verified |  |  | 4750 | 120.25 | 39.5 | 15 | 0.93 | 3500 | 82.6
PBEQU8TK | Energy Planning Associates | Envirobrite | FST404740-XXXXXXX | Indoor Luminaires | Linear Ambient | Direct Linear Ambient Luminaires | Standard | FALSE | [9 empty] | 7/14/2015 | Dimmable | Continuous (Can dim down to ≤ 10% (W)) | Not Yet Verified |  |  | 4750 | 124.02 | 38.3 | 15 | 0.93 | 4000 | 82.6
PRX6UH5T | Energy Planning Associates | Envirobrite | FST404750-XXXXXXX | Indoor Luminaires | Linear Ambient | Direct Linear Ambient Luminaires | Standard | FALSE | [9 empty] | 7/14/2015 | Dimmable | Continuous (Can dim down to ≤ 10% (W)) | Not Yet Verified |  |  | 4750 | 128.72 | 36.9 | 15 | 0.93 | 5000 | 82.6
PTTHBP9E | Energy Planning Associates | Envirobrite | FST403535-XKXXXXX | Indoor Luminaires | Linear Ambient | Direct Linear Ambient Luminaires | Standard | FALSE | [9 empty] | 7/14/2015 | Dimmable | Continuous (Can dim down to ≤ 10% (W)) | Not Yet Verified |  |  | 3500 | 115.89 | 30.2 | 15 | 0.93 | 3500 | 82.6
PDY7ZCBU | Energy Planning Associates | Envirobrite | FST403535-XKLXXXX | Indoor Luminaires | Linear Ambient | Direct Linear Ambient Luminaires | Standard | FALSE | [9 empty] | 7/14/2015 | Dimmable | Continuous (Can dim down to ≤ 10% (W)) | Not Yet Verified |  |  | 3500 | 114.75 | 30.5 | 15 | 0.93 | 3500 | 82.6
P5Y1AEZB | Energy Planning Associates | Envirobrite | FST404235-XXXXXXX | Indoor Luminaires | Linear Ambient | Direct Linear Ambient Luminaires | Standard | FALSE | [9 empty] | 7/14/2015 | Dimmable | Continuous (Can dim down to ≤ 10% (W)) | Not Yet Verified |  |  | 4250 | 123.18 | 34.5 | 15 | 0.93 | 3500 | 82.6
PZ137RHY | Energy Planning Associates | Envirobrite | FST404240-XXXXXXX | Indoor Luminaires | Linear Ambient | Direct Linear Ambient Luminaires | Standard | FALSE | [9 empty] | 7/14/2015 | Dimmable | Continuous (Can dim down to ≤ 10% (W)) | Not Yet Verified |  |  | 4250 | 127.62 | 33.3 | 15 | 0.93 | 4000 | 82.6
P6EFAUT5 | Energy Planning Associates | Envirobrite | FST404240-XXLXXXX | Indoor Luminaires | Linear Ambient | Direct Linear Ambient Luminaires | Standard | FALSE | [9 empty] | 7/14/2015 | Dimmable | Continuous (Can dim down to ≤ 10% (W)) | Not Yet Verified |  |  | 4250 | 113.33 | 37.5 | 15 | 0.93 | 4000 | 82.6
PZ1PU2P9 | Energy Planning Associates | Envirobrite | FST404250-XXXXXXX | Indoor Luminaires | Linear Ambient | Direct Linear Ambient Luminaires | Standard | FALSE | [9 empty] | 7/14/2015 | Dimmable | Continuous (Can dim down to ≤ 10% (W)) | Not Yet Verified |  |  | 4250 | 131.98 | 32.2 | 15 | 0.93 | 5000 | 82.6
PYYXT7JE | Energy Planning Associates | Envirobrite | FST404250-XXLXXXX | Indoor Luminaires | Linear Ambient | Direct Linear Ambient Luminaires | Standard | FALSE | [9 empty] | 7/14/2015 | Dimmable | Continuous (Can dim down to ≤ 10% (W)) | Not Yet Verified |  |  | 4250 | 117.4 | 36.2 | 15 | 0.93 | 5000 | 82.6
PVZTEAJA | Energy Planning Associates | Envirobrite | FST404535-XXXXXXX | Indoor Luminaires | Linear Ambient | Direct Linear Ambient Luminaires | Standard | FALSE | [9 empty] | 7/14/2015 | Dimmable | Continuous (Can dim down to ≤ 10% (W)) | Not Yet Verified |  |  | 4500 | 121.29 | 37.1 | 15 | 0.93 | 3500 | 82.6
PJDCHS7P | Energy Planning Associates | Envirobrite | FST403750-XXXXXXX | Indoor Luminaires | Linear Ambient | Direct Linear Ambient Luminaires | Standard | FALSE | [9 empty] | 7/14/2015 | Dimmable | Continuous (Can dim down to ≤ 10% (W)) | Not Yet Verified |  |  | 3750 | 123.35 | 30.4 | 15 | 0.93 | 5000 | 82.6
PWPUZFCJ | Energy Planning Associates | Envirobrite | FST403750-XXLXXXX | Indoor Luminaires | Linear Ambient | Direct Linear Ambient Luminaires | Standard | FALSE | [9 empty] | 7/14/2015 | Dimmable | Continuous (Can dim down to ≤ 10% (W)) | Not Yet Verified |  |  | 3750 | 120.96 | 31 | 15 | 0.93 | 5000 | 82.6
P1BERWCU | Energy Planning Associates | Envirobrite | FST404035-XXXXXXX | Indoor Luminaires | Linear Ambient | Direct Linear Ambient Luminaires | Standard | FALSE | [9 empty] | 7/14/2015 | Dimmable | Continuous (Can dim down to ≤ 10% (W)) | Not Yet Verified |  |  | 4000 | 125 | 32 | 15 | 0.93 | 3500 | 82.6
PWHPSS2Y | Energy Planning Associates | Envirobrite | FST404035-XXLXXXX | Indoor Luminaires | Linear Ambient | Direct Linear Ambient Luminaires | Standard | FALSE | [9 empty] | 7/14/2015 | Dimmable | Continuous (Can dim down to ≤ 10% (W)) | Not Yet Verified |  |  | 4000 | 111.11 | 36 | 15 | 0.93 | 3500 | 82.6
PUW2GM1B | Energy Planning Associates | Envirobrite | FST404040-XXXXXXX | Indoor Luminaires | Linear Ambient | Direct Linear Ambient Luminaires | Standard | FALSE | [9 empty] | 7/14/2015 | Dimmable | Continuous (Can dim down to ≤ 10% (W)) | Not Yet Verified |  |  | 4000 | 129.44 | 30.9 | 15 | 0.93 | 4000 | 82.6
P5NQYYXM | Energy Planning Associates | Envirobrite | FST404040-XXLXXXX | Indoor Luminaires | Linear Ambient | Direct Linear Ambient Luminaires | Standard | FALSE | [9 empty] | 7/14/2015 | Dimmable | Continuous (Can dim down to ≤ 10% (W)) | Not Yet Verified |  |  | 4000 | 114.94 | 34.8 | 15 | 0.93 | 4000 | 82.6
PQC63HS3 | Energy Planning Associates | Envirobrite | FST402540-XXXXXXX | Indoor Luminaires | Linear Ambient | Direct Linear Ambient Luminaires | Standard | FALSE | [9 empty] | 7/14/2015 | Dimmable | Continuous (Can dim down to ≤ 10% (W)) | Not Yet Verified |  |  | 2500 | 123.15 | 20.3 | 15 | 0.93 | 4000 | 82.6
PMCY12V4 | Energy Planning Associates | Envirobrite | FST402540-XXLXXXX | Indoor Luminaires | Linear Ambient | Direct Linear Ambient Luminaires | Standard | FALSE | [9 empty] | 7/14/2015 | Dimmable | Continuous (Can dim down to ≤ 10% (W)) | Not Yet Verified |  |  | 2500 | 117.92 | 21.2 | 15 | 0.93 | 4000 | 82.6
PTP1QDBU | Energy Planning Associates | Envirobrite | FST402550-XXXXXXX | Indoor Luminaires | Linear Ambient | Direct Linear Ambient Luminaires | Standard | FALSE | [9 empty] | 7/14/2015 | Dimmable | Continuous (Can dim down to ≤ 10% (W)) | Not Yet Verified |  |  | 2500 | 128.86 | 19.4 | 15 | 0.93 | 5000 | 82.6
P5VPCW6U | Energy Planning Associates | Envirobrite | FST402550-XXLXXXX | Indoor Luminaires | Linear Ambient | Direct Linear Ambient Luminaires | Standard | FALSE | [9 empty] | 7/14/2015 | Dimmable | Continuous (Can dim down to ≤ 10% (W)) | Not Yet Verified |  |  | 2500 | 121.95 | 20.5 | 15 | 0.93 | 5000 | 82.6
PPNSS162 | Energy Planning Associates | Envirobrite | FST402735-XXXXXXX | Indoor Luminaires | Linear Ambient | Direct Linear Ambient Luminaires | Standard | FALSE | [9 empty] | 7/14/2015 | Dimmable | Continuous (Can dim down to ≤ 10% (W)) | Not Yet Verified |  |  | 2750 | 123.87 | 22.2 | 15 | 0.93 | 3500 | 82.6
PRJTSYTA | Energy Planning Associates | Envirobrite | FST402735-XXLXXXX | Indoor Luminaires | Linear Ambient | Direct Linear Ambient Luminaires | Standard | FALSE | [9 empty] | 7/14/2015 | Dimmable | Continuous (Can dim down to ≤ 10% (W)) | Not Yet Verified |  |  | 2750 | 110.44 | 24.9 | 15 | 0.93 | 3500 | 82.6
P38ZHNWE | Energy Planning Associates | Envirobrite | FST402740-XXXXXXX | Indoor Luminaires | Linear Ambient | Direct Linear Ambient Luminaires | Standard | FALSE | [9 empty] | 7/14/2015 | Dimmable | Continuous (Can dim down to ≤ 10% (W)) | Not Yet Verified |  |  | 2750 | 129.71 | 21.2 | 15 | 0.93 | 4000 | 82.6
P4J3HPPV | Energy Planning Associates | Envirobrite | FST402740-XXLXXXX | Indoor Luminaires | Linear Ambient | Direct Linear Ambient Luminaires | Standard | FALSE | [9 empty] | 7/14/2015 | Dimmable | Continuous (Can dim down to ≤ 10% (W)) | Not Yet Verified |  |  | 2750 | 115.06 | 23.9 | 15 | 0.93 | 4000 | 82.6
PST1XVH7 | Energy Planning Associates | Envirobrite | FST402750-XXXXXXX | Indoor Luminaires | Linear Ambient | Direct Linear Ambient Luminaires | Standard | FALSE | [9 empty] | 7/14/2015 | Dimmable | Continuous (Can dim down to ≤ 10% (W)) | Not Yet Verified |  |  | 2750 | 134.8 | 20.4 | 15 | 0.93 | 5000 | 82.6
P1GHBYBC | Energy Planning Associates | Envirobrite | FST402750-XXLXXXX | Indoor Luminaires | Linear Ambient | Direct Linear Ambient Luminaires | Standard | FALSE | [9 empty] | 7/14/2015 | Dimmable | Continuous (Can dim down to ≤ 10% (W)) | Not Yet Verified |  |  | 2750 | 119.56 | 23 | 15 | 0.93 | 5000 | 82.6
PDH7RUUB | Energy Planning Associates | Envirobrite | FST403035-XXXXXXX | Indoor Luminaires | Linear Ambient | Direct Linear Ambient Luminaires | Standard | FALSE | [9 empty] | 7/14/2015 | Dimmable | Continuous (Can dim down to ≤ 10% (W)) | Not Yet Verified |  |  | 3000 | 121.45 | 24.7 | 15 | 0.93 | 3500 | 82.6
PZ6A338Y | Energy Planning Associates | Envirobrite | FST404050-XXLXXXX | Indoor Luminaires | Linear Ambient | Direct Linear Ambient Luminaires | Standard | FALSE | [9 empty] | 7/14/2015 | Dimmable | Continuous (Can dim down to ≤ 10% (W)) | Not Yet Verified |  |  | 4000 | 119.04 | 33.6 | 15 | 0.93 | 5000 | 82.6
PAHGQHTF | Energy Planning Associates | Envirobrite | FST403535-XXXXXXX | Indoor Luminaires | Linear Ambient | Direct Linear Ambient Luminaires | Standard | FALSE | [9 empty] | 7/14/2015 | Dimmable | Continuous (Can dim down to ≤ 10% (W)) | Not Yet Verified |  |  | 3500 | 115.89 | 30.2 | 15 | 0.93 | 3500 | 82.6
P87A3MNK | Energy Planning Associates | Envirobrite | FST403535-XXLXXXX | Indoor Luminaires | Linear Ambient | Direct Linear Ambient Luminaires | Standard | FALSE | [9 empty] | 7/14/2015 | Dimmable | Continuous (Can dim down to ≤ 10% (W)) | Not Yet Verified |  |  | 3500 | 114.75 | 30.5 | 15 | 0.93 | 3500 | 82.6
PVZT2WGD | Energy Planning Associates | Envirobrite | FST403540-XXXXXXX | Indoor Luminaires | Linear Ambient | Direct Linear Ambient Luminaires | Standard | FALSE | [9 empty] | 7/14/2015 | Dimmable | Continuous (Can dim down to ≤ 10% (W)) | Not Yet Verified |  |  | 3500 | 121.52 | 28.8 | 15 | 0.93 | 4000 | 82.6
PT8DMAAJ | Energy Planning Associates | Envirobrite | FST403540-XXLXXXX | Indoor Luminaires | Linear Ambient | Direct Linear Ambient Luminaires | Standard | FALSE | [9 empty] | 7/14/2015 | Dimmable | Continuous (Can dim down to ≤ 10% (W)) | Not Yet Verified |  |  | 3500 | 118.64 | 29.5 | 15 | 0.93 | 4000 | 82.6
PVMXJWGH | Energy Planning Associates | Envirobrite | FST403735-XXXXXXX | Indoor Luminaires | Linear Ambient | Direct Linear Ambient Luminaires | Standard | FALSE | [9 empty] | 7/14/2015 | Dimmable | Continuous (Can dim down to ≤ 10% (W)) | Not Yet Verified |  |  | 3750 | 113.63 | 33 | 15 | 0.93 | 3500 | 82.6
PM8RXFWA | Energy Planning Associates | Envirobrite | FST403735-XXLXXXX | Indoor Luminaires | Linear Ambient | Direct Linear Ambient Luminaires | Standard | FALSE | [9 empty] | 7/14/2015 | Dimmable | Continuous (Can dim down to ≤ 10% (W)) | Not Yet Verified |  |  | 3750 | 112.95 | 33.2 | 15 | 0.93 | 3500 | 82.6
P8N68TUS | Energy Planning Associates | Envirobrite | FST403740-XXXXXXX | Indoor Luminaires | Linear Ambient | Direct Linear Ambient Luminaires | Standard | FALSE | [9 empty] | 7/14/2015 | Dimmable | Continuous (Can dim down to ≤ 10% (W)) | Not Yet Verified |  |  | 3750 | 119.04 | 31.5 | 15 | 0.93 | 4000 | 82.6
P62BSQ6T | Energy Planning Associates | Envirobrite | FST403740-XXLXXXX | Indoor Luminaires | Linear Ambient | Direct Linear Ambient Luminaires | Standard | FALSE | [9 empty] | 7/14/2015 | Dimmable | Continuous (Can dim down to ≤ 10% (W)) | Not Yet Verified |  |  | 3750 | 116.82 | 32.1 | 15 | 0.93 | 4000 | 82.6
PQFRWQPV | Energy Planning Associates | Envirobrite | FST805550-XKXXXXX | Indoor Luminaires | Linear Ambient | Direct Linear Ambient Luminaires | Standard | FALSE | [9 empty] | 7/14/2015 | Dimmable | Continuous (Can dim down to ≤ 10% (W)) | Not Yet Verified |  |  | 5500 | 134.47 | 40.9 | 15 | 0.93 | 5000 | 82.6
PBPV9ADP | Energy Planning Associates | Envirobrite | FST805550-XKLXXXX | Indoor Luminaires | Linear Ambient | Direct Linear Ambient Luminaires | Standard | FALSE | [9 empty] | 7/14/2015 | Dimmable | Continuous (Can dim down to ≤ 10% (W)) | Not Yet Verified |  |  | 5500 | 119.56 | 46 | 15 | 0.93 | 5000 | 82.6
PSESREUU | Energy Planning Associates | Envirobrite | FST806035-XKXXXXX | Indoor Luminaires | Linear Ambient | Direct Linear Ambient Luminaires | Standard | FALSE | [9 empty] | 7/14/2015 | Dimmable | Continuous (Can dim down to ≤ 10% (W)) | Not Yet Verified |  |  | 6000 | 121.45 | 49.4 | 15 | 0.93 | 3500 | 82.6
PVE5NXK9 | Energy Planning Associates | Envirobrite | FST806040-XKXXXXX | Indoor Luminaires | Linear Ambient | Direct Linear Ambient Luminaires | Standard | FALSE | [9 empty] | 7/14/2015 | Dimmable | Continuous (Can dim down to ≤ 10% (W)) | Not Yet Verified |  |  | 6000 | 126.84 | 47.3 | 15 | 0.93 | 4000 | 82.6
PCNN3W65 | Energy Planning Associates | Envirobrite | FST806050-XKXXXXX | Indoor Luminaires | Linear Ambient | Direct Linear Ambient Luminaires | Standard | FALSE | [9 empty] | 7/14/2015 | Dimmable | Continuous (Can dim down to ≤ 10% (W)) | Not Yet Verified |  |  | 6000 | 131.86 | 45.5 | 15 | 0.93 | 5000 | 82.6
PKFVQMGF | Energy Planning Associates | Envirobrite | FST806535-XKXXXXX | Indoor Luminaires | Linear Ambient | Direct Linear Ambient Luminaires | Standard | FALSE | [9 empty] | 7/14/2015 | Dimmable | Continuous (Can dim down to ≤ 10% (W)) | Not Yet Verified |  |  | 6500 | 118.82 | 54.7 | 15 | 0.93 | 3500 | 82.6
PJUE55Y2 | Energy Planning Associates | Envirobrite | FST806540-XKXXXXX | Indoor Luminaires | Linear Ambient | Direct Linear Ambient Luminaires | Standard | FALSE | [9 empty] | 7/14/2015 | Dimmable | Continuous (Can dim down to ≤ 10% (W)) | Not Yet Verified |  |  | 6500 | 124.28 | 52.3 | 15 | 0.93 | 4000 | 82.6
P95PYJ65 | Energy Planning Associates | Envirobrite | FST806550-XKXXXXX | Indoor Luminaires | Linear Ambient | Direct Linear Ambient Luminaires | Standard | FALSE | [9 empty] | 7/14/2015 | Dimmable | Continuous (Can dim down to ≤ 10% (W)) | Not Yet Verified |  |  | 6500 | 128.96 | 50.4 | 15 | 0.93 | 5000 | 82.6
PBWJ3CW9 | Energy Planning Associates | Envirobrite | FST809050-XKXXXXX | Indoor Luminaires | Linear Ambient | Direct Linear Ambient Luminaires | Standard | FALSE | [9 empty] | 7/14/2015 | Dimmable | Continuous (Can dim down to ≤ 10% (W)) | Not Yet Verified |  |  | 9000 | 130.43 | 69 | 15 | 0.93 | 5000 | 82.6
PXR271MP | Energy Planning Associates | Envirobrite | FST803550-XKLXXXX | Indoor Luminaires | Linear Ambient | Direct Linear Ambient Luminaires | Standard | FALSE | [9 empty] | 7/14/2015 | Dimmable | Continuous (Can dim down to ≤ 10% (W)) | Not Yet Verified |  |  | 3500 | 124.11 | 28.2 | 15 | 0.93 | 5000 | 82.6
P1H5BFYF | Energy Planning Associates | Envirobrite | FST804550-XKLXXXX | Indoor Luminaires | Linear Ambient | Direct Linear Ambient Luminaires | Standard | FALSE | [9 empty] | 7/14/2015 | Dimmable | Continuous (Can dim down to ≤ 10% (W)) | Not Yet Verified |  |  | 4500 | 117.18 | 38.4 | 15 | 0.93 | 5000 | 82.6
PGYRQ5B1 | Energy Planning Associates | Envirobrite | FST805035-XKXXXXX | Indoor Luminaires | Linear Ambient | Direct Linear Ambient Luminaires | Standard | FALSE | [9 empty] | 7/14/2015 | Dimmable | Continuous (Can dim down to ≤ 10% (W)) | Not Yet Verified |  |  | 5000 | 118.2 | 42.3 | 15 | 0.93 | 3500 | 82.6
P4HD2VRQ | Energy Planning Associates | Envirobrite | FST805035-XKLXXXX | Indoor Luminaires | Linear Ambient | Direct Linear Ambient Luminaires | Standard | FALSE | [9 empty] | 7/14/2015 | Dimmable | Continuous (Can dim down to ≤ 10% (W)) | Not Yet Verified |  |  | 5000 | 112.61 | 44.4 | 15 | 0.93 | 3500 | 82.6
PY92ZM5N | Energy Planning Associates | Envirobrite | FST805040-XKXXXXX | Indoor Luminaires | Linear Ambient | Direct Linear Ambient Luminaires | Standard | FALSE | [9 empty] | 7/14/2015 | Dimmable | Continuous (Can dim down to ≤ 10% (W)) | Not Yet Verified |  |  | 5000 | 123.45 | 40.5 | 15 | 0.93 | 4000 | 82.6
P3HJ9HWN | Energy Planning Associates | Envirobrite | FST805040-XKLXXXX | Indoor Luminaires | Linear Ambient | Direct Linear Ambient Luminaires | Standard | FALSE | [9 empty] | 7/14/2015 | Dimmable | Continuous (Can dim down to ≤ 10% (W)) | Not Yet Verified |  |  | 5000 | 117.92 | 42.4 | 15 | 0.93 | 4000 | 82.6
PHF1GWQM | Energy Planning Associates | Envirobrite | FST805050-XKXXXXX | Indoor Luminaires | Linear Ambient | Direct Linear Ambient Luminaires | Standard | FALSE | [9 empty] | 7/14/2015 | Dimmable | Continuous (Can dim down to ≤ 10% (W)) | Not Yet Verified |  |  | 5000 | 128.53 | 38.9 | 15 | 0.93 | 5000 | 82.6
PKSWG513 | Energy Planning Associates | Envirobrite | FST805535-XKXXXXX | Indoor Luminaires | Linear Ambient | Direct Linear Ambient Luminaires | Standard | FALSE | [9 empty] | 7/14/2015 | Dimmable | Continuous (Can dim down to ≤ 10% (W)) | Not Yet Verified |  |  | 5500 | 124.15 | 44.3 | 15 | 0.93 | 3500 | 82.6
PHXEE69C | Energy Planning Associates | Envirobrite | FST805540-XKXXXXX | Indoor Luminaires | Linear Ambient | Direct Linear Ambient Luminaires | Standard | FALSE | [9 empty] | 7/14/2015 | Dimmable | Continuous (Can dim down to ≤ 10% (W)) | Not Yet Verified |  |  | 5500 | 129.41 | 42.5 | 15 | 0.93 | 4000 | 82.6
PJDN543Q | Energy Planning Associates | Envirobrite | FST805540-XKLXXXX | Indoor Luminaires | Linear Ambient | Direct Linear Ambient Luminaires | Standard | FALSE | [9 empty] | 7/14/2015 | Dimmable | Continuous (Can dim down to ≤ 10% (W)) | Not Yet Verified |  |  | 5500 | 115.06 | 47.8 | 15 | 0.93 | 4000 | 82.6
PW69ZJK6 | Energy Planning Associates | Envirobrite | FST806550-XXXXXXX | Indoor Luminaires | Linear Ambient | Direct Linear Ambient Luminaires | Standard | FALSE | [9 empty] | 7/14/2015 | Dimmable | Continuous (Can dim down to ≤ 10% (W)) | Not Yet Verified |  |  | 6500 | 128.96 | 50.4 | 15 | 0.93 | 5000 | 82.6
PNSW1W3J | Energy Planning Associates | Envirobrite | FST809050-XXXXXXX | Indoor Luminaires | Linear Ambient | Direct Linear Ambient Luminaires | Standard | FALSE | [9 empty] | 7/14/2015 | Dimmable | Continuous (Can dim down to ≤ 10% (W)) | Not Yet Verified |  |  | 9000 | 130.43 | 69 | 15 | 0.93 | 5000 | 82.6
P19WWGR8 | Energy Planning Associates | Envirobrite | FST803035-XKXXXXX | Indoor Luminaires | Linear Ambient | Direct Linear Ambient Luminaires | Standard | FALSE | [9 empty] | 7/14/2015 | Dimmable | Continuous (Can dim down to ≤ 10% (W)) | Not Yet Verified |  |  | 3000 | 132.74 | 22.6 | 15 | 0.93 | 3500 | 82.6
PK71ZCVN | Energy Planning Associates | Envirobrite | FST803035-XKLXXXX | Indoor Luminaires | Linear Ambient | Direct Linear Ambient Luminaires | Standard | FALSE | [9 empty] | 7/14/2015 | Dimmable | Continuous (Can dim down to ≤ 10% (W)) | Not Yet Verified |  |  | 3000 | 118.11 | 25.4 | 15 | 0.93 | 3500 | 82.6
PNPEY3Q9 | Energy Planning Associates | Envirobrite | FST803040-XKXXXXX | Indoor Luminaires | Linear Ambient | Direct Linear Ambient Luminaires | Standard | FALSE | [9 empty] | 7/14/2015 | Dimmable | Continuous (Can dim down to ≤ 10% (W)) | Not Yet Verified |  |  | 3000 | 137.61 | 21.8 | 15 | 0.93 | 4000 | 82.6
PERYYEQB | Energy Planning Associates | Envirobrite | FST803040-XKLXXXX | Indoor Luminaires | Linear Ambient | Direct Linear Ambient Luminaires | Standard | FALSE | [9 empty] | 7/14/2015 | Dimmable | Continuous (Can dim down to ≤ 10% (W)) | Not Yet Verified |  |  | 3000 | 123.96 | 24.2 | 15 | 0.93 | 4000 | 82.6
P5KJ7E5A | Energy Planning Associates | Envirobrite | FST803050-XKXXXXX | Indoor Luminaires | Linear Ambient | Direct Linear Ambient Luminaires | Standard | FALSE | [9 empty] | 7/14/2015 | Dimmable | Continuous (Can dim down to ≤ 10% (W)) | Not Yet Verified |  |  | 3000 | 142.85 | 21 | 15 | 0.93 | 5000 | 82.6
P8X741HM | Energy Planning Associates | Envirobrite | FST803050-XKLXXXX | Indoor Luminaires | Linear Ambient | Direct Linear Ambient Luminaires | Standard | FALSE | [9 empty] | 7/14/2015 | Dimmable | Continuous (Can dim down to ≤ 10% (W)) | Not Yet Verified |  |  | 3000 | 128.2 | 23.4 | 15 | 0.93 | 5000 | 82.6
P9HAGZUA | Energy Planning Associates | Envirobrite | FST803535-XKXXXXX | Indoor Luminaires | Linear Ambient | Direct Linear Ambient Luminaires | Standard | FALSE | [9 empty] | 7/14/2015 | Dimmable | Continuous (Can dim down to ≤ 10% (W)) | Not Yet Verified |  |  | 3500 | 129.15 | 27.1 | 15 | 0.93 | 3500 | 82.6
PDRB3NJV | Energy Planning Associates | Envirobrite | FST803540-XKXXXXX | Indoor Luminaires | Linear Ambient | Direct Linear Ambient Luminaires | Standard | FALSE | [9 empty] | 7/14/2015 | Dimmable | Continuous (Can dim down to ≤ 10% (W)) | Not Yet Verified |  |  | 3500 | 134.61 | 26 | 15 | 0.93 | 4000 | 82.6
PU88BB7R | Energy Planning Associates | Envirobrite | FST803550-XKXXXXX | Indoor Luminaires | Linear Ambient | Direct Linear Ambient Luminaires | Standard | FALSE | [9 empty] | 7/14/2015 | Dimmable | Continuous (Can dim down to ≤ 10% (W)) | Not Yet Verified |  |  | 3500 | 139.44 | 25.1 | 15 | 0.93 | 5000 | 82.6
P1XZ53MA | Energy Planning Associates | Envirobrite | FST805040-XXLXXXX | Indoor Luminaires | Linear Ambient | Direct Linear Ambient Luminaires | Standard | FALSE | [9 empty] | 7/14/2015 | Dimmable | Continuous (Can dim down to ≤ 10% (W)) | Not Yet Verified |  |  | 5000 | 117.92 | 42.4 | 15 | 0.93 | 4000 | 82.6
PE62EKFQ | Energy Planning Associates | Envirobrite | FST805050-XXXXXXX | Indoor Luminaires | Linear Ambient | Direct Linear Ambient Luminaires | Standard | FALSE | [9 empty] | 7/14/2015 | Dimmable | Continuous (Can dim down to ≤ 10% (W)) | Not Yet Verified |  |  | 5000 | 128.53 | 38.9 | 15 | 0.93 | 5000 | 82.6
PMCRGPEK | Energy Planning Associates | Envirobrite | FST805535-XXXXXXX | Indoor Luminaires | Linear Ambient | Direct Linear Ambient Luminaires | Standard | FALSE | [9 empty] | 7/14/2015 | Dimmable | Continuous (Can dim down to ≤ 10% (W)) | Not Yet Verified |  |  | 5500 | 124.15 | 44.3 | 15 | 0.93 | 3500 | 82.6
PATPHCX9 | Energy Planning Associates | Envirobrite | FST805540-XXXXXXX | Indoor Luminaires | Linear Ambient | Direct Linear Ambient Luminaires | Standard | FALSE | [9 empty] | 7/14/2015 | Dimmable | Continuous (Can dim down to ≤ 10% (W)) | Not Yet Verified |  |  | 5500 | 129.41 | 42.5 | 15 | 0.93 | 4000 | 82.6
PUJZZ7JA | Energy Planning Associates | Envirobrite | FST805540-XXLXXXX | Indoor Luminaires | Linear Ambient | Direct Linear Ambient Luminaires | Standard | FALSE | [9 empty] | 7/14/2015 | Dimmable | Continuous (Can dim down to ≤ 10% (W)) | Not Yet Verified |  |  | 5500 | 115.06 | 47.8 | 15 | 0.93 | 4000 | 82.6
PAYDKQXP | Energy Planning Associates | Envirobrite | FST805550-XXXXXXX | Indoor Luminaires | Linear Ambient | Direct Linear Ambient Luminaires | Standard | FALSE | [9 empty] | 7/14/2015 | Dimmable | Continuous (Can dim down to ≤ 10% (W)) | Not Yet Verified |  |  | 5500 | 134.47 | 40.9 | 15 | 0.93 | 5000 | 82.6
P62Q9UW2 | Energy Planning Associates | Envirobrite | FST805550-XXLXXXX | Indoor Luminaires | Linear Ambient | Direct Linear Ambient Luminaires | Standard | FALSE | [9 empty] | 7/14/2015 | Dimmable | Continuous (Can dim down to ≤ 10% (W)) | Not Yet Verified |  |  | 5500 | 119.56 | 46 | 15 | 0.93 | 5000 | 82.6
PNX31G9Z | Energy Planning Associates | Envirobrite | FST806035-XXXXXXX | Indoor Luminaires | Linear Ambient | Direct Linear Ambient Luminaires | Standard | FALSE | [9 empty] | 7/14/2015 | Dimmable | Continuous (Can dim down to ≤ 10% (W)) | Not Yet Verified |  |  | 6000 | 121.45 | 49.4 | 15 | 0.93 | 3500 | 82.6
PDKXZYAW | Energy Planning Associates | Envirobrite | FST806040-XXXXXXX | Indoor Luminaires | Linear Ambient | Direct Linear Ambient Luminaires | Standard | FALSE | [9 empty] | 7/14/2015 | Dimmable | Continuous (Can dim down to ≤ 10% (W)) | Not Yet Verified |  |  | 6000 | 126.84 | 47.3 | 15 | 0.93 | 4000 | 82.6
PWBQN7QK | Energy Planning Associates | Envirobrite | FST806050-XXXXXXX | Indoor Luminaires | Linear Ambient | Direct Linear Ambient Luminaires | Standard | FALSE | [9 empty] | 7/14/2015 | Dimmable | Continuous (Can dim down to ≤ 10% (W)) | Not Yet Verified |  |  | 6000 | 131.86 | 45.5 | 15 | 0.93 | 5000 | 82.6
PPM69T7E | Energy Planning Associates | Envirobrite | FST806535-XXXXXXX | Indoor Luminaires | Linear Ambient | Direct Linear Ambient Luminaires | Standard | FALSE | [9 empty] | 7/14/2015 | Dimmable | Continuous (Can dim down to ≤ 10% (W)) | Not Yet Verified |  |  | 6500 | 118.82 | 54.7 | 15 | 0.93 | 3500 | 82.6
P28HUAGF | Energy Planning Associates | Envirobrite | FST806540-XXXXXXX | Indoor Luminaires | Linear Ambient | Direct Linear Ambient Luminaires | Standard | FALSE | [9 empty] | 7/14/2015 | Dimmable | Continuous (Can dim down to ≤ 10% (W)) | Not Yet Verified |  |  | 6500 | 124.28 | 52.3 | 15 | 0.93 | 4000 | 82.6
P7XKKMJD | Energy Planning Associates | Envirobrite | FST403550-XKXXXXX | Indoor Luminaires | Linear Ambient | Direct Linear Ambient Luminaires | Standard | FALSE | [9 empty] | 7/14/2015 | Dimmable | Continuous (Can dim down to ≤ 10% (W)) | Not Yet Verified |  |  | 3500 | 126.35 | 27.7 | 15 | 0.93 | 5000 | 82.6
PZVJZD37 | Energy Planning Associates | Envirobrite | FST403550-XKLXXXX | Indoor Luminaires | Linear Ambient | Direct Linear Ambient Luminaires | Standard | FALSE | [9 empty] | 7/14/2015 | Dimmable | Continuous (Can dim down to ≤ 10% (W)) | Not Yet Verified |  |  | 3500 | 122.8 | 28.5 | 15 | 0.93 | 5000 | 82.6
P7G7CRBB | Energy Planning Associates | Envirobrite | FST405050-XKXXXXX | Indoor Luminaires | Linear Ambient | Direct Linear Ambient Luminaires | Standard | FALSE | [9 empty] | 7/14/2015 | Dimmable | Continuous (Can dim down to ≤ 10% (W)) | Not Yet Verified |  |  | 5000 | 126.58 | 39.5 | 15 | 0.93 | 5000 | 82.6
PQPHQ395 | Energy Planning Associates | Envirobrite | FST803035-XXXXXXX | Indoor Luminaires | Linear Ambient | Direct Linear Ambient Luminaires | Standard | FALSE | [9 empty] | 7/14/2015 | Dimmable | Continuous (Can dim down to ≤ 10% (W)) | Not Yet Verified |  |  | 3000 | 132.74 | 22.6 | 15 | 0.93 | 3500 | 82.6
PTR2BSPK | Energy Planning Associates | Envirobrite | FST803035-XXLXXXX | Indoor Luminaires | Linear Ambient | Direct Linear Ambient Luminaires | Standard | FALSE | [9 empty] | 7/14/2015 | Dimmable | Continuous (Can dim down to ≤ 10% (W)) | Not Yet Verified |  |  | 3000 | 118.11 | 25.4 | 15 | 0.93 | 3500 | 82.6
P7D359CR | Energy Planning Associates | Envirobrite | FST803040-XXXXXXX | Indoor Luminaires | Linear Ambient | Direct Linear Ambient Luminaires | Standard | FALSE | [9 empty] | 7/14/2015 | Dimmable | Continuous (Can dim down to ≤ 10% (W)) | Not Yet Verified |  |  | 3000 | 137.61 | 21.8 | 15 | 0.93 | 4000 | 82.6
PYHKAPZ1 | Energy Planning Associates | Envirobrite | FST803040-XXLXXXX | Indoor Luminaires | Linear Ambient | Direct Linear Ambient Luminaires | Standard | FALSE | [9 empty] | 7/14/2015 | Dimmable | Continuous (Can dim down to ≤ 10% (W)) | Not Yet Verified |  |  | 3000 | 123.96 | 24.2 | 15 | 0.93 | 4000 | 82.6
P1W99T5S | Energy Planning Associates | Envirobrite | FST803050-XXXXXXX | Indoor Luminaires | Linear Ambient | Direct Linear Ambient Luminaires | Standard | FALSE | [9 empty] | 7/14/2015 | Dimmable | Continuous (Can dim down to ≤ 10% (W)) | Not Yet Verified |  |  | 3000 | 142.85 | 21 | 15 | 0.93 | 5000 | 82.6
PHB5TKJF | Energy Planning Associates | Envirobrite | FST803050-XXLXXXX | Indoor Luminaires | Linear Ambient | Direct Linear Ambient Luminaires | Standard | FALSE | [9 empty] | 7/14/2015 | Dimmable | Continuous (Can dim down to ≤ 10% (W)) | Not Yet Verified |  |  | 3000 | 128.2 | 23.4 | 15 | 0.93 | 5000 | 82.6
PETYXPWA | Energy Planning Associates | Envirobrite | FST803535-XXXXXXX | Indoor Luminaires | Linear Ambient | Direct Linear Ambient Luminaires | Standard | FALSE | [9 empty] | 7/14/2015 | Dimmable | Continuous (Can dim down to ≤ 10% (W)) | Not Yet Verified |  |  | 3500 | 129.15 | 27.1 | 15 | 0.93 | 3500 | 82.6
PCDHR8V1 | Energy Planning Associates | Envirobrite | FST803540-XXXXXXX | Indoor Luminaires | Linear Ambient | Direct Linear Ambient Luminaires | Standard | FALSE | [9 empty] | 7/14/2015 | Dimmable | Continuous (Can dim down to ≤ 10% (W)) | Not Yet Verified |  |  | 3500 | 134.61 | 26 | 15 | 0.93 | 4000 | 82.6
PF8QQKE3 | Energy Planning Associates | Envirobrite | FST803550-XXXXXXX | Indoor Luminaires | Linear Ambient | Direct Linear Ambient Luminaires | Standard | FALSE | [9 empty] | 7/14/2015 | Dimmable | Continuous (Can dim down to ≤ 10% (W)) | Not Yet Verified |  |  | 3500 | 139.44 | 25.1 | 15 | 0.93 | 5000 | 82.6
P42B8T4Z | Energy Planning Associates | Envirobrite | FST803550-XXLXXXX | Indoor Luminaires | Linear Ambient | Direct Linear Ambient Luminaires | Standard | FALSE | [9 empty] | 7/14/2015 | Dimmable | Continuous (Can dim down to ≤ 10% (W)) | Not Yet Verified |  |  | 3500 | 124.11 | 28.2 | 15 | 0.93 | 5000 | 82.6
PC8NZ4KU | Energy Planning Associates | Envirobrite | FST804550-XXLXXXX | Indoor Luminaires | Linear Ambient | Direct Linear Ambient Luminaires | Standard | FALSE | [9 empty] | 7/14/2015 | Dimmable | Continuous (Can dim down to ≤ 10% (W)) | Not Yet Verified |  |  | 4500 | 117.18 | 38.4 | 15 | 0.93 | 5000 | 82.6
P1XN9C1X | Energy Planning Associates | Envirobrite | FST805035-XXXXXXX | Indoor Luminaires | Linear Ambient | Direct Linear Ambient Luminaires | Standard | FALSE | [9 empty] | 7/14/2015 | Dimmable | Continuous (Can dim down to ≤ 10% (W)) | Not Yet Verified |  |  | 5000 | 118.2 | 42.3 | 15 | 0.93 | 3500 | 82.6
PT2TVK1B | Energy Planning Associates | Envirobrite | FST805035-XXLXXXX | Indoor Luminaires | Linear Ambient | Direct Linear Ambient Luminaires | Standard | FALSE | [9 empty] | 7/14/2015 | Dimmable | Continuous (Can dim down to ≤ 10% (W)) | Not Yet Verified |  |  | 5000 | 112.61 | 44.4 | 15 | 0.93 | 3500 | 82.6
PCQCAENK | Energy Planning Associates | Envirobrite | FST805040-XXXXXXX | Indoor Luminaires | Linear Ambient | Direct Linear Ambient Luminaires | Standard | FALSE | [9 empty] | 7/14/2015 | Dimmable | Continuous (Can dim down to ≤ 10% (W)) | Not Yet Verified |  |  | 5000 | 123.45 | 40.5 | 15 | 0.93 | 4000 | 82.6
P3QTPVBZ | Energy Planning Associates | Envirobrite | FST403550-XXLXXXX | Indoor Luminaires | Linear Ambient | Direct Linear Ambient Luminaires | Standard | FALSE | [9 empty] | 7/14/2015 | Dimmable | Continuous (Can dim down to ≤ 10% (W)) | Not Yet Verified |  |  | 3500 | 122.8 | 28.5 | 15 | 0.93 | 5000 | 82.6
PG5XTUTY | Energy Planning Associates | Envirobrite | FST405050-XXXXXXX | Indoor Luminaires | Linear Ambient | Direct Linear Ambient Luminaires | Standard | FALSE | [9 empty] | 7/14/2015 | Dimmable | Continuous (Can dim down to ≤ 10% (W)) | Not Yet Verified |  |  | 5000 | 126.58 | 39.5 | 15 | 0.93 | 5000 | 82.6
PUFSHCRU | Energy Planning Associates | Envirobrite | FST402535-XKXXXXX | Indoor Luminaires | Linear Ambient | Direct Linear Ambient Luminaires | Standard | FALSE | [9 empty] | 7/14/2015 | Dimmable | Continuous (Can dim down to ≤ 10% (W)) | Not Yet Verified |  |  | 2500 | 117.92 | 21.2 | 15 | 0.93 | 3500 | 82.6
PVX51SUY | Energy Planning Associates | Envirobrite | FST402540-XKXXXXX | Indoor Luminaires | Linear Ambient | Direct Linear Ambient Luminaires | Standard | FALSE | [9 empty] | 7/14/2015 | Dimmable | Continuous (Can dim down to ≤ 10% (W)) | Not Yet Verified |  |  | 2500 | 123.15 | 20.3 | 15 | 0.93 | 4000 | 82.6
PFB9PRTA | Energy Planning Associates | Envirobrite | FST402540-XKLXXXX | Indoor Luminaires | Linear Ambient | Direct Linear Ambient Luminaires | Standard | FALSE | [9 empty] | 7/14/2015 | Dimmable | Continuous (Can dim down to ≤ 10% (W)) | Not Yet Verified |  |  | 2500 | 117.92 | 21.2 | 15 | 0.93 | 4000 | 82.6
PA9JCAGZ | Energy Planning Associates | Envirobrite | FST402550-XKXXXXX | Indoor Luminaires | Linear Ambient | Direct Linear Ambient Luminaires | Standard | FALSE | [9 empty] | 7/14/2015 | Dimmable | Continuous (Can dim down to ≤ 10% (W)) | Not Yet Verified |  |  | 2500 | 128.86 | 19.4 | 15 | 0.93 | 5000 | 82.6
PXC7F8W8 | Energy Planning Associates | Envirobrite | FST402550-XKLXXXX | Indoor Luminaires | Linear Ambient | Direct Linear Ambient Luminaires | Standard | FALSE | [9 empty] | 7/14/2015 | Dimmable | Continuous (Can dim down to ≤ 10% (W)) | Not Yet Verified |  |  | 2500 | 121.95 | 20.5 | 15 | 0.93 | 5000 | 82.6
PMAS67BG | Energy Planning Associates | Envirobrite | FST402735-XKXXXXX | Indoor Luminaires | Linear Ambient | Direct Linear Ambient Luminaires | Standard | FALSE | [9 empty] | 7/14/2015 | Dimmable | Continuous (Can dim down to ≤ 10% (W)) | Not Yet Verified |  |  | 2750 | 123.87 | 22.2 | 15 | 0.93 | 3500 | 82.6
P3YYCSAB | Energy Planning Associates | Envirobrite | FST402735-XKLXXXX | Indoor Luminaires | Linear Ambient | Direct Linear Ambient Luminaires | Standard | FALSE | [9 empty] | 7/14/2015 | Dimmable | Continuous (Can dim down to ≤ 10% (W)) | Not Yet Verified |  |  | 2750 | 110.44 | 24.9 | 15 | 0.93 | 3500 | 82.6
P3XDCAXT | Energy Planning Associates | Envirobrite | FST402740-XKXXXXX | Indoor Luminaires | Linear Ambient | Direct Linear Ambient Luminaires | Standard | FALSE | [9 empty] | 7/14/2015 | Dimmable | Continuous (Can dim down to ≤ 10% (W)) | Not Yet Verified |  |  | 2750 | 129.71 | 21.2 | 15 | 0.93 | 4000 | 82.6
PFHEBJ58 | Energy Planning Associates | Envirobrite | FST402740-XKLXXXX | Indoor Luminaires | Linear Ambient | Direct Linear Ambient Luminaires | Standard | FALSE | [9 empty] | 7/14/2015 | Dimmable | Continuous (Can dim down to ≤ 10% (W)) | Not Yet Verified |  |  | 2750 | 115.06 | 23.9 | 15 | 0.93 | 4000 | 82.6
PU7UU8Z5 | Energy Planning Associates | Envirobrite | FST402750-XKXXXXX | Indoor Luminaires | Linear Ambient | Direct Linear Ambient Luminaires | Standard | FALSE | [9 empty] | 7/14/2015 | Dimmable | Continuous (Can dim down to ≤ 10% (W)) | Not Yet Verified |  |  | 2750 | 134.8 | 20.4 | 15 | 0.93 | 5000 | 82.6
PATTUR3H | Energy Planning Associates | Envirobrite | FST402750-XKLXXXX | Indoor Luminaires | Linear Ambient | Direct Linear Ambient Luminaires | Standard | FALSE | [9 empty] | 7/14/2015 | Dimmable | Continuous (Can dim down to ≤ 10% (W)) | Not Yet Verified |  |  | 2750 | 119.56 | 23 | 15 | 0.93 | 5000 | 82.6
PMW9TFX4 | Energy Planning Associates | Envirobrite | FST403035-XKXXXXX | Indoor Luminaires | Linear Ambient | Direct Linear Ambient Luminaires | Standard | FALSE | [9 empty] | 7/14/2015 | Dimmable | Continuous (Can dim down to ≤ 10% (W)) | Not Yet Verified |  |  | 3000 | 121.45 | 24.7 | 15 | 0.93 | 3500 | 82.6
PR4C88RE | Energy Planning Associates | Envirobrite | FST403035-XKLXXXX | Indoor Luminaires | Linear Ambient | Direct Linear Ambient Luminaires | Standard | FALSE | [9 empty] | 7/14/2015 | Dimmable | Continuous (Can dim down to ≤ 10% (W)) | Not Yet Verified |  |  | 3000 | 107.52 | 27.9 | 15 | 0.93 | 3500 | 82.6
P3M4XGJJ | Energy Planning Associates | Envirobrite | FST403040-XKXXXXX | Indoor Luminaires | Linear Ambient | Direct Linear Ambient Luminaires | Standard | FALSE | [9 empty] | 7/14/2015 | Dimmable | Continuous (Can dim down to ≤ 10% (W)) | Not Yet Verified |  |  | 3000 | 127.11 | 23.6 | 15 | 0.93 | 4000 | 82.6
P1DUUMF3 | Energy Planning Associates | Envirobrite | FST403040-XKLXXXX | Indoor Luminaires | Linear Ambient | Direct Linear Ambient Luminaires | Standard | FALSE | [9 empty] | 7/14/2015 | Dimmable | Continuous (Can dim down to ≤ 10% (W)) | Not Yet Verified |  |  | 3000 | 112.78 | 26.6 | 15 | 0.93 | 4000 | 82.6
PEWUU4K5 | Energy Planning Associates | Envirobrite | FST403050-XKXXXXX | Indoor Luminaires | Linear Ambient | Direct Linear Ambient Luminaires | Standard | FALSE | [9 empty] | 7/14/2015 | Dimmable | Continuous (Can dim down to ≤ 10% (W)) | Not Yet Verified |  |  | 3000 | 131.57 | 22.8 | 15 | 0.93 | 5000 | 82.6
PWFUDGED | Energy Planning Associates | Envirobrite | FST403050-XKLXXXX | Indoor Luminaires | Linear Ambient | Direct Linear Ambient Luminaires | Standard | FALSE | [9 empty] | 7/14/2015 | Dimmable | Continuous (Can dim down to ≤ 10% (W)) | Not Yet Verified |  |  | 3000 | 116.73 | 25.7 | 15 | 0.93 | 5000 | 82.6
PDRWAJ1H | Energy Planning Associates | Envirobrite | FST403235-XKXXXXX | Indoor Luminaires | Linear Ambient | Direct Linear Ambient Luminaires | Standard | FALSE | [9 empty] | 7/14/2015 | Dimmable | Continuous (Can dim down to ≤ 10% (W)) | Not Yet Verified |  |  | 3250 | 119.04 | 27.3 | 15 | 0.93 | 3500 | 82.6
PGZ7JU8V | Energy Planning Associates | Envirobrite | FST403235-XKLXXXX | Indoor Luminaires | Linear Ambient | Direct Linear Ambient Luminaires | Standard | FALSE | [9 empty] | 7/14/2015 | Dimmable | Continuous (Can dim down to ≤ 10% (W)) | Not Yet Verified |  |  | 3250 | 116.48 | 27.9 | 15 | 0.93 | 3500 | 82.6
PTR94SBK | Energy Planning Associates | Envirobrite | FST403240-XKXXXXX | Indoor Luminaires | Linear Ambient | Direct Linear Ambient Luminaires | Standard | FALSE | [9 empty] | 7/14/2015 | Dimmable | Continuous (Can dim down to ≤ 10% (W)) | Not Yet Verified |  |  | 3250 | 124.52 | 26.1 | 15 | 0.93 | 4000 | 82.6
PGUPDFJF | Energy Planning Associates | Envirobrite | FST403240-XKLXXXX | Indoor Luminaires | Linear Ambient | Direct Linear Ambient Luminaires | Standard | FALSE | [9 empty] | 7/14/2015 | Dimmable | Continuous (Can dim down to ≤ 10% (W)) | Not Yet Verified |  |  | 3250 | 120.37 | 27 | 15 | 0.93 | 4000 | 82.6
PFJTADFW | Energy Planning Associates | Envirobrite | FST403250-XKXXXXX | Indoor Luminaires | Linear Ambient | Direct Linear Ambient Luminaires | Standard | FALSE | [9 empty] | 7/14/2015 | Dimmable | Continuous (Can dim down to ≤ 10% (W)) | Not Yet Verified |  |  | 3250 | 128.96 | 25.2 | 15 | 0.93 | 5000 | 82.6
PX7TCRU7 | Energy Planning Associates | Envirobrite | FST403250-XKLXXXX | Indoor Luminaires | Linear Ambient | Direct Linear Ambient Luminaires | Standard | FALSE | [9 empty] | 7/14/2015 | Dimmable | Continuous (Can dim down to ≤ 10% (W)) | Not Yet Verified |  |  | 3250 | 124.52 | 26.1 | 15 | 0.93 | 5000 | 82.6
PSZJAXHB | Energy Planning Associates | Envirobrite | FHR2203(A)833W(BBCCCC) | Indoor Luminaires | Linear Ambient | Direct Linear Ambient Luminaires | Standard | TRUE | 3450.7 | 128.4 | 26.88 | 13.26 | 0.943 | 3308 | 81.7 | 5 | 50000 | 10/19/2016 | Dimmable | Continuous (Can dim down to ≤ 10% (W)) | No |  | 4 | 3450 | 128.4 | 26.88 | 6.05 | 1 | 3308 | 81.7
PCS74MNC | Energy Planning Associates | Envirobrite | FHR2205(A)833W(BBCCCC) | Indoor Luminaires | Linear Ambient | Direct Linear Ambient Luminaires | Standard | TRUE | 5291 | 118.6 | 44.62 | 15.52 | 0.97 | 3331 | 81.7 | 5 | 50000 | 10/20/2016 | Dimmable | Continuous (Can dim down to ≤ 10% (W)) | No |  | 4 | 5291 | 118.6 | 44.62 | 7.88 | 1 | 3331 | 81.7
PZ5JFF19 | Energy Planning Associates | Envirobrite | FNW42250 | Indoor Luminaires | Linear Ambient | Direct Linear Ambient Luminaires | Standard | TRUE | 2206 | 107.7 | 20.48 | 14.48 | 0.933 | 5155 | 82.5 | 5 |  | 6/26/2015 | Dimmable | Continuous (Can dim down to ≤ 10% (W)) | Not Yet Verified |  | 2.1 | 2250 | 109 | 20.6 | 14.4 | 0.93 | 5000 | 82
P7Y1C7AV | Energy Planning Associates | Envirobrite | FWW42250 | Indoor Luminaires | Linear Ambient | Direct Linear Ambient Luminaires | Standard | TRUE | 2241 | 108.5 | 20.65 | 14.31 | 0.934 | 5194 | 82.6 | 5 |  | 6/26/2015 | Dimmable | Continuous (Can dim down to ≤ 10% (W)) | Not Yet Verified |  | 2.1 | 2250 | 109 | 20.6 | 14.4 | 0.93 | 5000 | 82
PUUNYDFS | Energy Planning Associates | Envirobrite | FWW43035 | Indoor Luminaires | Linear Ambient | Direct Linear Ambient Luminaires | Standard | TRUE | 2936 | 101.6 | 28.89 | 14.31 | 0.934 | 3523 | 84.2 | 5 |  | 6/26/2015 | Dimmable | Continuous (Can dim down to ≤ 10% (W)) | Not Yet Verified |  | 2.1 | 3000 | 103 | 29 | 14.4 | 0.93 | 3500 | 82
PNPQR9AU | Energy Planning Associates | Envirobrite | FWW43735 | Indoor Luminaires | Linear Ambient | Direct Linear Ambient Luminaires | Standard | TRUE | 3606 | 95.9 | 37.62 | 14.31 | 0.934 | 3534 | 84.2 | 5 |  | 6/26/2015 | Dimmable | Continuous (Can dim down to ≤ 10% (W)) | Not Yet Verified |  | 2.1 | 3750 | 98 | 38.1 | 14.4 | 0.93 | 3500 | 82
P4ZSFKMT | Energy Planning Associates | Envirobrite | FNW43035 | Indoor Luminaires | Linear Ambient | Direct Linear Ambient Luminaires | Standard | TRUE | 2949 | 102.1 | 28.89 | 14.48 | 0.933 | 3510 | 84.3 | 5 |  | 6/26/2015 | Dimmable | Continuous (Can dim down to ≤ 10% (W)) | Not Yet Verified |  | 2.1 | 3000 | 103 | 29 | 14.4 | 0.93 | 3500 | 82
P4H6SRWN | Energy Planning Associates | Envirobrite | FNW43735 | Indoor Luminaires | Linear Ambient | Direct Linear Ambient Luminaires | Standard | TRUE | 3578 | 96.2 | 37.2 | 14.48 | 0.933 | 3525 | 84.1 | 5 |  | 6/26/2015 | Dimmable | Continuous (Can dim down to ≤ 10% (W)) | Not Yet Verified |  | 2.1 | 3750 | 98 | 38.1 | 14.4 | 0.9 | 3500 | 82
PQAQU46S | Energy Planning Associates | Envirobrite | FNW43740 | Indoor Luminaires | Linear Ambient | Direct Linear Ambient Luminaires | Standard | FALSE | [9 empty] | 6/26/2015 | Dimmable | Continuous (Can dim down to ≤ 10% (W)) | Not Yet Verified |  |  | 3750 | 102 | 36.8 | 14.4 | 0.93 | 4000 | 82
PF4MMG6D | Energy Planning Associates | Envirobrite | FNW43750 | Indoor Luminaires | Linear Ambient | Direct Linear Ambient Luminaires | Standard | FALSE | [9 empty] | 6/26/2015 | Dimmable | Continuous (Can dim down to ≤ 10% (W)) | Not Yet Verified |  |  | 3750 | 106 | 35.5 | 14.4 | 0.93 | 5000 | 82
P35G52BR | Energy Planning Associates | Envirobrite | FNW44035 | Indoor Luminaires | Linear Ambient | Direct Linear Ambient Luminaires | Standard | FALSE | [9 empty] | 6/26/2015 | Dimmable | Continuous (Can dim down to ≤ 10% (W)) | Not Yet Verified |  |  | 4000 | 99 | 40.3 | 14.4 | 0.93 | 3500 | 82
P4HDVFQS | Energy Planning Associates | Envirobrite | FNW44040 | Indoor Luminaires | Linear Ambient | Direct Linear Ambient Luminaires | Standard | FALSE | [9 empty] | 6/26/2015 | Dimmable | Continuous (Can dim down to ≤ 10% (W)) | Not Yet Verified |  |  | 4000 | 100 | 39.9 | 14.4 | 0.93 | 4000 | 82
P1U51TDU | Energy Planning Associates | Envirobrite | FNW44050 | Indoor Luminaires | Linear Ambient | Direct Linear Ambient Luminaires | Standard | FALSE | [9 empty] | 6/26/2015 | Dimmable | Continuous (Can dim down to ≤ 10% (W)) | Not Yet Verified |  |  | 4000 | 103 | 38.5 | 14.4 | 0.93 | 5000 | 82
PNGPXHTP | Energy Planning Associates | Envirobrite | FNW84035 | Indoor Luminaires | Linear Ambient | Direct Linear Ambient Luminaires | Standard | FALSE | [9 empty] | 6/26/2015 | Dimmable | Continuous (Can dim down to ≤ 10% (W)) | Not Yet Verified |  |  | 4000 | 104 | 38.5 | 14.4 | 0.93 | 3500 | 82
PRER3JEA | Energy Planning Associates | Envirobrite | FNW84040 | Indoor Luminaires | Linear Ambient | Direct Linear Ambient Luminaires | Standard | FALSE | [9 empty] | 6/26/2015 | Dimmable | Continuous (Can dim down to ≤ 10% (W)) | Not Yet Verified |  |  | 4000 | 108 | 36.9 | 14.4 | 0.93 | 4000 | 82
PNYWYV7V | Energy Planning Associates | Envirobrite | FNW84050 | Indoor Luminaires | Linear Ambient | Direct Linear Ambient Luminaires | Standard | FALSE | [9 empty] | 6/26/2015 | Dimmable | Continuous (Can dim down to ≤ 10% (W)) | Not Yet Verified |  |  | 4000 | 112 | 35.7 | 14.4 | 0.93 | 5000 | 82
P3K8XR9R | Energy Planning Associates | Envirobrite | FNW84535 | Indoor Luminaires | Linear Ambient | Direct Linear Ambient Luminaires | Standard | FALSE | [9 empty] | 6/26/2015 | Dimmable | Continuous (Can dim down to ≤ 10% (W)) | Not Yet Verified |  |  | 4500 | 101 | 44.5 | 14.4 | 0.93 | 3500 | 82
PJSWY2UR | Energy Planning Associates | Envirobrite | FNW84540 | Indoor Luminaires | Linear Ambient | Direct Linear Ambient Luminaires | Standard | FALSE | [9 empty] | 6/26/2015 | Dimmable | Continuous (Can dim down to ≤ 10% (W)) | Not Yet Verified |  |  | 4500 | 106 | 42.6 | 14.4 | 0.93 | 4000 | 82
PY4HTUBP | Energy Planning Associates | Envirobrite | FNW84550 | Indoor Luminaires | Linear Ambient | Direct Linear Ambient Luminaires | Standard | FALSE | [9 empty] | 6/26/2015 | Dimmable | Continuous (Can dim down to ≤ 10% (W)) | Not Yet Verified |  |  | 4500 | 109 | 41.1 | 14.4 | 0.93 | 5000 | 82
PCY26KRP | Energy Planning Associates | Envirobrite | FNW85035 | Indoor Luminaires | Linear Ambient | Direct Linear Ambient Luminaires | Standard | FALSE | [9 empty] | 6/26/2015 | Dimmable | Continuous (Can dim down to ≤ 10% (W)) | Not Yet Verified |  |  | 5000 | 98 | 50.8 | 14.4 | 0.93 | 3500 | 82
P5HB8G9U | Energy Planning Associates | Envirobrite | FNW85040 | Indoor Luminaires | Linear Ambient | Direct Linear Ambient Luminaires | Standard | FALSE | [9 empty] | 6/26/2015 | Dimmable | Continuous (Can dim down to ≤ 10% (W)) | Not Yet Verified |  |  | 5000 | 103 | 48.6 | 14.4 | 0.93 | 4000 | 82
P6Q93T8F | Energy Planning Associates | Envirobrite | FNW85050 | Indoor Luminaires | Linear Ambient | Direct Linear Ambient Luminaires | Standard | FALSE | [9 empty] | 6/26/2015 | Dimmable | Continuous (Can dim down to ≤ 10% (W)) | Not Yet Verified |  |  | 5000 | 107 | 46.8 | 14.4 | 0.93 | 5000 | 82
PY4ETVVZ | Energy Planning Associates | Envirobrite | FNW85535 | Indoor Luminaires | Linear Ambient | Direct Linear Ambient Luminaires | Standard | FALSE | [9 empty] | 6/26/2015 | Dimmable | Continuous (Can dim down to ≤ 10% (W)) | Not Yet Verified |  |  | 5500 | 96 | 57.4 | 14.4 | 0.93 | 3500 | 82
P4PFA5FZ | Energy Planning Associates | Envirobrite | FNW85540 | Indoor Luminaires | Linear Ambient | Direct Linear Ambient Luminaires | Standard | FALSE | [9 empty] | 6/26/2015 | Dimmable | Continuous (Can dim down to ≤ 10% (W)) | Not Yet Verified |  |  | 5500 | 100 | 54.9 | 14.4 | 0.93 | 4000 | 82
PXF1FUCQ | Energy Planning Associates | Envirobrite | FNW85550 | Indoor Luminaires | Linear Ambient | Direct Linear Ambient Luminaires | Standard | FALSE | [9 empty] | 6/26/2015 | Dimmable | Continuous (Can dim down to ≤ 10% (W)) | Not Yet Verified |  |  | 5500 | 104 | 52.8 | 14.4 | 0.93 | 5000 | 82
PHVZUV62 | Energy Planning Associates | Envirobrite | FNW86035 | Indoor Luminaires | Linear Ambient | Direct Linear Ambient Luminaires | Standard | FALSE | [9 empty] | 6/26/2015 | Dimmable | Continuous (Can dim down to ≤ 10% (W)) | Not Yet Verified |  |  | 6000 | 103 | 58 | 14.4 | 0.93 | 3500 | 82
PQH1ADHQ | Energy Planning Associates | Envirobrite | FNW86040 | Indoor Luminaires | Linear Ambient | Direct Linear Ambient Luminaires | Standard | FALSE | [9 empty] | 6/26/2015 | Dimmable | Continuous (Can dim down to ≤ 10% (W)) | Not Yet Verified |  |  | 6000 | 107 | 55.9 | 14.4 | 0.93 | 4000 | 82
P5XPZ6ZA | Energy Planning Associates | Envirobrite | FNW86050 | Indoor Luminaires | Linear Ambient | Direct Linear Ambient Luminaires | Standard | FALSE | [9 empty] | 6/26/2015 | Dimmable | Continuous (Can dim down to ≤ 10% (W)) | Not Yet Verified |  |  | 6000 | 111 | 54 | 14.4 | 0.93 | 5000 | 82
P467N34J | Energy Planning Associates | Envirobrite | FNW86535 | Indoor Luminaires | Linear Ambient | Direct Linear Ambient Luminaires | Standard | FALSE | [9 empty] | 6/26/2015 | Dimmable | Continuous (Can dim down to ≤ 10% (W)) | Not Yet Verified |  |  | 6500 | 102 | 63.8 | 14.4 | 0.93 | 3500 | 82
PHHX952R | Energy Planning Associates | Envirobrite | FNW86540 | Indoor Luminaires | Linear Ambient | Direct Linear Ambient Luminaires | Standard | FALSE | [9 empty] | 6/26/2015 | Dimmable | Continuous (Can dim down to ≤ 10% (W)) | Not Yet Verified |  |  | 6500 | 106 | 61.5 | 14.4 | 0.93 | 4000 | 82
PJQ89Y8Q | Energy Planning Associates | Envirobrite | FNW86550 | Indoor Luminaires | Linear Ambient | Direct Linear Ambient Luminaires | Standard | FALSE | [9 empty] | 6/26/2015 | Dimmable | Continuous (Can dim down to ≤ 10% (W)) | Not Yet Verified |  |  | 6500 | 109 | 59.6 | 14.4 | 0.93 | 5000 | 82
PFRA28K2 | Energy Planning Associates | Envirobrite | FNW87035 | Indoor Luminaires | Linear Ambient | Direct Linear Ambient Luminaires | Standard | FALSE | [9 empty] | 6/26/2015 | Dimmable | Continuous (Can dim down to ≤ 10% (W)) | Not Yet Verified |  |  | 7000 | 100 | 69.9 | 14.4 | 0.93 | 3500 | 82
PUNRXPPP | Energy Planning Associates | Envirobrite | FNW87040 | Indoor Luminaires | Linear Ambient | Direct Linear Ambient Luminaires | Standard | FALSE | [9 empty] | 6/26/2015 | Dimmable | Continuous (Can dim down to ≤ 10% (W)) | Not Yet Verified |  |  | 7000 | 104 | 67.5 | 14.4 | 0.93 | 4000 | 82
PY2G3CSF | Energy Planning Associates | Envirobrite | FNW87050 | Indoor Luminaires | Linear Ambient | Direct Linear Ambient Luminaires | Standard | FALSE | [9 empty] | 6/26/2015 | Dimmable | Continuous (Can dim down to ≤ 10% (W)) | Not Yet Verified |  |  | 7000 | 108 | 65.1 | 14.4 | 0.93 | 5000 | 82
PADAHR9V | Energy Planning Associates | Envirobrite | FNW87535 | Indoor Luminaires | Linear Ambient | Direct Linear Ambient Luminaires | Standard | FALSE | [9 empty] | 6/26/2015 | Dimmable | Continuous (Can dim down to ≤ 10% (W)) | Not Yet Verified |  |  | 7500 | 98 | 76.3 | 14.4 | 0.93 | 3500 | 82
PHQZG1VY | Energy Planning Associates | Envirobrite | FNW87540 | Indoor Luminaires | Linear Ambient | Direct Linear Ambient Luminaires | Standard | FALSE | [9 empty] | 6/26/2015 | Dimmable | Continuous (Can dim down to ≤ 10% (W)) | Not Yet Verified |  |  | 7500 | 102 | 73.6 | 14.4 | 0.93 | 4000 | 82
PR7V5TTZ | Energy Planning Associates | Envirobrite | FNW87550 | Indoor Luminaires | Linear Ambient | Direct Linear Ambient Luminaires | Standard | FALSE | [9 empty] | 6/26/2015 | Dimmable | Continuous (Can dim down to ≤ 10% (W)) | Not Yet Verified |  |  | 7500 | 105 | 71.1 | 14.4 | 0.93 | 5000 | 82
P5FNSPBV | Energy Planning Associates | Envirobrite | FNW88035 | Indoor Luminaires | Linear Ambient | Direct Linear Ambient Luminaires | Standard | FALSE | [9 empty] | 6/26/2015 | Dimmable | Continuous (Can dim down to ≤ 10% (W)) | Not Yet Verified |  |  | 8000 | 99 | 80.7 | 14.4 | 0.93 | 3500 | 82
PX1GWRJF | Energy Planning Associates | Envirobrite | FNW88040 | Indoor Luminaires | Linear Ambient | Direct Linear Ambient Luminaires | Standard | FALSE | [9 empty] | 6/26/2015 | Dimmable | Continuous (Can dim down to ≤ 10% (W)) | Not Yet Verified |  |  | 8000 | 100 | 79.8 | 14.4 | 0.93 | 4000 | 82
PMATSMGM | Energy Planning Associates | Envirobrite | FNW88050 | Indoor Luminaires | Linear Ambient | Direct Linear Ambient Luminaires | Standard | FALSE | [9 empty] | 6/26/2015 | Dimmable | Continuous (Can dim down to ≤ 10% (W)) | Not Yet Verified |  |  | 8000 | 104 | 77.1 | 14.4 | 0.93 | 5000 | 82
P71RX3ZH | Energy Planning Associates | Envirobrite | FWW42235 | Indoor Luminaires | Linear Ambient | Direct Linear Ambient Luminaires | Standard | FALSE | [9 empty] | 6/26/2015 | Dimmable | Continuous (Can dim down to ≤ 10% (W)) | Not Yet Verified |  |  | 2250 | 101 | 22.2 | 14.4 | 0.93 | 3500 | 82
P5X7U9SE | Energy Planning Associates | Envirobrite | FWW42240 | Indoor Luminaires | Linear Ambient | Direct Linear Ambient Luminaires | Standard | FALSE | [9 empty] | 6/26/2015 | Dimmable | Continuous (Can dim down to ≤ 10% (W)) | Not Yet Verified |  |  | 2250 | 106 | 21.3 | 14.4 | 0.93 | 4000 | 82
PM91A3NZ | Energy Planning Associates | Envirobrite | FNW43040 | Indoor Luminaires | Linear Ambient | Direct Linear Ambient Luminaires | Standard | FALSE | [9 empty] | 6/26/2015 | Dimmable | Continuous (Can dim down to ≤ 10% (W)) | Not Yet Verified |  |  | 3000 | 108 | 27.9 | 14.4 | 0.93 | 4000 | 82
PNT1MDFV | Energy Planning Associates | Envirobrite | FNW43050 | Indoor Luminaires | Linear Ambient | Direct Linear Ambient Luminaires | Standard | FALSE | [9 empty] | 6/26/2015 | Dimmable | Continuous (Can dim down to ≤ 10% (W)) | Not Yet Verified |  |  | 3000 | 111 | 27 | 14.4 | 0.93 | 5000 | 82
P3EHZTMN | Energy Planning Associates | Envirobrite | FNW43235 | Indoor Luminaires | Linear Ambient | Direct Linear Ambient Luminaires | Standard | FALSE | [9 empty] | 6/26/2015 | Dimmable | Continuous (Can dim down to ≤ 10% (W)) | Not Yet Verified |  |  | 3250 | 102 | 31.9 | 14.4 | 0.93 | 3500 | 82
PCFTEM6C | Energy Planning Associates | Envirobrite | FNW43240 | Indoor Luminaires | Linear Ambient | Direct Linear Ambient Luminaires | Standard | FALSE | [9 empty] | 6/26/2015 | Dimmable | Continuous (Can dim down to ≤ 10% (W)) | Not Yet Verified |  |  | 3250 | 106 | 30.8 | 14.4 | 0.93 | 4000 | 82
PACZ6VMY | Energy Planning Associates | Envirobrite | FNW43250 | Indoor Luminaires | Linear Ambient | Direct Linear Ambient Luminaires | Standard | FALSE | [9 empty] | 6/26/2015 | Dimmable | Continuous (Can dim down to ≤ 10% (W)) | Not Yet Verified |  |  | 3250 | 109 | 29.8 | 14.4 | 0.93 | 5000 | 82
PK8QNFES | Energy Planning Associates | Envirobrite | FNW43535 | Indoor Luminaires | Linear Ambient | Direct Linear Ambient Luminaires | Standard | FALSE | [9 empty] | 6/26/2015 | Dimmable | Continuous (Can dim down to ≤ 10% (W)) | Not Yet Verified |  |  | 3500 | 100 | 35 | 14.4 | 0.93 | 3500 | 82
P8NX7REA | Energy Planning Associates | Envirobrite | FNW43540 | Indoor Luminaires | Linear Ambient | Direct Linear Ambient Luminaires | Standard | FALSE | [9 empty] | 6/26/2015 | Dimmable | Continuous (Can dim down to ≤ 10% (W)) | Not Yet Verified |  |  | 3500 | 104 | 33.8 | 14.4 | 0.93 | 4000 | 82
PVJS29FH | Energy Planning Associates | Envirobrite | FNW43550 | Indoor Luminaires | Linear Ambient | Direct Linear Ambient Luminaires | Standard | FALSE | [9 empty] | 6/26/2015 | Dimmable | Continuous (Can dim down to ≤ 10% (W)) | Not Yet Verified |  |  | 3500 | 107 | 32.6 | 14.4 | 0.93 | 5000 | 82
P695X2AP | Energy Planning Associates | Envirobrite | FWW43740 | Indoor Luminaires | Linear Ambient | Direct Linear Ambient Luminaires | Standard | FALSE | [9 empty] | 6/26/2015 | Dimmable | Continuous (Can dim down to ≤ 10% (W)) | Not Yet Verified |  |  | 3750 | 102 | 36.8 | 14.4 | 0.93 | 4000 | 82
PD8WZBH2 | Energy Planning Associates | Envirobrite | FWW43750 | Indoor Luminaires | Linear Ambient | Direct Linear Ambient Luminaires | Standard | FALSE | [9 empty] | 6/26/2015 | Dimmable | Continuous (Can dim down to ≤ 10% (W)) | Not Yet Verified |  |  | 3750 | 106 | 35.5 | 14.4 | 0.93 | 5000 | 82
P9GQ2QKE | Energy Planning Associates | Envirobrite | FWW44035 | Indoor Luminaires | Linear Ambient | Direct Linear Ambient Luminaires | Standard | FALSE | [9 empty] | 6/26/2015 | Dimmable | Continuous (Can dim down to ≤ 10% (W)) | Not Yet Verified |  |  | 4000 | 99 | 40.3 | 14.4 | 0.93 | 3500 | 82
PDKHNY5U | Energy Planning Associates | Envirobrite | FWW44040 | Indoor Luminaires | Linear Ambient | Direct Linear Ambient Luminaires | Standard | FALSE | [9 empty] | 6/26/2015 | Dimmable | Continuous (Can dim down to ≤ 10% (W)) | Not Yet Verified |  |  | 4000 | 100 | 39.9 | 14.4 | 0.93 | 4000 | 82
PTPC7XQQ | Energy Planning Associates | Envirobrite | FWW44050 | Indoor Luminaires | Linear Ambient | Direct Linear Ambient Luminaires | Standard | FALSE | [9 empty] | 6/26/2015 | Dimmable | Continuous (Can dim down to ≤ 10% (W)) | Not Yet Verified |  |  | 4000 | 104 | 38.5 | 14.4 | 0.93 | 5000 | 82
PUBCYP6R | Energy Planning Associates | Envirobrite | FWW84035 | Indoor Luminaires | Linear Ambient | Direct Linear Ambient Luminaires | Standard | FALSE | [9 empty] | 6/26/2015 | Dimmable | Continuous (Can dim down to ≤ 10% (W)) | Not Yet Verified |  |  | 4000 | 104 | 38.5 | 14.4 | 0.93 | 3500 | 82
PW72QA8N | Energy Planning Associates | Envirobrite | FWW84040 | Indoor Luminaires | Linear Ambient | Direct Linear Ambient Luminaires | Standard | FALSE | [9 empty] | 6/26/2015 | Dimmable | Continuous (Can dim down to ≤ 10% (W)) | Not Yet Verified |  |  | 4000 | 108 | 36.9 | 14.4 | 0.93 | 4000 | 82
PFAYV1P2 | Energy Planning Associates | Envirobrite | FWW84050 | Indoor Luminaires | Linear Ambient | Direct Linear Ambient Luminaires | Standard | FALSE | [9 empty] | 6/26/2015 | Dimmable | Continuous (Can dim down to ≤ 10% (W)) | Not Yet Verified |  |  | 4000 | 112 | 35.7 | 14.4 | 0.93 | 5000 | 82
PZXJDE4W | Energy Planning Associates | Envirobrite | FWW84535 | Indoor Luminaires | Linear Ambient | Direct Linear Ambient Luminaires | Standard | FALSE | [9 empty] | 6/26/2015 | Dimmable | Continuous (Can dim down to ≤ 10% (W)) | Not Yet Verified |  |  | 4500 | 101 | 44.5 | 14.4 | 0.93 | 3500 | 82
PVT2Q4NQ | Energy Planning Associates | Envirobrite | FWW84540 | Indoor Luminaires | Linear Ambient | Direct Linear Ambient Luminaires | Standard | FALSE | [9 empty] | 6/26/2015 | Dimmable | Continuous (Can dim down to ≤ 10% (W)) | Not Yet Verified |  |  | 4500 | 106 | 42.6 | 14.4 | 0.93 | 4000 | 82
PEMDBQYS | Energy Planning Associates | Envirobrite | FWW84550 | Indoor Luminaires | Linear Ambient | Direct Linear Ambient Luminaires | Standard | FALSE | [9 empty] | 6/26/2015 | Dimmable | Continuous (Can dim down to ≤ 10% (W)) | Not Yet Verified |  |  | 4500 | 109 | 41.1 | 14.4 | 0.93 | 5000 | 82
PNR8X7GM | Energy Planning Associates | Envirobrite | FWW85035 | Indoor Luminaires | Linear Ambient | Direct Linear Ambient Luminaires | Standard | FALSE | [9 empty] | 6/26/2015 | Dimmable | Continuous (Can dim down to ≤ 10% (W)) | Not Yet Verified |  |  | 5000 | 98 | 50.8 | 14.4 | 0.93 | 3500 | 82
PPQN6AX5 | Energy Planning Associates | Envirobrite | FWW85040 | Indoor Luminaires | Linear Ambient | Direct Linear Ambient Luminaires | Standard | FALSE | [9 empty] | 6/26/2015 | Dimmable | Continuous (Can dim down to ≤ 10% (W)) | Not Yet Verified |  |  | 5000 | 103 | 48.6 | 14.4 | 0.93 | 4000 | 82
PQ4VHB5B | Energy Planning Associates | Envirobrite | FWW85050 | Indoor Luminaires | Linear Ambient | Direct Linear Ambient Luminaires | Standard | FALSE | [9 empty] | 6/26/2015 | Dimmable | Continuous (Can dim down to ≤ 10% (W)) | Not Yet Verified |  |  | 5000 | 107 | 46.8 | 14.4 | 0.93 | 5000 | 82
PQ99GV8B | Energy Planning Associates | Envirobrite | FWW85535 | Indoor Luminaires | Linear Ambient | Direct Linear Ambient Luminaires | Standard | FALSE | [9 empty] | 6/26/2015 | Dimmable | Continuous (Can dim down to ≤ 10% (W)) | Not Yet Verified |  |  | 5500 | 96 | 57.4 | 14.4 | 0.93 | 3500 | 82
PYUTM1KN | Energy Planning Associates | Envirobrite | FWW85540 | Indoor Luminaires | Linear Ambient | Direct Linear Ambient Luminaires | Standard | FALSE | [9 empty] | 6/26/2015 | Dimmable | Continuous (Can dim down to ≤ 10% (W)) | Not Yet Verified |  |  | 5500 | 100 | 54.9 | 14.4 | 0.93 | 4000 | 82
PFKRHXJG | Energy Planning Associates | Envirobrite | FWW85550 | Indoor Luminaires | Linear Ambient | Direct Linear Ambient Luminaires | Standard | FALSE | [9 empty] | 6/26/2015 | Dimmable | Continuous (Can dim down to ≤ 10% (W)) | Not Yet Verified |  |  | 5500 | 104 | 52.8 | 14.4 | 0.93 | 5000 | 82
PCPT31UZ | Energy Planning Associates | Envirobrite | FWW86035 | Indoor Luminaires | Linear Ambient | Direct Linear Ambient Luminaires | Standard | FALSE | [9 empty] | 6/26/2015 | Dimmable | Continuous (Can dim down to ≤ 10% (W)) | Not Yet Verified |  |  | 6000 | 103 | 58 | 14.4 | 0.93 | 3500 | 82
PTT4N4Q7 | Energy Planning Associates | Envirobrite | FWW86040 | Indoor Luminaires | Linear Ambient | Direct Linear Ambient Luminaires | Standard | FALSE | [9 empty] | 6/26/2015 | Dimmable | Continuous (Can dim down to ≤ 10% (W)) | Not Yet Verified |  |  | 6000 | 107 | 55.9 | 14.4 | 0.93 | 4000 | 82
PS8QNJKZ | Energy Planning Associates | Envirobrite | FWW86050 | Indoor Luminaires | Linear Ambient | Direct Linear Ambient Luminaires | Standard | FALSE | [9 empty] | 6/26/2015 | Dimmable | Continuous (Can dim down to ≤ 10% (W)) | Not Yet Verified |  |  | 6000 | 111 | 54 | 14.4 | 0.93 | 5000 | 82
P55VKMTJ | Energy Planning Associates | Envirobrite | FWW86535 | Indoor Luminaires | Linear Ambient | Direct Linear Ambient Luminaires | Standard | FALSE | [9 empty] | 6/26/2015 | Dimmable | Continuous (Can dim down to ≤ 10% (W)) | Not Yet Verified |  |  | 6500 | 102 | 63.8 | 14.4 | 0.93 | 3500 | 82
PTD9QV5M | Energy Planning Associates | Envirobrite | FWW86540 | Indoor Luminaires | Linear Ambient | Direct Linear Ambient Luminaires | Standard | FALSE | [9 empty] | 6/26/2015 | Dimmable | Continuous (Can dim down to ≤ 10% (W)) | Not Yet Verified |  |  | 6500 | 106 | 61.5 | 14.4 | 0.93 | 4000 | 82
PVSQ4PMF | Energy Planning Associates | Envirobrite | FWW86550 | Indoor Luminaires | Linear Ambient | Direct Linear Ambient Luminaires | Standard | FALSE | [9 empty] | 6/26/2015 | Dimmable | Continuous (Can dim down to ≤ 10% (W)) | Not Yet Verified |  |  | 6500 | 109 | 59.6 | 14.4 | 0.93 | 5000 | 82
PBY865QZ | Energy Planning Associates | Envirobrite | FWW87035 | Indoor Luminaires | Linear Ambient | Direct Linear Ambient Luminaires | Standard | FALSE | [9 empty] | 6/26/2015 | Dimmable | Continuous (Can dim down to ≤ 10% (W)) | Not Yet Verified |  |  | 7000 | 100 | 69.9 | 14.4 | 0.93 | 3500 | 82
PNA6P9SG | Energy Planning Associates | Envirobrite | FWW87040 | Indoor Luminaires | Linear Ambient | Direct Linear Ambient Luminaires | Standard | FALSE | [9 empty] | 6/26/2015 | Dimmable | Continuous (Can dim down to ≤ 10% (W)) | Not Yet Verified |  |  | 7000 | 104 | 67.5 | 14.4 | 0.93 | 4000 | 82
PU7SPBR9 | Energy Planning Associates | Envirobrite | FWW87050 | Indoor Luminaires | Linear Ambient | Direct Linear Ambient Luminaires | Standard | FALSE | [9 empty] | 6/26/2015 | Dimmable | Continuous (Can dim down to ≤ 10% (W)) | Not Yet Verified |  |  | 7000 | 108 | 65.1 | 14.4 | 0.93 | 5000 | 82
PP47HVV6 | Energy Planning Associates | Envirobrite | FWW87535 | Indoor Luminaires | Linear Ambient | Direct Linear Ambient Luminaires | Standard | FALSE | [9 empty] | 6/26/2015 | Dimmable | Continuous (Can dim down to ≤ 10% (W)) | Not Yet Verified |  |  | 7500 | 98 | 76.3 | 14.4 | 0.93 | 3500 | 82
PSAT58T4 | Energy Planning Associates | Envirobrite | FWW87540 | Indoor Luminaires | Linear Ambient | Direct Linear Ambient Luminaires | Standard | FALSE | [9 empty] | 6/26/2015 | Dimmable | Continuous (Can dim down to ≤ 10% (W)) | Not Yet Verified |  |  | 7500 | 102 | 73.6 | 14.4 | 0.93 | 4000 | 82
PFWPSCUF | Energy Planning Associates | Envirobrite | FWW87550 | Indoor Luminaires | Linear Ambient | Direct Linear Ambient Luminaires | Standard | FALSE | [9 empty] | 6/26/2015 | Dimmable | Continuous (Can dim down to ≤ 10% (W)) | Not Yet Verified |  |  | 7500 | 105 | 71.1 | 14.4 | 0.93 | 5000 | 82
PCDBWPDB | Energy Planning Associates | Envirobrite | FWW88035 | Indoor Luminaires | Linear Ambient | Direct Linear Ambient Luminaires | Standard | FALSE | [9 empty] | 6/26/2015 | Dimmable | Continuous (Can dim down to ≤ 10% (W)) | Not Yet Verified |  |  | 8000 | 99 | 80.7 | 14.4 | 0.93 | 3500 | 82
PU7RM5GX | Energy Planning Associates | Envirobrite | FWW88040 | Indoor Luminaires | Linear Ambient | Direct Linear Ambient Luminaires | Standard | FALSE | [9 empty] | 6/26/2015 | Dimmable | Continuous (Can dim down to ≤ 10% (W)) | Not Yet Verified |  |  | 8000 | 100 | 79.8 | 14.4 | 0.93 | 4000 | 82
P5BYJ535 | Energy Planning Associates | Envirobrite | FWW88050 | Indoor Luminaires | Linear Ambient | Direct Linear Ambient Luminaires | Standard | FALSE | [9 empty] | 6/26/2015 | Dimmable | Continuous (Can dim down to ≤ 10% (W)) | Not Yet Verified |  |  | 8000 | 104 | 77.1 | 14.4 | 0.93 | 5000 | 82
P25TVY3V | Energy Planning Associates | Envirobrite | FWW43040 | Indoor Luminaires | Linear Ambient | Direct Linear Ambient Luminaires | Standard | FALSE | [9 empty] | 6/26/2015 | Dimmable | Continuous (Can dim down to ≤ 10% (W)) | Not Yet Verified |  |  | 3000 | 108 | 27.9 | 14.4 | 0.93 | 4000 | 82
PJU3USZV | Energy Planning Associates | Envirobrite | FWW43050 | Indoor Luminaires | Linear Ambient | Direct Linear Ambient Luminaires | Standard | FALSE | [9 empty] | 6/26/2015 | Dimmable | Continuous (Can dim down to ≤ 10% (W)) | Not Yet Verified |  |  | 3000 | 111 | 27 | 14.4 | 0.93 | 5000 | 82
PK93EXZG | Energy Planning Associates | Envirobrite | FWW43235 | Indoor Luminaires | Linear Ambient | Direct Linear Ambient Luminaires | Standard | FALSE | [9 empty] | 6/26/2015 | Dimmable | Continuous (Can dim down to ≤ 10% (W)) | Not Yet Verified |  |  | 3250 | 102 | 31.9 | 14.4 | 0.93 | 3500 | 82
PBTDEH4U | Energy Planning Associates | Envirobrite | FWW43240 | Indoor Luminaires | Linear Ambient | Direct Linear Ambient Luminaires | Standard | FALSE | [9 empty] | 6/26/2015 | Dimmable | Continuous (Can dim down to ≤ 10% (W)) | Not Yet Verified |  |  | 3250 | 106 | 30.8 | 14.4 | 0.93 | 4000 | 82
PZY4Y57V | Energy Planning Associates | Envirobrite | FWW43250 | Indoor Luminaires | Linear Ambient | Direct Linear Ambient Luminaires | Standard | FALSE | [9 empty] | 6/26/2015 | Dimmable | Continuous (Can dim down to ≤ 10% (W)) | Not Yet Verified |  |  | 3250 | 109 | 29.8 | 14.4 | 0.93 | 5000 | 82
P764T7X9 | Energy Planning Associates | Envirobrite | FWW43535 | Indoor Luminaires | Linear Ambient | Direct Linear Ambient Luminaires | Standard | FALSE | [9 empty] | 6/26/2015 | Dimmable | Continuous (Can dim down to ≤ 10% (W)) | Not Yet Verified |  |  | 3500 | 100 | 35 | 14.4 | 0.93 | 3500 | 82
PKU71RPJ | Energy Planning Associates | Envirobrite | FWW43540 | Indoor Luminaires | Linear Ambient | Direct Linear Ambient Luminaires | Standard | FALSE | [9 empty] | 6/26/2015 | Dimmable | Continuous (Can dim down to ≤ 10% (W)) | Not Yet Verified |  |  | 3500 | 104 | 33.8 | 14.4 | 0.93 | 4000 | 82
PVVURSJZ | Energy Planning Associates | Envirobrite | FWW43550 | Indoor Luminaires | Linear Ambient | Direct Linear Ambient Luminaires | Standard | FALSE | [9 empty] | 6/26/2015 | Dimmable | Continuous (Can dim down to ≤ 10% (W)) | Not Yet Verified |  |  | 3500 | 108 | 32.6 | 14.4 | 0.93 | 5000 | 82
PZTWKMTD | Energy Planning Associates | Envirobrite | FWW42535 | Indoor Luminaires | Linear Ambient | Direct Linear Ambient Luminaires | Standard | FALSE | [9 empty] | 6/26/2015 | Dimmable | Continuous (Can dim down to ≤ 10% (W)) | Not Yet Verified |  |  | 2500 | 98 | 25.4 | 14.4 | 0.93 | 3500 | 82
P7CPGKP8 | Energy Planning Associates | Envirobrite | FWW42540 | Indoor Luminaires | Linear Ambient | Direct Linear Ambient Luminaires | Standard | FALSE | [9 empty] | 6/26/2015 | Dimmable | Continuous (Can dim down to ≤ 10% (W)) | Not Yet Verified |  |  | 2500 | 103 | 24.3 | 14.4 | 0.93 | 4000 | 82
PQ65VMN2 | Energy Planning Associates | Envirobrite | FWW42550 | Indoor Luminaires | Linear Ambient | Direct Linear Ambient Luminaires | Standard | FALSE | [9 empty] | 6/26/2015 | Dimmable | Continuous (Can dim down to ≤ 10% (W)) | Not Yet Verified |  |  | 2500 | 107 | 23.4 | 14.4 | 0.93 | 5000 | 82
PDJBS3BQ | Energy Planning Associates | Envirobrite | FWW42735 | Indoor Luminaires | Linear Ambient | Direct Linear Ambient Luminaires | Standard | FALSE | [9 empty] | 6/26/2015 | Dimmable | Continuous (Can dim down to ≤ 10% (W)) | Not Yet Verified |  |  | 2750 | 96 | 28.7 | 14.4 | 0.93 | 3500 | 82
PM2PPF1H | Energy Planning Associates | Envirobrite | FWW42740 | Indoor Luminaires | Linear Ambient | Direct Linear Ambient Luminaires | Standard | FALSE | [9 empty] | 6/26/2015 | Dimmable | Continuous (Can dim down to ≤ 10% (W)) | Not Yet Verified |  |  | 2750 | 100 | 27.4 | 14.4 | 0.93 | 4000 | 82
PH4MRGE8 | Energy Planning Associates | Envirobrite | FWW42750 | Indoor Luminaires | Linear Ambient | Direct Linear Ambient Luminaires | Standard | FALSE | [9 empty] | 6/26/2015 | Dimmable | Continuous (Can dim down to ≤ 10% (W)) | Not Yet Verified |  |  | 2750 | 104 | 26.4 | 14.4 | 0.93 | 5000 | 82
PWCDWT9A | Energy Planning Associates | Envirobrite | FNW42535 | Indoor Luminaires | Linear Ambient | Direct Linear Ambient Luminaires | Standard | FALSE | [9 empty] | 6/26/2015 | Dimmable | Continuous (Can dim down to ≤ 10% (W)) | Not Yet Verified |  |  | 2500 | 98 | 25.4 | 14.4 | 0.93 | 3500 | 82
PVC4Z4BF | Energy Planning Associates | Envirobrite | FNW42540 | Indoor Luminaires | Linear Ambient | Direct Linear Ambient Luminaires | Standard | FALSE | [9 empty] | 6/26/2015 | Dimmable | Continuous (Can dim down to ≤ 10% (W)) | Not Yet Verified |  |  | 2500 | 103 | 24.3 | 14.4 | 0.93 | 4000 | 82
PGUJRE8W | Energy Planning Associates | Envirobrite | FNW42550 | Indoor Luminaires | Linear Ambient | Direct Linear Ambient Luminaires | Standard | FALSE | [9 empty] | 6/26/2015 | Dimmable | Continuous (Can dim down to ≤ 10% (W)) | Not Yet Verified |  |  | 2500 | 107 | 23.4 | 14.4 | 0.93 | 5000 | 82
P61V6G65 | Energy Planning Associates | Envirobrite | FNW42735 | Indoor Luminaires | Linear Ambient | Direct Linear Ambient Luminaires | Standard | FALSE | [9 empty] | 6/26/2015 | Dimmable | Continuous (Can dim down to ≤ 10% (W)) | Not Yet Verified |  |  | 2750 | 96 | 28.7 | 14.4 | 0.93 | 3500 | 82
P9JYRET5 | Energy Planning Associates | Envirobrite | FNW42740 | Indoor Luminaires | Linear Ambient | Direct Linear Ambient Luminaires | Standard | FALSE | [9 empty] | 6/26/2015 | Dimmable | Continuous (Can dim down to ≤ 10% (W)) | Not Yet Verified |  |  | 2750 | 100 | 27.4 | 14.4 | 0.93 | 4000 | 82
P4RD8AWZ | Energy Planning Associates | Envirobrite | FNW42750 | Indoor Luminaires | Linear Ambient | Direct Linear Ambient Luminaires | Standard | FALSE | [9 empty] | 6/26/2015 | Dimmable | Continuous (Can dim down to ≤ 10% (W)) | Not Yet Verified |  |  | 2750 | 104 | 26.4 | 14.4 | 0.93 | 5000 | 82
PR7V1R9X | Energy Planning Associates | Envirobrite | FNW42235 | Indoor Luminaires | Linear Ambient | Direct Linear Ambient Luminaires | Standard | FALSE | [9 empty] | 6/26/2015 | Dimmable | Continuous (Can dim down to ≤ 10% (W)) | Not Yet Verified |  |  | 2250 | 101 | 22.2 | 14.4 | 0.93 | 3500 | 82
PJ6TGAMT | Energy Planning Associates | Envirobrite | FNW42240 | Indoor Luminaires | Linear Ambient | Direct Linear Ambient Luminaires | Standard | FALSE | [9 empty] | 6/26/2015 | Dimmable | Continuous (Can dim down to ≤ 10% (W)) | Not Yet Verified |  |  | 2250 | 106 | 21.3 | 14.4 | 0.93 | 4000 | 82
PGKGFA3A | Energy Planning Associates | Envirobrite | FVT42250 | Indoor Luminaires | Linear Ambient | Direct Linear Ambient Luminaires | Standard | TRUE | 2194 | 111.2 | 19.73 | 6.04 | 0.995 | 5258 | 83.9 | 5 | 50000 | 3/21/2016 | Dimmable | Continuous (Can dim down to ≤ 10% (W)) | Not Yet Verified |  | 2.1 | 2250 | 103.36 | 21.77 | 19.4 | 0.935 | 5000 | 84
PTAGCQ9D | Energy Planning Associates | Envirobrite | FVT42735 | Indoor Luminaires | Linear Ambient | Direct Linear Ambient Luminaires | Standard | TRUE | 2760 | 97.29 | 28.37 | 7.38 | 0.98 | 3525 | 85.1 | 5 | 50000 | 3/21/2016 | Dimmable | Continuous (Can dim down to ≤ 10% (W)) | Not Yet Verified |  | 2.1 | 2750 | 97.14 | 28.31 | 19.4 | 0.935 | 3500 | 84
PA195W8Y | Energy Planning Associates | Envirobrite | FVT42235 | Indoor Luminaires | Linear Ambient | Direct Linear Ambient Luminaires | Standard | TRUE | 2165 | 101.36 | 21.36 | 19.4 | 0.927 | 3518 | 84.9 | 5 | 50000 | 3/21/2016 | Dimmable | Continuous (Can dim down to ≤ 10% (W)) | Not Yet Verified |  | 2.1 | 2250 | 94.9 | 23.71 | 19.4 | 0.935 | 3500 | 84
P4398B2G | Energy Planning Associates | Envirobrite | FVT42240 | Indoor Luminaires | Linear Ambient | Direct Linear Ambient Luminaires | Standard | FALSE | [9 empty] | 3/21/2016 | Dimmable | Continuous (Can dim down to ≤ 10% (W)) | Not Yet Verified |  |  | 2250 | 99.17 | 22.69 | 19.4 | 0.935 | 4000 | 84
PRCF3TDA | Energy Planning Associates | Envirobrite | FVT42740 | Indoor Luminaires | Linear Ambient | Direct Linear Ambient Luminaires | Standard | FALSE | [9 empty] | 3/21/2016 | Dimmable | Continuous (Can dim down to ≤ 10% (W)) | Not Yet Verified |  |  | 2750 | 101.92 | 26.98 | 19.4 | 0.935 | 4000 | 84
PJ3228ZD | Energy Planning Associates | Envirobrite | FVT42750 | Indoor Luminaires | Linear Ambient | Direct Linear Ambient Luminaires | Standard | FALSE | [9 empty] | 3/21/2016 | Dimmable | Continuous (Can dim down to ≤ 10% (W)) | Not Yet Verified |  |  | 2750 | 105.52 | 26.06 | 19.4 | 0.935 | 5000 | 84
PYPGWAZT | Energy Planning Associates | Envirobrite | FVT43035 | Indoor Luminaires | Linear Ambient | Direct Linear Ambient Luminaires | Standard | FALSE | [9 empty] | 3/21/2016 | Dimmable | Continuous (Can dim down to ≤ 10% (W)) | Not Yet Verified |  |  | 3000 | 104.84 | 28.62 | 19.4 | 0.935 | 3500 | 84
PZPK2RAR | Energy Planning Associates | Envirobrite | FVT43040 | Indoor Luminaires | Linear Ambient | Direct Linear Ambient Luminaires | Standard | FALSE | [9 empty] | 3/21/2016 | Dimmable | Continuous (Can dim down to ≤ 10% (W)) | Not Yet Verified |  |  | 3000 | 108.72 | 27.59 | 19.4 | 0.935 | 4000 | 84
PY5C2SQY | Energy Planning Associates | Envirobrite | FVT43050 | Indoor Luminaires | Linear Ambient | Direct Linear Ambient Luminaires | Standard | FALSE | [9 empty] | 3/21/2016 | Dimmable | Continuous (Can dim down to ≤ 10% (W)) | Not Yet Verified |  |  | 3000 | 112.04 | 26.78 | 19.4 | 0.935 | 5000 | 84
PGVWNSZX | Energy Planning Associates | Envirobrite | FVT43235 | Indoor Luminaires | Linear Ambient | Direct Linear Ambient Luminaires | Standard | FALSE | [9 empty] | 3/21/2016 | Dimmable | Continuous (Can dim down to ≤ 10% (W)) | Not Yet Verified |  |  | 3250 | 102.91 | 31.58 | 19.4 | 0.935 | 3500 | 84
PTFRYM98 | Energy Planning Associates | Envirobrite | FVT43240 | Indoor Luminaires | Linear Ambient | Direct Linear Ambient Luminaires | Standard | FALSE | [9 empty] | 3/21/2016 | Dimmable | Continuous (Can dim down to ≤ 10% (W)) | Not Yet Verified |  |  | 3250 | 107.07 | 30.35 | 19.4 | 0.935 | 4000 | 84
PKYW9SMF | Energy Planning Associates | Envirobrite | FVT43250 | Indoor Luminaires | Linear Ambient | Direct Linear Ambient Luminaires | Standard | FALSE | [9 empty] | 3/21/2016 | Dimmable | Continuous (Can dim down to ≤ 10% (W)) | Not Yet Verified |  |  | 3250 | 110.42 | 29.43 | 19.4 | 0.935 | 5000 | 84
PSYMRERW | Energy Planning Associates | Envirobrite | FVT43535 | Indoor Luminaires | Linear Ambient | Direct Linear Ambient Luminaires | Standard | FALSE | [9 empty] | 3/21/2016 | Dimmable | Continuous (Can dim down to ≤ 10% (W)) | Not Yet Verified |  |  | 3500 | 103.46 | 33.83 | 14.1 | 0.927 | 3500 | 84
P739YRDJ | Energy Planning Associates | Envirobrite | FVT43540 | Indoor Luminaires | Linear Ambient | Direct Linear Ambient Luminaires | Standard | FALSE | [9 empty] | 3/21/2016 | Dimmable | Continuous (Can dim down to ≤ 10% (W)) | Not Yet Verified |  |  | 3500 | 107.36 | 32.6 | 14.1 | 0.927 | 4000 | 84
PE134RBG | Energy Planning Associates | Envirobrite | FVT43550 | Indoor Luminaires | Linear Ambient | Direct Linear Ambient Luminaires | Standard | FALSE | [9 empty] | 3/21/2016 | Dimmable | Continuous (Can dim down to ≤ 10% (W)) | Not Yet Verified |  |  | 3500 | 110.83 | 31.58 | 14.1 | 0.927 | 5000 | 84
PG4DEATN | Energy Planning Associates | Envirobrite | FVT43735 | Indoor Luminaires | Linear Ambient | Direct Linear Ambient Luminaires | Standard | FALSE | [9 empty] | 3/21/2016 | Dimmable | Continuous (Can dim down to ≤ 10% (W)) | Not Yet Verified |  |  | 3750 | 101.64 | 36.89 | 14.1 | 0.927 | 3500 | 84
PFR3ADSZ | Energy Planning Associates | Envirobrite | FVT43740 | Indoor Luminaires | Linear Ambient | Direct Linear Ambient Luminaires | Standard | FALSE | [9 empty] | 3/21/2016 | Dimmable | Continuous (Can dim down to ≤ 10% (W)) | Not Yet Verified |  |  | 3750 | 105.44 | 35.57 | 14.1 | 0.927 | 4000 | 84
P7K6NHAW | Energy Planning Associates | Envirobrite | FVT43750 | Indoor Luminaires | Linear Ambient | Direct Linear Ambient Luminaires | Standard | FALSE | [9 empty] | 3/21/2016 | Dimmable | Continuous (Can dim down to ≤ 10% (W)) | Not Yet Verified |  |  | 3750 | 109.2 | 34.34 | 14.1 | 0.927 | 5000 | 84
PPS955YF | Energy Planning Associates | Envirobrite | FVT43850 | Indoor Luminaires | Linear Ambient | Direct Linear Ambient Luminaires | Standard | FALSE | [9 empty] | 3/21/2016 | Dimmable | Continuous (Can dim down to ≤ 10% (W)) | Not Yet Verified |  |  | 3794 | 111.33 | 34.08 | 14.1 | 0.927 | 5000 | 84
P83FAJ9K | Energy Planning Associates | Envirobrite | FVT44035 | Indoor Luminaires | Linear Ambient | Direct Linear Ambient Luminaires | Standard | FALSE | [9 empty] | 3/21/2016 | Dimmable | Continuous (Can dim down to ≤ 10% (W)) | Not Yet Verified |  |  | 4000 | 99.84 | 40.06 | 14.1 | 0.927 | 3500 | 84
P5GKD8J1 | Energy Planning Associates | Envirobrite | FVT44040 | Indoor Luminaires | Linear Ambient | Direct Linear Ambient Luminaires | Standard | FALSE | [9 empty] | 3/21/2016 | Dimmable | Continuous (Can dim down to ≤ 10% (W)) | Not Yet Verified |  |  | 4000 | 103.82 | 38.53 | 14.1 | 0.927 | 4000 | 84
PNGXNXVH | Energy Planning Associates | Envirobrite | FVT44050 | Indoor Luminaires | Linear Ambient | Direct Linear Ambient Luminaires | Standard | FALSE | [9 empty] | 3/21/2016 | Dimmable | Continuous (Can dim down to ≤ 10% (W)) | Not Yet Verified |  |  | 4000 | 107.23 | 37.3 | 14.1 | 0.927 | 5000 | 84
PQ7SGAV3 | Energy Planning Associates | Envirobrite | FVT83035 | Indoor Luminaires | Linear Ambient | Direct Linear Ambient Luminaires | Standard | FALSE | [9 empty] | 3/21/2016 | Dimmable | Continuous (Can dim down to ≤ 10% (W)) | Not Yet Verified |  |  | 3000 | 105.21 | 28.51 | 19.4 | 0.935 | 3500 | 84
PNDKE4GH | Energy Planning Associates | Envirobrite | FVT83040 | Indoor Luminaires | Linear Ambient | Direct Linear Ambient Luminaires | Standard | FALSE | [9 empty] | 3/21/2016 | Dimmable | Continuous (Can dim down to ≤ 10% (W)) | Not Yet Verified |  |  | 3000 | 109.53 | 27.39 | 19.4 | 0.935 | 4000 | 84
PXWA4TPB | Energy Planning Associates | Envirobrite | FVT83050 | Indoor Luminaires | Linear Ambient | Direct Linear Ambient Luminaires | Standard | FALSE | [9 empty] | 3/21/2016 | Dimmable | Continuous (Can dim down to ≤ 10% (W)) | Not Yet Verified |  |  | 3000 | 113.78 | 26.37 | 19.4 | 0.935 | 5000 | 84
PCWHK26A | Energy Planning Associates | Envirobrite | FVT83535 | Indoor Luminaires | Linear Ambient | Direct Linear Ambient Luminaires | Standard | FALSE | [9 empty] | 3/21/2016 | Dimmable | Continuous (Can dim down to ≤ 10% (W)) | Not Yet Verified |  |  | 3500 | 103.78 | 33.73 | 14.1 | 0.927 | 3500 | 84
PJNSHD8T | Energy Planning Associates | Envirobrite | FVT83540 | Indoor Luminaires | Linear Ambient | Direct Linear Ambient Luminaires | Standard | FALSE | [9 empty] | 3/21/2016 | Dimmable | Continuous (Can dim down to ≤ 10% (W)) | Not Yet Verified |  |  | 3500 | 108.03 | 32.4 | 14.1 | 0.927 | 4000 | 84
P6Z3JPST | Energy Planning Associates | Envirobrite | FVT83550 | Indoor Luminaires | Linear Ambient | Direct Linear Ambient Luminaires | Standard | FALSE | [9 empty] | 3/21/2016 | Dimmable | Continuous (Can dim down to ≤ 10% (W)) | Not Yet Verified |  |  | 3500 | 112.28 | 31.17 | 14.1 | 0.927 | 5000 | 84
PCA8DCSZ | Energy Planning Associates | Envirobrite | FVT84035 | Indoor Luminaires | Linear Ambient | Direct Linear Ambient Luminaires | Standard | FALSE | [9 empty] | 3/21/2016 | Dimmable | Continuous (Can dim down to ≤ 10% (W)) | Not Yet Verified |  |  | 4000 | 100.1 | 39.96 | 14.1 | 0.927 | 3500 | 84
PVXTEGFM | Energy Planning Associates | Envirobrite | FVT84040 | Indoor Luminaires | Linear Ambient | Direct Linear Ambient Luminaires | Standard | FALSE | [9 empty] | 3/21/2016 | Dimmable | Continuous (Can dim down to ≤ 10% (W)) | Not Yet Verified |  |  | 4000 | 104.37 | 38.33 | 14.1 | 0.927 | 4000 | 84
PMH7JZ3C | Energy Planning Associates | Envirobrite | FVT84050 | Indoor Luminaires | Linear Ambient | Direct Linear Ambient Luminaires | Standard | FALSE | [9 empty] | 3/21/2016 | Dimmable | Continuous (Can dim down to ≤ 10% (W)) | Not Yet Verified |  |  | 4000 | 109.02 | 36.69 | 14.1 | 0.927 | 5000 | 84
P2371HZ1 | Energy Planning Associates | Envirobrite | FVT84535 | Indoor Luminaires | Linear Ambient | Direct Linear Ambient Luminaires | Standard | FALSE | [9 empty] | 3/21/2016 | Dimmable | Continuous (Can dim down to ≤ 10% (W)) | Not Yet Verified |  |  | 4500 | 108.99 | 41.29 | 14.1 | 0.927 | 3500 | 84
P7GVD6U9 | Energy Planning Associates | Envirobrite | FVT84540 | Indoor Luminaires | Linear Ambient | Direct Linear Ambient Luminaires | Standard | FALSE | [9 empty] | 3/21/2016 | Dimmable | Continuous (Can dim down to ≤ 10% (W)) | Not Yet Verified |  |  | 4500 | 113.48 | 39.65 | 14.1 | 0.927 | 4000 | 84
PVJFZPMZ | Energy Planning Associates | Envirobrite | FVT84550 | Indoor Luminaires | Linear Ambient | Direct Linear Ambient Luminaires | Standard | FALSE | [9 empty] | 3/21/2016 | Dimmable | Continuous (Can dim down to ≤ 10% (W)) | Not Yet Verified |  |  | 4500 | 117.73 | 38.22 | 14.1 | 0.927 | 5000 | 84
PZ8D62GV | Energy Planning Associates | Envirobrite | FVT85035 | Indoor Luminaires | Linear Ambient | Direct Linear Ambient Luminaires | Standard | FALSE | [9 empty] | 3/21/2016 | Dimmable | Continuous (Can dim down to ≤ 10% (W)) | Not Yet Verified |  |  | 5000 | 106.13 | 47.11 | 19.4 | 0.935 | 3500 | 84
PR69ZZQM | Energy Planning Associates | Envirobrite | FVT85040 | Indoor Luminaires | Linear Ambient | Direct Linear Ambient Luminaires | Standard | FALSE | [9 empty] | 3/21/2016 | Dimmable | Continuous (Can dim down to ≤ 10% (W)) | Not Yet Verified |  |  | 5000 | 110.94 | 45.07 | 19.4 | 0.935 | 4000 | 84
PGBN438X | Energy Planning Associates | Envirobrite | FVT85050 | Indoor Luminaires | Linear Ambient | Direct Linear Ambient Luminaires | Standard | FALSE | [9 empty] | 3/21/2016 | Dimmable | Continuous (Can dim down to ≤ 10% (W)) | Not Yet Verified |  |  | 5000 | 114.84 | 43.54 | 19.4 | 0.935 | 5000 | 84
PR8AMXM1 | Energy Planning Associates | Envirobrite | FVT85535 | Indoor Luminaires | Linear Ambient | Direct Linear Ambient Luminaires | Standard | FALSE | [9 empty] | 3/21/2016 | Dimmable | Continuous (Can dim down to ≤ 10% (W)) | Not Yet Verified |  |  | 5500 | 103.29 | 53.25 | 19.4 | 0.935 | 3500 | 84
P91UMSPB | Energy Planning Associates | Envirobrite | FVT85540 | Indoor Luminaires | Linear Ambient | Direct Linear Ambient Luminaires | Standard | FALSE | [9 empty] | 3/21/2016 | Dimmable | Continuous (Can dim down to ≤ 10% (W)) | Not Yet Verified |  |  | 5500 | 108.28 | 50.79 | 19.4 | 0.935 | 4000 | 84
P434RTFS | Energy Planning Associates | Envirobrite | FVT85550 | Indoor Luminaires | Linear Ambient | Direct Linear Ambient Luminaires | Standard | FALSE | [9 empty] | 3/21/2016 | Dimmable | Continuous (Can dim down to ≤ 10% (W)) | Not Yet Verified |  |  | 5500 | 112.35 | 48.95 | 19.4 | 0.935 | 5000 | 84
PKVQFDYP | Energy Planning Associates | Envirobrite | FVT86035 | Indoor Luminaires | Linear Ambient | Direct Linear Ambient Luminaires | Standard | FALSE | [9 empty] | 3/21/2016 | Dimmable | Continuous (Can dim down to ≤ 10% (W)) | Not Yet Verified |  |  | 6000 | 100.7 | 59.58 | 19.4 | 0.935 | 3500 | 84
PG36WNBJ | Energy Planning Associates | Envirobrite | FVT86040 | Indoor Luminaires | Linear Ambient | Direct Linear Ambient Luminaires | Standard | FALSE | [9 empty] | 3/21/2016 | Dimmable | Continuous (Can dim down to ≤ 10% (W)) | Not Yet Verified |  |  | 6000 | 105.4 | 56.93 | 19.4 | 0.935 | 4000 | 84
PACVE55S | Energy Planning Associates | Envirobrite | FVT86050 | Indoor Luminaires | Linear Ambient | Direct Linear Ambient Luminaires | Standard | FALSE | [9 empty] | 3/21/2016 | Dimmable | Continuous (Can dim down to ≤ 10% (W)) | Not Yet Verified |  |  | 6000 | 109.53 | 54.78 | 19.4 | 0.935 | 5000 | 84
PERPHBJN | Energy Planning Associates | Envirobrite | FVT86535 | Indoor Luminaires | Linear Ambient | Direct Linear Ambient Luminaires | Standard | FALSE | [9 empty] | 3/21/2016 | Dimmable | Continuous (Can dim down to ≤ 10% (W)) | Not Yet Verified |  |  | 6500 | 105.3 | 61.73 | 14.1 | 0.927 | 3500 | 84
PHUNJ3FE | Energy Planning Associates | Envirobrite | FVT86540 | Indoor Luminaires | Linear Ambient | Direct Linear Ambient Luminaires | Standard | FALSE | [9 empty] | 3/21/2016 | Dimmable | Continuous (Can dim down to ≤ 10% (W)) | Not Yet Verified |  |  | 6500 | 109.09 | 59.58 | 14.1 | 0.927 | 4000 | 84
PNWEUYN2 | Energy Planning Associates | Envirobrite | FVT86550 | Indoor Luminaires | Linear Ambient | Direct Linear Ambient Luminaires | Standard | FALSE | [9 empty] | 3/21/2016 | Dimmable | Continuous (Can dim down to ≤ 10% (W)) | Not Yet Verified |  |  | 6500 | 112.77 | 57.64 | 14.1 | 0.927 | 5000 | 84
P7YZDM23 | Energy Planning Associates | Envirobrite | FVT87035 | Indoor Luminaires | Linear Ambient | Direct Linear Ambient Luminaires | Standard | FALSE | [9 empty] | 3/21/2016 | Dimmable | Continuous (Can dim down to ≤ 10% (W)) | Not Yet Verified |  |  | 7000 | 103.46 | 67.66 | 14.1 | 0.927 | 3500 | 84
P1JMXM9E | Energy Planning Associates | Envirobrite | FVT87040 | Indoor Luminaires | Linear Ambient | Direct Linear Ambient Luminaires | Standard | FALSE | [9 empty] | 3/21/2016 | Dimmable | Continuous (Can dim down to ≤ 10% (W)) | Not Yet Verified |  |  | 7000 | 107.19 | 65.31 | 14.1 | 0.927 | 4000 | 84
PEB7BPA9 | Energy Planning Associates | Envirobrite | FVT87050 | Indoor Luminaires | Linear Ambient | Direct Linear Ambient Luminaires | Standard | FALSE | [9 empty] | 3/21/2016 | Dimmable | Continuous (Can dim down to ≤ 10% (W)) | Not Yet Verified |  |  | 7000 | 110.83 | 63.16 | 14.1 | 0.927 | 5000 | 84
PJTMU5EY | Energy Planning Associates | Envirobrite | FVT87535 | Indoor Luminaires | Linear Ambient | Direct Linear Ambient Luminaires | Standard | FALSE | [9 empty] | 3/21/2016 | Dimmable | Continuous (Can dim down to ≤ 10% (W)) | Not Yet Verified |  |  | 7500 | 101.64 | 73.79 | 14.1 | 0.927 | 3500 | 84
PSRVGS1G | Energy Planning Associates | Envirobrite | FVT87540 | Indoor Luminaires | Linear Ambient | Direct Linear Ambient Luminaires | Standard | FALSE | [9 empty] | 3/21/2016 | Dimmable | Continuous (Can dim down to ≤ 10% (W)) | Not Yet Verified |  |  | 7500 | 105.44 | 71.13 | 14.1 | 0.927 | 4000 | 84
P3YD1TUT | Energy Planning Associates | Envirobrite | FVT87550 | Indoor Luminaires | Linear Ambient | Direct Linear Ambient Luminaires | Standard | FALSE | [9 empty] | 3/21/2016 | Dimmable | Continuous (Can dim down to ≤ 10% (W)) | Not Yet Verified |  |  | 7500 | 109.2 | 68.68 | 14.1 | 0.927 | 5000 | 84
PJAXSG9H | Energy Planning Associates | Envirobrite | FVT88035 | Indoor Luminaires | Linear Ambient | Direct Linear Ambient Luminaires | Standard | FALSE | [9 empty] | 3/21/2016 | Dimmable | Continuous (Can dim down to ≤ 10% (W)) | Not Yet Verified |  |  | 8000 | 99.97 | 80.02 | 14.1 | 0.927 | 3500 | 84
PVGTJM3Y | Energy Planning Associates | Envirobrite | FVT88040 | Indoor Luminaires | Linear Ambient | Direct Linear Ambient Luminaires | Standard | FALSE | [9 empty] | 3/21/2016 | Dimmable | Continuous (Can dim down to ≤ 10% (W)) | Not Yet Verified |  |  | 8000 | 103.68 | 77.16 | 14.1 | 0.927 | 4000 | 84
P6TJW6AX | Energy Planning Associates | Envirobrite | FVT88050 | Indoor Luminaires | Linear Ambient | Direct Linear Ambient Luminaires | Standard | FALSE | [9 empty] | 3/21/2016 | Dimmable | Continuous (Can dim down to ≤ 10% (W)) | Not Yet Verified |  |  | 8000 | 107.52 | 74.4 | 14.1 | 0.927 | 5000 | 84
PARGD598 | Energy Planning Associates | Envirobrite | FVT42535 | Indoor Luminaires | Linear Ambient | Direct Linear Ambient Luminaires | Standard | FALSE | [9 empty] | 3/21/2016 | Dimmable | Continuous (Can dim down to ≤ 10% (W)) | Not Yet Verified |  |  | 2500 | 99.44 | 25.14 | 19.4 | 0.935 | 3500 | 84
P1DW2R2S | Energy Planning Associates | Envirobrite | FVT42540 | Indoor Luminaires | Linear Ambient | Direct Linear Ambient Luminaires | Standard | FALSE | [9 empty] | 3/21/2016 | Dimmable | Continuous (Can dim down to ≤ 10% (W)) | Not Yet Verified |  |  | 2500 | 104.09 | 24.02 | 19.4 | 0.935 | 4000 | 84
PY9WYYTR | Energy Planning Associates | Envirobrite | FVT42550 | Indoor Luminaires | Linear Ambient | Direct Linear Ambient Luminaires | Standard | FALSE | [9 empty] | 3/21/2016 | Dimmable | Continuous (Can dim down to ≤ 10% (W)) | Not Yet Verified |  |  | 2500 | 108.24 | 23.1 | 19.4 | 0.935 | 5000 | 84
PUUAZ5US | Energy Solutions International | Energy Solutions International | F-14CR-L4H-35-FR | Indoor Luminaires | Linear Ambient | Direct Linear Ambient Luminaires | Premium | TRUE | 4458 | 118.7 | 37.552 | 6.0019 | 0.9975 | 3515 | 84.15 | 5 |  | 3/28/2016 | Dimmable | Continuous (Can dim down to ≤ 10% (W)) | Yes |  | 3.1 | 4458 | 118.88 | 37.5 | 15.5 | 0.943 | 3515 | 84.2
PJ9JFS3E | Energy Solutions International | Energy Solutions International | F-18CR-L4VL-35-FR | Indoor Luminaires | Linear Ambient | Direct Linear Ambient Luminaires | Premium | TRUE | 3085 | 135.3 | 22.803 | 6.0019 | 0.9975 | 3515 | 84.15 | 5 |  | 3/28/2016 | Dimmable | Continuous (Can dim down to ≤ 10% (W)) | Yes |  | 3.1 | 3085 | 135.31 | 22.8 | 15.5 | 0.943 | 3515 | 84.2
PBMYUWYB | Energy Solutions International | Energy Solutions International | F-14CR-L4L-50-FR | Indoor Luminaires | Linear Ambient | Direct Linear Ambient Luminaires | Premium | TRUE | 2395 | 130.3 | 18.385 | 8.6159 | 0.9427 | 5192 | 83.2 | 5 |  | 3/28/2016 | Dimmable | Continuous (Can dim down to ≤ 10% (W)) | Yes |  | 3.1 | 2355 | 130.83 | 18 | 15.5 | 0.943 | 5192 | 83.2
PM4GC8ZD | Energy Solutions International | Energy Solutions International | F-14CR-L4N-50-FR | Indoor Luminaires | Linear Ambient | Direct Linear Ambient Luminaires | Premium | FALSE | [9 empty] | 3/28/2016 | Dimmable | Continuous (Can dim down to ≤ 10% (W)) | Yes |  |  | 3009 | 125.38 | 24 | 15.5 | 0.943 | 5192 | 83.2
PTKGD2R7 | Energy Solutions International | Energy Solutions International | F-14CR-L4M-50-FR | Indoor Luminaires | Linear Ambient | Direct Linear Ambient Luminaires | Premium | FALSE | [9 empty] | 3/28/2016 | Dimmable | Continuous (Can dim down to ≤ 10% (W)) | Yes |  |  | 3438 | 122.79 | 28 | 15.5 | 0.943 | 5192 | 83.2
PME9Q7TG | Energy Solutions International | Energy Solutions International | F-14CR-L4S-50-FR | Indoor Luminaires | Linear Ambient | Direct Linear Ambient Luminaires | Premium | FALSE | [9 empty] | 3/28/2016 | Dimmable | Continuous (Can dim down to ≤ 10% (W)) | Yes |  |  | 4095 | 120.44 | 34 | 15.5 | 0.943 | 5192 | 83.2
PMYGZESX | Energy Solutions International | Energy Solutions International | F-14CR-L4H-50-FR | Indoor Luminaires | Linear Ambient | Direct Linear Ambient Luminaires | Premium | FALSE | [9 empty] | 3/28/2016 | Dimmable | Continuous (Can dim down to ≤ 10% (W)) | Yes |  |  | 4458 | 118.88 | 37.5 | 15.5 | 0.943 | 5192 | 83.2
PKVNSRA9 | Energy Solutions International | Energy Solutions International | F-18CR-L4VL-50-FR | Indoor Luminaires | Linear Ambient | Direct Linear Ambient Luminaires | Premium | FALSE | [9 empty] | 3/28/2016 | Dimmable | Continuous (Can dim down to ≤ 10% (W)) | Yes |  |  | 3085 | 135.31 | 22.8 | 15.5 | 0.943 | 5192 | 83.2
P4Z8685W | Energy Solutions International | Energy Solutions International | F-18CR-L4LL-50-FR | Indoor Luminaires | Linear Ambient | Direct Linear Ambient Luminaires | Premium | FALSE | [9 empty] | 3/28/2016 | Dimmable | Continuous (Can dim down to ≤ 10% (W)) | Yes |  |  | 3867 | 133.34 | 29 | 15.5 | 0.943 | 5192 | 83.2
PWFPFWP1 | Energy Solutions International | Energy Solutions International | F-18CR-L4L-50-FR | Indoor Luminaires | Linear Ambient | Direct Linear Ambient Luminaires | Premium | FALSE | [9 empty] | 3/28/2016 | Dimmable | Continuous (Can dim down to ≤ 10% (W)) | Yes |  |  | 4841 | 130.84 | 37 | 15.5 | 0.943 | 5192 | 83.2
PFZDZF5A | Energy Solutions International | Energy Solutions International | F-18CR-L4N-50-FR | Indoor Luminaires | Linear Ambient | Direct Linear Ambient Luminaires | Premium | FALSE | [9 empty] | 3/28/2016 | Dimmable | Continuous (Can dim down to ≤ 10% (W)) | Yes |  |  | 6114 | 127.38 | 48 | 15.5 | 0.943 | 5192 | 83.2
PE9P4GRH | Energy Solutions International | Energy Solutions International | F-18CR-L4M-50-FR | Indoor Luminaires | Linear Ambient | Direct Linear Ambient Luminaires | Premium | FALSE | [9 empty] | 3/28/2016 | Dimmable | Continuous (Can dim down to ≤ 10% (W)) | Yes |  |  | 7205 | 124.22 | 58 | 15.5 | 0.943 | 5192 | 83.2
P15WKR7S | Energy Solutions International | Energy Solutions International | F-18CR-L4S-50-FR | Indoor Luminaires | Linear Ambient | Direct Linear Ambient Luminaires | Premium | FALSE | [9 empty] | 3/28/2016 | Dimmable | Continuous (Can dim down to ≤ 10% (W)) | Yes |  |  | 8432 | 120.46 | 70 | 15.5 | 0.943 | 5192 | 83.2
PRAT9XWZ | Energy Solutions International | Energy Solutions International | F-18CR-L4H-50-FR | Indoor Luminaires | Linear Ambient | Direct Linear Ambient Luminaires | Premium | FALSE | [9 empty] | 3/28/2016 | Dimmable | Continuous (Can dim down to ≤ 10% (W)) | Yes |  |  | 8916 | 118.88 | 75 | 15.5 | 0.943 | 5192 | 83.2
P1QE9977 | Energy Solutions International | Energy Solutions International | F-18CR-L4LL-35-FR | Indoor Luminaires | Linear Ambient | Direct Linear Ambient Luminaires | Premium | FALSE | [9 empty] | 3/28/2016 | Dimmable | Continuous (Can dim down to ≤ 10% (W)) | Yes |  |  | 3867 | 133.34 | 29 | 15.5 | 0.943 | 3515 | 84.2
P6KQAKFA | Energy Solutions International | Energy Solutions International | F-18CR-L4L-35-FR | Indoor Luminaires | Linear Ambient | Direct Linear Ambient Luminaires | Premium | FALSE | [9 empty] | 3/28/2016 | Dimmable | Continuous (Can dim down to ≤ 10% (W)) | Yes |  |  | 4841 | 130.84 | 37 | 15.5 | 0.943 | 3515 | 84.2
PTYUFSD5 | Energy Solutions International | Energy Solutions International | F-18CR-L4N-35-FR | Indoor Luminaires | Linear Ambient | Direct Linear Ambient Luminaires | Premium | FALSE | [9 empty] | 3/28/2016 | Dimmable | Continuous (Can dim down to ≤ 10% (W)) | Yes |  |  | 6114 | 127.38 | 48 | 15.5 | 0.943 | 3515 | 84.2
PQ9HRHF7 | Energy Solutions International | Energy Solutions International | F-18CR-L4M-35-FR | Indoor Luminaires | Linear Ambient | Direct Linear Ambient Luminaires | Premium | FALSE | [9 empty] | 3/28/2016 | Dimmable | Continuous (Can dim down to ≤ 10% (W)) | Yes |  |  | 7205 | 124.22 | 58 | 15.5 | 0.943 | 3515 | 84.2
P3TEU3TG | Energy Solutions International | Energy Solutions International | F-18CR-L4S-35-FR | Indoor Luminaires | Linear Ambient | Direct Linear Ambient Luminaires | Premium | FALSE | [9 empty] | 3/28/2016 | Dimmable | Continuous (Can dim down to ≤ 10% (W)) | Yes |  |  | 8432 | 120.46 | 70 | 15.5 | 0.943 | 3515 | 84.2
P8ET32KY | Energy Solutions International | Energy Solutions International | F-18CR-L4H-35-FR | Indoor Luminaires | Linear Ambient | Direct Linear Ambient Luminaires | Premium | FALSE | [9 empty] | 3/28/2016 | Dimmable | Continuous (Can dim down to ≤ 10% (W)) | Yes |  |  | 8916 | 118.88 | 75 | 15.5 | 0.943 | 3515 | 84.2
PJWZUNR2 | Energy Solutions International | Energy Solutions International | F-14CR-L4L-40-FR | Indoor Luminaires | Linear Ambient | Direct Linear Ambient Luminaires | Premium | FALSE | [9 empty] | 3/28/2016 | Dimmable | Continuous (Can dim down to ≤ 10% (W)) | Yes |  |  | 2355 | 130.83 | 18 | 15.5 | 0.943 | 4000 | 83.2
PMZ99ZKK | Energy Solutions International | Energy Solutions International | F-14CR-L4N-40-FR | Indoor Luminaires | Linear Ambient | Direct Linear Ambient Luminaires | Premium | FALSE | [9 empty] | 3/28/2016 | Dimmable | Continuous (Can dim down to ≤ 10% (W)) | Yes |  |  | 3009 | 125.38 | 24 | 15.5 | 0.943 | 4000 | 83.2
PQ6U22AD | Energy Solutions International | Energy Solutions International | F-14CR-L4M-40-FR | Indoor Luminaires | Linear Ambient | Direct Linear Ambient Luminaires | Premium | FALSE | [9 empty] | 3/28/2016 | Dimmable | Continuous (Can dim down to ≤ 10% (W)) | Yes |  |  | 3438 | 122.79 | 28 | 15.5 | 0.943 | 4000 | 83.2
P2JSSY4V | Energy Solutions International | Energy Solutions International | F-14CR-L4S-40-FR | Indoor Luminaires | Linear Ambient | Direct Linear Ambient Luminaires | Premium | FALSE | [9 empty] | 3/28/2016 | Dimmable | Continuous (Can dim down to ≤ 10% (W)) | Yes |  |  | 4095 | 120.44 | 34 | 15.5 | 0.943 | 4000 | 83.2
PUANZ3GF | Energy Solutions International | Energy Solutions International | F-14CR-L4H-40-FR | Indoor Luminaires | Linear Ambient | Direct Linear Ambient Luminaires | Premium | FALSE | [9 empty] | 3/28/2016 | Dimmable | Continuous (Can dim down to ≤ 10% (W)) | Yes |  |  | 4458 | 118.88 | 37.5 | 15.5 | 0.943 | 4000 | 83.2
PPU65ZFR | Energy Solutions International | Energy Solutions International | F-18CR-L4VL-40-FR | Indoor Luminaires | Linear Ambient | Direct Linear Ambient Luminaires | Premium | FALSE | [9 empty] | 3/28/2016 | Dimmable | Continuous (Can dim down to ≤ 10% (W)) | Yes |  |  | 3085 | 135.31 | 22.8 | 15.5 | 0.943 | 4000 | 83.2
P3EVDG6T | Energy Solutions International | Energy Solutions International | F-18CR-L4LL-40-FR | Indoor Luminaires | Linear Ambient | Direct Linear Ambient Luminaires | Premium | FALSE | [9 empty] | 3/28/2016 | Dimmable | Continuous (Can dim down to ≤ 10% (W)) | Yes |  |  | 3867 | 133.34 | 29 | 15.5 | 0.943 | 4000 | 83.2
PH9BAJVS | Energy Solutions International | Energy Solutions International | F-18CR-L4L-40-FR | Indoor Luminaires | Linear Ambient | Direct Linear Ambient Luminaires | Premium | FALSE | [9 empty] | 3/28/2016 | Dimmable | Continuous (Can dim down to ≤ 10% (W)) | Yes |  |  | 4841 | 130.84 | 37 | 15.5 | 0.943 | 4000 | 83.2
PMGCYXG2 | Energy Solutions International | Energy Solutions International | F-18CR-L4N-40-FR | Indoor Luminaires | Linear Ambient | Direct Linear Ambient Luminaires | Premium | FALSE | [9 empty] | 3/28/2016 | Dimmable | Continuous (Can dim down to ≤ 10% (W)) | Yes |  |  | 6114 | 127.38 | 48 | 15.5 | 0.943 | 4000 | 83.2
PZWJ6DEB | Energy Solutions International | Energy Solutions International | F-18CR-L4M-40-FR | Indoor Luminaires | Linear Ambient | Direct Linear Ambient Luminaires | Premium | FALSE | [9 empty] | 3/28/2016 | Dimmable | Continuous (Can dim down to ≤ 10% (W)) | Yes |  |  | 7205 | 124.22 | 58 | 15.5 | 0.943 | 4000 | 83.2
PMY6B5X9 | Energy Solutions International | Energy Solutions International | F-18CR-L4S-40-FR | Indoor Luminaires | Linear Ambient | Direct Linear Ambient Luminaires | Premium | FALSE | [9 empty] | 3/28/2016 | Dimmable | Continuous (Can dim down to ≤ 10% (W)) | Yes |  |  | 8432 | 120.46 | 70 | 15.5 | 0.943 | 4000 | 83.2
PD6PS7BK | Energy Solutions International | Energy Solutions International | F-18CR-L4H-40-FR | Indoor Luminaires | Linear Ambient | Direct Linear Ambient Luminaires | Premium | FALSE | [9 empty] | 3/28/2016 | Dimmable | Continuous (Can dim down to ≤ 10% (W)) | Yes |  |  | 8916 | 118.88 | 75 | 15.5 | 0.943 | 4000 | 83.2
P867B8GM | Energy Solutions International | Energy Solutions International | F-14CR-L4L-35-FR | Indoor Luminaires | Linear Ambient | Direct Linear Ambient Luminaires | Premium | FALSE | [9 empty] | 3/28/2016 | Dimmable | Continuous (Can dim down to ≤ 10% (W)) | Yes |  |  | 2355 | 130.83 | 18 | 15.5 | 0.943 | 3515 | 84.2
PP9A8K2Y | Energy Solutions International | Energy Solutions International | F-14CR-L4N-35-FR | Indoor Luminaires | Linear Ambient | Direct Linear Ambient Luminaires | Premium | FALSE | [9 empty] | 3/28/2016 | Dimmable | Continuous (Can dim down to ≤ 10% (W)) | Yes |  |  | 3009 | 125.38 | 24 | 15.5 | 0.943 | 3515 | 84.2
PG23KAWX | Energy Solutions International | Energy Solutions International | F-14CR-L4M-35-FR | Indoor Luminaires | Linear Ambient | Direct Linear Ambient Luminaires | Premium | FALSE | [9 empty] | 3/28/2016 | Dimmable | Continuous (Can dim down to ≤ 10% (W)) | Yes |  |  | 3438 | 122.79 | 28 | 15.5 | 0.943 | 3515 | 84.2
P7NJT3ZH | Energy Solutions International | Energy Solutions International | F-14CR-L4S-35-FR | Indoor Luminaires | Linear Ambient | Direct Linear Ambient Luminaires | Premium | FALSE | [9 empty] | 3/28/2016 | Dimmable | Continuous (Can dim down to ≤ 10% (W)) | Yes |  |  | 4095 | 120.44 | 34 | 15.5 | 0.943 | 3515 | 84.2
P5CBUDGB | Energy Solutions International | Energy Solutions International | F-14VX-N4L-35-FR | Indoor Luminaires | Linear Ambient | Direct Linear Ambient Luminaires | Premium | TRUE | 2216 | 121.6 | 18.229 | 17.534 | 0.9291 | 3530 | 84.54 | 5 |  | 1/27/2016 | Dimmable | Continuous (Can dim down to ≤ 10% (W)) | Not Yet Verified |  | 3.1 | 2216 | 121.7 | 18.2 | 17.53 | 0.9291 | 3530 | 84.54
P15PA92U | Energy Solutions International | Energy Solutions International | F-14VX-N4M-35-FR | Indoor Luminaires | Linear Ambient | Direct Linear Ambient Luminaires | Premium | TRUE | 3479 | 115.06 | 30.09 | 20.48 | 0.9438 | 3583 | 83.11 | 5 |  | 6/24/2015 | Dimmable | Continuous (Can dim down to ≤ 10% (W)) | Not Yet Verified |  | 2.1 | 3480 | 116 | 30 | 6.61 | 0.9952 | 3583 | 83.11
PTEBN7VX | Energy Solutions International | Energy Solutions International | F-14VX-N4V-35-FR | Indoor Luminaires | Linear Ambient | Direct Linear Ambient Luminaires | Premium | TRUE | 4642 | 111.1 | 41.794 | 6.47 | 0.997 | 3583 | 83.11 | 5 |  | 6/24/2015 | Dimmable | Continuous (Can dim down to ≤ 10% (W)) | Not Yet Verified |  | 2.1 | 4643.98 | 111.1 | 41.8 | 6.61 | 0.9952 | 3583 | 83.11
PXP81SX9 | Energy Solutions International | Energy Solutions International | F-14VX-N4M-40-FR | Indoor Luminaires | Linear Ambient | Direct Linear Ambient Luminaires | Premium | FALSE | [9 empty] | 6/24/2015 | Dimmable | Continuous (Can dim down to ≤ 10% (W)) | Not Yet Verified |  |  | 3480 | 116 | 30 | 6.61 | 0.9952 | 4000 | 83.11
PNSDWENC | Energy Solutions International | Energy Solutions International | F-14VX-N4S-40-FR | Indoor Luminaires | Linear Ambient | Direct Linear Ambient Luminaires | Premium | FALSE | [9 empty] | 6/24/2015 | Dimmable | Continuous (Can dim down to ≤ 10% (W)) | Not Yet Verified |  |  | 3990 | 114 | 35 | 6.61 | 0.9952 | 4000 | 83.11
PHQJXJAK | Energy Solutions International | Energy Solutions International | F-14VX-N4H-40-FR | Indoor Luminaires | Linear Ambient | Direct Linear Ambient Luminaires | Premium | FALSE | [9 empty] | 6/24/2015 | Dimmable | Continuous (Can dim down to ≤ 10% (W)) | Not Yet Verified |  |  | 4256 | 112 | 38 | 6.61 | 0.9952 | 4000 | 83.11
PJ8H17FG | Energy Solutions International | Energy Solutions International | F-14VX-N4V-40-FR | Indoor Luminaires | Linear Ambient | Direct Linear Ambient Luminaires | Premium | FALSE | [9 empty] | 6/24/2015 | Dimmable | Continuous (Can dim down to ≤ 10% (W)) | Not Yet Verified |  |  | 4643.98 | 111.1 | 41.8 | 6.61 | 0.9952 | 4000 | 83.11
P1MXBF62 | Energy Solutions International | Energy Solutions International | F-14VX-N4M-50-FR | Indoor Luminaires | Linear Ambient | Direct Linear Ambient Luminaires | Premium | FALSE | [9 empty] | 6/24/2015 | Dimmable | Continuous (Can dim down to ≤ 10% (W)) | Not Yet Verified |  |  | 3480 | 116 | 30 | 6.61 | 0.9952 | 5258 | 83.11
P1QB8X1J | Energy Solutions International | Energy Solutions International | F-14VX-N4S-50-FR | Indoor Luminaires | Linear Ambient | Direct Linear Ambient Luminaires | Premium | FALSE | [9 empty] | 6/24/2015 | Dimmable | Continuous (Can dim down to ≤ 10% (W)) | Not Yet Verified |  |  | 3990 | 114 | 35 | 6.61 | 0.9952 | 5258 | 83.11
PDGT6SAK | Energy Solutions International | Energy Solutions International | F-14VX-N4H-50-FR | Indoor Luminaires | Linear Ambient | Direct Linear Ambient Luminaires | Premium | FALSE | [9 empty] | 6/24/2015 | Dimmable | Continuous (Can dim down to ≤ 10% (W)) | Not Yet Verified |  |  | 4256 | 112 | 38 | 6.61 | 0.9952 | 5258 | 83.11
PZ3ZYVMP | Energy Solutions International | Energy Solutions International | F-14VX-N4V-50-FR | Indoor Luminaires | Linear Ambient | Direct Linear Ambient Luminaires | Premium | FALSE | [9 empty] | 6/24/2015 | Dimmable | Continuous (Can dim down to ≤ 10% (W)) | Not Yet Verified |  |  | 4643.98 | 111.1 | 41.8 | 6.61 | 0.9952 | 5258 | 83.11
PRZ9VS2X | Energy Solutions International | Energy Solutions International | F-18VX-N4M-35-FR | Indoor Luminaires | Linear Ambient | Direct Linear Ambient Luminaires | Premium | FALSE | [9 empty] | 6/24/2015 | Dimmable | Continuous (Can dim down to ≤ 10% (W)) | Not Yet Verified |  |  | 6960 | 116 | 60 | 6.61 | 0.9952 | 3583 | 83.11
PFRV8RMS | Energy Solutions International | Energy Solutions International | F-18VX-N4S-35-FR | Indoor Luminaires | Linear Ambient | Direct Linear Ambient Luminaires | Premium | FALSE | [9 empty] | 6/24/2015 | Dimmable | Continuous (Can dim down to ≤ 10% (W)) | Not Yet Verified |  |  | 7980 | 114 | 70 | 6.61 | 0.9952 | 3583 | 83.11
PAGZWJAF | Energy Solutions International | Energy Solutions International | F-18VX-N4H-35-FR | Indoor Luminaires | Linear Ambient | Direct Linear Ambient Luminaires | Premium | FALSE | [9 empty] | 6/24/2015 | Dimmable | Continuous (Can dim down to ≤ 10% (W)) | Not Yet Verified |  |  | 8512 | 112 | 76 | 6.61 | 0.9952 | 3583 | 83.11
P115QF7A | Energy Solutions International | Energy Solutions International | F-18VX-N4V-35-FR | Indoor Luminaires | Linear Ambient | Direct Linear Ambient Luminaires | Premium | FALSE | [9 empty] | 6/24/2015 | Dimmable | Continuous (Can dim down to ≤ 10% (W)) | Not Yet Verified |  |  | 9287.96 | 111.1 | 83.6 | 6.61 | 0.9952 | 3583 | 83.11
PU8PWVNK | Energy Solutions International | Energy Solutions International | F-18VX-N4M-40-FR | Indoor Luminaires | Linear Ambient | Direct Linear Ambient Luminaires | Premium | FALSE | [9 empty] | 6/24/2015 | Dimmable | Continuous (Can dim down to ≤ 10% (W)) | Not Yet Verified |  |  | 6960 | 116 | 60 | 6.61 | 0.9952 | 4000 | 83.11
P1CNF9W7 | Energy Solutions International | Energy Solutions International | F-18VX-N4S-40-FR | Indoor Luminaires | Linear Ambient | Direct Linear Ambient Luminaires | Premium | FALSE | [9 empty] | 6/24/2015 | Dimmable | Continuous (Can dim down to ≤ 10% (W)) | Not Yet Verified |  |  | 7980 | 114 | 70 | 6.61 | 0.9952 | 4000 | 83.11
P287BY3Z | Energy Solutions International | Energy Solutions International | F-18VX-N4H-40-FR | Indoor Luminaires | Linear Ambient | Direct Linear Ambient Luminaires | Premium | FALSE | [9 empty] | 6/24/2015 | Dimmable | Continuous (Can dim down to ≤ 10% (W)) | Not Yet Verified |  |  | 8512 | 112 | 76 | 6.61 | 0.9952 | 4000 | 83.11
PVABKKGZ | Energy Solutions International | Energy Solutions International | F-18VX-N4V-40-FR | Indoor Luminaires | Linear Ambient | Direct Linear Ambient Luminaires | Premium | FALSE | [9 empty] | 6/24/2015 | Dimmable | Continuous (Can dim down to ≤ 10% (W)) | Not Yet Verified |  |  | 9287.96 | 111.1 | 83.6 | 6.61 | 0.9952 | 4000 | 83.11
P8EFK4XW | Energy Solutions International | Energy Solutions International | F-18VX-N4M-50-FR | Indoor Luminaires | Linear Ambient | Direct Linear Ambient Luminaires | Premium | FALSE | [9 empty] | 6/24/2015 | Dimmable | Continuous (Can dim down to ≤ 10% (W)) | Not Yet Verified |  |  | 6960 | 116 | 60 | 6.61 | 0.9952 | 5258 | 83.11
PTFN58GJ | Energy Solutions International | Energy Solutions International | F-18VX-N4S-50-FR | Indoor Luminaires | Linear Ambient | Direct Linear Ambient Luminaires | Premium | FALSE | [9 empty] | 6/24/2015 | Dimmable | Continuous (Can dim down to ≤ 10% (W)) | Not Yet Verified |  |  | 7980 | 114 | 70 | 6.61 | 0.9952 | 5258 | 83.11
PEMRKQH9 | Energy Solutions International | Energy Solutions International | F-18VX-N4H-50-FR | Indoor Luminaires | Linear Ambient | Direct Linear Ambient Luminaires | Premium | FALSE | [9 empty] | 6/24/2015 | Dimmable | Continuous (Can dim down to ≤ 10% (W)) | Not Yet Verified |  |  | 8512 | 112 | 76 | 6.61 | 0.9952 | 5258 | 83.11
P38NSDK9 | Energy Solutions International | Energy Solutions International | F-18VX-N4V-50-FR | Indoor Luminaires | Linear Ambient | Direct Linear Ambient Luminaires | Premium | FALSE | [9 empty] | 6/24/2015 | Dimmable | Continuous (Can dim down to ≤ 10% (W)) | Not Yet Verified |  |  | 9287.96 | 111.1 | 83.6 | 6.61 | 0.9952 | 5258 | 83.11
PPEN2RK1 | Energy Solutions International | Energy Solutions International | F-14VX-N4S-35-FR | Indoor Luminaires | Linear Ambient | Direct Linear Ambient Luminaires | Premium | FALSE | [9 empty] | 6/24/2015 | Dimmable | Continuous (Can dim down to ≤ 10% (W)) | Not Yet Verified |  |  | 3990 | 114 | 35 | 6.61 | 0.9952 | 3583 | 83.11
PXVMEB4D | Energy Solutions International | Energy Solutions International | F-14VX-N4H-35-FR | Indoor Luminaires | Linear Ambient | Direct Linear Ambient Luminaires | Premium | FALSE | [9 empty] | 6/24/2015 | Dimmable | Continuous (Can dim down to ≤ 10% (W)) | Not Yet Verified |  |  | 4256 | 112 | 38 | 6.61 | 0.9952 | 3583 | 83.11
PG34US1F | Energy Solutions International | Energy Solutions International | F-14VX-N4L-40-FR | Indoor Luminaires | Linear Ambient | Direct Linear Ambient Luminaires | Premium | FALSE | [9 empty] | 1/27/2016 | Dimmable | Continuous (Can dim down to ≤ 10% (W)) | Not Yet Verified |  |  | 2216 | 122 | 18.2 | 17.53 | 0.9291 | 4000 | 84.54
PUPMTWDJ | Energy Solutions International | Energy Solutions International | F-14VX-N4L-50-FR | Indoor Luminaires | Linear Ambient | Direct Linear Ambient Luminaires | Premium | FALSE | [9 empty] | 1/27/2016 | Dimmable | Continuous (Can dim down to ≤ 10% (W)) | Not Yet Verified |  |  | 2216 | 122 | 18.2 | 17.53 | 0.9291 | 5258 | 84.54
PVFV75CF | Energy Solutions International | Energy Solutions International | F-14VX-N4N-35-FR | Indoor Luminaires | Linear Ambient | Direct Linear Ambient Luminaires | Premium | FALSE | [9 empty] | 1/27/2016 | Dimmable | Continuous (Can dim down to ≤ 10% (W)) | Not Yet Verified |  |  | 2950 | 118 | 25 | 17.53 | 0.9291 | 3530 | 84.54
PQUFWXTK | Energy Solutions International | Energy Solutions International | F-14VX-N4N-40-FR | Indoor Luminaires | Linear Ambient | Direct Linear Ambient Luminaires | Premium | FALSE | [9 empty] | 1/27/2016 | Dimmable | Continuous (Can dim down to ≤ 10% (W)) | Not Yet Verified |  |  | 2950 | 118 | 25 | 17.53 | 0.9291 | 4000 | 84.54
PS1XFSZY | Energy Solutions International | Energy Solutions International | F-14VX-N4N-50-FR | Indoor Luminaires | Linear Ambient | Direct Linear Ambient Luminaires | Premium | FALSE | [9 empty] | 1/27/2016 | Dimmable | Continuous (Can dim down to ≤ 10% (W)) | Not Yet Verified |  |  | 2950 | 118 | 25 | 17.53 | 0.9291 | 5258 | 84.54
PQGZT3QN | Energy Solutions International | Energy Solutions International | F-18VX-N4VL-35-FR | Indoor Luminaires | Linear Ambient | Direct Linear Ambient Luminaires | Premium | FALSE | [9 empty] | 1/27/2016 | Dimmable | Continuous (Can dim down to ≤ 10% (W)) | Not Yet Verified |  |  | 3050 | 122 | 25 | 17.53 | 0.9291 | 3530 | 84.54
PH3SK6SJ | Energy Solutions International | Energy Solutions International | F-18VX-N4VL-40-FR | Indoor Luminaires | Linear Ambient | Direct Linear Ambient Luminaires | Premium | FALSE | [9 empty] | 1/27/2016 | Dimmable | Continuous (Can dim down to ≤ 10% (W)) | Not Yet Verified |  |  | 3050 | 122 | 25 | 17.53 | 0.9291 | 4000 | 84.54
P7RXHE62 | Energy Solutions International | Energy Solutions International | F-18VX-N4VL-50-FR | Indoor Luminaires | Linear Ambient | Direct Linear Ambient Luminaires | Premium | FALSE | [9 empty] | 1/27/2016 | Dimmable | Continuous (Can dim down to ≤ 10% (W)) | Not Yet Verified |  |  | 3050 | 122 | 25 | 17.53 | 0.9291 | 5258 | 84.54
PHY74G6C | Energy Solutions International | Energy Solutions International | F-18VX-N4LL-35-FR | Indoor Luminaires | Linear Ambient | Direct Linear Ambient Luminaires | Premium | FALSE | [9 empty] | 1/27/2016 | Dimmable | Continuous (Can dim down to ≤ 10% (W)) | Not Yet Verified |  |  | 3600 | 120 | 30 | 17.53 | 0.9291 | 3530 | 84.54
PXYMEPVF | Energy Solutions International | Energy Solutions International | F-18VX-N4LL-40-FR | Indoor Luminaires | Linear Ambient | Direct Linear Ambient Luminaires | Premium | FALSE | [9 empty] | 1/27/2016 | Dimmable | Continuous (Can dim down to ≤ 10% (W)) | Not Yet Verified |  |  | 3600 | 120 | 30 | 17.53 | 0.9291 | 4000 | 84.54
P86QCX3F | Energy Solutions International | Energy Solutions International | F-18VX-N4LL-50-FR | Indoor Luminaires | Linear Ambient | Direct Linear Ambient Luminaires | Premium | FALSE | [9 empty] | 1/27/2016 | Dimmable | Continuous (Can dim down to ≤ 10% (W)) | Not Yet Verified |  |  | 3600 | 120 | 30 | 17.53 | 0.9291 | 5258 | 84.54
P2YM2AAV | Energy Solutions International | Energy Solutions International | F-18VX-N4L-35-FR | Indoor Luminaires | Linear Ambient | Direct Linear Ambient Luminaires | Premium | FALSE | [9 empty] | 1/27/2016 | Dimmable | Continuous (Can dim down to ≤ 10% (W)) | Not Yet Verified |  |  | 4484 | 118 | 38 | 17.53 | 0.9291 | 3530 | 84.54
PKA7N46G | Energy Solutions International | Energy Solutions International | F-18VX-N4L-40-FR | Indoor Luminaires | Linear Ambient | Direct Linear Ambient Luminaires | Premium | FALSE | [9 empty] | 1/27/2016 | Dimmable | Continuous (Can dim down to ≤ 10% (W)) | Not Yet Verified |  |  | 4484 | 118 | 38 | 17.53 | 0.9291 | 4000 | 84.54
PT2YVTKW | Energy Solutions International | Energy Solutions International | F-18VX-N4L-50-FR | Indoor Luminaires | Linear Ambient | Direct Linear Ambient Luminaires | Premium | FALSE | [9 empty] | 1/27/2016 | Dimmable | Continuous (Can dim down to ≤ 10% (W)) | Not Yet Verified |  |  | 4484 | 118 | 38 | 17.53 | 0.9291 | 5258 | 84.54
PDEES6D8 | Energy Solutions International | Energy Solutions International | F-18VX-N4N-35-FR | Indoor Luminaires | Linear Ambient | Direct Linear Ambient Luminaires | Premium | FALSE | [9 empty] | 1/27/2016 | Dimmable | Continuous (Can dim down to ≤ 10% (W)) | Not Yet Verified |  |  | 5967 | 117 | 51 | 17.53 | 0.9291 | 3530 | 84.54
PVGESCWR | Energy Solutions International | Energy Solutions International | F-18VX-N4N-40-FR | Indoor Luminaires | Linear Ambient | Direct Linear Ambient Luminaires | Premium | FALSE | [9 empty] | 1/27/2016 | Dimmable | Continuous (Can dim down to ≤ 10% (W)) | Not Yet Verified |  |  | 5967 | 117 | 51 | 17.53 | 0.9291 | 4000 | 84.54
P9WBG6TN | Energy Solutions International | Energy Solutions International | F-18VX-N4N-50-FR | Indoor Luminaires | Linear Ambient | Direct Linear Ambient Luminaires | Premium | FALSE | [9 empty] | 1/27/2016 | Dimmable | Continuous (Can dim down to ≤ 10% (W)) | Not Yet Verified |  |  | 5967 | 117 | 51 | 17.53 | 0.9291 | 5258 | 84.54
PYR2G88Z | Energy Solutions International | Energy Solutions International | F-18VX-N4NL-35-FR | Indoor Luminaires | Linear Ambient | Direct Linear Ambient Luminaires | Premium | FALSE | [9 empty] | 3/29/2016 | Dimmable | Continuous (Can dim down to ≤ 10% (W)) | Not Yet Verified |  |  | 5616 | 117 | 48 | 17.534 | 0.9291 | 3530 | 84.54
PBERWAHB | Energy Solutions International | Energy Solutions International | F-18VX-N4NL-40-FR | Indoor Luminaires | Linear Ambient | Direct Linear Ambient Luminaires | Premium | FALSE | [9 empty] | 3/29/2016 | Dimmable | Continuous (Can dim down to ≤ 10% (W)) | Not Yet Verified |  |  | 5616 | 117 | 48 | 17.534 | 0.9291 | 4000 | 84.54
PK782VV2 | Energy Solutions International | Energy Solutions International | F-18VX-N4NL-50-FR | Indoor Luminaires | Linear Ambient | Direct Linear Ambient Luminaires | Premium | FALSE | [9 empty] | 3/29/2016 | Dimmable | Continuous (Can dim down to ≤ 10% (W)) | Not Yet Verified |  |  | 5616 | 117 | 48 | 17.534 | 0.9291 | 5258 | 84.54
P92CJHS2 | Energy Solutions International | ESI | F-14VX-N4LG2-50-FR-[D,blank] | Indoor Luminaires | Linear Ambient | Direct Linear Ambient Luminaires | Premium | TRUE | 2069 | 133.1 | 15.543 | 14.402 | 0.8881 | 5149 | 84.3 | 5 | 50000 | 10/7/2016 | Dimmable | Continuous (Can dim down to ≤ 10% (W)) | Yes |  | 4 | 2059 | 134 | 15.3 | 14.4 | 0.89 | 5149 | 84.3
PYNDCG8F | Energy Solutions International | ESI | F-14VX-N4VG2-35-FR-[D,blank] | Indoor Luminaires | Linear Ambient | Direct Linear Ambient Luminaires | Premium | TRUE | 4208 | 128.5 | 32.74 | 14.402 | 0.8881 | 3577 | 84.14 | 5 | 50000 | 10/7/2016 | Dimmable | Continuous (Can dim down to ≤ 10% (W)) | Yes |  | 4 | 4208 | 129 | 32.7 | 14.4 | 0.89 | 3577 | 84.1
PUZ5QXD6 | Energy Solutions International | ESI | F-18VX-N4VLG2-35-FR-[D,blank] | Indoor Luminaires | Linear Ambient | Direct Linear Ambient Luminaires | Premium | TRUE | 2931 | 135.5 | 21.64 | 14.402 | 0.8881 | 3577 | 84.14 | 5 | 50000 | 10/7/2016 | Dimmable | Continuous (Can dim down to ≤ 10% (W)) | Yes |  | 4 | 2931 | 135 | 21.6 | 14.4 | 0.89 | 3577 | 84.1
P9NUKS4J | Energy Solutions International | ESI | F-14VX-N4LG2-35-FR-[D,blank] | Indoor Luminaires | Linear Ambient | Direct Linear Ambient Luminaires | Premium | FALSE | [9 empty] | 10/7/2016 | Dimmable | Continuous (Can dim down to ≤ 10% (W)) | Yes |  |  | 2059 | 134 | 15.3 | 14.4 | 0.89 | 3577 | 84.1
PPRRQ8TS | Energy Solutions International | ESI | F-14VX-N4LG2-40-FR-[D,blank] | Indoor Luminaires | Linear Ambient | Direct Linear Ambient Luminaires | Premium | FALSE | [9 empty] | 10/7/2016 | Dimmable | Continuous (Can dim down to ≤ 10% (W)) | Yes |  |  | 2059 | 134 | 15.3 | 14.4 | 0.89 | 4000 | 84.2
PBVP4MW8 | Energy Solutions International | ESI | F-14VX-N4NG2-35-FR-[D,blank] | Indoor Luminaires | Linear Ambient | Direct Linear Ambient Luminaires | Premium | FALSE | [9 empty] | 10/7/2016 | Dimmable | Continuous (Can dim down to ≤ 10% (W)) | Yes |  |  | 2730 | 133 | 20.5 | 14.4 | 0.89 | 3577 | 84.1
P49AFS7M | Energy Solutions International | ESI | F-14VX-N4NG2-40-FR-[D,blank] | Indoor Luminaires | Linear Ambient | Direct Linear Ambient Luminaires | Premium | FALSE | [9 empty] | 10/7/2016 | Dimmable | Continuous (Can dim down to ≤ 10% (W)) | Yes |  |  | 2730 | 133 | 20.5 | 14.4 | 0.89 | 4000 | 84.2
PVT6TMKT | Energy Solutions International | ESI | F-14VX-N4NG2-50-FR-[D,blank] | Indoor Luminaires | Linear Ambient | Direct Linear Ambient Luminaires | Premium | FALSE | [9 empty] | 10/7/2016 | Dimmable | Continuous (Can dim down to ≤ 10% (W)) | Yes |  |  | 2730 | 133 | 20.5 | 14.4 | 0.89 | 5149 | 84.3
PN9V7M7M | Energy Solutions International | ESI | F-14VX-N4MG2-35-FR-[D,blank] | Indoor Luminaires | Linear Ambient | Direct Linear Ambient Luminaires | Premium | FALSE | [9 empty] | 10/7/2016 | Dimmable | Continuous (Can dim down to ≤ 10% (W)) | Yes |  |  | 3145 | 132 | 23.8 | 14.4 | 0.89 | 3577 | 84.1
PCYXD81E | Energy Solutions International | ESI | F-14VX-N4MG2-40-FR-[D,blank] | Indoor Luminaires | Linear Ambient | Direct Linear Ambient Luminaires | Premium | FALSE | [9 empty] | 10/7/2016 | Dimmable | Continuous (Can dim down to ≤ 10% (W)) | Yes |  |  | 3145 | 132 | 23.8 | 14.4 | 0.89 | 4000 | 84.2
PU813FXE | Energy Solutions International | ESI | F-14VX-N4MG2-50-FR-[D,blank] | Indoor Luminaires | Linear Ambient | Direct Linear Ambient Luminaires | Premium | FALSE | [9 empty] | 10/7/2016 | Dimmable | Continuous (Can dim down to ≤ 10% (W)) | Yes |  |  | 3145 | 132 | 23.8 | 14.4 | 0.89 | 5149 | 84.3
PPUEA673 | Energy Solutions International | ESI | F-14VX-N4SG2-35-FR-[D,blank] | Indoor Luminaires | Linear Ambient | Direct Linear Ambient Luminaires | Premium | FALSE | [9 empty] | 10/7/2016 | Dimmable | Continuous (Can dim down to ≤ 10% (W)) | Yes |  |  | 3597 | 131 | 27.4 | 14.4 | 0.89 | 3577 | 84.1
P7V6XG9Z | Energy Solutions International | ESI | F-14VX-N4SG2-40-FR-[D,blank] | Indoor Luminaires | Linear Ambient | Direct Linear Ambient Luminaires | Premium | FALSE | [9 empty] | 10/7/2016 | Dimmable | Continuous (Can dim down to ≤ 10% (W)) | Yes |  |  | 3597 | 131 | 27.4 | 14.4 | 0.89 | 4000 | 84.2
PW369ZX2 | Energy Solutions International | ESI | F-14VX-N4SG2-50-FR-[D,blank] | Indoor Luminaires | Linear Ambient | Direct Linear Ambient Luminaires | Premium | FALSE | [9 empty] | 10/7/2016 | Dimmable | Continuous (Can dim down to ≤ 10% (W)) | Yes |  |  | 3597 | 131 | 27.4 | 14.4 | 0.89 | 5149 | 84.3
PKPBTFFA | Energy Solutions International | ESI | F-14VX-N4HG2-35-FR-[D,blank] | Indoor Luminaires | Linear Ambient | Direct Linear Ambient Luminaires | Premium | FALSE | [9 empty] | 10/7/2016 | Dimmable | Continuous (Can dim down to ≤ 10% (W)) | Yes |  |  | 3883 | 131 | 29.7 | 14.4 | 0.89 | 3577 | 84.1
PVE1EYP9 | Energy Solutions International | ESI | F-14VX-N4HG2-40-FR-[D,blank] | Indoor Luminaires | Linear Ambient | Direct Linear Ambient Luminaires | Premium | FALSE | [9 empty] | 10/7/2016 | Dimmable | Continuous (Can dim down to ≤ 10% (W)) | Yes |  |  | 3883 | 131 | 29.7 | 14.4 | 0.89 | 4000 | 84.2
PRQ7R9TE | Energy Solutions International | ESI | F-14VX-N4HG2-50-FR-[D,blank] | Indoor Luminaires | Linear Ambient | Direct Linear Ambient Luminaires | Premium | FALSE | [9 empty] | 10/7/2016 | Dimmable | Continuous (Can dim down to ≤ 10% (W)) | Yes |  |  | 3883 | 131 | 29.7 | 14.4 | 0.89 | 5149 | 84.3
PD2S12R8 | Energy Solutions International | ESI | F-14VX-N4VG2-40-FR-[D,blank] | Indoor Luminaires | Linear Ambient | Direct Linear Ambient Luminaires | Premium | FALSE | [9 empty] | 10/7/2016 | Dimmable | Continuous (Can dim down to ≤ 10% (W)) | Yes |  |  | 4208 | 129 | 32.7 | 14.4 | 0.89 | 4000 | 84.2
PE43S9PC | Energy Solutions International | ESI | F-14VX-N4VG2-50-FR-[D,blank] | Indoor Luminaires | Linear Ambient | Direct Linear Ambient Luminaires | Premium | FALSE | [9 empty] | 10/7/2016 | Dimmable | Continuous (Can dim down to ≤ 10% (W)) | Yes |  |  | 4208 | 129 | 32.7 | 14.4 | 0.89 | 5149 | 84.3
PFCSZ23N | Energy Solutions International | ESI | F-18VX-N4VLG2-40-FR-[D,blank] | Indoor Luminaires | Linear Ambient | Direct Linear Ambient Luminaires | Premium | FALSE | [9 empty] | 10/7/2016 | Dimmable | Continuous (Can dim down to ≤ 10% (W)) | Yes |  |  | 2931 | 135 | 21.6 | 14.4 | 0.89 | 4000 | 84.2
PQESUV1E | Energy Solutions International | ESI | F-18VX-N4VLG2-50-FR-[D,blank] | Indoor Luminaires | Linear Ambient | Direct Linear Ambient Luminaires | Premium | FALSE | [9 empty] | 10/7/2016 | Dimmable | Continuous (Can dim down to ≤ 10% (W)) | Yes |  |  | 2931 | 135 | 21.6 | 14.4 | 0.89 | 5149 | 84.3
PP9TZEWG | Energy Solutions International | ESI | F-18VX-N4LLG2-35-FR-[D,blank] | Indoor Luminaires | Linear Ambient | Direct Linear Ambient Luminaires | Premium | FALSE | [9 empty] | 10/7/2016 | Dimmable | Continuous (Can dim down to ≤ 10% (W)) | Yes |  |  | 3314 | 135 | 24.5 | 14.4 | 0.89 | 3577 | 84.1
PWV3Q1CQ | Energy Solutions International | ESI | F-18VX-N4LLG2-40-FR-[D,blank] | Indoor Luminaires | Linear Ambient | Direct Linear Ambient Luminaires | Premium | FALSE | [9 empty] | 10/7/2016 | Dimmable | Continuous (Can dim down to ≤ 10% (W)) | Yes |  |  | 3314 | 135 | 24.5 | 14.4 | 0.89 | 4000 | 84.2
PK7XZA6J | Energy Solutions International | ESI | F-18VX-N4LLG2-50-FR-[D,blank] | Indoor Luminaires | Linear Ambient | Direct Linear Ambient Luminaires | Premium | FALSE | [9 empty] | 10/7/2016 | Dimmable | Continuous (Can dim down to ≤ 10% (W)) | Yes |  |  | 3314 | 135 | 24.5 | 14.4 | 0.89 | 5149 | 84.3
PMQ1H13Y | Energy Solutions International | ESI | F-18VX-N4LG2-35-FR-[D,blank] | Indoor Luminaires | Linear Ambient | Direct Linear Ambient Luminaires | Premium | FALSE | [9 empty] | 10/7/2016 | Dimmable | Continuous (Can dim down to ≤ 10% (W)) | Yes |  |  | 3949 | 135 | 29.4 | 14.4 | 0.89 | 3577 | 84.1
PW9GFZ32 | Energy Solutions International | ESI | F-18VX-N4LG2-40-FR-[D,blank] | Indoor Luminaires | Linear Ambient | Direct Linear Ambient Luminaires | Premium | FALSE | [9 empty] | 10/7/2016 | Dimmable | Continuous (Can dim down to ≤ 10% (W)) | Yes |  |  | 3949 | 135 | 29.4 | 14.4 | 0.89 | 4000 | 84.2
P5J2526U | Energy Solutions International | ESI | F-18VX-N4LG2-50-FR-[D,blank] | Indoor Luminaires | Linear Ambient | Direct Linear Ambient Luminaires | Premium | FALSE | [9 empty] | 10/7/2016 | Dimmable | Continuous (Can dim down to ≤ 10% (W)) | Yes |  |  | 3949 | 135 | 29.4 | 14.4 | 0.89 | 5149 | 84.3
PTZKA17D | Energy Solutions International | ESI | F-18VX-N4NLG2-35-FR-[D,blank] | Indoor Luminaires | Linear Ambient | Direct Linear Ambient Luminaires | Premium | FALSE | [9 empty] | 10/7/2016 | Dimmable | Continuous (Can dim down to ≤ 10% (W)) | Yes |  |  | 4958 | 134 | 37.1 | 14.4 | 0.89 | 3577 | 84.1
PH54V46B | Energy Solutions International | ESI | F-18VX-N4NLG2-40-FR-[D,blank] | Indoor Luminaires | Linear Ambient | Direct Linear Ambient Luminaires | Premium | FALSE | [9 empty] | 10/7/2016 | Dimmable | Continuous (Can dim down to ≤ 10% (W)) | Yes |  |  | 4958 | 134 | 37.1 | 14.4 | 0.89 | 4000 | 84.2
PU3SP4TA | Energy Solutions International | ESI | F-18VX-N4NLG2-50-FR-[D,blank] | Indoor Luminaires | Linear Ambient | Direct Linear Ambient Luminaires | Premium | FALSE | [9 empty] | 10/7/2016 | Dimmable | Continuous (Can dim down to ≤ 10% (W)) | Yes |  |  | 4958 | 134 | 37.1 | 14.4 | 0.89 | 5149 | 84.3
PVWHAJXR | Energy Solutions International | ESI | F-18VX-N4NG2-35-FR-[D,blank] | Indoor Luminaires | Linear Ambient | Direct Linear Ambient Luminaires | Premium | FALSE | [9 empty] | 10/7/2016 | Dimmable | Continuous (Can dim down to ≤ 10% (W)) | Yes |  |  | 5334 | 133 | 40 | 14.4 | 0.89 | 3577 | 84.1
PX54JA14 | Energy Solutions International | ESI | F-18VX-N4NG2-40-FR-[D,blank] | Indoor Luminaires | Linear Ambient | Direct Linear Ambient Luminaires | Premium | FALSE | [9 empty] | 10/7/2016 | Dimmable | Continuous (Can dim down to ≤ 10% (W)) | Yes |  |  | 5334 | 133 | 40 | 14.4 | 0.89 | 4000 | 84.2
P1RGA5VN | Energy Solutions International | ESI | F-18VX-N4NG2-50-FR-[D,blank] | Indoor Luminaires | Linear Ambient | Direct Linear Ambient Luminaires | Premium | FALSE | [9 empty] | 10/7/2016 | Dimmable | Continuous (Can dim down to ≤ 10% (W)) | Yes |  |  | 5334 | 133 | 40 | 14.4 | 0.89 | 5149 | 84.3
PENW671K | Energy Solutions International | ESI | F-18VX-N4MG2-35-FR-[D,blank] | Indoor Luminaires | Linear Ambient | Direct Linear Ambient Luminaires | Premium | FALSE | [9 empty] | 10/7/2016 | Dimmable | Continuous (Can dim down to ≤ 10% (W)) | Yes |  |  | 6290 | 132 | 47.5 | 14.4 | 0.89 | 3577 | 84.1
PSKR7NT7 | Energy Solutions International | ESI | F-18VX-N4MG2-40-FR-[D,blank] | Indoor Luminaires | Linear Ambient | Direct Linear Ambient Luminaires | Premium | FALSE | [9 empty] | 10/7/2016 | Dimmable | Continuous (Can dim down to ≤ 10% (W)) | Yes |  |  | 6290 | 132 | 47.5 | 14.4 | 0.89 | 4000 | 84.2
PCCARJYV | Energy Solutions International | ESI | F-18VX-N4MG2-50-FR-[D,blank] | Indoor Luminaires | Linear Ambient | Direct Linear Ambient Luminaires | Premium | FALSE | [9 empty] | 10/7/2016 | Dimmable | Continuous (Can dim down to ≤ 10% (W)) | Yes |  |  | 6290 | 132 | 47.5 | 14.4 | 0.89 | 5149 | 84.3
P9AM4EG4 | Energy Solutions International | ESI | F-18VX-N4SG2-35-FR-[D,blank] | Indoor Luminaires | Linear Ambient | Direct Linear Ambient Luminaires | Premium | FALSE | [9 empty] | 10/7/2016 | Dimmable | Continuous (Can dim down to ≤ 10% (W)) | Yes |  |  | 7277 | 131 | 55.4 | 14.4 | 0.89 | 3577 | 84.1
PMJP88XR | Energy Solutions International | ESI | F-18VX-N4SG2-40-FR-[D,blank] | Indoor Luminaires | Linear Ambient | Direct Linear Ambient Luminaires | Premium | FALSE | [9 empty] | 10/7/2016 | Dimmable | Continuous (Can dim down to ≤ 10% (W)) | Yes |  |  | 7277 | 131 | 55.4 | 14.4 | 0.89 | 4000 | 84.2
PJXEM7EE | Energy Solutions International | ESI | F-18VX-N4SG2-50-FR-[D,blank] | Indoor Luminaires | Linear Ambient | Direct Linear Ambient Luminaires | Premium | FALSE | [9 empty] | 10/7/2016 | Dimmable | Continuous (Can dim down to ≤ 10% (W)) | Yes |  |  | 7277 | 131 | 55.4 | 14.4 | 0.89 | 5149 | 84.3
PUPMXH6X | Energy Solutions International | ESI | F-18VX-N4HG2-35-FR-[D,blank] | Indoor Luminaires | Linear Ambient | Direct Linear Ambient Luminaires | Premium | FALSE | [9 empty] | 10/7/2016 | Dimmable | Continuous (Can dim down to ≤ 10% (W)) | Yes |  |  | 7848 | 131 | 60 | 14.4 | 0.89 | 3577 | 84.1
PPFUV63E | Energy Solutions International | ESI | F-18VX-N4HG2-40-FR-[D,blank] | Indoor Luminaires | Linear Ambient | Direct Linear Ambient Luminaires | Premium | FALSE | [9 empty] | 10/7/2016 | Dimmable | Continuous (Can dim down to ≤ 10% (W)) | Yes |  |  | 7848 | 131 | 60 | 14.4 | 0.89 | 4000 | 84.2
PMJB3TSE | Energy Solutions International | ESI | F-18VX-N4HG2-50-FR-[D,blank] | Indoor Luminaires | Linear Ambient | Direct Linear Ambient Luminaires | Premium | FALSE | [9 empty] | 10/7/2016 | Dimmable | Continuous (Can dim down to ≤ 10% (W)) | Yes |  |  | 7848 | 131 | 60 | 14.4 | 0.89 | 5149 | 84.3
PAB8P5S4 | Energy Solutions International | ESI | F-18VX-N4VG2-35-FR-[D,blank] | Indoor Luminaires | Linear Ambient | Direct Linear Ambient Luminaires | Premium | FALSE | [9 empty] | 10/7/2016 | Dimmable | Continuous (Can dim down to ≤ 10% (W)) | Yes |  |  | 8416 | 129 | 65.4 | 14.4 | 0.89 | 3577 | 84.1
PR6DNTQQ | Energy Solutions International | ESI | F-18VX-N4VG2-40-FR-[D,blank] | Indoor Luminaires | Linear Ambient | Direct Linear Ambient Luminaires | Premium | FALSE | [9 empty] | 10/7/2016 | Dimmable | Continuous (Can dim down to ≤ 10% (W)) | Yes |  |  | 8416 | 129 | 65.4 | 14.4 | 0.89 | 4000 | 84.2
PXAF6KF8 | Energy Solutions International | ESI | F-18VX-N4VG2-50-FR-[D,blank] | Indoor Luminaires | Linear Ambient | Direct Linear Ambient Luminaires | Premium | FALSE | [9 empty] | 10/7/2016 | Dimmable | Continuous (Can dim down to ≤ 10% (W)) | Yes |  |  | 8416 | 129 | 65.4 | 14.4 | 0.89 | 5149 | 84.3
PD5NB5M7 | Energy Solutions International | ESI | F-14VX-N4LG2-35-[D,blank] | Indoor Luminaires | Linear Ambient | Direct Linear Ambient Luminaires | Premium | FALSE | [9 empty] | 10/7/2016 | Dimmable | Continuous (Can dim down to ≤ 10% (W)) | Yes |  |  | 2318 | 151 | 15.3 | 14.4 | 0.89 | 3577 | 84.1
PNCUQXAU | Energy Solutions International | ESI | F-14VX-N4LG2-40-[D,blank] | Indoor Luminaires | Linear Ambient | Direct Linear Ambient Luminaires | Premium | FALSE | [9 empty] | 10/7/2016 | Dimmable | Continuous (Can dim down to ≤ 10% (W)) | Yes |  |  | 2318 | 151 | 15.3 | 14.4 | 0.89 | 4000 | 84.2
PMNJPQ47 | Energy Solutions International | ESI | F-14VX-N4LG2-50-[D,blank] | Indoor Luminaires | Linear Ambient | Direct Linear Ambient Luminaires | Premium | FALSE | [9 empty] | 10/7/2016 | Dimmable | Continuous (Can dim down to ≤ 10% (W)) | Yes |  |  | 2318 | 151 | 15.3 | 14.4 | 0.89 | 5149 | 84.3
PKRHNNZZ | Energy Solutions International | ESI | F-14VX-N4NG2-35-[D,blank] | Indoor Luminaires | Linear Ambient | Direct Linear Ambient Luminaires | Premium | FALSE | [9 empty] | 10/7/2016 | Dimmable | Continuous (Can dim down to ≤ 10% (W)) | Yes |  |  | 3074 | 150 | 20.5 | 14.4 | 0.89 | 3577 | 84.1
PJ56GKF7 | Energy Solutions International | ESI | F-14VX-N4NG2-40-[D,blank] | Indoor Luminaires | Linear Ambient | Direct Linear Ambient Luminaires | Premium | FALSE | [9 empty] | 10/7/2016 | Dimmable | Continuous (Can dim down to ≤ 10% (W)) | Yes |  |  | 3074 | 150 | 20.5 | 14.4 | 0.89 | 4000 | 84.2
PGVM9E7C | Energy Solutions International | ESI | F-14VX-N4NG2-50-[D,blank] | Indoor Luminaires | Linear Ambient | Direct Linear Ambient Luminaires | Premium | FALSE | [9 empty] | 10/7/2016 | Dimmable | Continuous (Can dim down to ≤ 10% (W)) | Yes |  |  | 3074 | 150 | 20.5 | 14.4 | 0.89 | 5149 | 84.3
P3U76Q6K | Energy Solutions International | ESI | F-14VX-N4MG2-35-[D,blank] | Indoor Luminaires | Linear Ambient | Direct Linear Ambient Luminaires | Premium | FALSE | [9 empty] | 10/7/2016 | Dimmable | Continuous (Can dim down to ≤ 10% (W)) | Yes |  |  | 3541 | 149 | 23.8 | 14.4 | 0.89 | 3577 | 84.1
PX7T6NA3 | Energy Solutions International | ESI | F-14VX-N4MG2-40-[D,blank] | Indoor Luminaires | Linear Ambient | Direct Linear Ambient Luminaires | Premium | FALSE | [9 empty] | 10/7/2016 | Dimmable | Continuous (Can dim down to ≤ 10% (W)) | Yes |  |  | 3541 | 149 | 23.8 | 14.4 | 0.89 | 4000 | 84.2
PQEZTWGD | Energy Solutions International | ESI | F-14VX-N4MG2-50-[D,blank] | Indoor Luminaires | Linear Ambient | Direct Linear Ambient Luminaires | Premium | FALSE | [9 empty] | 10/7/2016 | Dimmable | Continuous (Can dim down to ≤ 10% (W)) | Yes |  |  | 3541 | 149 | 23.8 | 14.4 | 0.89 | 5149 | 84.3
PHYHN4WE | Energy Solutions International | ESI | F-14VX-N4SG2-35-[D,blank] | Indoor Luminaires | Linear Ambient | Direct Linear Ambient Luminaires | Premium | FALSE | [9 empty] | 10/7/2016 | Dimmable | Continuous (Can dim down to ≤ 10% (W)) | Yes |  |  | 4051 | 148 | 27.4 | 14.4 | 0.89 | 3577 | 84.1
P27PJ75S | Energy Solutions International | ESI | F-14VX-N4SG2-40-[D,blank] | Indoor Luminaires | Linear Ambient | Direct Linear Ambient Luminaires | Premium | FALSE | [9 empty] | 10/7/2016 | Dimmable | Continuous (Can dim down to ≤ 10% (W)) | Yes |  |  | 4051 | 148 | 27.4 | 14.4 | 0.89 | 4000 | 84.2
P6MS74PW | Energy Solutions International | ESI | F-14VX-N4SG2-50-[D,blank] | Indoor Luminaires | Linear Ambient | Direct Linear Ambient Luminaires | Premium | FALSE | [9 empty] | 10/7/2016 | Dimmable | Continuous (Can dim down to ≤ 10% (W)) | Yes |  |  | 4051 | 148 | 27.4 | 14.4 | 0.89 | 5149 | 84.3
P7NM7ED3 | Energy Solutions International | ESI | F-14VX-N4HG2-35-[D,blank] | Indoor Luminaires | Linear Ambient | Direct Linear Ambient Luminaires | Premium | FALSE | [9 empty] | 10/7/2016 | Dimmable | Continuous (Can dim down to ≤ 10% (W)) | Yes |  |  | 4373 | 147 | 29.7 | 14.4 | 0.89 | 3577 | 84.1
PRXRUZ9V | Energy Solutions International | ESI | F-14VX-N4HG2-40-[D,blank] | Indoor Luminaires | Linear Ambient | Direct Linear Ambient Luminaires | Premium | FALSE | [9 empty] | 10/7/2016 | Dimmable | Continuous (Can dim down to ≤ 10% (W)) | Yes |  |  | 4373 | 147 | 29.7 | 14.4 | 0.89 | 4000 | 84.2
P6ZTWJF6 | Energy Solutions International | ESI | F-14VX-N4HG2-50-[D,blank] | Indoor Luminaires | Linear Ambient | Direct Linear Ambient Luminaires | Premium | FALSE | [9 empty] | 10/7/2016 | Dimmable | Continuous (Can dim down to ≤ 10% (W)) | Yes |  |  | 4373 | 147 | 29.7 | 14.4 | 0.89 | 5149 | 84.3
PAEWRFMT | Energy Solutions International | ESI | F-14VX-N4VG2-35-[D,blank] | Indoor Luminaires | Linear Ambient | Direct Linear Ambient Luminaires | Premium | FALSE | [9 empty] | 10/7/2016 | Dimmable | Continuous (Can dim down to ≤ 10% (W)) | Yes |  |  | 4737 | 145 | 32.7 | 14.4 | 0.89 | 3577 | 84.1
P3GW33SK | Energy Solutions International | ESI | F-14VX-N4VG2-40-[D,blank] | Indoor Luminaires | Linear Ambient | Direct Linear Ambient Luminaires | Premium | FALSE | [9 empty] | 10/7/2016 | Dimmable | Continuous (Can dim down to ≤ 10% (W)) | Yes |  |  | 4737 | 145 | 32.7 | 14.4 | 0.89 | 4000 | 84.2
PK6QYTMK | Energy Solutions International | ESI | F-14VX-N4VG2-50-[D,blank] | Indoor Luminaires | Linear Ambient | Direct Linear Ambient Luminaires | Premium | FALSE | [9 empty] | 10/7/2016 | Dimmable | Continuous (Can dim down to ≤ 10% (W)) | Yes |  |  | 4737 | 145 | 32.7 | 14.4 | 0.89 | 5149 | 84.3
PJ71G679 | Energy Solutions International | ESI | F-18VX-N4VLG2-35-[D,blank] | Indoor Luminaires | Linear Ambient | Direct Linear Ambient Luminaires | Premium | FALSE | [9 empty] | 10/7/2016 | Dimmable | Continuous (Can dim down to ≤ 10% (W)) | Yes |  |  | 3300 | 153 | 21.6 | 14.4 | 0.89 | 3577 | 84.1
PW8MUG16 | Energy Solutions International | ESI | F-18VX-N4VLG2-40-[D,blank] | Indoor Luminaires | Linear Ambient | Direct Linear Ambient Luminaires | Premium | FALSE | [9 empty] | 10/7/2016 | Dimmable | Continuous (Can dim down to ≤ 10% (W)) | Yes |  |  | 3300 | 153 | 21.6 | 14.4 | 0.89 | 4000 | 84.2
PHZS93JX | Energy Solutions International | ESI | F-18VX-N4VLG2-50-[D,blank] | Indoor Luminaires | Linear Ambient | Direct Linear Ambient Luminaires | Premium | FALSE | [9 empty] | 10/7/2016 | Dimmable | Continuous (Can dim down to ≤ 10% (W)) | Yes |  |  | 3300 | 153 | 21.6 | 14.4 | 0.89 | 5149 | 84.3
PQ526SJV | Energy Solutions International | ESI | F-18VX-N4LLG2-35-[D,blank] | Indoor Luminaires | Linear Ambient | Direct Linear Ambient Luminaires | Premium | FALSE | [9 empty] | 10/7/2016 | Dimmable | Continuous (Can dim down to ≤ 10% (W)) | Yes |  |  | 3731 | 152 | 24.5 | 14.4 | 0.89 | 3577 | 84.1
P3D824V1 | Energy Solutions International | ESI | F-18VX-N4LLG2-40-[D,blank] | Indoor Luminaires | Linear Ambient | Direct Linear Ambient Luminaires | Premium | FALSE | [9 empty] | 10/7/2016 | Dimmable | Continuous (Can dim down to ≤ 10% (W)) | Yes |  |  | 3731 | 152 | 24.5 | 14.4 | 0.89 | 4000 | 84.2
PG5HKQTG | Energy Solutions International | ESI | F-18VX-N4LLG2-50-[D,blank] | Indoor Luminaires | Linear Ambient | Direct Linear Ambient Luminaires | Premium | FALSE | [9 empty] | 10/7/2016 | Dimmable | Continuous (Can dim down to ≤ 10% (W)) | Yes |  |  | 3731 | 152 | 24.5 | 14.4 | 0.89 | 5149 | 84.3
PHKHV2PC | Energy Solutions International | ESI | F-18VX-N4LG2-35-[D,blank] | Indoor Luminaires | Linear Ambient | Direct Linear Ambient Luminaires | Premium | FALSE | [9 empty] | 10/7/2016 | Dimmable | Continuous (Can dim down to ≤ 10% (W)) | Yes |  |  | 4447 | 151 | 29.4 | 14.4 | 0.89 | 3577 | 84.1
PF8YZCX4 | Energy Solutions International | ESI | F-18VX-N4LG2-40-[D,blank] | Indoor Luminaires | Linear Ambient | Direct Linear Ambient Luminaires | Premium | FALSE | [9 empty] | 10/7/2016 | Dimmable | Continuous (Can dim down to ≤ 10% (W)) | Yes |  |  | 4447 | 151 | 29.4 | 14.4 | 0.89 | 4000 | 84.2
PB9MPXQ3 | Energy Solutions International | ESI | F-18VX-N4LG2-50-[D,blank] | Indoor Luminaires | Linear Ambient | Direct Linear Ambient Luminaires | Premium | FALSE | [9 empty] | 10/7/2016 | Dimmable | Continuous (Can dim down to ≤ 10% (W)) | Yes |  |  | 4447 | 151 | 29.4 | 14.4 | 0.89 | 5149 | 84.3
P5N3PEFB | Energy Solutions International | ESI | F-18VX-N4NLG2-35-[D,blank] | Indoor Luminaires | Linear Ambient | Direct Linear Ambient Luminaires | Premium | FALSE | [9 empty] | 10/7/2016 | Dimmable | Continuous (Can dim down to ≤ 10% (W)) | Yes |  |  | 5583 | 150 | 37.1 | 14.4 | 0.89 | 3577 | 84.1
P5HYP1RG | Energy Solutions International | ESI | F-18VX-N4NLG2-40-[D,blank] | Indoor Luminaires | Linear Ambient | Direct Linear Ambient Luminaires | Premium | FALSE | [9 empty] | 10/7/2016 | Dimmable | Continuous (Can dim down to ≤ 10% (W)) | Yes |  |  | 5583 | 150 | 37.1 | 14.4 | 0.89 | 4000 | 84.2
PVTK16TW | Energy Solutions International | ESI | F-18VX-N4NLG2-50-[D,blank] | Indoor Luminaires | Linear Ambient | Direct Linear Ambient Luminaires | Premium | FALSE | [9 empty] | 10/7/2016 | Dimmable | Continuous (Can dim down to ≤ 10% (W)) | Yes |  |  | 5583 | 150 | 37.1 | 14.4 | 0.89 | 5149 | 84.3
PFJB287E | Energy Solutions International | ESI | F-18VX-N4NG2-35-[D,blank] | Indoor Luminaires | Linear Ambient | Direct Linear Ambient Luminaires | Premium | FALSE | [9 empty] | 10/7/2016 | Dimmable | Continuous (Can dim down to ≤ 10% (W)) | Yes |  |  | 6007 | 150 | 40 | 14.4 | 0.89 | 3577 | 84.1
P6773DPP | Energy Solutions International | ESI | F-18VX-N4NG2-40-[D,blank] | Indoor Luminaires | Linear Ambient | Direct Linear Ambient Luminaires | Premium | FALSE | [9 empty] | 10/7/2016 | Dimmable | Continuous (Can dim down to ≤ 10% (W)) | Yes |  |  | 6007 | 150 | 40 | 14.4 | 0.89 | 4000 | 84.2
P7RGXHBM | Energy Solutions International | ESI | F-18VX-N4NG2-50-[D,blank] | Indoor Luminaires | Linear Ambient | Direct Linear Ambient Luminaires | Premium | FALSE | [9 empty] | 10/7/2016 | Dimmable | Continuous (Can dim down to ≤ 10% (W)) | Yes |  |  | 6007 | 150 | 40 | 14.4 | 0.89 | 5149 | 84.3
P1AMNGXR | Energy Solutions International | ESI | F-18VX-N4MG2-35-[D,blank] | Indoor Luminaires | Linear Ambient | Direct Linear Ambient Luminaires | Premium | FALSE | [9 empty] | 10/7/2016 | Dimmable | Continuous (Can dim down to ≤ 10% (W)) | Yes |  |  | 7082 | 149 | 47.5 | 14.4 | 0.89 | 3577 | 84.1
PRAY16GZ | Energy Solutions International | ESI | F-18VX-N4MG2-40-[D,blank] | Indoor Luminaires | Linear Ambient | Direct Linear Ambient Luminaires | Premium | FALSE | [9 empty] | 10/7/2016 | Dimmable | Continuous (Can dim down to ≤ 10% (W)) | Yes |  |  | 7082 | 149 | 47.5 | 14.4 | 0.89 | 4000 | 84.2
PD1WFJ68 | Energy Solutions International | ESI | F-18VX-N4MG2-50-[D,blank] | Indoor Luminaires | Linear Ambient | Direct Linear Ambient Luminaires | Premium | FALSE | [9 empty] | 10/7/2016 | Dimmable | Continuous (Can dim down to ≤ 10% (W)) | Yes |  |  | 7082 | 149 | 47.5 | 14.4 | 0.89 | 5149 | 84.3
PK2WWC3Y | Energy Solutions International | ESI | F-18VX-N4SG2-35-[D,blank] | Indoor Luminaires | Linear Ambient | Direct Linear Ambient Luminaires | Premium | FALSE | [9 empty] | 10/7/2016 | Dimmable | Continuous (Can dim down to ≤ 10% (W)) | Yes |  |  | 8194 | 148 | 55.4 | 14.4 | 0.89 | 3577 | 84.1
PCCCXSKR | Energy Solutions International | ESI | F-18VX-N4SG2-40-[D,blank] | Indoor Luminaires | Linear Ambient | Direct Linear Ambient Luminaires | Premium | FALSE | [9 empty] | 10/7/2016 | Dimmable | Continuous (Can dim down to ≤ 10% (W)) | Yes |  |  | 8194 | 148 | 55.4 | 14.4 | 0.89 | 4000 | 84.2
PJ1P2JYQ | Energy Solutions International | ESI | F-18VX-N4SG2-50-[D,blank] | Indoor Luminaires | Linear Ambient | Direct Linear Ambient Luminaires | Premium | FALSE | [9 empty] | 10/7/2016 | Dimmable | Continuous (Can dim down to ≤ 10% (W)) | Yes |  |  | 8194 | 148 | 55.4 | 14.4 | 0.89 | 5149 | 84.3
P6HBHGZ3 | Energy Solutions International | ESI | F-18VX-N4HG2-35-[D,blank] | Indoor Luminaires | Linear Ambient | Direct Linear Ambient Luminaires | Premium | FALSE | [9 empty] | 10/7/2016 | Dimmable | Continuous (Can dim down to ≤ 10% (W)) | Yes |  |  | 8837 | 147 | 60 | 14.4 | 0.89 | 3577 | 84.1
PZVR9ENQ | Energy Solutions International | ESI | F-18VX-N4HG2-40-[D,blank] | Indoor Luminaires | Linear Ambient | Direct Linear Ambient Luminaires | Premium | FALSE | [9 empty] | 10/7/2016 | Dimmable | Continuous (Can dim down to ≤ 10% (W)) | Yes |  |  | 8837 | 147 | 60 | 14.4 | 0.89 | 4000 | 84.2
PHZ2D53P | Energy Solutions International | ESI | F-18VX-N4HG2-50-[D,blank] | Indoor Luminaires | Linear Ambient | Direct Linear Ambient Luminaires | Premium | FALSE | [9 empty] | 10/7/2016 | Dimmable | Continuous (Can dim down to ≤ 10% (W)) | Yes |  |  | 8837 | 147 | 60 | 14.4 | 0.89 | 5149 | 84.3
P8VDP7H5 | Energy Solutions International | ESI | F-18VX-N4VG2-35-[D,blank] | Indoor Luminaires | Linear Ambient | Direct Linear Ambient Luminaires | Premium | FALSE | [9 empty] | 10/7/2016 | Dimmable | Continuous (Can dim down to ≤ 10% (W)) | Yes |  |  | 9476 | 147 | 64.6 | 14.4 | 0.89 | 3577 | 84.1
PAHQ9GUQ | Energy Solutions International | ESI | F-18VX-N4VG2-40-[D,blank] | Indoor Luminaires | Linear Ambient | Direct Linear Ambient Luminaires | Premium | FALSE | [9 empty] | 10/7/2016 | Dimmable | Continuous (Can dim down to ≤ 10% (W)) | Yes |  |  | 9476 | 147 | 64.6 | 14.4 | 0.89 | 4000 | 84.2
PUVN5C6P | Energy Solutions International | ESI | F-18VX-N4VG2-50-[D,blank] | Indoor Luminaires | Linear Ambient | Direct Linear Ambient Luminaires | Premium | FALSE | [9 empty] | 10/7/2016 | Dimmable | Continuous (Can dim down to ≤ 10% (W)) | Yes |  |  | 9476 | 147 | 64.6 | 14.4 | 0.89 | 5149 | 84.3
PKUVU7GV | Energy Solutions International | Energy Solutions International | F-18VX-P4H-50-FR | Indoor Luminaires | Linear Ambient | Direct Linear Ambient Luminaires | Standard | TRUE | 7365 | 105.5 | 69.824 | 14.008 | 0.9487 | 4998 | 84.91 | 5 | 50000 | 4/17/2015 | Dimmable | Continuous (Cannot dim down to ≤ 10% (W) | Not Yet Verified |  | 2.1 | [5 empty] | 5000
P6RDA1GQ | Energy Solutions International | Energy Solutions International | F-18VX-P4L-40-FR | Indoor Luminaires | Linear Ambient | Direct Linear Ambient Luminaires | Standard | TRUE | 3730 | 108.8 | 34.286 | 12.5 | 0.9383 | 3984 | 82.82 | 5 | 50000 | 5/5/2015 | Dimmable | Continuous (Cannot dim down to ≤ 10% (W) | Not Yet Verified |  | 2.1
PQVZ2FS1 | Energy Solutions International | ESI | F-18VA-F4VL-35 | Indoor Luminaires | Linear Ambient | Direct Linear Ambient Luminaires | Premium | TRUE | 3370 | 145.8 | 23.111 | 14.674 | 0.945 | 3543 | 84.57 | 5 | 50000 | 6/10/2016 | Dimmable | Continuous (Can dim down to ≤ 10% (W)) | Yes |  | 3.1 | 3353.4 | 145.8 | 23 | 14.65 | 0.922 | 3543 | 84.6
PX5M5Y74 | Energy Solutions International | ESI | F-18VA-F4V-35 | Indoor Luminaires | Linear Ambient | Direct Linear Ambient Luminaires | Premium | TRUE | 10762 | 128 | 84.11 | 14.674 | 0.945 | 3543 | 84.57 | 5 | 50000 | 6/10/2016 | Dimmable | Continuous (Can dim down to ≤ 10% (W)) | Yes |  | 3.1 | 10752 | 128 | 84 | 14.65 | 0.922 | 3543 | 84.6
PS4A1546 | Energy Solutions International | ESI | F-14VA-F4L-50 | Indoor Luminaires | Linear Ambient | Direct Linear Ambient Luminaires | Premium | TRUE | 2631 | 141.1 | 18.647 | 14.674 | 0.945 | 5107 | 83.48 | 5 | 50000 | 6/10/2016 | Dimmable | Continuous (Can dim down to ≤ 10% (W)) | Yes |  | 3.1 | 2692.3 | 141.7 | 19 | 14.65 | 0.922 | 5107 | 83.5
PK1D81NM | Energy Solutions International | ESI | F-14VA-F4N-50 | Indoor Luminaires | Linear Ambient | Direct Linear Ambient Luminaires | Premium | FALSE | [9 empty] | 6/10/2016 | Dimmable | Continuous (Can dim down to ≤ 10% (W)) | Yes |  |  | 3447.5 | 137.9 | 25 | 14.65 | 0.922 | 5107 | 83.5
PKAY3D83 | Energy Solutions International | ESI | F-14VA-F4M-50 | Indoor Luminaires | Linear Ambient | Direct Linear Ambient Luminaires | Premium | FALSE | [9 empty] | 6/10/2016 | Dimmable | Continuous (Can dim down to ≤ 10% (W)) | Yes |  |  | 4056 | 135.2 | 30 | 14.65 | 0.922 | 5107 | 83.5
PFZG764E | Energy Solutions International | ESI | F-14VA-F4S-50 | Indoor Luminaires | Linear Ambient | Direct Linear Ambient Luminaires | Premium | FALSE | [9 empty] | 6/10/2016 | Dimmable | Continuous (Can dim down to ≤ 10% (W)) | Yes |  |  | 4613 | 131.8 | 35 | 14.65 | 0.922 | 5107 | 83.5
P84NAZNR | Energy Solutions International | ESI | F-14VA-F4H-50 | Indoor Luminaires | Linear Ambient | Direct Linear Ambient Luminaires | Premium | FALSE | [9 empty] | 6/10/2016 | Dimmable | Continuous (Can dim down to ≤ 10% (W)) | Yes |  |  | 4955.2 | 130.4 | 38 | 14.65 | 0.922 | 5107 | 83.5
PDFHXSRD | Energy Solutions International | ESI | F-14VA-F4VN-50 | Indoor Luminaires | Linear Ambient | Direct Linear Ambient Luminaires | Premium | FALSE | [9 empty] | 6/10/2016 | Dimmable | Continuous (Can dim down to ≤ 10% (W)) | Yes |  |  | 6020 | 140 | 43 | 14.65 | 0.922 | 5107 | 83.5
PEQXGRTZ | Energy Solutions International | ESI | F-14VA-F4VH-50 | Indoor Luminaires | Linear Ambient | Direct Linear Ambient Luminaires | Premium | FALSE | [9 empty] | 6/10/2016 | Dimmable | Continuous (Can dim down to ≤ 10% (W)) | Yes |  |  | 7032.9 | 137.9 | 51 | 14.65 | 0.922 | 5107 | 83.5
PPDYPSXK | Energy Solutions International | ESI | F-14VA-F4VV-50 | Indoor Luminaires | Linear Ambient | Direct Linear Ambient Luminaires | Premium | FALSE | [9 empty] | 6/10/2016 | Dimmable | Continuous (Can dim down to ≤ 10% (W)) | Yes |  |  | 8112 | 135.2 | 60 | 14.65 | 0.922 | 5107 | 83.5
PE449A1M | Energy Solutions International | ESI | F-18VA-F4VL-50 | Indoor Luminaires | Linear Ambient | Direct Linear Ambient Luminaires | Premium | FALSE | [9 empty] | 6/10/2016 | Dimmable | Continuous (Can dim down to ≤ 10% (W)) | Yes |  |  | 3353.4 | 145.8 | 23 | 14.65 | 0.922 | 5107 | 83.5
P628B95F | Energy Solutions International | ESI | F-18VA-F4LL-50 | Indoor Luminaires | Linear Ambient | Direct Linear Ambient Luminaires | Premium | FALSE | [9 empty] | 6/10/2016 | Dimmable | Continuous (Can dim down to ≤ 10% (W)) | Yes |  |  | 4323 | 144.1 | 30 | 14.65 | 0.922 | 5107 | 83.5
P4REWTZB | Energy Solutions International | ESI | F-18VA-F4L-50 | Indoor Luminaires | Linear Ambient | Direct Linear Ambient Luminaires | Premium | FALSE | [9 empty] | 6/10/2016 | Dimmable | Continuous (Can dim down to ≤ 10% (W)) | Yes |  |  | 5384.6 | 141.7 | 38 | 14.65 | 0.922 | 5107 | 83.5
PJU1QKRV | Energy Solutions International | ESI | F-18VA-F4N-50 | Indoor Luminaires | Linear Ambient | Direct Linear Ambient Luminaires | Premium | FALSE | [9 empty] | 6/10/2016 | Dimmable | Continuous (Can dim down to ≤ 10% (W)) | Yes |  |  | 7032.9 | 137.9 | 51 | 14.65 | 0.922 | 5107 | 83.5
P1YWGZF9 | Energy Solutions International | ESI | F-18VA-F4M-50 | Indoor Luminaires | Linear Ambient | Direct Linear Ambient Luminaires | Premium | FALSE | [9 empty] | 6/10/2016 | Dimmable | Continuous (Can dim down to ≤ 10% (W)) | Yes |  |  | 8112 | 135.2 | 60 | 14.65 | 0.922 | 5107 | 83.5
PNQYSZ3H | Energy Solutions International | ESI | F-18VA-F4S-50 | Indoor Luminaires | Linear Ambient | Direct Linear Ambient Luminaires | Premium | FALSE | [9 empty] | 6/10/2016 | Dimmable | Continuous (Can dim down to ≤ 10% (W)) | Yes |  |  | 9357.8 | 131.8 | 71 | 14.65 | 0.922 | 5107 | 83.5
PXZFRYTU | Energy Solutions International | ESI | F-18VA-F4H-50 | Indoor Luminaires | Linear Ambient | Direct Linear Ambient Luminaires | Premium | FALSE | [9 empty] | 6/10/2016 | Dimmable | Continuous (Can dim down to ≤ 10% (W)) | Yes |  |  | 9910.4 | 130.4 | 76 | 14.65 | 0.922 | 5107 | 83.5
PYU398H5 | Energy Solutions International | ESI | F-18VA-F4V-50 | Indoor Luminaires | Linear Ambient | Direct Linear Ambient Luminaires | Premium | FALSE | [9 empty] | 6/10/2016 | Dimmable | Continuous (Can dim down to ≤ 10% (W)) | Yes |  |  | 10752 | 128 | 84 | 14.65 | 0.922 | 5107 | 83.5
PJCU1K1F | Energy Solutions International | ESI | F-18VA-F4VH-50 | Indoor Luminaires | Linear Ambient | Direct Linear Ambient Luminaires | Premium | FALSE | [9 empty] | 6/10/2016 | Dimmable | Continuous (Can dim down to ≤ 10% (W)) | Yes |  |  | 13927.9 | 137.9 | 101 | 14.65 | 0.922 | 5107 | 83.5
PDM4JZGS | Energy Solutions International | ESI | F-18VA-F4VV-50 | Indoor Luminaires | Linear Ambient | Direct Linear Ambient Luminaires | Premium | FALSE | [9 empty] | 6/10/2016 | Dimmable | Continuous (Can dim down to ≤ 10% (W)) | Yes |  |  | 16116 | 134.3 | 120 | 14.65 | 0.922 | 5107 | 83.5
P1RBG9FU | Energy Solutions International | ESI | F-18VA-F4VH-35 | Indoor Luminaires | Linear Ambient | Direct Linear Ambient Luminaires | Premium | FALSE | [9 empty] | 6/10/2016 | Dimmable | Continuous (Can dim down to ≤ 10% (W)) | Yes |  |  | 13927.9 | 137.9 | 101 | 14.65 | 0.922 | 3543 | 84.6
PHHD398W | Energy Solutions International | ESI | F-18VA-F4VV-35 | Indoor Luminaires | Linear Ambient | Direct Linear Ambient Luminaires | Premium | FALSE | [9 empty] | 6/10/2016 | Dimmable | Continuous (Can dim down to ≤ 10% (W)) | Yes |  |  | 16116 | 134.3 | 120 | 14.65 | 0.922 | 3543 | 84.6
PCTR5NXU | Energy Solutions International | ESI | F-12VA-F2L-40 | Indoor Luminaires | Linear Ambient | Direct Linear Ambient Luminaires | Premium | FALSE | [9 empty] | 6/10/2016 | Dimmable | Continuous (Can dim down to ≤ 10% (W)) | Yes |  |  | 1415 | 141.5 | 10 | 14.65 | 0.922 | 4000 | 84.3
PDJEFDKQ | Energy Solutions International | ESI | F-12VA-F2N-40 | Indoor Luminaires | Linear Ambient | Direct Linear Ambient Luminaires | Premium | FALSE | [9 empty] | 6/10/2016 | Dimmable | Continuous (Can dim down to ≤ 10% (W)) | Yes |  |  | 2025 | 135 | 15 | 14.65 | 0.922 | 4000 | 84.3
PV7Z78JY | Energy Solutions International | ESI | F-12VA-F2M-40 | Indoor Luminaires | Linear Ambient | Direct Linear Ambient Luminaires | Premium | FALSE | [9 empty] | 6/10/2016 | Dimmable | Continuous (Can dim down to ≤ 10% (W)) | Yes |  |  | 2688 | 128 | 21 | 14.65 | 0.922 | 4000 | 84.3
P3P5GX43 | Energy Solutions International | ESI | F-12VA-F2S-40 | Indoor Luminaires | Linear Ambient | Direct Linear Ambient Luminaires | Premium | FALSE | [9 empty] | 6/10/2016 | Dimmable | Continuous (Can dim down to ≤ 10% (W)) | Yes |  |  | 3452.5 | 138.1 | 25 | 14.65 | 0.922 | 4000 | 84.3
PS635QXV | Energy Solutions International | ESI | F-12VA-F2H-40 | Indoor Luminaires | Linear Ambient | Direct Linear Ambient Luminaires | Premium | FALSE | [9 empty] | 6/10/2016 | Dimmable | Continuous (Can dim down to ≤ 10% (W)) | Yes |  |  | 4056 | 135.2 | 30 | 14.65 | 0.922 | 4000 | 84.3
PM59KJJW | Energy Solutions International | ESI | F-14VA-F4L-40 | Indoor Luminaires | Linear Ambient | Direct Linear Ambient Luminaires | Premium | FALSE | [9 empty] | 6/10/2016 | Dimmable | Continuous (Can dim down to ≤ 10% (W)) | Yes |  |  | 2692.3 | 141.7 | 19 | 14.65 | 0.922 | 4000 | 84.3
PF6B55DX | Energy Solutions International | ESI | F-14VA-F4N-40 | Indoor Luminaires | Linear Ambient | Direct Linear Ambient Luminaires | Premium | FALSE | [9 empty] | 6/10/2016 | Dimmable | Continuous (Can dim down to ≤ 10% (W)) | Yes |  |  | 3447.5 | 137.9 | 25 | 14.65 | 0.922 | 4000 | 84.3
PKQ6AZ8K | Energy Solutions International | ESI | F-14VA-F4M-40 | Indoor Luminaires | Linear Ambient | Direct Linear Ambient Luminaires | Premium | FALSE | [9 empty] | 6/10/2016 | Dimmable | Continuous (Can dim down to ≤ 10% (W)) | Yes |  |  | 4056 | 135.2 | 30 | 14.65 | 0.922 | 4000 | 84.3
PEWY131X | Energy Solutions International | ESI | F-14VA-F4S-40 | Indoor Luminaires | Linear Ambient | Direct Linear Ambient Luminaires | Premium | FALSE | [9 empty] | 6/10/2016 | Dimmable | Continuous (Can dim down to ≤ 10% (W)) | Yes |  |  | 4613 | 131.8 | 35 | 14.65 | 0.922 | 4000 | 84.3
PPMKZY5J | Energy Solutions International | ESI | F-14VA-F4H-40 | Indoor Luminaires | Linear Ambient | Direct Linear Ambient Luminaires | Premium | FALSE | [9 empty] | 6/10/2016 | Dimmable | Continuous (Can dim down to ≤ 10% (W)) | Yes |  |  | 4955.2 | 130.4 | 38 | 14.65 | 0.922 | 4000 | 84.3
PCZWZ9CW | Energy Solutions International | ESI | F-14VA-F4VN-40 | Indoor Luminaires | Linear Ambient | Direct Linear Ambient Luminaires | Premium | FALSE | [9 empty] | 6/10/2016 | Dimmable | Continuous (Can dim down to ≤ 10% (W)) | Yes |  |  | 6020 | 140 | 43 | 14.65 | 0.922 | 4000 | 84.3
PS4N2ZFF | Energy Solutions International | ESI | F-14VA-F4VH-40 | Indoor Luminaires | Linear Ambient | Direct Linear Ambient Luminaires | Premium | FALSE | [9 empty] | 6/10/2016 | Dimmable | Continuous (Can dim down to ≤ 10% (W)) | Yes |  |  | 7032.9 | 137.9 | 51 | 14.65 | 0.922 | 4000 | 84.3
PR741YKG | Energy Solutions International | ESI | F-14VA-F4VV-40 | Indoor Luminaires | Linear Ambient | Direct Linear Ambient Luminaires | Premium | FALSE | [9 empty] | 6/10/2016 | Dimmable | Continuous (Can dim down to ≤ 10% (W)) | Yes |  |  | 8112 | 135.2 | 60 | 14.65 | 0.922 | 4000 | 84.3
PJMVRT83 | Energy Solutions International | ESI | F-18VA-F4VL-40 | Indoor Luminaires | Linear Ambient | Direct Linear Ambient Luminaires | Premium | FALSE | [9 empty] | 6/10/2016 | Dimmable | Continuous (Can dim down to ≤ 10% (W)) | Yes |  |  | 3353.4 | 145.8 | 23 | 14.65 | 0.922 | 4000 | 84.3
PU1FGJPH | Energy Solutions International | ESI | F-18VA-F4LL-40 | Indoor Luminaires | Linear Ambient | Direct Linear Ambient Luminaires | Premium | FALSE | [9 empty] | 6/10/2016 | Dimmable | Continuous (Can dim down to ≤ 10% (W)) | Yes |  |  | 4323 | 144.1 | 30 | 14.65 | 0.922 | 4000 | 84.3
PZJKZ6YX | Energy Solutions International | ESI | F-18VA-F4L-40 | Indoor Luminaires | Linear Ambient | Direct Linear Ambient Luminaires | Premium | FALSE | [9 empty] | 6/10/2016 | Dimmable | Continuous (Can dim down to ≤ 10% (W)) | Yes |  |  | 5384.6 | 141.7 | 38 | 14.65 | 0.922 | 4000 | 84.3
P2K8CVR7 | Energy Solutions International | ESI | F-18VA-F4N-40 | Indoor Luminaires | Linear Ambient | Direct Linear Ambient Luminaires | Premium | FALSE | [9 empty] | 6/10/2016 | Dimmable | Continuous (Can dim down to ≤ 10% (W)) | Yes |  |  | 7032.9 | 137.9 | 51 | 14.65 | 0.922 | 4000 | 84.3
PQS89VC3 | Energy Solutions International | ESI | F-18VA-F4M-40 | Indoor Luminaires | Linear Ambient | Direct Linear Ambient Luminaires | Premium | FALSE | [9 empty] | 6/10/2016 | Dimmable | Continuous (Can dim down to ≤ 10% (W)) | Yes |  |  | 8112 | 135.2 | 60 | 14.65 | 0.922 | 4000 | 84.3
PPBHSD47 | Energy Solutions International | ESI | F-18VA-F4S-40 | Indoor Luminaires | Linear Ambient | Direct Linear Ambient Luminaires | Premium | FALSE | [9 empty] | 6/10/2016 | Dimmable | Continuous (Can dim down to ≤ 10% (W)) | Yes |  |  | 9357.8 | 131.8 | 71 | 14.65 | 0.922 | 4000 | 84.3
PDFVR272 | Energy Solutions International | ESI | F-18VA-F4H-40 | Indoor Luminaires | Linear Ambient | Direct Linear Ambient Luminaires | Premium | FALSE | [9 empty] | 6/10/2016 | Dimmable | Continuous (Can dim down to ≤ 10% (W)) | Yes |  |  | 9910.4 | 130.4 | 76 | 14.65 | 0.922 | 4000 | 84.3
PXUB3WUS | Energy Solutions International | ESI | F-18VA-F4V-40 | Indoor Luminaires | Linear Ambient | Direct Linear Ambient Luminaires | Premium | FALSE | [9 empty] | 6/10/2016 | Dimmable | Continuous (Can dim down to ≤ 10% (W)) | Yes |  |  | 10752 | 128 | 84 | 14.65 | 0.922 | 4000 | 84.3
PAXN7S6E | Energy Solutions International | ESI | F-18VA-F4VH-40 | Indoor Luminaires | Linear Ambient | Direct Linear Ambient Luminaires | Premium | FALSE | [9 empty] | 6/10/2016 | Dimmable | Continuous (Can dim down to ≤ 10% (W)) | Yes |  |  | 13927.9 | 137.9 | 101 | 14.65 | 0.922 | 4000 | 84.3
PJGGYKQM | Energy Solutions International | ESI | F-18VA-F4VV-40 | Indoor Luminaires | Linear Ambient | Direct Linear Ambient Luminaires | Premium | FALSE | [9 empty] | 6/10/2016 | Dimmable | Continuous (Can dim down to ≤ 10% (W)) | Yes |  |  | 16116 | 134.3 | 120 | 14.65 | 0.922 | 4000 | 84.3
PGCH35ZY | Energy Solutions International | ESI | F-12VA-F2L-50 | Indoor Luminaires | Linear Ambient | Direct Linear Ambient Luminaires | Premium | FALSE | [9 empty] | 6/10/2016 | Dimmable | Continuous (Can dim down to ≤ 10% (W)) | Yes |  |  | 1415 | 141.5 | 10 | 14.65 | 0.922 | 5107 | 83.5
PENX4UE3 | Energy Solutions International | ESI | F-12VA-F2N-50 | Indoor Luminaires | Linear Ambient | Direct Linear Ambient Luminaires | Premium | FALSE | [9 empty] | 6/10/2016 | Dimmable | Continuous (Can dim down to ≤ 10% (W)) | Yes |  |  | 2025 | 135 | 15 | 14.65 | 0.922 | 5107 | 83.5
P77G9TMN | Energy Solutions International | ESI | F-12VA-F2M-50 | Indoor Luminaires | Linear Ambient | Direct Linear Ambient Luminaires | Premium | FALSE | [9 empty] | 6/10/2016 | Dimmable | Continuous (Can dim down to ≤ 10% (W)) | Yes |  |  | 2688 | 128 | 21 | 14.65 | 0.922 | 5107 | 83.5
PP6UW735 | Energy Solutions International | ESI | F-12VA-F2S-50 | Indoor Luminaires | Linear Ambient | Direct Linear Ambient Luminaires | Premium | FALSE | [9 empty] | 6/10/2016 | Dimmable | Continuous (Can dim down to ≤ 10% (W)) | Yes |  |  | 3452.5 | 138.1 | 25 | 14.65 | 0.922 | 5107 | 83.5
P9P3RTRQ | Energy Solutions International | ESI | F-12VA-F2H-50 | Indoor Luminaires | Linear Ambient | Direct Linear Ambient Luminaires | Premium | FALSE | [9 empty] | 6/10/2016 | Dimmable | Continuous (Can dim down to ≤ 10% (W)) | Yes |  |  | 4056 | 135.2 | 30 | 14.65 | 0.922 | 5107 | 83.5
PXYSZP4B | Energy Solutions International | ESI | F-18VA-F4LL-35 | Indoor Luminaires | Linear Ambient | Direct Linear Ambient Luminaires | Premium | FALSE | [9 empty] | 6/10/2016 | Dimmable | Continuous (Can dim down to ≤ 10% (W)) | Yes |  |  | 4323 | 144.1 | 30 | 14.65 | 0.922 | 3543 | 84.6
PAK8TCFA | Energy Solutions International | ESI | F-18VA-F4L-35 | Indoor Luminaires | Linear Ambient | Direct Linear Ambient Luminaires | Premium | FALSE | [9 empty] | 6/10/2016 | Dimmable | Continuous (Can dim down to ≤ 10% (W)) | Yes |  |  | 5384.6 | 141.7 | 38 | 14.65 | 0.922 | 3543 | 84.6
PW5J19SU | Energy Solutions International | ESI | F-18VA-F4N-35 | Indoor Luminaires | Linear Ambient | Direct Linear Ambient Luminaires | Premium | FALSE | [9 empty] | 6/10/2016 | Dimmable | Continuous (Can dim down to ≤ 10% (W)) | Yes |  |  | 7032.9 | 137.9 | 51 | 14.65 | 0.922 | 3543 | 84.6
PCQJVV5C | Energy Solutions International | ESI | F-18VA-F4M-35 | Indoor Luminaires | Linear Ambient | Direct Linear Ambient Luminaires | Premium | FALSE | [9 empty] | 6/10/2016 | Dimmable | Continuous (Can dim down to ≤ 10% (W)) | Yes |  |  | 8112 | 135.2 | 60 | 14.65 | 0.922 | 3543 | 84.6
PPHRBG3P | Energy Solutions International | ESI | F-18VA-F4S-35 | Indoor Luminaires | Linear Ambient | Direct Linear Ambient Luminaires | Premium | FALSE | [9 empty] | 6/10/2016 | Dimmable | Continuous (Can dim down to ≤ 10% (W)) | Yes |  |  | 9357.8 | 131.8 | 71 | 14.65 | 0.922 | 3543 | 84.6
PB19W4PJ | Energy Solutions International | ESI | F-18VA-F4H-35 | Indoor Luminaires | Linear Ambient | Direct Linear Ambient Luminaires | Premium | FALSE | [9 empty] | 6/10/2016 | Dimmable | Continuous (Can dim down to ≤ 10% (W)) | Yes |  |  | 9910.4 | 130.4 | 76 | 14.65 | 0.922 | 3543 | 84.6
P31764T7 | Energy Solutions International | ESI | F-12VA-F2L-35 | Indoor Luminaires | Linear Ambient | Direct Linear Ambient Luminaires | Premium | FALSE | [9 empty] | 6/10/2016 | Dimmable | Continuous (Can dim down to ≤ 10% (W)) | Yes |  |  | 1415 | 141.5 | 10 | 14.65 | 0.922 | 3543 | 84.6
P7CHHZF9 | Energy Solutions International | ESI | F-12VA-F2N-35 | Indoor Luminaires | Linear Ambient | Direct Linear Ambient Luminaires | Premium | FALSE | [9 empty] | 6/10/2016 | Dimmable | Continuous (Can dim down to ≤ 10% (W)) | Yes |  |  | 2025 | 135 | 15 | 14.65 | 0.922 | 3543 | 84.6
P3JWVZAC | Energy Solutions International | ESI | F-12VA-F2M-35 | Indoor Luminaires | Linear Ambient | Direct Linear Ambient Luminaires | Premium | FALSE | [9 empty] | 6/10/2016 | Dimmable | Continuous (Can dim down to ≤ 10% (W)) | Yes |  |  | 2688 | 128 | 21 | 14.65 | 0.922 | 3543 | 84.6
PCYW463K | Energy Solutions International | ESI | F-12VA-F2S-35 | Indoor Luminaires | Linear Ambient | Direct Linear Ambient Luminaires | Premium | FALSE | [9 empty] | 6/10/2016 | Dimmable | Continuous (Can dim down to ≤ 10% (W)) | Yes |  |  | 3452.5 | 138.1 | 25 | 14.65 | 0.922 | 3543 | 84.6
P9JG9WYU | Energy Solutions International | ESI | F-12VA-F2H-35 | Indoor Luminaires | Linear Ambient | Direct Linear Ambient Luminaires | Premium | FALSE | [9 empty] | 6/10/2016 | Dimmable | Continuous (Can dim down to ≤ 10% (W)) | Yes |  |  | 4056 | 135.2 | 30 | 14.65 | 0.922 | 3543 | 84.6
P91XXS3P | Energy Solutions International | ESI | F-14VA-F4L-35 | Indoor Luminaires | Linear Ambient | Direct Linear Ambient Luminaires | Premium | FALSE | [9 empty] | 6/10/2016 | Dimmable | Continuous (Can dim down to ≤ 10% (W)) | Yes |  |  | 2692.3 | 141.7 | 19 | 14.65 | 0.922 | 3543 | 84.6
PUY7WG4X | Energy Solutions International | ESI | F-14VA-F4N-35 | Indoor Luminaires | Linear Ambient | Direct Linear Ambient Luminaires | Premium | FALSE | [9 empty] | 6/10/2016 | Dimmable | Continuous (Can dim down to ≤ 10% (W)) | Yes |  |  | 3447.5 | 137.9 | 25 | 14.65 | 0.922 | 3543 | 84.6
PV9JF11Z | Energy Solutions International | ESI | F-14VA-F4M-35 | Indoor Luminaires | Linear Ambient | Direct Linear Ambient Luminaires | Premium | FALSE | [9 empty] | 6/10/2016 | Dimmable | Continuous (Can dim down to ≤ 10% (W)) | Yes |  |  | 4056 | 135.2 | 30 | 14.65 | 0.922 | 3543 | 84.6
PBKC81X7 | Energy Solutions International | ESI | F-14VA-F4S-35 | Indoor Luminaires | Linear Ambient | Direct Linear Ambient Luminaires | Premium | FALSE | [9 empty] | 6/10/2016 | Dimmable | Continuous (Can dim down to ≤ 10% (W)) | Yes |  |  | 4613 | 131.8 | 35 | 14.65 | 0.922 | 3543 | 84.6
P4AHDTQ3 | Energy Solutions International | ESI | F-14VA-F4H-35 | Indoor Luminaires | Linear Ambient | Direct Linear Ambient Luminaires | Premium | FALSE | [9 empty] | 6/10/2016 | Dimmable | Continuous (Can dim down to ≤ 10% (W)) | Yes |  |  | 4955.2 | 130.4 | 38 | 14.65 | 0.922 | 3543 | 84.6
PT98GHYU | Energy Solutions International | ESI | F-14VA-F4VN-35 | Indoor Luminaires | Linear Ambient | Direct Linear Ambient Luminaires | Premium | FALSE | [9 empty] | 6/10/2016 | Dimmable | Continuous (Can dim down to ≤ 10% (W)) | Yes |  |  | 6020 | 140 | 43 | 14.65 | 0.922 | 3543 | 84.6
PAZHY9YQ | Energy Solutions International | ESI | F-14VA-F4VH-35 | Indoor Luminaires | Linear Ambient | Direct Linear Ambient Luminaires | Premium | FALSE | [9 empty] | 6/10/2016 | Dimmable | Continuous (Can dim down to ≤ 10% (W)) | Yes |  |  | 7032.9 | 137.9 | 51 | 14.65 | 0.922 | 3543 | 84.6
PJ835747 | Energy Solutions International | ESI | F-14VA-F4VV-35 | Indoor Luminaires | Linear Ambient | Direct Linear Ambient Luminaires | Premium | FALSE | [9 empty] | 6/10/2016 | Dimmable | Continuous (Can dim down to ≤ 10% (W)) | Yes |  |  | 8112 | 135.2 | 60 | 14.65 | 0.922 | 3543 | 84.6
PZJNEAC7 | Energy Solutions International | Energy Solutions International | F-18VX-P4N-50-FR | Indoor Luminaires | Linear Ambient | Direct Linear Ambient Luminaires | Standard | TRUE | 5585 | 110.62 | 50.485 | 15.427 | 0.9627 | 4859 | 84.95 | 5 | 60000 | 4/22/2015 | Dimmable | Continuous (Can dim down to ≤ 10% (W)) | Not Yet Verified |  | 2.1
PEAMQGXC | Enpac Industries Inc, DBA VM5 Lighting Solutions | VM5 Lighting Solutions | VLM-4-36W-40K-UNV-V1 | Indoor Luminaires | Linear Ambient | Direct Linear Ambient Luminaires | Standard | TRUE | 4311.1 | 115.3 | 37.39 | 24.13 | 0.9217 | 4026 | 85.1 | 5 | 50000 | 6/27/2016 | Not Dimmable | Not Dimmable | No |  | 4 | 3960 | 110 | 36 | 24.13 | 0.9 | 4000 | 80
PZYFY711 | Enpac Industries Inc, DBA VM5 Lighting Solutions | VM5 Lighting Solutions | VLM-4-36W-50K-UNV-V1 | Indoor Luminaires | Linear Ambient | Direct Linear Ambient Luminaires | Standard | TRUE | 4321 | 119.3 | 36.22 | 24.4 | 0.9217 | 5050 | 84.9 | 5 | 50000 | 6/27/2016 | Not Dimmable | Not Dimmable | No |  | 4 | 3960 | 110 | 36 | 24.13 | 0.9 | 5000 | 80
PCMZNBHH | Enpac Industries Inc, DBA VM5 Lighting Solutions | VM5 Lighting Solutions | VLM-8-72W-40K-UNV-V1 | Indoor Luminaires | Linear Ambient | Direct Linear Ambient Luminaires | Standard | FALSE | [9 empty] | 6/27/2016 | Not Dimmable | Not Dimmable | No |  |  | 7920 | 110 | 72 | 24.13 | 0.9 | 4000 | 80
PGZA2AK7 | Enpac Industries Inc, DBA VM5 Lighting Solutions | VM5 Lighting Solutions | VLM-8-72W-45K-UNV-V1 | Indoor Luminaires | Linear Ambient | Direct Linear Ambient Luminaires | Standard | FALSE | [9 empty] | 6/27/2016 | Not Dimmable | Not Dimmable | No |  |  | 7920 | 110 | 72 | 24.13 | 0.9 | 4500 | 80
PZZW47K5 | Enpac Industries Inc, DBA VM5 Lighting Solutions | VM5 Lighting Solutions | VLM-8-72W-50K-UNV-V1 | Indoor Luminaires | Linear Ambient | Direct Linear Ambient Luminaires | Standard | FALSE | [9 empty] | 6/27/2016 | Not Dimmable | Not Dimmable | No |  |  | 7920 | 110 | 72 | 24.13 | 0.9 | 5000 | 80
PY8NZ5EB | Enpac Industries Inc, DBA VM5 Lighting Solutions | VM5 Lighting Solutions | VLM-4-36W-45K-UNV-V1 | Indoor Luminaires | Linear Ambient | Direct Linear Ambient Luminaires | Standard | FALSE | [9 empty] | 6/27/2016 | Not Dimmable | Not Dimmable | No |  |  | 3960 | 110 | 36 | 24.13 | 0.9 | 4500 | 80
P7FDWBKK | Enpac Industries Inc, DBA VM5 Lighting Solutions | VM5 Lighting Solutions | VLH-4-58W-40K-UNV-V1 | Indoor Luminaires | Linear Ambient | Direct Linear Ambient Luminaires | Standard | TRUE | 6487.49 | 110.219 | 58.86 | 15.42 | 0.943 | 4066 | 85.7 | 5 | 50000 | 12/17/2015 | Not Dimmable | Not Dimmable | No |  | 3.1 | 6487.49 | 110.219 | 58.86 | 15.42 | 0.986 | 4066 | 85.7
PU9EKVJJ | Enpac Industries Inc, DBA VM5 Lighting Solutions | VM5 Lighting Solutions | VLH-4-58W-45K-UNV-V1 | Indoor Luminaires | Linear Ambient | Direct Linear Ambient Luminaires | Standard | FALSE | [9 empty] | 12/17/2015 | Not Dimmable | Not Dimmable | No |  |  | 6499.516 | 111.618 | 58.23 | 15.06 | 0.985 | 4315 | 86.2
PFV1B2G5 | Enpac Industries Inc, DBA VM5 Lighting Solutions | VM5 Lighting Solutions | VLH-4-58W-50K-UNV-V1 | Indoor Luminaires | Linear Ambient | Direct Linear Ambient Luminaires | Standard | FALSE | [9 empty] | 12/17/2015 | Not Dimmable | Not Dimmable | No |  |  | 6511.679 | 112.06 | 58.11 | 14.37 | 0.984 | 5282 | 86.7
PJPXESK6 | Enpac Industries Inc, DBA VM5 Lighting Solutions | VM5 Lighting Solutions | VLH-8-116W-40K-UNV-V1 | Indoor Luminaires | Linear Ambient | Direct Linear Ambient Luminaires | Standard | FALSE | [9 empty] | 6/17/2016 | Not Dimmable | Not Dimmable | No |  |  | 12974.98 | 110.219 | 117.72 | 15.42 | 0.9 | 4000 | 80
PKQNK3B7 | Enpac Industries Inc, DBA VM5 Lighting Solutions | VM5 Lighting Solutions | VLH-8-116W-45K-UNV-V1 | Indoor Luminaires | Linear Ambient | Direct Linear Ambient Luminaires | Standard | FALSE | [9 empty] | 6/17/2016 | Not Dimmable | Not Dimmable | No |  |  | 12999.032 | 111.618 | 116.46 | 15.42 | 0.9 | 4500 | 80
P8B2CK2T | Enpac Industries Inc, DBA VM5 Lighting Solutions | VM5 Lighting Solutions | VLH-8-116W-50K-UNV-V1 | Indoor Luminaires | Linear Ambient | Direct Linear Ambient Luminaires | Standard | FALSE | [9 empty] | 6/17/2016 | Not Dimmable | Not Dimmable | No |  |  | 13023.358 | 112.06 | 116.22 | 15.42 | 0.9 | 5000 | 80
P6KBW9PK | Enpac Industries Inc, DBA VM5 Lighting Solutions | VM5 Lighting Solutions | VLL-4-18W-40K-UNV-V1 | Indoor Luminaires | Linear Ambient | Direct Linear Ambient Luminaires | Standard | TRUE | 2033.912 | 116.02 | 17.53 | 16.56 | 0.919 | 4073 | 85.3 | 5 | 50000 | 12/17/2015 | Not Dimmable | Not Dimmable | No |  | 3.1 | 2033.912 | 116.02 | 17.53 | 16.56 | 0.98 | 4073 | 85.3
PTQQKCV8 | Enpac Industries Inc, DBA VM5 Lighting Solutions | VM5 Lighting Solutions | VLL-4-18W-45K-UNV-V1 | Indoor Luminaires | Linear Ambient | Direct Linear Ambient Luminaires | Standard | FALSE | [9 empty] | 12/17/2015 | Not Dimmable | Not Dimmable | No |  |  | 2088.135 | 119.87 | 17.42 | 16.35 | 0.982 | 4421 | 85.9
PC3587FU | Enpac Industries Inc, DBA VM5 Lighting Solutions | VM5 Lighting Solutions | VLL-4-18W-50K-UNV-V1 | Indoor Luminaires | Linear Ambient | Direct Linear Ambient Luminaires | Standard | FALSE | [9 empty] | 12/17/2015 | Not Dimmable | Not Dimmable | No |  |  | 2133.372 | 122.96 | 17.35 | 15.08 | 0.983 | 5264 | 86.6
PVDVWFRA | Enpac Industries Inc, DBA VM5 Lighting Solutions | VM5 Lighting Solutions | VLL-8-36W-40K-UNV-V1 | Indoor Luminaires | Linear Ambient | Direct Linear Ambient Luminaires | Standard | FALSE | [9 empty] | 7/8/2016 | Not Yet Verified | Not Yet Verified | No |  |  | 3960 | 110 | 36 | 17 | 0.98 | 4000 | 80
PRECHWGE | Enpac Industries Inc, DBA VM5 Lighting Solutions | VM5 Lighting Solutions | VLL-8-36W-45K-UNV-V1 | Indoor Luminaires | Linear Ambient | Direct Linear Ambient Luminaires | Standard | FALSE | [9 empty] | 7/8/2016 | Not Dimmable | Not Dimmable | No |  |  | 3960 | 110 | 36 | 17 | 0.98 | 4500 | 80
PQBM1BWX | Enpac Industries Inc, DBA VM5 Lighting Solutions | VM5 Lighting Solutions | VLL-8-36W-50K-UNV-V1 | Indoor Luminaires | Linear Ambient | Direct Linear Ambient Luminaires | Standard | FALSE | [9 empty] | 7/8/2016 | Not Dimmable | Not Dimmable | No |  |  | 3960 | 110 | 36 | 17 | 0.98 | 5000 | 80
P219ANVK | Enpac Industries Inc, DBA VM5 Lighting Solutions | VM5 Lighting Solutions | MVT-30-48-F | Indoor Luminaires | Linear Ambient | Direct Linear Ambient Luminaires | Standard | TRUE | 4115.7 | 89.41 | 46.03 | 21.5 | 0.88 | 3132 | 82.4 | 5 | 50000 | 3/27/2015 | Not Dimmable | Not Dimmable | Not Yet Verified |  | 2.1 | 4172.871 | 90.71 | 46 | 6.77 | 0.991 | 3132 | 82.4
PAWD2Y9R | Enpac Industries Inc, DBA VM5 Lighting Solutions | VM5 Lighting Solutions | MVT-40-48-F | Indoor Luminaires | Linear Ambient | Direct Linear Ambient Luminaires | Standard | FALSE | [9 empty] | 3/27/2015 | Not Dimmable | Not Dimmable | Not Yet Verified |  |  | 4188.82 | 91.06 | 46 | 6.77 | 0.991 | 4058 | 85.1
P6PAFWD4 | Enpac Industries Inc, DBA VM5 Lighting Solutions | VM5 Lighting Solutions | MVT-50-48-F | Indoor Luminaires | Linear Ambient | Direct Linear Ambient Luminaires | Standard | FALSE | [9 empty] | 3/27/2015 | Not Dimmable | Not Dimmable | Not Yet Verified |  |  | 4204.8 | 91.09 | 46.16 | 6.77 | 0.991 | 4984 | 87.8
PH9QPFN7 | Enpac Industries Inc, DBA VM5 Lighting Solutions | VM5 Lighting Solutions | MVT-40-38-C | Indoor Luminaires | Linear Ambient | Direct Linear Ambient Luminaires | Premium | TRUE | 4798.3 | 125.88 | 38.12 | 15.59 | 0.9128 | 4041 | 85.3 | 5 | 50000 | 5/24/2016 | Not Dimmable | Not Dimmable | No |  | 3.1 | 4826 | 126.1 | 38.27 | 15.59 | 0.9128 | 4000 | 85.3
PTQWRJTS | Enpac Industries Inc, DBA VM5 Lighting Solutions | VM5 Lighting Solutions | MVT-50-38-C | Indoor Luminaires | Linear Ambient | Direct Linear Ambient Luminaires | Premium | FALSE | [9 empty] | 5/24/2016 | Not Dimmable | Not Dimmable | No |  |  | 5518 | 140.91 | 39.16 | 15.38 | 0.9137 | 5000 | 83.6
P27SUW4H | Enpac Industries Inc, DBA VM5 Lighting Solutions | VM5 Lighting Solutions | MVT-40-38-F | Indoor Luminaires | Linear Ambient | Direct Linear Ambient Luminaires | Premium | TRUE | 4295.6 | 112.8 | 38.08 | 15.64 | 0.9128 | 3978 | 85.8 | 5 | 50000 | 5/24/2016 | Not Dimmable | Not Dimmable | No |  | 3.1 | 4295.6 | 112.8 | 38.08 | 15.64 | 0.9128 | 4000 | 85.8
PJFVBBCG | Enpac Industries Inc, DBA VM5 Lighting Solutions | VM5 Lighting Solutions | MVT-50-38-F | Indoor Luminaires | Linear Ambient | Direct Linear Ambient Luminaires | Premium | FALSE | [9 empty] | 5/24/2016 | Not Dimmable | Not Dimmable | No |  |  | 4815 | 123.43 | 39.01 | 15.53 | 0.9124 | 5000 | 84.2
P1FXYCZS | Ensol Energy Management Solutions Inc. | ENSOL LED | ENS-T5SL900-25W(3000K) | Indoor Luminaires | Linear Ambient | Direct Linear Ambient Luminaires | Standard | TRUE | 2673.75 | 111.04 | 24.08 | 5.93 | 0.92 | 2981 | 81.3 | 5 | 50000 | 2/22/2016 | Not Dimmable | Not Dimmable | No |  | 3.1 | 2100 | 84 | 25 | 10 | 0.9 | 3000 | 80
PEE9J6QN | Ensol Energy Management Solutions Inc. | ENSOL LED | ENS-T5SL900-25W(3500K) | Indoor Luminaires | Linear Ambient | Direct Linear Ambient Luminaires | Standard | FALSE | [9 empty] | 2/22/2016 | Not Dimmable | Not Dimmable | No |  |  | 2100 | 84 | 25 | 10 | 0.9 | 3500 | 80
P3BNHVZY | Ensol Energy Management Solutions Inc. | ENSOL LED | ENS-T5SL900-25W(4000K) | Indoor Luminaires | Linear Ambient | Direct Linear Ambient Luminaires | Standard | FALSE | [9 empty] | 2/22/2016 | Not Dimmable | Not Dimmable | No |  |  | 2100 | 84 | 25 | 10 | 0.9 | 4000 | 80
PGN15FPQ | Ensol Energy Management Solutions Inc. | ENSOL LED | ENS-T5SL900-25W(4500K) | Indoor Luminaires | Linear Ambient | Direct Linear Ambient Luminaires | Standard | FALSE | [9 empty] | 2/22/2016 | Not Dimmable | Not Dimmable | No |  |  | 2100 | 84 | 25 | 10 | 0.9 | 4500 | 80
PP35JCDR | Ensol Energy Management Solutions Inc. | ENSOL LED | ENS-T5SL900-25W(5000K) | Indoor Luminaires | Linear Ambient | Direct Linear Ambient Luminaires | Standard | FALSE | [9 empty] | 2/22/2016 | Not Dimmable | Not Dimmable | No |  |  | 2100 | 84 | 25 | 10 | 0.9 | 5000 | 80
PQ11NZTB | Ensol Energy Management Solutions Inc. | ENSOL LED | ENS-T5SL2400-60W(3000K) | Indoor Luminaires | Linear Ambient | Direct Linear Ambient Luminaires | Standard | TRUE | 6408.47 | 110.19 | 58.16 | 5.91 | 0.943 | 2975 | 81.2 | 5 | 50000 | 2/22/2016 | Not Dimmable | Not Dimmable | No |  | 3.1 | 5100 | 85 | 60 | 10 | 0.9 | 3000 | 80
P9T5AVXJ | Ensol Energy Management Solutions Inc. | ENSOL LED | ENS-T5SL2400-60W(3500K) | Indoor Luminaires | Linear Ambient | Direct Linear Ambient Luminaires | Standard | FALSE | [9 empty] | 2/22/2016 | Not Dimmable | Not Dimmable | No |  |  | 5100 | 85 | 60 | 10 | 0.9 | 3500 | 80
P1TA3TAU | Ensol Energy Management Solutions Inc. | ENSOL LED | ENS-T5SL2400-60W(4000K) | Indoor Luminaires | Linear Ambient | Direct Linear Ambient Luminaires | Standard | FALSE | [9 empty] | 2/22/2016 | Not Dimmable | Not Dimmable | No |  |  | 5100 | 85 | 60 | 10 | 0.9 | 4000 | 80
P4646MB2 | Ensol Energy Management Solutions Inc. | ENSOL LED | ENS-T5SL2400-60W(4500K) | Indoor Luminaires | Linear Ambient | Direct Linear Ambient Luminaires | Standard | FALSE | [9 empty] | 2/22/2016 | Not Dimmable | Not Dimmable | No |  |  | 5100 | 85 | 60 | 10 | 0.9 | 4500 | 80
PMEA3K7P | Ensol Energy Management Solutions Inc. | ENSOL LED | ENS-T5SL2400-60W(5000K) | Indoor Luminaires | Linear Ambient | Direct Linear Ambient Luminaires | Standard | FALSE | [9 empty] | 2/22/2016 | Not Dimmable | Not Dimmable | No |  |  | 5100 | 85 | 60 | 10 | 0.9 | 5000 | 80
PKW66GXG | Ensol Energy Management Solutions Inc. | ENSOL LED | ENS-SF90L1200-40W(3000K) | Indoor Luminaires | Linear Ambient | Direct Linear Ambient Luminaires | Standard | TRUE | 3776.83 | 97.02 | 38.93 | 5.5 | 0.911 | 2914 | 83.3 | 5 | 50000 | 2/22/2016 | Not Dimmable | Not Dimmable | No |  | 3.1 | 3600 | 90 | 40 | 10 | 0.9 | 3000 | 80
P465W2EX | Ensol Energy Management Solutions Inc. | ENSOL LED | ENS-SF90L1200-40W(3500K) | Indoor Luminaires | Linear Ambient | Direct Linear Ambient Luminaires | Standard | FALSE | [9 empty] | 2/22/2016 | Not Dimmable | Not Dimmable | No |  |  | 3600 | 90 | 40 | 10 | 0.9 | 3500 | 80
PK4SVC6V | Ensol Energy Management Solutions Inc. | ENSOL LED | ENS-SF90L1200-40W(4000K) | Indoor Luminaires | Linear Ambient | Direct Linear Ambient Luminaires | Standard | FALSE | [9 empty] | 2/22/2016 | Not Dimmable | Not Dimmable | No |  |  | 3600 | 90 | 40 | 10 | 0.9 | 4000 | 80
P57SNRKY | Ensol Energy Management Solutions Inc. | ENSOL LED | ENS-SF90L1200-40W(4500K) | Indoor Luminaires | Linear Ambient | Direct Linear Ambient Luminaires | Standard | FALSE | [9 empty] | 2/22/2016 | Not Dimmable | Not Dimmable | No |  |  | 3600 | 90 | 40 | 10 | 0.9 | 4500 | 80
PP4GJ16Q | Ensol Energy Management Solutions Inc. | ENSOL LED | ENS-SF90L1200-40W(5000K) | Indoor Luminaires | Linear Ambient | Direct Linear Ambient Luminaires | Standard | FALSE | [9 empty] | 2/22/2016 | Not Dimmable | Not Dimmable | No |  |  | 3600 | 90 | 40 | 10 | 0.9 | 5000 | 80
PKBRKWZK | Ensol Energy Management Solutions Inc. | ENSOL LED | ENS-T8DL1200-22W(3000K) | Indoor Luminaires | Linear Ambient | Direct Linear Ambient Luminaires | Standard | TRUE | 2385.13 | 115 | 20.98 | 16.64 | 0.895 | 2899 | 82.8 | 5 | 50000 | 11/2/2015 | Not Dimmable | Not Dimmable | No |  | 3 | 2540 | 115.45 | 22 | 20 | 0.9 | 3000 | 83
PYKAA461 | Ensol Energy Management Solutions Inc. | ENSOL LED | ENS-T8DL1200-22W(3500K) | Indoor Luminaires | Linear Ambient | Direct Linear Ambient Luminaires | Standard | FALSE | [9 empty] | 11/2/2015 | Not Dimmable | Not Dimmable | No |  |  | 2540 | 115.45 | 22 | 20 | 0.9 | 3500 | 83
PDGSHHEU | Ensol Energy Management Solutions Inc. | ENSOL LED | ENS-T8DL1200-22W(4000K) | Indoor Luminaires | Linear Ambient | Direct Linear Ambient Luminaires | Standard | FALSE | [9 empty] | 11/2/2015 | Not Dimmable | Not Dimmable | No |  |  | 2540 | 115.45 | 22 | 20 | 0.9 | 4000 | 83
P21MJ4AT | Ensol Energy Management Solutions Inc. | ENSOL LED | ENS-T8DL1200-22W(4500K) | Indoor Luminaires | Linear Ambient | Direct Linear Ambient Luminaires | Standard | FALSE | [9 empty] | 11/2/2015 | Not Dimmable | Not Dimmable | No |  |  | 2540 | 115.45 | 22 | 20 | 0.9 | 4500 | 83
PGFZUYDV | Ensol Energy Management Solutions Inc. | ENSOL LED | ENS-T8DL1200-22W(5000K) | Indoor Luminaires | Linear Ambient | Direct Linear Ambient Luminaires | Standard | FALSE | [9 empty] | 11/2/2015 | Not Dimmable | Not Dimmable | No |  |  | 2540 | 115.45 | 22 | 20 | 0.9 | 5000 | 83
PZUD5RQY | Ensol Energy Management Solutions Inc. | ENSOL LED | ENS-T5DL1200-15W(2700K) | Indoor Luminaires | Linear Ambient | Direct Linear Ambient Luminaires | Standard | TRUE | 1739.9 | 114.17 | 15.24 | 15.63 | 0.947 | 2753 | 82.7 | 5 | 50000 | 11/2/2015 | Not Yet Verified | Not Yet Verified | Not Yet Verified |  | 2.1 | 1740 | 114.17 | 15.24 | 9.12 | 0.991 | 2753 | 83
PCWWPTCM | Ensol Energy Management Solutions Inc. | ENSOL LED | ENS-T5DL1200-15W(3000K) | Indoor Luminaires | Linear Ambient | Direct Linear Ambient Luminaires | Standard | FALSE | [9 empty] | 11/2/2015 | Not Yet Verified | Not Yet Verified | Not Yet Verified |  |  | 1740 | 114.17 | 15 | 9.12 | 0.991 | 3000 | 83
PDUZ71VU | Ensol Energy Management Solutions Inc. | ENSOL LED | ENS-T5DL1200-15W(3500K) | Indoor Luminaires | Linear Ambient | Direct Linear Ambient Luminaires | Standard | FALSE | [9 empty] | 11/2/2015 | Not Yet Verified | Not Yet Verified | Not Yet Verified |  |  | 1740 | 114.17 | 15 | 9.12 | 0.991 | 3500 | 83
PKDA3Z2S | Ensol Energy Management Solutions Inc. | ENSOL LED | ENS-T5DL1200-15W(4000K) | Indoor Luminaires | Linear Ambient | Direct Linear Ambient Luminaires | Standard | FALSE | [9 empty] | 11/2/2015 | Not Yet Verified | Not Yet Verified | Not Yet Verified |  |  | 1740 | 114.17 | 15 | 9.12 | 0.991 | 4000 | 83
PDMSF2FP | Ensol Energy Management Solutions Inc. | ENSOL LED | ENS-T5DL1200-15W(4500K) | Indoor Luminaires | Linear Ambient | Direct Linear Ambient Luminaires | Standard | FALSE | [9 empty] | 11/2/2015 | Not Yet Verified | Not Yet Verified | Not Yet Verified |  |  | 1740 | 114.17 | 15 | 9.12 | 0.991 | 4500 | 83
PYPP2Z5Y | Ensol Energy Management Solutions Inc. | ENSOL LED | ENS-T5DL1200-15W(5000K) | Indoor Luminaires | Linear Ambient | Direct Linear Ambient Luminaires | Standard | FALSE | [9 empty] | 11/2/2015 | Not Yet Verified | Not Yet Verified | Not Yet Verified |  |  | 1740 | 114.17 | 15 | 9.12 | 0.991 | 5000 | 83
PE16M8GC | Ensol Energy Management Solutions Inc. | ENSOL LED | ENS-T5SL1200-30W(2700K) | Indoor Luminaires | Linear Ambient | Direct Linear Ambient Luminaires | Standard | TRUE | 3155.91 | 95.26 | 33.13 | 20.9 | 0.935 | 2758 | 83 | 5 | 50000 | 11/2/2015 | Not Yet Verified | Not Yet Verified | Not Yet Verified |  | 2.1 | 3156 | 95.26 | 33.13 | 14.2 | 0.986 | 2758 | 83
PW9X7UBQ | Ensol Energy Management Solutions Inc. | ENSOL LED | ENS-T5SL1200-30W(3000K) | Indoor Luminaires | Linear Ambient | Direct Linear Ambient Luminaires | Standard | FALSE | [9 empty] | 11/2/2015 | Not Yet Verified | Not Yet Verified | Not Yet Verified |  |  | 3156 | 95.26 | 30 | 14.2 | 0.986 | 3000 | 83
PQCC2YG9 | Ensol Energy Management Solutions Inc. | ENSOL LED | ENS-T5SL1200-30W(3500K) | Indoor Luminaires | Linear Ambient | Direct Linear Ambient Luminaires | Standard | FALSE | [9 empty] | 11/2/2015 | Not Yet Verified | Not Yet Verified | Not Yet Verified |  |  | 3156 | 95.26 | 30 | 14.2 | 0.986 | 3500 | 83
PJDH268R | Ensol Energy Management Solutions Inc. | ENSOL LED | ENS-T5SL1200-30W(4000K) | Indoor Luminaires | Linear Ambient | Direct Linear Ambient Luminaires | Standard | FALSE | [9 empty] | 11/2/2015 | Not Yet Verified | Not Yet Verified | Not Yet Verified |  |  | 3156 | 95.26 | 30 | 14.2 | 0.986 | 4000 | 83
PEMEBZ5F | Ensol Energy Management Solutions Inc. | ENSOL LED | ENS-T5SL1200-30W(4500K) | Indoor Luminaires | Linear Ambient | Direct Linear Ambient Luminaires | Standard | FALSE | [9 empty] | 11/2/2015 | Not Yet Verified | Not Yet Verified | Not Yet Verified |  |  | 3156 | 95.26 | 30 | 14.2 | 0.986 | 4500 | 83
PNES2UPS | Ensol Energy Management Solutions Inc. | ENSOL LED | ENS-T5SL1200-30W(5000K) | Indoor Luminaires | Linear Ambient | Direct Linear Ambient Luminaires | Standard | FALSE | [9 empty] | 11/2/2015 | Not Yet Verified | Not Yet Verified | Not Yet Verified |  |  | 3156 | 95.26 | 30 | 14.2 | 0.986 | 5000 | 83
PM5HGD9J | Ensol Energy Management Solutions Inc. | ENSOL LED | ENS-SF90L1200-60W(3000K) | Indoor Luminaires | Linear Ambient | Direct Linear Ambient Luminaires | Standard | TRUE | 5577.48 | 97.83 | 57.01 | 10 | 0.927 | 3217 | 84.9 | 5 | 50000 | 11/2/2015 | Not Dimmable | Not Dimmable | Not Yet Verified |  | 2.1 | 5400 |  | 60 | 10 | 0.996 | 3000 | 80
PMKAAYZ5 | Ensol Energy Management Solutions Inc. | ENSOL LED | ENS-SF90L1200-60W(3500K) | Indoor Luminaires | Linear Ambient | Direct Linear Ambient Luminaires | Standard | FALSE | [9 empty] | 11/2/2015 | Not Dimmable | Not Dimmable | Not Yet Verified |  |  | 5400 | 90 | 60 | 10 | 0.996 | 3500 | 80
PWYUBJXS | Ensol Energy Management Solutions Inc. | ENSOL LED | ENS-SF90L1200-60W(4000K) | Indoor Luminaires | Linear Ambient | Direct Linear Ambient Luminaires | Standard | FALSE | [9 empty] | 11/2/2015 | Not Dimmable | Not Dimmable | Not Yet Verified |  |  | 5400 | 90 | 60 | 10 | 0.996 | 4000 | 80
PYS65GHB | Ensol Energy Management Solutions Inc. | ENSOL LED | ENS-SF90L1200-60W(4500K) | Indoor Luminaires | Linear Ambient | Direct Linear Ambient Luminaires | Standard | FALSE | [9 empty] | 11/2/2015 | Not Dimmable | Not Dimmable | Not Yet Verified |  |  | 5400 | 90 | 60 | 10 | 0.996 | 4500 | 80
P8WAD4S8 | Ensol Energy Management Solutions Inc. | ENSOL LED | ENS-SF90L1200-60W(5000K) | Indoor Luminaires | Linear Ambient | Direct Linear Ambient Luminaires | Standard | FALSE | [9 empty] | 11/2/2015 | Not Dimmable | Not Dimmable | Not Yet Verified |  |  | 5400 | 90 | 60 | 10 | 0.996 | 5000 | 80
PJ9U29G4 | Ensol Energy Management Solutions Inc. | ENSOL LED | ENS-T8DL1500-25WV(3000K) | Indoor Luminaires | Linear Ambient | Direct Linear Ambient Luminaires | Standard | TRUE | 2400.14 | 102.35 | 23.56 | 5.97 | 0.916 | 3115 | 84.4 | 5 | 50000 | 11/2/2015 | Not Dimmable | Not Dimmable | Not Yet Verified |  | 2.1 | 2400 |  | 25 | 10 |  | 3000 | 80
PAEABEM2 | Ensol Energy Management Solutions Inc. | ENSOL LED | ENS-T8DL1500-25WV(3500K) | Indoor Luminaires | Linear Ambient | Direct Linear Ambient Luminaires | Standard | FALSE | [9 empty] | 11/2/2015 | Not Dimmable | Not Dimmable | Not Yet Verified |  |  | 2400 | 96 | 25 | 10 |  | 3500 | 80
PR7ZK1AY | Ensol Energy Management Solutions Inc. | ENSOL LED | ENS-T8DL1500-25WV(4000K) | Indoor Luminaires | Linear Ambient | Direct Linear Ambient Luminaires | Standard | FALSE | [9 empty] | 11/2/2015 | Not Dimmable | Not Dimmable | Not Yet Verified |  |  | 2400 | 96 | 25 | 10 |  | 4000 | 80
PNMN71GN | Ensol Energy Management Solutions Inc. | ENSOL LED | ENS-T8DL1500-25WV(4500K) | Indoor Luminaires | Linear Ambient | Direct Linear Ambient Luminaires | Standard | FALSE | [9 empty] | 11/2/2015 | Not Dimmable | Not Dimmable | Not Yet Verified |  |  | 2400 | 96 | 25 | 10 |  | 4500 | 80
PZ975G6N | Ensol Energy Management Solutions Inc. | ENSOL LED | ENS-T8DL1500-25WV(5000K) | Indoor Luminaires | Linear Ambient | Direct Linear Ambient Luminaires | Standard | FALSE | [9 empty] | 11/2/2015 | Not Dimmable | Not Dimmable | Not Yet Verified |  |  | 2400 | 96 | 25 | 10 |  | 5000 | 80
PY9JJRXX | Ensol Energy Management Solutions Inc. | ENSOL LED | ENS-T8DL1800-28WV(3000K) | Indoor Luminaires | Linear Ambient | Direct Linear Ambient Luminaires | Standard | TRUE | 2753.56 | 109.18 | 25.24 | 9.36 | 0.883 | 3107 | 84.5 | 5 | 50000 | 11/2/2015 | Not Dimmable | Not Dimmable | Not Yet Verified |  | 2.1 | 2700 |  | 28 | 10 |  | 3000 | 80
PN63B7KS | Ensol Energy Management Solutions Inc. | ENSOL LED | ENS-T8DL1800-28WV(3500K) | Indoor Luminaires | Linear Ambient | Direct Linear Ambient Luminaires | Standard | FALSE | [9 empty] | 11/2/2015 | Not Dimmable | Not Dimmable | Not Yet Verified |  |  | 2700 | 96 | 28 | 10 |  | 3500 | 80
PYK3CSK6 | Ensol Energy Management Solutions Inc. | ENSOL LED | ENS-T8DL1800-28WV(4000K) | Indoor Luminaires | Linear Ambient | Direct Linear Ambient Luminaires | Standard | FALSE | [9 empty] | 11/2/2015 | Not Dimmable | Not Dimmable | Not Yet Verified |  |  | 2700 | 96 | 28 | 10 |  | 4000 | 80
PXG5H9RM | Ensol Energy Management Solutions Inc. | ENSOL LED | ENS-T8DL1800-28WV(4500K) | Indoor Luminaires | Linear Ambient | Direct Linear Ambient Luminaires | Standard | FALSE | [9 empty] | 11/2/2015 | Not Dimmable | Not Dimmable | Not Yet Verified |  |  | 2700 | 96 | 28 | 10 |  | 4500 | 80
PEDF8QP3 | Ensol Energy Management Solutions Inc. | ENSOL LED | ENS-T8DL1800-28WV(5000K) | Indoor Luminaires | Linear Ambient | Direct Linear Ambient Luminaires | Standard | FALSE | [9 empty] | 11/2/2015 | Not Dimmable | Not Dimmable | Not Yet Verified |  |  | 2700 | 96 | 28 | 10 |  | 5000 | 80
P5ZU4BNZ | Entegrity Energy Partners, LLC | Entegrity | ENLED-LHB-240W-L50K728B | Indoor Luminaires | Linear Ambient | Direct Linear Ambient Luminaires | Standard | TRUE | 28127.11 | 119.542 | 235.29 | 6.73 | 0.9359 | 4939 | 84.7 | 5 | 50000 | 11/16/2015 | Not Dimmable | Not Dimmable | Not Yet Verified |  | 2.1 | 28127.11 | 119.542 | 235.29 | 6.73 | 0.997 | 4939 | 84.7
PD6P6BRV | Entegrity Energy Partners, LLC | Entegrity | ENLED-LHB-240W-DM-L50K728B | Indoor Luminaires | Linear Ambient | Direct Linear Ambient Luminaires | Standard | FALSE | [9 empty] | 11/16/2015 | Dimmable | Continuous (Can dim down to ≤ 10% (W)) | Not Yet Verified |  |  | 28127.11 | 119.542 | 235.29 | 6.73 | 0.997 | 4939 | 84.7
PKNH5FRR | enviro-glo LLC | enviro-glo | FVTLED60WU1NW | Indoor Luminaires | Linear Ambient | Direct Linear Ambient Luminaires | Standard | TRUE | 5907.64 | 95.48 | 63.4 | 15.7 | 0.93 | 4398 | 86 | 5 | 50000 | 2/5/2015 | Not Yet Verified | Not Yet Verified | Not Yet Verified |  | 2.1 | 5907 | 95.48 | 63.4 |  |  | 4500 | 86
PQUVYX2Q | EnviroLux Energy Systems LLC | EnviroLux Energy Systems | EES-LSR4-3300L-40K [120-277V ONLY] | Indoor Luminaires | Linear Ambient | Direct Linear Ambient Luminaires | Standard | TRUE | 3349 | 118.3 | 28.3 | 10.4 | 0.91 | 3990 | 84 | 5 | 150000 | 10/5/2016 | Dimmable | Continuous (Can dim down to ≤ 10% (W)) | Not Yet Verified |  | 2.1 | 3300 | 112 | 26 |  |  | 4000 | 84
P8CVBEZE | EnviroLux Energy Systems LLC | EnviroLux Energy Systems | EES-LSR4-4400L-40K [120-277V ONLY] | Indoor Luminaires | Linear Ambient | Direct Linear Ambient Luminaires | Standard | FALSE | [9 empty] | 10/5/2016 | Dimmable | Continuous (Can dim down to ≤ 10% (W)) | Not Yet Verified |  |  | 4400 | 112 | 40 |  |  | 4000 | 84
PJUYAUNR | EnviroLux Energy Systems LLC | EnviroLux Energy Systems | EES-LG24-XXXXL-40K-XHD-X-X (120-277V ONLY) | Indoor Luminaires | Linear Ambient | Direct Linear Ambient Luminaires | Standard | TRUE | 2088 | 111.7 | 18.7 | 15.3 | 0.9 | 4040 | 84 | 5 | 178000 | 10/5/2016 | Dimmable | Continuous (Can dim down to ≤ 10% (W)) | Not Yet Verified |  | 2.1 | 2200 |  | 18.7 |  |  | 4000 | 84
P7NZ5DF2 | EnviroLux Energy Systems LLC | EnviroLux Energy Systems | EES-LG48-XXXXL-40K-XHD-X-X [120-277V ONLY] | Indoor Luminaires | Linear Ambient | Direct Linear Ambient Luminaires | Standard | TRUE | 6486 | 111.8 | 58 | 1.4 | 0.98 | 4060 | 84 | 5 | 178000 | 10/5/2016 | Dimmable | Continuous (Cannot dim down to ≤ 10% (W) | Not Yet Verified |  | 2.1 | 6700 | 111 | 58 |  |  | 4000 | 84
PP5XTG8Z | EnviroLux Energy Systems LLC | EnviroLux Energy Systems | EES-LG48-XXXXL-50K-XHD-X-X [120-277V ONLY] | Indoor Luminaires | Linear Ambient | Direct Linear Ambient Luminaires | Standard | FALSE | [9 empty] | 10/5/2016 | Dimmable | Continuous (Cannot dim down to ≤ 10% (W) | Not Yet Verified |  |  | 6700 | 111 | 58 |  |  | 5000 | 84
P6HHDYXU | EnviroLux Energy Systems LLC | EnviroLux Energy Systems | EES-LG36-XXXXL-40K-XHD-X-X (120-277V ONLY) | Indoor Luminaires | Linear Ambient | Direct Linear Ambient Luminaires | Standard | TRUE | 4210 | 112.3 | 37.5 | 17 | 0.89 | 4050 | 84 | 5 | 178000 | 10/5/2016 | Dimmable | Continuous (Cannot dim down to ≤ 10% (W) | Not Yet Verified |  | 2.1 | 4211.25 | 112.3 | 37.5 | 17 | 0.99 | 4000 | 84
PEBR526Q | EnviroLux Energy Systems LLC | EnviroLux Energy Systems | EES-LG36-XXXXL-50K-XHD-X-X (120-277V ONLY) | Indoor Luminaires | Linear Ambient | Direct Linear Ambient Luminaires | Standard | FALSE | [9 empty] | 10/5/2016 | Dimmable | Continuous (Cannot dim down to ≤ 10% (W) | Not Yet Verified |  |  | 4211.25 | 112.3 | 37.5 | 17 | 0.99 | 5000 | 84
P8UZWSZ2 | EnviroLux Energy Systems LLC | EnviroLux Energy Systems | EES-LG55-XXXXL-40K-XHD-X-X (120-277V ONLY) | Indoor Luminaires | Linear Ambient | Direct Linear Ambient Luminaires | Standard | FALSE | [9 empty] | 10/5/2016 | Dimmable | Continuous (Cannot dim down to ≤ 10% (W) | Not Yet Verified |  |  | 8534.8 | 112.3 | 76 | 17 | 0.99 | 4000 | 84
PJXVQ8AA | EnviroLux Energy Systems LLC | EnviroLux Energy Systems | EES-LG55-XXXXL-50K-XHD-X-X (120-277V ONLY) | Indoor Luminaires | Linear Ambient | Direct Linear Ambient Luminaires | Standard | FALSE | [9 empty] | 10/5/2016 | Dimmable | Continuous (Cannot dim down to ≤ 10% (W) | Not Yet Verified |  |  | 8534.8 | 112.3 | 76 | 17 | 0.99 | 5000 | 84
PNADABVE | Envirotech Lighting | EnviroTech Lighting | ENV-LRS-8L-3K | Indoor Luminaires | Linear Ambient | Direct Linear Ambient Luminaires | Premium | TRUE | 4435.024 | 112.85 | 39.3 | 5.27 | 0.925 | 3088 | 83.5 | 5 | 50000 | 4/4/2016 | Dimmable | Continuous (Can dim down to ≤ 10% (W)) | No |  | 3.1 | 4435 | 112.85 | 39.3 | 20 | 0.998 | 3000 | 83
PW82JFZX | Envirotech Lighting | EnviroTech Lighting | ENV-LRS-4L-3K | Indoor Luminaires | Linear Ambient | Direct Linear Ambient Luminaires | Premium | TRUE | 2433.4 | 109.72 | 22.18 | 5.18 | 0.9203 | 3160 | 82.8 | 5 | 50000 | 4/4/2016 | Dimmable | Continuous (Can dim down to ≤ 10% (W)) | No |  | 3.1 | 2433.3 | 109.72 | 22.18 | 20 | 0.996 | 3000 | 82.8
P89TP2VF | Envirotech Lighting | EnviroTech Lighting | ENV-LRS-4L-5K | Indoor Luminaires | Linear Ambient | Direct Linear Ambient Luminaires | Premium | TRUE | 2556.94 | 114.97 | 22.24 | 5.18 | 0.9203 | 5214 | 83.6 | 5 | 50000 | 4/4/2016 | Dimmable | Continuous (Can dim down to ≤ 10% (W)) | No |  | 3.1 | 2556.9 | 114.97 | 22.24 | 20 | 0.996 | 5000 | 83.6
P9Q4BDEB | Envirotech Lighting | EnviroTech Lighting | ENV-LRS-4L-4K | Indoor Luminaires | Linear Ambient | Direct Linear Ambient Luminaires | Premium | FALSE | [9 empty] | 4/4/2016 | Dimmable | Continuous (Can dim down to ≤ 10% (W)) | No |  |  | 2530 | 113.71 | 22.25 | 20 | 0.997 | 4000 | 85.1
PX4A6TNU | Envirotech Lighting | EnviroTech Lighting | ENV-LRS-8L-4K | Indoor Luminaires | Linear Ambient | Direct Linear Ambient Luminaires | Premium | FALSE | [9 empty] | 4/4/2016 | Dimmable | Continuous (Can dim down to ≤ 10% (W)) | No |  |  | 4600 | 115 | 40 | 20 | 0.996 | 4000 | 83
P2BWGY1B | Envirotech Lighting | EnviroTech Lighting | ENV-LRS-8L-5K | Indoor Luminaires | Linear Ambient | Direct Linear Ambient Luminaires | Premium | FALSE | [9 empty] | 4/4/2016 | Dimmable | Continuous (Can dim down to ≤ 10% (W)) | No |  |  | 4700 | 117 | 40 | 20 | 0.996 | 5000 | 83
PG2PQR4D | Envirotech Lighting | EnviroTech Lighting | ENV-LRSRK-4L-5K | Indoor Luminaires | Linear Ambient | Direct Linear Ambient Luminaires | Premium | TRUE | 2473.12 | 111.15 | 22.25 | 4.73 | 0.9446 | 5228 | 83.9 | 5 | 50000 | 4/4/2016 | Dimmable | Continuous (Can dim down to ≤ 10% (W)) | No |  | 3 | 2473.12 | 111.15 | 22.25 | 20 | 0.996 | 5000 | 83.9
PZ79DTQP | Envirotech Lighting | EnviroTech Lighting | ENV-LRS-4H-4K | Indoor Luminaires | Linear Ambient | Direct Linear Ambient Luminaires | Premium | TRUE | 4336.3 | 113.2 | 38.3 | 5.7 | 0.968 | 4177 | 84 | 5 | 50000 | 4/4/2016 | Dimmable | Continuous (Can dim down to ≤ 10% (W)) | No |  | 3.1 | 4000 | 110 | 40 | 20 | 0.9 | 4000 | 80
PD14J5HH | Envirotech Lighting | EnviroTech Lighting | ENV-LRS-4H-5K | Indoor Luminaires | Linear Ambient | Direct Linear Ambient Luminaires | Premium | FALSE | [9 empty] | 4/4/2016 | Dimmable | Continuous (Can dim down to ≤ 10% (W)) | No |  |  | 4000 | 110 | 40 | 20 | 0.9 | 5000 | 80
P5HQ7JG4 | Envirotech Lighting | EnviroTech Lighting | ENV-LRSRK-4L-4K | Indoor Luminaires | Linear Ambient | Direct Linear Ambient Luminaires | Premium | FALSE | [9 empty] | 4/4/2016 | Dimmable | Continuous (Can dim down to ≤ 10% (W)) | No |  |  | 2445.78 | 108.54 | 22.53 | 20 | 0.995 | 4000 | 83.6
P6PRSDME | Envirotech Lighting | EnviroTech Lighting | ENV-LRSRK-8L-4K | Indoor Luminaires | Linear Ambient | Direct Linear Ambient Luminaires | Premium | FALSE | [9 empty] | 4/4/2016 | Dimmable | Continuous (Can dim down to ≤ 10% (W)) | No |  |  | 4500 | 112.5 | 40 | 20 | 0.996 | 4000 | 83
PM2BVV5J | Envirotech Lighting | EnviroTech Lighting | ENV-LRSRK-8L-5K | Indoor Luminaires | Linear Ambient | Direct Linear Ambient Luminaires | Premium | FALSE | [9 empty] | 4/4/2016 | Dimmable | Continuous (Can dim down to ≤ 10% (W)) | No |  |  | 4600 | 115 | 40 | 20 | 0.996 | 5000 | 83
PZXMU35N | Envirotech Lighting | EnviroTech Lighting | ENV-LRSRK-4H-5K | Indoor Luminaires | Linear Ambient | Direct Linear Ambient Luminaires | Premium | TRUE | 3655.32 | 112.58 | 32.47 | 4.33 | 0.9326 | 5214 | 84 | 5 | 50000 | 4/4/2016 | Dimmable | Continuous (Can dim down to ≤ 10% (W)) | No |  | 3 | 3655.32 | 112.58 | 32.47 | 20 | 0.996 | 5000 | 84
PV4763RP | Envirotech Lighting | EnviroTech Lighting | ENV-LRS-8H-3K | Indoor Luminaires | Linear Ambient | Direct Linear Ambient Luminaires | Premium | TRUE | 7546 | 112.13 | 67.3 | 4.95 | 0.942 | 3146 | 83.2 | 5 | 50000 | 4/4/2016 | Dimmable | Continuous (Can dim down to ≤ 10% (W)) | No |  | 3.1 | 7546.3 | 112 | 67.3 | 20 | 0.997 | 3000 | 83
PWU89SN4 | Envirotech Lighting | EnviroTech Lighting | ENV-LRS-8H-4K | Indoor Luminaires | Linear Ambient | Direct Linear Ambient Luminaires | Premium | FALSE | [9 empty] | 4/4/2016 | Dimmable | Continuous (Can dim down to ≤ 10% (W)) | No |  |  | 7650 | 114 | 67 | 20 | 0.997 | 4000 | 83
P8D9H8Z6 | Envirotech Lighting | EnviroTech Lighting | ENV-LRS-8H-5K | Indoor Luminaires | Linear Ambient | Direct Linear Ambient Luminaires | Premium | FALSE | [9 empty] | 4/4/2016 | Dimmable | Continuous (Can dim down to ≤ 10% (W)) | No |  |  | 7700 | 115 | 67 | 20 | 0.997 | 5000 | 83
PNNEEWZX | Envirotech Lighting | EnviroTech Lighting | ENV-LRSRK-4H-4K | Indoor Luminaires | Linear Ambient | Direct Linear Ambient Luminaires | Premium | FALSE | [9 empty] | 4/4/2016 | Dimmable | Continuous (Can dim down to ≤ 10% (W)) | No |  |  | 3647.87 | 112.07 | 32.55 | 20 | 0.997 | 4000 | 85.1
PJ57XV56 | Envirotech Lighting | EnviroTech Lighting | ENV-LRSRK-8H-4K | Indoor Luminaires | Linear Ambient | Direct Linear Ambient Luminaires | Premium | FALSE | [9 empty] | 4/4/2016 | Dimmable | Continuous (Can dim down to ≤ 10% (W)) | No |  |  | 7600 | 113.4 | 67 | 20 | 0.996 | 4000 | 83
PYE1UP75 | Envirotech Lighting | EnviroTech Lighting | ENV-LRSRK-8H-5K | Indoor Luminaires | Linear Ambient | Direct Linear Ambient Luminaires | Premium | FALSE | [9 empty] | 4/4/2016 | Dimmable | Continuous (Can dim down to ≤ 10% (W)) | No |  |  | 7700 | 114.9 | 67 | 20 | 0.996 | 5000 | 83
PRPDQ9FA | Envirotech Lighting | EnviroTech Lighting | ENV-LVT-4H-3K | Indoor Luminaires | Linear Ambient | Direct Linear Ambient Luminaires | Premium | TRUE | 6837.4 | 123.99 | 55.14 | 5.29 | 0.9214 | 3083 | 82 | 5 | 50000 | 4/4/2016 | Dimmable | Continuous (Can dim down to ≤ 10% (W)) | No |  | 3.1 | 6837.4 | 123.99 | 55.14 | 20 | 0.995 | 3000 | 82
PBC519ND | Envirotech Lighting | EnviroTech Lighting | ENV-LVT-4H-4K | Indoor Luminaires | Linear Ambient | Direct Linear Ambient Luminaires | Premium | FALSE | [9 empty] | 4/4/2016 | Dimmable | Continuous (Can dim down to ≤ 10% (W)) | No |  |  | 7198.44 | 128.77 | 55.9 | 20 | 0.994 | 4000 | 83.7
PV22WAPY | Envirotech Lighting | EnviroTech Lighting | ENV-LVT-4H-5K | Indoor Luminaires | Linear Ambient | Direct Linear Ambient Luminaires | Premium | FALSE | [9 empty] | 4/4/2016 | Dimmable | Continuous (Can dim down to ≤ 10% (W)) | No |  |  | 7137.08 | 128.78 | 55.42 | 20 | 0.994 | 5000 | 83
PH8WSXG4 | Envirotech Lighting | EnviroTech Lighting | ENV-LVT-4L-3K | Indoor Luminaires | Linear Ambient | Direct Linear Ambient Luminaires | Premium | TRUE | 4670.9 | 119.24 | 39.17 | 5.18 | 0.9169 | 3094 | 82 | 5 | 50000 | 4/4/2016 | Dimmable | Continuous (Can dim down to ≤ 10% (W)) | No |  | 3.1 | 4670.9 | 119.24 | 40 | 20 | 0.997 | 3000 | 82
PNPYQPWM | Envirotech Lighting | EnviroTech Lighting | ENV-LVT-4L-4K | Indoor Luminaires | Linear Ambient | Direct Linear Ambient Luminaires | Premium | FALSE | [9 empty] | 4/4/2016 | Dimmable | Continuous (Can dim down to ≤ 10% (W)) | No |  |  | 4980.54 | 124.86 | 40 | 20 | 0.997 | 4000 | 84.2
PFB3PGX2 | Envirotech Lighting | EnviroTech Lighting | ENV-LVT-4L-5K | Indoor Luminaires | Linear Ambient | Direct Linear Ambient Luminaires | Premium | FALSE | [9 empty] | 4/4/2016 | Dimmable | Continuous (Can dim down to ≤ 10% (W)) | No |  |  | 4977.14 | 125.24 | 40 | 20 | 0.997 | 5000 | 82.7
PKGBRSAW | Envirotech Lighting | EnviroTech Lighting | ENV-LWR-4L-4K | Indoor Luminaires | Linear Ambient | Direct Linear Ambient Luminaires | Premium | TRUE | 4512.1 | 115.07 | 39.21 | 5.61 | 0.9057 | 3107 | 81.8 | 5 | 50000 | 4/4/2016 | Dimmable | Continuous (Can dim down to ≤ 10% (W)) | No |  | 3.1 | 4512.1 | 115.07 | 40 | 20 | 0.993 | 3000 | 81.8
PFDPQ1QH | Envirotech Lighting | EnviroTech Lighting | ENV-LWR-4L-4K | Indoor Luminaires | Linear Ambient | Direct Linear Ambient Luminaires | Premium | FALSE | [9 empty] | 4/4/2016 | Dimmable | Continuous (Can dim down to ≤ 10% (W)) | No |  |  | 4548.1 | 115.7 | 40 | 20 | 0.991 | 4000 | 83.4
PQS8N8FY | Envirotech Lighting | EnviroTech Lighting | ENV-LWR-4L-5K | Indoor Luminaires | Linear Ambient | Direct Linear Ambient Luminaires | Premium | FALSE | [9 empty] | 4/4/2016 | Dimmable | Continuous (Can dim down to ≤ 10% (W)) | No |  |  | 4564.3 | 116.2 | 40 | 20 | 0.991 | 5000 | 82.6
PASN6DHY | ETECH LED | ETech | LLW-3-50-W2-30 | Indoor Luminaires | Linear Ambient | Direct Linear Ambient Luminaires | Standard | TRUE | 4877.35 | 102.19 | 47.73 | 5.9 | 0.951 | 2938 | 82.6 | 5 | 50000 | 9/29/2016 | Not Yet Verified | Not Yet Verified | No |  | 3 | 5250 | 105 | 50 | 10 | 0.951 | 3000 | 80
P652NHPC | ETECH LED | ETech | LLW-3-50-W2-35 | Indoor Luminaires | Linear Ambient | Direct Linear Ambient Luminaires | Standard | FALSE | [9 empty] | 9/29/2016 | Not Yet Verified | Not Yet Verified | No |  |  | 5250 | 105 | 50 | 10 | 0.951 | 3500 | 80
PP3JH755 | ETECH LED | ETech | LLW-3-50-W2-40 | Indoor Luminaires | Linear Ambient | Direct Linear Ambient Luminaires | Standard | FALSE | [9 empty] | 9/29/2016 | Not Yet Verified | Not Yet Verified | No |  |  | 5250 | 105 | 50 | 10 | 0.951 | 4000 | 80
PKVD36KS | ETECH LED | ETech | LLW-3-50-W2-45 | Indoor Luminaires | Linear Ambient | Direct Linear Ambient Luminaires | Standard | FALSE | [9 empty] | 9/29/2016 | Not Yet Verified | Not Yet Verified | No |  |  | 5250 | 105 | 50 | 10 | 0.951 | 4500 | 80
PJ3FQJBX | ETECH LED | ETech | LLW-3-50-W2-50 | Indoor Luminaires | Linear Ambient | Direct Linear Ambient Luminaires | Standard | FALSE | [9 empty] | 9/29/2016 | Not Yet Verified | Not Yet Verified | No |  |  | 5250 | 105 | 50 | 10 | 0.951 | 5000 | 80
PXR3MZ4G | ETECH LED | ETech | LLW-5-20-W1-30 | Indoor Luminaires | Linear Ambient | Direct Linear Ambient Luminaires | Standard | TRUE | 1832.53 | 103.47 | 17.71 | 13.76 | 0.953 | 3128 | 84.3 | 5 | 50000 | 9/29/2016 | Not Yet Verified | Not Yet Verified | Not Yet Verified |  | 2.1 | 2100 | 105 | 20 | 20 | 0.9 | 3000 | 80
PZZDB5M8 | ETECH LED | ETech | LLW-5-20-W1-35 | Indoor Luminaires | Linear Ambient | Direct Linear Ambient Luminaires | Standard | FALSE | [9 empty] | 9/29/2016 | Not Yet Verified | Not Yet Verified | Not Yet Verified |  |  | 2100 | 105 | 20 | 20 | 0.9 | 3500 | 80
PGVJTUY1 | ETECH LED | ETech | LLW-5-20-W1-40 | Indoor Luminaires | Linear Ambient | Direct Linear Ambient Luminaires | Standard | FALSE | [9 empty] | 9/29/2016 | Not Yet Verified | Not Yet Verified | Not Yet Verified |  |  | 2100 | 105 | 20 | 20 | 0.9 | 4000 | 80
P7HCH7FX | ETECH LED | ETech | LLW-5-20-W1-45 | Indoor Luminaires | Linear Ambient | Direct Linear Ambient Luminaires | Standard | FALSE | [9 empty] | 9/29/2016 | Not Yet Verified | Not Yet Verified | Not Yet Verified |  |  | 2100 | 105 | 20 | 20 | 0.9 | 4500 | 80
PCV78NQ1 | ETECH LED | ETech | LLW-5-20-W1-50 | Indoor Luminaires | Linear Ambient | Direct Linear Ambient Luminaires | Standard | FALSE | [9 empty] | 9/29/2016 | Not Yet Verified | Not Yet Verified | Not Yet Verified |  |  | 2100 | 105 | 20 | 20 | 0.9 | 5000 | 80
PMR7HAXV | ETECH LED | ETech | LLW-5-40-W2-30 | Indoor Luminaires | Linear Ambient | Direct Linear Ambient Luminaires | Standard | TRUE | 3573.16 | 102.71 | 34.79 | 19.04 | 0.954 | 3143 | 84.6 | 5 | 50000 | 9/29/2016 | Not Yet Verified | Not Yet Verified | Not Yet Verified |  | 2.1 | 4200 | 105 | 40 | 20 | 0.9 | 3000 | 80
P1A9UCH6 | ETECH LED | ETech | LLW-5-40-W2-35 | Indoor Luminaires | Linear Ambient | Direct Linear Ambient Luminaires | Standard | FALSE | [9 empty] | 9/29/2016 | Not Yet Verified | Not Yet Verified | Not Yet Verified |  |  | 4200 | 105 | 40 | 20 | 0.9 | 3500 | 80
P7ZP71G1 | ETECH LED | ETech | LLW-5-40-W2-40 | Indoor Luminaires | Linear Ambient | Direct Linear Ambient Luminaires | Standard | FALSE | [9 empty] | 9/29/2016 | Not Yet Verified | Not Yet Verified | Not Yet Verified |  |  | 4200 | 105 | 40 | 20 | 0.9 | 4000 | 80
PD2YUXDF | ETECH LED | ETech | LLW-5-40-W2-45 | Indoor Luminaires | Linear Ambient | Direct Linear Ambient Luminaires | Standard | FALSE | [9 empty] | 9/29/2016 | Not Yet Verified | Not Yet Verified | Not Yet Verified |  |  | 4200 | 105 | 40 | 20 | 0.9 | 4500 | 80
PCT7G5DN | ETECH LED | ETech | LLW-5-40-W2-50 | Indoor Luminaires | Linear Ambient | Direct Linear Ambient Luminaires | Standard | FALSE | [9 empty] | 9/29/2016 | Not Yet Verified | Not Yet Verified | Not Yet Verified |  |  | 4200 | 105 | 40 | 20 | 0.9 | 5000 | 80
PKUAEBJN | ETECH LED | ETech | LLW-3-25-W2-30 | Indoor Luminaires | Linear Ambient | Direct Linear Ambient Luminaires | Standard | TRUE | 2673.75 | 111.04 | 24.08 | 5.93 | 0.92 | 2981 | 81.3 | 5 | 50000 | 9/29/2016 | Not Yet Verified | Not Yet Verified | No |  | 3.1 | 2775 | 111 | 25 | 10 | 0.9 | 3000 | 80
PG8XV5YA | ETECH LED | ETech | LLW-3-25-W2-35 | Indoor Luminaires | Linear Ambient | Direct Linear Ambient Luminaires | Standard | FALSE | [9 empty] | 9/29/2016 | Not Yet Verified | Not Yet Verified | No |  |  | 2775 | 111 | 25 | 10 | 0.9 | 3500 | 80
PJ8SAE14 | ETECH LED | ETech | LLW-3-25-W2-40 | Indoor Luminaires | Linear Ambient | Direct Linear Ambient Luminaires | Standard | FALSE | [9 empty] | 9/29/2016 | Not Yet Verified | Not Yet Verified | No |  |  | 2775 | 111 | 25 | 10 | 0.9 | 4000 | 80
PRNC814X | ETECH LED | ETech | LLW-3-25-W2-45 | Indoor Luminaires | Linear Ambient | Direct Linear Ambient Luminaires | Standard | FALSE | [9 empty] | 9/29/2016 | Not Yet Verified | Not Yet Verified | No |  |  | 2775 | 111 | 25 | 10 | 0.9 | 4500 | 80
PTBMGDUW | ETECH LED | ETech | LLW-3-25-W2-50 | Indoor Luminaires | Linear Ambient | Direct Linear Ambient Luminaires | Standard | FALSE | [9 empty] | 9/29/2016 | Not Yet Verified | Not Yet Verified | No |  |  | 2775 | 111 | 25 | 10 | 0.9 | 5000 | 80
PFP3Y8N6 | ETECH LED | ETech | LLW-6-44-W2-30 | Indoor Luminaires | Linear Ambient | Direct Linear Ambient Luminaires | Standard | TRUE | 4219.88 | 113.87 | 37.06 | 18.04 | 0.958 | 2972 | 81.2 | 5 | 50000 | 9/29/2016 | Not Yet Verified | Not Yet Verified | No |  | 3.1 | 4200 | 105 | 40 | 10 | 0.9 | 3000 | 80
P3A93RF4 | ETECH LED | ETech | LLW-6-44-W2-35 | Indoor Luminaires | Linear Ambient | Direct Linear Ambient Luminaires | Standard | FALSE | [9 empty] | 9/29/2016 | Not Yet Verified | Not Yet Verified | No |  |  | 4200 | 105 | 40 | 10 | 0.9 | 3500 | 80
PUQF1PU4 | ETECH LED | ETech | LLW-6-44-W2-40 | Indoor Luminaires | Linear Ambient | Direct Linear Ambient Luminaires | Standard | FALSE | [9 empty] | 9/29/2016 | Not Yet Verified | Not Yet Verified | No |  |  | 4200 | 105 | 40 | 10 | 0.9 | 4000 | 80
PF7FKRZY | ETECH LED | ETech | LLW-6-44-W2-45 | Indoor Luminaires | Linear Ambient | Direct Linear Ambient Luminaires | Standard | FALSE | [9 empty] | 9/29/2016 | Not Yet Verified | Not Yet Verified | No |  |  | 4200 | 105 | 40 | 10 | 0.9 | 4500 | 80
P6KN1EPC | ETECH LED | ETech | LLW-6-44-W2-50 | Indoor Luminaires | Linear Ambient | Direct Linear Ambient Luminaires | Standard | FALSE | [9 empty] | 9/29/2016 | Not Yet Verified | Not Yet Verified | No |  |  | 4200 | 105 | 40 | 10 | 0.9 | 5000 | 80
PVZNGN7Y | ETECH LED | ETech | LLW-8-60-W2-30 | Indoor Luminaires | Linear Ambient | Direct Linear Ambient Luminaires | Standard | TRUE | 6408.47 | 110.19 | 58.16 | 5.91 | 0.943 | 2975 | 81.2 | 5 | 50000 | 9/29/2016 | Not Yet Verified | Not Yet Verified | No |  | 3.1 | 6600 | 110 | 60 | 10 | 0.9 | 3000 | 80
PMDFKX49 | ETECH LED | ETech | LLW-8-60-W2-35 | Indoor Luminaires | Linear Ambient | Direct Linear Ambient Luminaires | Standard | FALSE | [9 empty] | 9/29/2016 | Not Yet Verified | Not Yet Verified | No |  |  | 6600 | 110 | 60 | 10 | 0.9 | 3500 | 80
PXES1939 | ETECH LED | ETech | LLW-8-60-W2-40 | Indoor Luminaires | Linear Ambient | Direct Linear Ambient Luminaires | Standard | FALSE | [9 empty] | 9/29/2016 | Not Yet Verified | Not Yet Verified | No |  |  | 6600 | 110 | 60 | 10 | 0.9 | 4000 | 80
PRWNTYH6 | ETECH LED | ETech | LLW-8-60-W2-45 | Indoor Luminaires | Linear Ambient | Direct Linear Ambient Luminaires | Standard | FALSE | [9 empty] | 9/29/2016 | Not Yet Verified | Not Yet Verified | No |  |  | 6600 | 110 | 60 | 10 | 0.9 | 4500 | 80
P1WBK218 | ETECH LED | ETech | LLW-8-60-W2-50 | Indoor Luminaires | Linear Ambient | Direct Linear Ambient Luminaires | Standard | FALSE | [9 empty] | 9/29/2016 | Not Yet Verified | Not Yet Verified | No |  |  | 6600 | 110 | 60 | 10 | 0.9 | 5000 | 80
PZ4TBXF5 | ETECH LED | ETech | LLW-4-15-W1-27 | Indoor Luminaires | Linear Ambient | Direct Linear Ambient Luminaires | Standard | TRUE | 1739.9 | 114.17 | 15.24 | 15.63 | 0.947 | 2753 | 82.7 | 5 | 50000 | 9/29/2016 | Not Yet Verified | Not Yet Verified | Not Yet Verified |  | 2.1 | 1760 | 110 | 16 | 9.12 | 0.991 | 2753 | 83
P49A36ZJ | ETECH LED | ETech | LLW-4-15-W1-30 | Indoor Luminaires | Linear Ambient | Direct Linear Ambient Luminaires | Standard | FALSE | [9 empty] | 9/29/2016 | Not Yet Verified | Not Yet Verified | Not Yet Verified |  |  | 1760 | 110 | 16 | 9.12 | 0.991 | 3000 | 83
PE6AFWDE | ETECH LED | ETech | LLW-4-15-W1-35 | Indoor Luminaires | Linear Ambient | Direct Linear Ambient Luminaires | Standard | FALSE | [9 empty] | 9/29/2016 | Not Yet Verified | Not Yet Verified | Not Yet Verified |  |  | 1760 | 110 | 16 | 9.12 | 0.991 | 3500 | 83
PDAZZZ2W | ETECH LED | ETech | LLW-4-15-W1-40 | Indoor Luminaires | Linear Ambient | Direct Linear Ambient Luminaires | Standard | FALSE | [9 empty] | 9/29/2016 | Not Yet Verified | Not Yet Verified | Not Yet Verified |  |  | 1760 | 110 | 16 | 9.12 | 0.991 | 4000 | 83
PSEA6CA7 | ETECH LED | ETech | LLW-4-15-W1-45 | Indoor Luminaires | Linear Ambient | Direct Linear Ambient Luminaires | Standard | FALSE | [9 empty] | 9/29/2016 | Not Yet Verified | Not Yet Verified | Not Yet Verified |  |  | 1760 | 110 | 16 | 9.12 | 0.991 | 4500 | 83
PM8ZMWEX | ETECH LED | ETech | LLW-4-15-W1-50 | Indoor Luminaires | Linear Ambient | Direct Linear Ambient Luminaires | Standard | FALSE | [9 empty] | 9/29/2016 | Not Yet Verified | Not Yet Verified | Not Yet Verified |  |  | 1760 | 110 | 16 | 9.12 | 0.991 | 5000 | 83
PTDZ55ZP | Etlin-Daniels | ETLIN-DANIELS | VP42-42U30-F | Indoor Luminaires | Linear Ambient | Direct Linear Ambient Luminaires | Premium | TRUE | 4670.9 | 119.24 | 39.17 | 5.18 | 0.9169 | 3094 | 82 | 5 | 50000 | 10/3/2016 | Dimmable | Continuous (Can dim down to ≤ 10% (W)) | No |  | 3.1 | 4670.9 | 119.24 | 40 | 20 | 0.997 | 3000 | 82
P7PDE3UX | Etlin-Daniels | ETLIN-DANIELS | VP42-42U40-F | Indoor Luminaires | Linear Ambient | Direct Linear Ambient Luminaires | Premium | FALSE | [9 empty] | 10/3/2016 | Dimmable | Continuous (Can dim down to ≤ 10% (W)) | No |  |  | 4980.54 | 124.86 | 40 | 20 | 0.997 | 4000 | 84.2
PT44PSK3 | Etlin-Daniels | ETLIN-DANIELS | VP42-42U50-F | Indoor Luminaires | Linear Ambient | Direct Linear Ambient Luminaires | Premium | FALSE | [9 empty] | 10/3/2016 | Dimmable | Continuous (Can dim down to ≤ 10% (W)) | No |  |  | 4977.14 | 125.24 | 40 | 20 | 0.997 | 5000 | 82.7
PE7YZFZ1 | Etlin-Daniels | ETLIN-DANIELS | VP42-60U30-F | Indoor Luminaires | Linear Ambient | Direct Linear Ambient Luminaires | Premium | TRUE | 6837.4 | 123.99 | 55.14 | 5.29 | 0.9214 | 3083 | 82 | 5 | 50000 | 10/3/2016 | Dimmable | Continuous (Can dim down to ≤ 10% (W)) | No |  | 3.1 | 6837.4 | 123.99 | 55.14 | 20 | 0.995 | 3000 | 82
PP5V1N9T | Etlin-Daniels | ETLIN-DANIELS | VP42-60U40-F | Indoor Luminaires | Linear Ambient | Direct Linear Ambient Luminaires | Premium | FALSE | [9 empty] | 10/3/2016 | Dimmable | Continuous (Can dim down to ≤ 10% (W)) | No |  |  | 7198.44 | 128.77 | 55.9 | 20 | 0.994 | 4000 | 83.7
P1KHNBXZ | Etlin-Daniels | ETLIN-DANIELS | VP42-60U50-F | Indoor Luminaires | Linear Ambient | Direct Linear Ambient Luminaires | Premium | FALSE | [9 empty] | 10/3/2016 | Dimmable | Continuous (Can dim down to ≤ 10% (W)) | No |  |  | 7137.08 | 128.78 | 55.42 | 20 | 0.994 | 5000 | 83
P7TVF2WT | Finelite, Inc. | Finelite | HP-6 R-4-HO-3500K (120V, 277V) | Indoor Luminaires | Linear Ambient | Direct Linear Ambient Luminaires | Standard | TRUE | 3769 | 98.2 | 38.5 | 15.4 | 0.946 | 3501 | 84 | 5 | 50000 | 3/23/2016 | Dimmable | Continuous (Can dim down to ≤ 10% (W)) | Not Yet Verified |  | 3.1 | 3769 | 98.15 | 38.4 | 15.4 | 0.946 | 3500 | 84
P16SRXQP | Finelite, Inc. | Finelite | HP-6 R-8-HO-3500K (120V, 277V) | Indoor Luminaires | Linear Ambient | Direct Linear Ambient Luminaires | Standard | FALSE | [9 empty] | 3/23/2016 | Dimmable | Continuous (Can dim down to ≤ 10% (W)) | Not Yet Verified |  |  | 7538 | 98.15 | 76.8 | 15.4 | 0.946 | 3500 | 84
PATG5ZPZ | Finelite, Inc. | Finelite | HP-6 R-12-HO-3500K (120V, 277V) | Indoor Luminaires | Linear Ambient | Direct Linear Ambient Luminaires | Standard | FALSE | [9 empty] | 3/23/2016 | Dimmable | Continuous (Can dim down to ≤ 10% (W)) | Not Yet Verified |  |  | 11307 | 98.15 | 115.2 | 15.4 | 0.946 | 3500 | 84
PV4NP84N | Fluxwerx Illumination Inc | Fluxwerx | NT1LxxBD30F1M04 | Indoor Luminaires | Linear Ambient | Direct Linear Ambient Luminaires | Standard | TRUE | 3327 | 89.1 | 37.36 | 15.7 | 0.93 | 3036 | 82.6 | 5 | 50000 | 9/14/2016 | Not Dimmable | Not Dimmable | No |  | 3.1 | 3327 | 89.1 | 37.36 | 15.7 | 0.93 | 3036 | 82.6
PF1RK7YZ | Fluxwerx Illumination Inc | Fluxwerx | NT1LxxBD40[F2,E1,E2,E3,E4]M04 | Indoor Luminaires | Linear Ambient | Direct Linear Ambient Luminaires | Standard | FALSE | [9 empty] | 9/14/2016 | Dimmable | Continuous (Can dim down to ≤ 10% (W)) | No |  |  | 3422 | 90.7 | 37.72 | 15.7 | 0.93 | 3944 | 82.8
P8NP41KW | Fluxwerx Illumination Inc | Fluxwerx | NT1LxxBD35[F2,E1,E2,E3,E4]M04 | Indoor Luminaires | Linear Ambient | Direct Linear Ambient Luminaires | Standard | FALSE | [9 empty] | 9/14/2016 | Dimmable | Continuous (Can dim down to ≤ 10% (W)) | No |  |  | 3474 | 92.8 | 37.45 | 15.7 | 0.93 | 3430 | 83.6
P4SB1BMT | Fluxwerx Illumination Inc | Fluxwerx | NT1LxxBD30[F2,E1,E2,E3,E4]M04 | Indoor Luminaires | Linear Ambient | Direct Linear Ambient Luminaires | Standard | FALSE | [9 empty] | 9/14/2016 | Dimmable | Continuous (Can dim down to ≤ 10% (W)) | No |  |  | 3327 | 89.1 | 37.36 | 15.7 | 0.93 | 3036 | 82.6
PTWZ951R | Fluxwerx Illumination Inc | Fluxwerx | NT1LxxBD40F1M04 | Indoor Luminaires | Linear Ambient | Direct Linear Ambient Luminaires | Standard | FALSE | [9 empty] | 9/14/2016 | Not Dimmable | Not Dimmable | No |  |  | 3422 | 90.7 | 37.72 | 15.7 | 0.93 | 3944 | 82.8
PXWM87QS | Fluxwerx Illumination Inc | Fluxwerx | NT1LxxBD35F1M04 | Indoor Luminaires | Linear Ambient | Direct Linear Ambient Luminaires | Standard | FALSE | [9 empty] | 9/14/2016 | Not Dimmable | Not Dimmable | No |  |  | 3474 | 92.8 | 37.45 | 15.7 | 0.93 | 3430 | 83.6
PQXW5ZM2 | Focal Point | Seem 4 | FSM4Lb-SRXP-625LF-30K-1C-WWW-fff-ZZZ-YYY-XX-2 | Indoor Luminaires | Linear Ambient | Direct Linear Ambient Luminaires | Standard | TRUE | 1163.62 | 95.15 | 12.23 | 9.51 | 0.894 | 3044 | 83.1 | 5 | 50000 | 1/16/2015 | Dimmable | Continuous (Can dim down to ≤ 10% (W)) | Not Yet Verified |  | 2.1 | 1163.62 | 95.15 | 12.23 | 16.8 | 0.894 | 3000 | 83
P91KJ87T | Focal Point | Seem 4 | FSM4Lb-SRXP-1000LF-30K-1C-WWW-fff-ZZZ-YYY-XX-2 | Indoor Luminaires | Linear Ambient | Direct Linear Ambient Luminaires | Standard | TRUE | 1694.05 | 83.84 | 20.21 | 13 | 0.93 | 3044 | 83.1 | 5 | 50000 | 1/16/2015 | Dimmable | Continuous (Can dim down to ≤ 10% (W)) | Not Yet Verified |  | 2.1 | 1694.09 | 83.84 | 20.21 | 16.8 | 0.894 | 3000 | 83
PH12RDXP | Focal Point | Seem 4 | FSM4Lb-FL-625LF-35K-1C-WWW-fff-ZZZ-YYY-XX-2 | Indoor Luminaires | Linear Ambient | Direct Linear Ambient Luminaires | Standard | FALSE | [9 empty] | 1/16/2015 | Dimmable | Continuous (Can dim down to ≤ 10% (W)) | Not Yet Verified |  |  | 1393.75 | 100.17 | 13.91 | 16.8 | 0.894 | 3500 | 83.2
PY7VVA2S | Focal Point | Seem 4 | FSM4Lb-SRXP-625LF-35K-1C-WWW-fff-ZZZ-YYY-XX-2 | Indoor Luminaires | Linear Ambient | Direct Linear Ambient Luminaires | Standard | FALSE | [9 empty] | 1/16/2015 | Dimmable | Continuous (Can dim down to ≤ 10% (W)) | Not Yet Verified |  |  | 1214.18 | 99.28 | 12.23 | 16.8 | 0.894 | 3500 | 83.2
PRU59X87 | Focal Point | Seem 4 | FSM4Lb-FL-875LF-35K-1C-WWW-fff-ZZZ-YYY-XX-2 | Indoor Luminaires | Linear Ambient | Direct Linear Ambient Luminaires | Standard | FALSE | [9 empty] | 1/16/2015 | Dimmable | Continuous (Can dim down to ≤ 10% (W)) | Not Yet Verified |  |  | 1817.33 | 91.03 | 19.96 | 16.8 | 0.894 | 3500 | 83.2
P5HW1XU3 | Focal Point | Seem 4 | FSM4Lb-SRXP-875LF-35K-1C-WWW-fff-ZZZ-YYY-XX-2 | Indoor Luminaires | Linear Ambient | Direct Linear Ambient Luminaires | Standard | FALSE | [9 empty] | 1/16/2015 | Dimmable | Continuous (Can dim down to ≤ 10% (W)) | Not Yet Verified |  |  | 1583.19 | 90.23 | 17.55 | 16.8 | 0.894 | 3500 | 83.2
PEFWHEKQ | Focal Point | Seem 4 | FSM4Lb-FL-1000LF-35K-1C-WWW-fff-ZZZ-YYY-XX-2 | Indoor Luminaires | Linear Ambient | Direct Linear Ambient Luminaires | Standard | FALSE | [9 empty] | 1/16/2015 | Dimmable | Continuous (Can dim down to ≤ 10% (W)) | Not Yet Verified |  |  | 2029.13 | 88.27 | 22.99 | 16.8 | 0.894 | 3500 | 83.2
PJZHESV3 | Focal Point | Seem 4 | FSM4Lb-SRXP-1000LF-35K-1C-WWW-fff-ZZZ-YYY-XX-2 | Indoor Luminaires | Linear Ambient | Direct Linear Ambient Luminaires | Standard | FALSE | [9 empty] | 1/16/2015 | Dimmable | Continuous (Can dim down to ≤ 10% (W)) | Not Yet Verified |  |  | 1767.7 | 87.49 | 20.21 | 16.8 | 0.894 | 3500 | 83.2
P44X871T | Focal Point | Seem 4 | FSM4Lb-FL-625LF-40K-1C-WWW-fff-ZZZ-YYY-XX-2 | Indoor Luminaires | Linear Ambient | Direct Linear Ambient Luminaires | Standard | FALSE | [9 empty] | 1/16/2015 | Dimmable | Continuous (Can dim down to ≤ 10% (W)) | Not Yet Verified |  |  | 1451.78 | 104.34 | 13.91 | 16.8 | 0.894 | 4000 | 83.5
PFQJK8VN | Focal Point | Seem 4 | FSM4Lb-SRXP-625LF-40K-1C-WWW-fff-ZZZ-YYY-XX-2 | Indoor Luminaires | Linear Ambient | Direct Linear Ambient Luminaires | Standard | FALSE | [9 empty] | 1/16/2015 | Dimmable | Continuous (Can dim down to ≤ 10% (W)) | Not Yet Verified |  |  | 1264.73 | 103.42 | 12.23 | 16.8 | 0.894 | 4000 | 83.5
PTEZSCVU | Focal Point | Seem 4 | FSM4Lb-FL-875LF-40K-1C-WWW-fff-ZZZ-YYY-XX-2 | Indoor Luminaires | Linear Ambient | Direct Linear Ambient Luminaires | Standard | FALSE | [9 empty] | 1/16/2015 | Dimmable | Continuous (Can dim down to ≤ 10% (W)) | Not Yet Verified |  |  | 1893 | 94.82 | 19.96 | 16.8 | 0.894 | 4000 | 83.5
P28N5SCG | Focal Point | Seem 4 | FSM4Lb-SRXP-875LF-40K-1C-WWW-fff-ZZZ-YYY-XX-2 | Indoor Luminaires | Linear Ambient | Direct Linear Ambient Luminaires | Standard | FALSE | [9 empty] | 1/16/2015 | Dimmable | Continuous (Can dim down to ≤ 10% (W)) | Not Yet Verified |  |  | 1649.11 | 93.98 | 17.55 | 16.8 | 0.894 | 4000 | 83.5
P5W5FPEA | Focal Point | Seem 4 | FSM4Lb-FL-1000LF-40K-1C-WWW-fff-ZZZ-YYY-XX-2 | Indoor Luminaires | Linear Ambient | Direct Linear Ambient Luminaires | Standard | FALSE | [9 empty] | 1/16/2015 | Dimmable | Continuous (Can dim down to ≤ 10% (W)) | Not Yet Verified |  |  | 2113.61 | 91.94 | 22.99 | 16.8 | 0.894 | 4000 | 83.5
PQ9314K8 | Focal Point | Seem 4 | FSM4Lb-SRXP-1000LF-40K-1C-WWW-fff-ZZZ-YYY-XX-2 | Indoor Luminaires | Linear Ambient | Direct Linear Ambient Luminaires | Standard | FALSE | [9 empty] | 1/16/2015 | Dimmable | Continuous (Can dim down to ≤ 10% (W)) | Not Yet Verified |  |  | 1841.3 | 91.13 | 20.21 | 16.8 | 0.894 | 4000 | 83.5
P1N7F1B2 | Focal Point | Seem 4 | FSM4Lb-FL-625LF-30K-1C-WWW-fff-ZZZ-YYY-XX-3 | Indoor Luminaires | Linear Ambient | Direct Linear Ambient Luminaires | Standard | FALSE | [9 empty] | 1/16/2015 | Dimmable | Continuous (Can dim down to ≤ 10% (W)) | Not Yet Verified |  |  | 2003.57 | 96 | 20.87 | 16.8 | 0.894 | 3000 | 83
PVTYP9JC | Focal Point | Seem 4 | FSM4Lb-SRXP-625LF-30K-1C-WWW-fff-ZZZ-YYY-XX-3 | Indoor Luminaires | Linear Ambient | Direct Linear Ambient Luminaires | Standard | FALSE | [9 empty] | 1/16/2015 | Dimmable | Continuous (Can dim down to ≤ 10% (W)) | Not Yet Verified |  |  | 1745.43 | 95.15 | 18.34 | 16.8 | 0.894 | 3000 | 83
P5KCQXMM | Focal Point | Seem 4 | FSM4Lb-FL-875LF-30K-1C-WWW-fff-ZZZ-YYY-XX-3 | Indoor Luminaires | Linear Ambient | Direct Linear Ambient Luminaires | Standard | FALSE | [9 empty] | 1/16/2015 | Dimmable | Continuous (Can dim down to ≤ 10% (W)) | Not Yet Verified |  |  | 2612.5 | 87.24 | 29.95 | 16.8 | 0.894 | 3000 | 83
P3QEVRND | Focal Point | Seem 4 | FSM4Lb-SRXP-875LF-30K-1C-WWW-fff-ZZZ-YYY-XX-3 | Indoor Luminaires | Linear Ambient | Direct Linear Ambient Luminaires | Standard | FALSE | [9 empty] | 1/16/2015 | Dimmable | Continuous (Can dim down to ≤ 10% (W)) | Not Yet Verified |  |  | 2275.91 | 86.47 | 26.32 | 16.8 | 0.894 | 3000 | 83
PE71JKVB | Focal Point | Seem 4 | FSM4Lb-FL-1000LF-30K-1C-WWW-fff-ZZZ-YYY-XX-3 | Indoor Luminaires | Linear Ambient | Direct Linear Ambient Luminaires | Standard | FALSE | [9 empty] | 1/16/2015 | Dimmable | Continuous (Can dim down to ≤ 10% (W)) | Not Yet Verified |  |  | 2916.96 | 84.59 | 34.48 | 16.8 | 0.894 | 3000 | 83
PWQY2BRJ | Focal Point | Seem 4 | FSM4Lb-SRXP-1000LF-30K-1C-WWW-fff-ZZZ-YYY-XX-3 | Indoor Luminaires | Linear Ambient | Direct Linear Ambient Luminaires | Standard | FALSE | [9 empty] | 1/16/2015 | Dimmable | Continuous (Can dim down to ≤ 10% (W)) | Not Yet Verified |  |  | 2541.14 | 83.84 | 30.31 | 16.8 | 0.894 | 3000 | 83
PDF3P58U | Focal Point | Seem 4 | FSM4Lb-FL-625LF-35K-1C-WWW-fff-ZZZ-YYY-XX-3 | Indoor Luminaires | Linear Ambient | Direct Linear Ambient Luminaires | Standard | FALSE | [9 empty] | 1/16/2015 | Dimmable | Continuous (Can dim down to ≤ 10% (W)) | Not Yet Verified |  |  | 2090.62 | 100.17 | 20.87 | 16.8 | 0.894 | 3500 | 83.2
PZZKF9W7 | Focal Point | Seem 4 | FSM4Lb-SRXP-625LF-35K-1C-WWW-fff-ZZZ-YYY-XX-3 | Indoor Luminaires | Linear Ambient | Direct Linear Ambient Luminaires | Standard | FALSE | [9 empty] | 1/16/2015 | Dimmable | Continuous (Can dim down to ≤ 10% (W)) | Not Yet Verified |  |  | 1821.27 | 99.28 | 18.34 | 16.8 | 0.894 | 3500 | 83.2
P73WJYXQ | Focal Point | Seem 4 | FSM4Lb-FL-875LF-35K-1C-WWW-fff-ZZZ-YYY-XX-3 | Indoor Luminaires | Linear Ambient | Direct Linear Ambient Luminaires | Standard | FALSE | [9 empty] | 1/16/2015 | Dimmable | Continuous (Can dim down to ≤ 10% (W)) | Not Yet Verified |  |  | 2726 | 91.03 | 29.95 | 16.8 | 0.894 | 3500 | 83.2
PW7DZYBH | Focal Point | Seem 4 | FSM4Lb-SRXP-875LF-35K-1C-WWW-fff-ZZZ-YYY-XX-3 | Indoor Luminaires | Linear Ambient | Direct Linear Ambient Luminaires | Standard | FALSE | [9 empty] | 1/16/2015 | Dimmable | Continuous (Can dim down to ≤ 10% (W)) | Not Yet Verified |  |  | 2374.78 | 90.23 | 26.32 | 16.8 | 0.894 | 3500 | 83.2
P5PYW5BZ | Focal Point | Seem 4 | FSM4Lb-FL-1000LF-35K-1C-WWW-fff-ZZZ-YYY-XX-3 | Indoor Luminaires | Linear Ambient | Direct Linear Ambient Luminaires | Standard | FALSE | [9 empty] | 1/16/2015 | Dimmable | Continuous (Can dim down to ≤ 10% (W)) | Not Yet Verified |  |  | 3043.69 | 88.27 | 34.48 | 16.8 | 0.894 | 3500 | 83.2
PJMGVPUR | Focal Point | Seem 4 | FSM4Lb-SRXP-1000LF-35K-1C-WWW-fff-ZZZ-YYY-XX-3 | Indoor Luminaires | Linear Ambient | Direct Linear Ambient Luminaires | Standard | FALSE | [9 empty] | 1/16/2015 | Dimmable | Continuous (Can dim down to ≤ 10% (W)) | Not Yet Verified |  |  | 2651.54 | 87.49 | 30.31 | 16.8 | 0.894 | 3500 | 83.2
PGRDM9DZ | Focal Point | Seem 4 | FSM4Lb-FL-625LF-40K-1C-WWW-fff-ZZZ-YYY-XX-3 | Indoor Luminaires | Linear Ambient | Direct Linear Ambient Luminaires | Standard | FALSE | [9 empty] | 1/16/2015 | Dimmable | Continuous (Can dim down to ≤ 10% (W)) | Not Yet Verified |  |  | 2177.67 | 104.34 | 20.87 | 16.8 | 0.894 | 4000 | 83.5
PWCSN35T | Focal Point | Seem 4 | FSM4Lb-SRXP-625LF-40K-1C-WWW-fff-ZZZ-YYY-XX-3 | Indoor Luminaires | Linear Ambient | Direct Linear Ambient Luminaires | Standard | FALSE | [9 empty] | 1/16/2015 | Dimmable | Continuous (Can dim down to ≤ 10% (W)) | Not Yet Verified |  |  | 1897.1 | 103.42 | 18.34 | 16.8 | 0.894 | 4000 | 83.5
PJYYG7K4 | Focal Point | Seem 4 | FSM4Lb-FL-875LF-40K-1C-WWW-fff-ZZZ-YYY-XX-3 | Indoor Luminaires | Linear Ambient | Direct Linear Ambient Luminaires | Standard | FALSE | [9 empty] | 1/16/2015 | Dimmable | Continuous (Can dim down to ≤ 10% (W)) | Not Yet Verified |  |  | 2839.5 | 94.82 | 29.95 | 16.8 | 0.894 | 4000 | 83.5
PMWUDUHX | Focal Point | Seem 4 | FSM4Lb-SRXP-875LF-40K-1C-WWW-fff-ZZZ-YYY-XX-3 | Indoor Luminaires | Linear Ambient | Direct Linear Ambient Luminaires | Standard | FALSE | [9 empty] | 1/16/2015 | Dimmable | Continuous (Can dim down to ≤ 10% (W)) | Not Yet Verified |  |  | 2473.66 | 93.98 | 26.32 | 16.8 | 0.894 | 4000 | 83.5
PSQZJD8P | Focal Point | Seem 4 | FSM4Lb-FL-1000LF-40K-1C-WWW-fff-ZZZ-YYY-XX-3 | Indoor Luminaires | Linear Ambient | Direct Linear Ambient Luminaires | Standard | FALSE | [9 empty] | 1/16/2015 | Dimmable | Continuous (Can dim down to ≤ 10% (W)) | Not Yet Verified |  |  | 3170.42 | 91.94 | 34.48 | 16.8 | 0.894 | 4000 | 83.5
PRAPZ7UJ | Focal Point | Seem 4 | FSM4Lb-SRXP-1000LF-40K-1C-WWW-fff-ZZZ-YYY-XX-3 | Indoor Luminaires | Linear Ambient | Direct Linear Ambient Luminaires | Standard | FALSE | [9 empty] | 1/16/2015 | Dimmable | Continuous (Can dim down to ≤ 10% (W)) | Not Yet Verified |  |  | 2761.95 | 91.13 | 30.31 | 16.8 | 0.894 | 4000 | 83.5
PMGJCGGA | Focal Point | Seem 4 | FSM4Lb-FL-625LF-30K-1C-WWW-fff-ZZZ-YYY-XX-4 | Indoor Luminaires | Linear Ambient | Direct Linear Ambient Luminaires | Standard | FALSE | [9 empty] | 1/16/2015 | Dimmable | Continuous (Can dim down to ≤ 10% (W)) | Not Yet Verified |  |  | 2671.43 | 96 | 27.83 | 16.8 | 0.894 | 3000 | 83
PYTNSHX6 | Focal Point | Seem 4 | FSM4Lb-SRXP-625LF-30K-1C-WWW-fff-ZZZ-YYY-XX-4 | Indoor Luminaires | Linear Ambient | Direct Linear Ambient Luminaires | Standard | FALSE | [9 empty] | 1/16/2015 | Dimmable | Continuous (Can dim down to ≤ 10% (W)) | Not Yet Verified |  |  | 2327.25 | 95.15 | 24.46 | 16.8 | 0.894 | 3000 | 83
P4UGQ6BE | Focal Point | Seem 4 | FSM4Lb-FL-875LF-30K-1C-WWW-fff-ZZZ-YYY-XX-4 | Indoor Luminaires | Linear Ambient | Direct Linear Ambient Luminaires | Standard | FALSE | [9 empty] | 1/16/2015 | Dimmable | Continuous (Can dim down to ≤ 10% (W)) | Not Yet Verified |  |  | 3483.33 | 87.24 | 39.93 | 16.8 | 0.894 | 3000 | 83
PY2CZ6D3 | Focal Point | Seem 4 | FSM4Lb-SRXP-875LF-30K-1C-WWW-fff-ZZZ-YYY-XX-4 | Indoor Luminaires | Linear Ambient | Direct Linear Ambient Luminaires | Standard | FALSE | [9 empty] | 1/16/2015 | Dimmable | Continuous (Can dim down to ≤ 10% (W)) | Not Yet Verified |  |  | 3034.54 | 86.47 | 35.09 | 16.8 | 0.894 | 3000 | 83
PYJT92VA | Focal Point | Seem 4 | FSM4Lb-FL-1000LF-30K-1C-WWW-fff-ZZZ-YYY-XX-4 | Indoor Luminaires | Linear Ambient | Direct Linear Ambient Luminaires | Standard | FALSE | [9 empty] | 1/16/2015 | Dimmable | Continuous (Can dim down to ≤ 10% (W)) | Not Yet Verified |  |  | 3889.28 | 84.59 | 45.98 | 16.8 | 0.894 | 3000 | 83
PQKANAX3 | Focal Point | Seem 4 | FSM4Lb-SRXP-1000LF-30K-1C-WWW-fff-ZZZ-YYY-XX-4 | Indoor Luminaires | Linear Ambient | Direct Linear Ambient Luminaires | Standard | FALSE | [9 empty] | 1/16/2015 | Dimmable | Continuous (Can dim down to ≤ 10% (W)) | Not Yet Verified |  |  | 3388.19 | 83.84 | 40.41 | 16.8 | 0.894 | 3000 | 83
P6M35MSX | Focal Point | Seem 4 | FSM4Lb-FL-625LF-35K-1C-WWW-fff-ZZZ-YYY-XX-4 | Indoor Luminaires | Linear Ambient | Direct Linear Ambient Luminaires | Standard | FALSE | [9 empty] | 1/16/2015 | Dimmable | Continuous (Can dim down to ≤ 10% (W)) | Not Yet Verified |  |  | 2787.49 | 100.17 | 27.83 | 16.8 | 0.894 | 3500 | 83.2
PRGJBSDX | Focal Point | Seem 4 | FSM4Lb-SRXP-625LF-35K-1C-WWW-fff-ZZZ-YYY-XX-4 | Indoor Luminaires | Linear Ambient | Direct Linear Ambient Luminaires | Standard | FALSE | [9 empty] | 1/16/2015 | Dimmable | Continuous (Can dim down to ≤ 10% (W)) | Not Yet Verified |  |  | 2428.35 | 99.28 | 24.46 | 16.8 | 0.894 | 3500 | 83.2
PQFPKCGA | Focal Point | Seem 4 | FSM4Lb-FL-875LF-35K-1C-WWW-fff-ZZZ-YYY-XX-4 | Indoor Luminaires | Linear Ambient | Direct Linear Ambient Luminaires | Standard | FALSE | [9 empty] | 1/16/2015 | Dimmable | Continuous (Can dim down to ≤ 10% (W)) | Not Yet Verified |  |  | 3634.67 | 91.03 | 39.93 | 16.8 | 0.894 | 3500 | 83.2
PJ5SRB6Q | Focal Point | Seem 4 | FSM4Lb-SRXP-875LF-35K-1C-WWW-fff-ZZZ-YYY-XX-4 | Indoor Luminaires | Linear Ambient | Direct Linear Ambient Luminaires | Standard | FALSE | [9 empty] | 1/16/2015 | Dimmable | Continuous (Can dim down to ≤ 10% (W)) | Not Yet Verified |  |  | 3166.38 | 90.23 | 35.09 | 16.8 | 0.894 | 3500 | 83.2
PJFB5PM2 | Focal Point | Seem 4 | FSM4Lb-FL-1000LF-35K-1C-WWW-fff-ZZZ-YYY-XX-4 | Indoor Luminaires | Linear Ambient | Direct Linear Ambient Luminaires | Standard | FALSE | [9 empty] | 1/16/2015 | Dimmable | Continuous (Can dim down to ≤ 10% (W)) | Not Yet Verified |  |  | 4058.25 | 88.27 | 45.98 | 16.8 | 0.894 | 3500 | 83.2
PQK5VXEG | Focal Point | Seem 4 | FSM4Lb-SRXP-1000LF-35K-1C-WWW-fff-ZZZ-YYY-XX-4 | Indoor Luminaires | Linear Ambient | Direct Linear Ambient Luminaires | Standard | FALSE | [9 empty] | 1/16/2015 | Dimmable | Continuous (Can dim down to ≤ 10% (W)) | Not Yet Verified |  |  | 3535.39 | 87.49 | 40.41 | 16.8 | 0.894 | 3500 | 83.2
PCH8KRN9 | Focal Point | Seem 4 | FSM4Lb-FL-625LF-40K-1C-WWW-fff-ZZZ-YYY-XX-4 | Indoor Luminaires | Linear Ambient | Direct Linear Ambient Luminaires | Standard | FALSE | [9 empty] | 1/16/2015 | Dimmable | Continuous (Can dim down to ≤ 10% (W)) | Not Yet Verified |  |  | 2903.55 | 104.34 | 27.83 | 16.8 | 0.894 | 4000 | 83.5
PEXC8Q3X | Focal Point | Seem 4 | FSM4Lb-SRXP-625LF-40K-1C-WWW-fff-ZZZ-YYY-XX-4 | Indoor Luminaires | Linear Ambient | Direct Linear Ambient Luminaires | Standard | FALSE | [9 empty] | 1/16/2015 | Dimmable | Continuous (Can dim down to ≤ 10% (W)) | Not Yet Verified |  |  | 2529.46 | 103.42 | 24.46 | 16.8 | 0.894 | 4000 | 83.5
PSKPJWGG | Focal Point | Seem 4 | FSM4Lb-FL-875LF-40K-1C-WWW-fff-ZZZ-YYY-XX-4 | Indoor Luminaires | Linear Ambient | Direct Linear Ambient Luminaires | Standard | FALSE | [9 empty] | 1/16/2015 | Dimmable | Continuous (Can dim down to ≤ 10% (W)) | Not Yet Verified |  |  | 3786 | 94.82 | 39.93 | 16.8 | 0.894 | 4000 | 83.5
PAHGC26A | Focal Point | Seem 4 | FSM4Lb-SRXP-875LF-40K-1C-WWW-fff-ZZZ-YYY-XX-4 | Indoor Luminaires | Linear Ambient | Direct Linear Ambient Luminaires | Standard | FALSE | [9 empty] | 1/16/2015 | Dimmable | Continuous (Can dim down to ≤ 10% (W)) | Not Yet Verified |  |  | 3298.22 | 93.98 | 35.09 | 16.8 | 0.894 | 4000 | 83.5
P5TZRB4F | Focal Point | Seem 4 | FSM4Lb-FL-1000LF-40K-1C-WWW-fff-ZZZ-YYY-XX-4 | Indoor Luminaires | Linear Ambient | Direct Linear Ambient Luminaires | Standard | FALSE | [9 empty] | 1/16/2015 | Dimmable | Continuous (Can dim down to ≤ 10% (W)) | Not Yet Verified |  |  | 4227.22 | 91.94 | 45.98 | 16.8 | 0.894 | 4000 | 83.5
PXUFVURD | Focal Point | Seem 4 | FSM4Lb-SRXP-1000LF-40K-1C-WWW-fff-ZZZ-YYY-XX-4 | Indoor Luminaires | Linear Ambient | Direct Linear Ambient Luminaires | Standard | FALSE | [9 empty] | 1/16/2015 | Dimmable | Continuous (Can dim down to ≤ 10% (W)) | Not Yet Verified |  |  | 3682.59 | 91.13 | 40.41 | 16.8 | 0.894 | 4000 | 83.5
PU968UE8 | Focal Point | Seem 4 | FSM4Lb-FL-625LF-30K-1C-WWW-fff-ZZZ-YYY-XX-5 | Indoor Luminaires | Linear Ambient | Direct Linear Ambient Luminaires | Standard | FALSE | [9 empty] | 1/16/2015 | Dimmable | Continuous (Can dim down to ≤ 10% (W)) | Not Yet Verified |  |  | 3339.29 | 96 | 34.78 | 16.8 | 0.894 | 3000 | 83
PARKB89C | Focal Point | Seem 4 | FSM4Lb-SRXP-625LF-30K-1C-WWW-fff-ZZZ-YYY-XX-5 | Indoor Luminaires | Linear Ambient | Direct Linear Ambient Luminaires | Standard | FALSE | [9 empty] | 1/16/2015 | Dimmable | Continuous (Can dim down to ≤ 10% (W)) | Not Yet Verified |  |  | 2909.06 | 95.15 | 30.57 | 16.8 | 0.894 | 3000 | 83
PA1GYR9J | Focal Point | Seem 4 | FSM4Lb-FL-875LF-30K-1C-WWW-fff-ZZZ-YYY-XX-5 | Indoor Luminaires | Linear Ambient | Direct Linear Ambient Luminaires | Standard | FALSE | [9 empty] | 1/16/2015 | Dimmable | Continuous (Can dim down to ≤ 10% (W)) | Not Yet Verified |  |  | 4354.16 | 87.24 | 49.91 | 16.8 | 0.894 | 3000 | 83
PDNTN9S5 | Focal Point | Seem 4 | FSM4Lb-SRXP-875LF-30K-1C-WWW-fff-ZZZ-YYY-XX-5 | Indoor Luminaires | Linear Ambient | Direct Linear Ambient Luminaires | Standard | FALSE | [9 empty] | 1/16/2015 | Dimmable | Continuous (Can dim down to ≤ 10% (W)) | Not Yet Verified |  |  | 3793.18 | 86.47 | 43.87 | 16.8 | 0.894 | 3000 | 83
P1GZC2DS | Focal Point | Seem 4 | FSM4Lb-FL-1000LF-30K-1C-WWW-fff-ZZZ-YYY-XX-5 | Indoor Luminaires | Linear Ambient | Direct Linear Ambient Luminaires | Standard | FALSE | [9 empty] | 1/16/2015 | Dimmable | Continuous (Can dim down to ≤ 10% (W)) | Not Yet Verified |  |  | 4861.6 | 84.59 | 57.47 | 16.8 | 0.894 | 3000 | 83
PHKEH1B5 | Focal Point | Seem 4 | FSM4Lb-SRXP-1000LF-30K-1C-WWW-fff-ZZZ-YYY-XX-5 | Indoor Luminaires | Linear Ambient | Direct Linear Ambient Luminaires | Standard | FALSE | [9 empty] | 1/16/2015 | Dimmable | Continuous (Can dim down to ≤ 10% (W)) | Not Yet Verified |  |  | 4235.24 | 83.84 | 50.51 | 16.8 | 0.894 | 3000 | 83
PCQPD4CW | Focal Point | Seem 4 | FSM4Lb-FL-625LF-35K-1C-WWW-fff-ZZZ-YYY-XX-5 | Indoor Luminaires | Linear Ambient | Direct Linear Ambient Luminaires | Standard | FALSE | [9 empty] | 1/16/2015 | Dimmable | Continuous (Can dim down to ≤ 10% (W)) | Not Yet Verified |  |  | 3484.37 | 100.17 | 34.78 | 16.8 | 0.894 | 3500 | 83.2
P396CS4Q | Focal Point | Seem 4 | FSM4Lb-SRXP-625LF-35K-1C-WWW-fff-ZZZ-YYY-XX-5 | Indoor Luminaires | Linear Ambient | Direct Linear Ambient Luminaires | Standard | FALSE | [9 empty] | 1/16/2015 | Dimmable | Continuous (Can dim down to ≤ 10% (W)) | Not Yet Verified |  |  | 3035.44 | 99.28 | 30.57 | 16.8 | 0.894 | 3500 | 83.2
PXPVUYDJ | Focal Point | Seem 4 | FSM4Lb-FL-875LF-35K-1C-WWW-fff-ZZZ-YYY-XX-5 | Indoor Luminaires | Linear Ambient | Direct Linear Ambient Luminaires | Standard | FALSE | [9 empty] | 1/16/2015 | Dimmable | Continuous (Can dim down to ≤ 10% (W)) | Not Yet Verified |  |  | 4543.33 | 91.03 | 49.91 | 16.8 | 0.894 | 3500 | 83.2
PJW9G6W2 | Focal Point | Seem 4 | FSM4Lb-SRXP-875LF-35K-1C-WWW-fff-ZZZ-YYY-XX-5 | Indoor Luminaires | Linear Ambient | Direct Linear Ambient Luminaires | Standard | FALSE | [9 empty] | 1/16/2015 | Dimmable | Continuous (Can dim down to ≤ 10% (W)) | Not Yet Verified |  |  | 3957.97 | 90.23 | 43.87 | 16.8 | 0.894 | 3500 | 83.2
PRCQZ7QB | Focal Point | Seem 4 | FSM4Lb-FL-1000LF-35K-1C-WWW-fff-ZZZ-YYY-XX-5 | Indoor Luminaires | Linear Ambient | Direct Linear Ambient Luminaires | Standard | FALSE | [9 empty] | 1/16/2015 | Dimmable | Continuous (Can dim down to ≤ 10% (W)) | Not Yet Verified |  |  | 5072.82 | 88.27 | 57.47 | 16.8 | 0.894 | 3500 | 83.2
P8DJEPH8 | Focal Point | Seem 4 | FSM4Lb-SRXP-1000LF-35K-1C-WWW-fff-ZZZ-YYY-XX-5 | Indoor Luminaires | Linear Ambient | Direct Linear Ambient Luminaires | Standard | FALSE | [9 empty] | 1/16/2015 | Dimmable | Continuous (Can dim down to ≤ 10% (W)) | Not Yet Verified |  |  | 4419.24 | 87.49 | 50.51 | 16.8 | 0.894 | 3500 | 83.2
PH39JJBW | Focal Point | Seem 4 | FSM4Lb-FL-625LF-40K-1C-WWW-fff-ZZZ-YYY-XX-5 | Indoor Luminaires | Linear Ambient | Direct Linear Ambient Luminaires | Standard | FALSE | [9 empty] | 1/16/2015 | Dimmable | Continuous (Can dim down to ≤ 10% (W)) | Not Yet Verified |  |  | 3629.44 | 104.34 | 34.78 | 16.8 | 0.894 | 4000 | 83.5
P7UZC7W4 | Focal Point | Seem 4 | FSM4Lb-SRXP-625LF-40K-1C-WWW-fff-ZZZ-YYY-XX-5 | Indoor Luminaires | Linear Ambient | Direct Linear Ambient Luminaires | Standard | FALSE | [9 empty] | 1/16/2015 | Dimmable | Continuous (Can dim down to ≤ 10% (W)) | Not Yet Verified |  |  | 3161.83 | 103.42 | 30.57 | 16.8 | 0.894 | 4000 | 83.5
P3Q78S5N | Focal Point | Seem 4 | FSM4Lb-FL-875LF-40K-1C-WWW-fff-ZZZ-YYY-XX-5 | Indoor Luminaires | Linear Ambient | Direct Linear Ambient Luminaires | Standard | FALSE | [9 empty] | 1/16/2015 | Dimmable | Continuous (Can dim down to ≤ 10% (W)) | Not Yet Verified |  |  | 4732.5 | 94.82 | 49.91 | 16.8 | 0.894 | 4000 | 83.5
P7RNUQNZ | Focal Point | Seem 4 | FSM4Lb-SRXP-875LF-40K-1C-WWW-fff-ZZZ-YYY-XX-5 | Indoor Luminaires | Linear Ambient | Direct Linear Ambient Luminaires | Standard | FALSE | [9 empty] | 1/16/2015 | Dimmable | Continuous (Can dim down to ≤ 10% (W)) | Not Yet Verified |  |  | 4122.77 | 93.98 | 43.87 | 16.8 | 0.894 | 4000 | 83.5
PJMPJ6KA | Focal Point | Seem 4 | FSM4Lb-FL-1000LF-40K-1C-WWW-fff-ZZZ-YYY-XX-5 | Indoor Luminaires | Linear Ambient | Direct Linear Ambient Luminaires | Standard | FALSE | [9 empty] | 1/16/2015 | Dimmable | Continuous (Can dim down to ≤ 10% (W)) | Not Yet Verified |  |  | 5284.03 | 91.94 | 57.47 | 16.8 | 0.894 | 4000 | 83.5
P397XUFT | Focal Point | Seem 4 | FSM4Lb-SRXP-1000LF-40K-1C-WWW-fff-ZZZ-YYY-XX-5 | Indoor Luminaires | Linear Ambient | Direct Linear Ambient Luminaires | Standard | FALSE | [9 empty] | 1/16/2015 | Dimmable | Continuous (Can dim down to ≤ 10% (W)) | Not Yet Verified |  |  | 4603.24 | 91.13 | 50.51 | 16.8 | 0.894 | 4000 | 83.5
PU1XA3HE | Focal Point | Seem 4 | FSM4Lb-FL-625LF-30K-1C-WWW-fff-ZZZ-YYY-XX-6 | Indoor Luminaires | Linear Ambient | Direct Linear Ambient Luminaires | Standard | FALSE | [9 empty] | 1/16/2015 | Dimmable | Continuous (Can dim down to ≤ 10% (W)) | Not Yet Verified |  |  | 4007.15 | 96 | 41.74 | 16.8 | 0.894 | 3000 | 83
PYMG7PVK | Focal Point | Seem 4 | FSM4Lb-SRXP-625LF-30K-1C-WWW-fff-ZZZ-YYY-XX-6 | Indoor Luminaires | Linear Ambient | Direct Linear Ambient Luminaires | Standard | FALSE | [9 empty] | 1/16/2015 | Dimmable | Continuous (Can dim down to ≤ 10% (W)) | Not Yet Verified |  |  | 3490.87 | 95.15 | 36.69 | 16.8 | 0.894 | 3000 | 83
PMX14Z7Y | Focal Point | Seem 4 | FSM4Lb-FL-875LF-30K-1C-WWW-fff-ZZZ-YYY-XX-6 | Indoor Luminaires | Linear Ambient | Direct Linear Ambient Luminaires | Standard | FALSE | [9 empty] | 1/16/2015 | Dimmable | Continuous (Can dim down to ≤ 10% (W)) | Not Yet Verified |  |  | 5225 | 87.24 | 59.89 | 16.8 | 0.894 | 3000 | 83
PGK4BK3A | Focal Point | Seem 4 | FSM4Lb-SRXP-875LF-30K-1C-WWW-fff-ZZZ-YYY-XX-6 | Indoor Luminaires | Linear Ambient | Direct Linear Ambient Luminaires | Standard | FALSE | [9 empty] | 1/16/2015 | Dimmable | Continuous (Can dim down to ≤ 10% (W)) | Not Yet Verified |  |  | 4551.81 | 86.47 | 52.64 | 16.8 | 0.894 | 3000 | 83
PRAM7Y4P | Focal Point | Seem 4 | FSM4Lb-FL-1000LF-30K-1C-WWW-fff-ZZZ-YYY-XX-6 | Indoor Luminaires | Linear Ambient | Direct Linear Ambient Luminaires | Standard | FALSE | [9 empty] | 1/16/2015 | Dimmable | Continuous (Can dim down to ≤ 10% (W)) | Not Yet Verified |  |  | 5833.92 | 84.59 | 68.97 | 16.8 | 0.894 | 3000 | 83
P11UWEVV | Focal Point | Seem 4 | FSM4Lb-SRXP-1000LF-30K-1C-WWW-fff-ZZZ-YYY-XX-6 | Indoor Luminaires | Linear Ambient | Direct Linear Ambient Luminaires | Standard | FALSE | [9 empty] | 1/16/2015 | Dimmable | Continuous (Can dim down to ≤ 10% (W)) | Not Yet Verified |  |  | 5082.28 | 83.84 | 60.62 | 16.8 | 0.894 | 3000 | 83
P9GNSZ1S | Focal Point | Seem 4 | FSM4Lb-FL-625LF-35K-1C-WWW-fff-ZZZ-YYY-XX-6 | Indoor Luminaires | Linear Ambient | Direct Linear Ambient Luminaires | Standard | FALSE | [9 empty] | 1/16/2015 | Dimmable | Continuous (Can dim down to ≤ 10% (W)) | Not Yet Verified |  |  | 4181.24 | 100.17 | 41.74 | 16.8 | 0.894 | 3500 | 83.2
PMF35H5M | Focal Point | Seem 4 | FSM4Lb-SRXP-625LF-35K-1C-WWW-fff-ZZZ-YYY-XX-6 | Indoor Luminaires | Linear Ambient | Direct Linear Ambient Luminaires | Standard | FALSE | [9 empty] | 1/16/2015 | Dimmable | Continuous (Can dim down to ≤ 10% (W)) | Not Yet Verified |  |  | 3642.53 | 99.28 | 36.69 | 16.8 | 0.894 | 3500 | 83.2
PR48TQDH | Focal Point | Seem 4 | FSM4Lb-FL-875LF-35K-1C-WWW-fff-ZZZ-YYY-XX-6 | Indoor Luminaires | Linear Ambient | Direct Linear Ambient Luminaires | Standard | FALSE | [9 empty] | 1/16/2015 | Dimmable | Continuous (Can dim down to ≤ 10% (W)) | Not Yet Verified |  |  | 5452 | 91.03 | 59.89 | 16.8 | 0.894 | 3500 | 83.2
PM59Z27W | Focal Point | Seem 4 | FSM4Lb-SRXP-875LF-35K-1C-WWW-fff-ZZZ-YYY-XX-6 | Indoor Luminaires | Linear Ambient | Direct Linear Ambient Luminaires | Standard | FALSE | [9 empty] | 1/16/2015 | Dimmable | Continuous (Can dim down to ≤ 10% (W)) | Not Yet Verified |  |  | 4749.57 | 90.23 | 52.64 | 16.8 | 0.894 | 3500 | 83.2
P7GGUNCH | Focal Point | Seem 4 | FSM4Lb-FL-1000LF-35K-1C-WWW-fff-ZZZ-YYY-XX-6 | Indoor Luminaires | Linear Ambient | Direct Linear Ambient Luminaires | Standard | FALSE | [9 empty] | 1/16/2015 | Dimmable | Continuous (Can dim down to ≤ 10% (W)) | Not Yet Verified |  |  | 6087.38 | 88.27 | 68.97 | 16.8 | 0.894 | 3500 | 83.2
PCRUVCTD | Focal Point | Seem 4 | FSM4Lb-SRXP-1000LF-35K-1C-WWW-fff-ZZZ-YYY-XX-6 | Indoor Luminaires | Linear Ambient | Direct Linear Ambient Luminaires | Standard | FALSE | [9 empty] | 1/16/2015 | Dimmable | Continuous (Can dim down to ≤ 10% (W)) | Not Yet Verified |  |  | 5303.09 | 87.49 | 60.62 | 16.8 | 0.894 | 3500 | 83.2
P4TCR9BJ | Focal Point | Seem 4 | FSM4Lb-FL-625LF-40K-1C-WWW-fff-ZZZ-YYY-XX-6 | Indoor Luminaires | Linear Ambient | Direct Linear Ambient Luminaires | Standard | FALSE | [9 empty] | 1/16/2015 | Dimmable | Continuous (Can dim down to ≤ 10% (W)) | Not Yet Verified |  |  | 4355.33 | 104.34 | 41.74 | 16.8 | 0.894 | 4000 | 83.5
P7VDZRNX | Focal Point | Seem 4 | FSM4Lb-SRXP-625LF-40K-1C-WWW-fff-ZZZ-YYY-XX-6 | Indoor Luminaires | Linear Ambient | Direct Linear Ambient Luminaires | Standard | FALSE | [9 empty] | 1/16/2015 | Dimmable | Continuous (Can dim down to ≤ 10% (W)) | Not Yet Verified |  |  | 3794.19 | 103.42 | 36.69 | 16.8 | 0.894 | 4000 | 83.5
PMN3835Q | Focal Point | Seem 4 | FSM4Lb-FL-875LF-40K-1C-WWW-fff-ZZZ-YYY-XX-6 | Indoor Luminaires | Linear Ambient | Direct Linear Ambient Luminaires | Standard | FALSE | [9 empty] | 1/16/2015 | Dimmable | Continuous (Can dim down to ≤ 10% (W)) | Not Yet Verified |  |  | 5679 | 94.82 | 59.89 | 16.8 | 0.894 | 4000 | 83.5
P9WK62DN | Focal Point | Seem 4 | FSM4Lb-SRXP-875LF-40K-1C-WWW-fff-ZZZ-YYY-XX-6 | Indoor Luminaires | Linear Ambient | Direct Linear Ambient Luminaires | Standard | FALSE | [9 empty] | 1/16/2015 | Dimmable | Continuous (Can dim down to ≤ 10% (W)) | Not Yet Verified |  |  | 4947.33 | 93.98 | 52.64 | 16.8 | 0.894 | 4000 | 83.5
PNP8NWDT | Focal Point | Seem 4 | FSM4Lb-FL-1000LF-40K-1C-WWW-fff-ZZZ-YYY-XX-6 | Indoor Luminaires | Linear Ambient | Direct Linear Ambient Luminaires | Standard | FALSE | [9 empty] | 1/16/2015 | Dimmable | Continuous (Can dim down to ≤ 10% (W)) | Not Yet Verified |  |  | 6340.84 | 91.94 | 68.97 | 16.8 | 0.894 | 4000 | 83.5
PN7J25MA | Focal Point | Seem 4 | FSM4Lb-SRXP-1000LF-40K-1C-WWW-fff-ZZZ-YYY-XX-6 | Indoor Luminaires | Linear Ambient | Direct Linear Ambient Luminaires | Standard | FALSE | [9 empty] | 1/16/2015 | Dimmable | Continuous (Can dim down to ≤ 10% (W)) | Not Yet Verified |  |  | 5523.89 | 91.13 | 60.62 | 16.8 | 0.894 | 4000 | 83.5
PWD471V2 | Focal Point | Seem 4 | FSM4Lb-FL-625LF-30K-1C-WWW-fff-ZZZ-YYY-XX-7 | Indoor Luminaires | Linear Ambient | Direct Linear Ambient Luminaires | Standard | FALSE | [9 empty] | 1/16/2015 | Dimmable | Continuous (Can dim down to ≤ 10% (W)) | Not Yet Verified |  |  | 4675 | 96 | 48.7 | 16.8 | 0.894 | 3000 | 83
PD2WJYZ5 | Focal Point | Seem 4 | FSM4Lb-SRXP-625LF-30K-1C-WWW-fff-ZZZ-YYY-XX-7 | Indoor Luminaires | Linear Ambient | Direct Linear Ambient Luminaires | Standard | FALSE | [9 empty] | 1/16/2015 | Dimmable | Continuous (Can dim down to ≤ 10% (W)) | Not Yet Verified |  |  | 4072.68 | 95.15 | 42.8 | 16.8 | 0.894 | 3000 | 83
P72UG87U | Focal Point | Seem 4 | FSM4Lb-FL-875LF-30K-1C-WWW-fff-ZZZ-YYY-XX-7 | Indoor Luminaires | Linear Ambient | Direct Linear Ambient Luminaires | Standard | FALSE | [9 empty] | 1/16/2015 | Dimmable | Continuous (Can dim down to ≤ 10% (W)) | Not Yet Verified |  |  | 6095.83 | 87.24 | 69.87 | 16.8 | 0.894 | 3000 | 83
PFFN4JE9 | Focal Point | Seem 4 | FSM4Lb-SRXP-875LF-30K-1C-WWW-fff-ZZZ-YYY-XX-7 | Indoor Luminaires | Linear Ambient | Direct Linear Ambient Luminaires | Standard | FALSE | [9 empty] | 1/16/2015 | Dimmable | Continuous (Can dim down to ≤ 10% (W)) | Not Yet Verified |  |  | 5310.45 | 86.47 | 61.41 | 16.8 | 0.894 | 3000 | 83
PQUG8UQN | Focal Point | Seem 4 | FSM4Lb-FL-1000LF-30K-1C-WWW-fff-ZZZ-YYY-XX-7 | Indoor Luminaires | Linear Ambient | Direct Linear Ambient Luminaires | Standard | FALSE | [9 empty] | 1/16/2015 | Dimmable | Continuous (Can dim down to ≤ 10% (W)) | Not Yet Verified |  |  | 6806.24 | 84.59 | 80.46 | 16.8 | 0.894 | 3000 | 83
PSS9BUWJ | Focal Point | Seem 4 | FSM4Lb-SRXP-1000LF-30K-1C-WWW-fff-ZZZ-YYY-XX-7 | Indoor Luminaires | Linear Ambient | Direct Linear Ambient Luminaires | Standard | FALSE | [9 empty] | 1/16/2015 | Dimmable | Continuous (Can dim down to ≤ 10% (W)) | Not Yet Verified |  |  | 5929.33 | 83.84 | 70.72 | 16.8 | 0.894 | 3000 | 83
PXMC8QXQ | Focal Point | Seem 4 | FSM4Lb-FL-625LF-35K-1C-WWW-fff-ZZZ-YYY-XX-7 | Indoor Luminaires | Linear Ambient | Direct Linear Ambient Luminaires | Standard | FALSE | [9 empty] | 1/16/2015 | Dimmable | Continuous (Can dim down to ≤ 10% (W)) | Not Yet Verified |  |  | 4878.11 | 100.17 | 48.7 | 16.8 | 0.894 | 3500 | 83.2
PF1U6QRQ | Focal Point | Seem 4 | FSM4Lb-SRXP-625LF-35K-1C-WWW-fff-ZZZ-YYY-XX-7 | Indoor Luminaires | Linear Ambient | Direct Linear Ambient Luminaires | Standard | FALSE | [9 empty] | 1/16/2015 | Dimmable | Continuous (Can dim down to ≤ 10% (W)) | Not Yet Verified |  |  | 4249.62 | 99.28 | 42.8 | 16.8 | 0.894 | 3500 | 83.2
P8SCRQ2Y | Focal Point | Seem 4 | FSM4Lb-FL-875LF-35K-1C-WWW-fff-ZZZ-YYY-XX-7 | Indoor Luminaires | Linear Ambient | Direct Linear Ambient Luminaires | Standard | FALSE | [9 empty] | 1/16/2015 | Dimmable | Continuous (Can dim down to ≤ 10% (W)) | Not Yet Verified |  |  | 6360.66 | 91.03 | 69.87 | 16.8 | 0.894 | 3500 | 83.2
PHQMDJTR | Focal Point | Seem 4 | FSM4Lb-SRXP-875LF-35K-1C-WWW-fff-ZZZ-YYY-XX-7 | Indoor Luminaires | Linear Ambient | Direct Linear Ambient Luminaires | Standard | FALSE | [9 empty] | 1/16/2015 | Dimmable | Continuous (Can dim down to ≤ 10% (W)) | Not Yet Verified |  |  | 5541.16 | 90.23 | 61.41 | 16.8 | 0.894 | 3500 | 83.2
PJUFQMKU | Focal Point | Seem 4 | FSM4Lb-FL-1000LF-35K-1C-WWW-fff-ZZZ-YYY-XX-7 | Indoor Luminaires | Linear Ambient | Direct Linear Ambient Luminaires | Standard | FALSE | [9 empty] | 1/16/2015 | Dimmable | Continuous (Can dim down to ≤ 10% (W)) | Not Yet Verified |  |  | 7101.94 | 88.27 | 80.46 | 16.8 | 0.894 | 3500 | 83.2
P4J64TUJ | Focal Point | Seem 4 | FSM4Lb-SRXP-1000LF-35K-1C-WWW-fff-ZZZ-YYY-XX-7 | Indoor Luminaires | Linear Ambient | Direct Linear Ambient Luminaires | Standard | FALSE | [9 empty] | 1/16/2015 | Dimmable | Continuous (Can dim down to ≤ 10% (W)) | Not Yet Verified |  |  | 6186.93 | 87.49 | 70.72 | 16.8 | 0.894 | 3500 | 83.2
P4XBD87U | Focal Point | Seem 4 | FSM4Lb-FL-625LF-40K-1C-WWW-fff-ZZZ-YYY-XX-7 | Indoor Luminaires | Linear Ambient | Direct Linear Ambient Luminaires | Standard | FALSE | [9 empty] | 1/16/2015 | Dimmable | Continuous (Can dim down to ≤ 10% (W)) | Not Yet Verified |  |  | 5081.22 | 104.34 | 48.7 | 16.8 | 0.894 | 4000 | 83.5
P97VD4WQ | Focal Point | Seem 4 | FSM4Lb-SRXP-625LF-40K-1C-WWW-fff-ZZZ-YYY-XX-7 | Indoor Luminaires | Linear Ambient | Direct Linear Ambient Luminaires | Standard | FALSE | [9 empty] | 1/16/2015 | Dimmable | Continuous (Can dim down to ≤ 10% (W)) | Not Yet Verified |  |  | 4426.56 | 103.42 | 42.8 | 16.8 | 0.894 | 4000 | 83.5
P724EE96 | Focal Point | Seem 4 | FSM4Lb-FL-875LF-40K-1C-WWW-fff-ZZZ-YYY-XX-7 | Indoor Luminaires | Linear Ambient | Direct Linear Ambient Luminaires | Standard | FALSE | [9 empty] | 1/16/2015 | Dimmable | Continuous (Can dim down to ≤ 10% (W)) | Not Yet Verified |  |  | 6625.5 | 94.82 | 69.87 | 16.8 | 0.894 | 4000 | 83.5
PFPSDF6D | Focal Point | Seem 4 | FSM4Lb-SRXP-875LF-40K-1C-WWW-fff-ZZZ-YYY-XX-7 | Indoor Luminaires | Linear Ambient | Direct Linear Ambient Luminaires | Standard | FALSE | [9 empty] | 1/16/2015 | Dimmable | Continuous (Can dim down to ≤ 10% (W)) | Not Yet Verified |  |  | 5771.88 | 93.98 | 61.41 | 16.8 | 0.894 | 4000 | 83.5
PGFW6GQP | Focal Point | Seem 4 | FSM4Lb-FL-1000LF-40K-1C-WWW-fff-ZZZ-YYY-XX-7 | Indoor Luminaires | Linear Ambient | Direct Linear Ambient Luminaires | Standard | FALSE | [9 empty] | 1/16/2015 | Dimmable | Continuous (Can dim down to ≤ 10% (W)) | Not Yet Verified |  |  | 7397.64 | 91.94 | 80.46 | 16.8 | 0.894 | 4000 | 83.5
P2KAMV6K | Focal Point | Seem 4 | FSM4Lb-SRXP-1000LF-40K-1C-WWW-fff-ZZZ-YYY-XX-7 | Indoor Luminaires | Linear Ambient | Direct Linear Ambient Luminaires | Standard | FALSE | [9 empty] | 1/16/2015 | Dimmable | Continuous (Can dim down to ≤ 10% (W)) | Not Yet Verified |  |  | 6444.54 | 91.13 | 70.72 | 16.8 | 0.894 | 4000 | 83.5
PXVKSZD7 | Focal Point | Seem 4 | FSM4Lb-FL-625LF-30K-1C-WWW-fff-ZZZ-YYY-XX-8 | Indoor Luminaires | Linear Ambient | Direct Linear Ambient Luminaires | Standard | FALSE | [9 empty] | 1/16/2015 | Dimmable | Continuous (Can dim down to ≤ 10% (W)) | Not Yet Verified |  |  | 5342.86 | 96 | 55.66 | 16.8 | 0.894 | 3000 | 83
PTCZPVNX | Focal Point | Seem 4 | FSM4Lb-SRXP-625LF-30K-1C-WWW-fff-ZZZ-YYY-XX-8 | Indoor Luminaires | Linear Ambient | Direct Linear Ambient Luminaires | Standard | FALSE | [9 empty] | 1/16/2015 | Dimmable | Continuous (Can dim down to ≤ 10% (W)) | Not Yet Verified |  |  | 4654.49 | 95.15 | 48.92 | 16.8 | 0.894 | 3000 | 83
PJVA3BQ2 | Focal Point | Seem 4 | FSM4Lb-FL-875LF-30K-1C-WWW-fff-ZZZ-YYY-XX-8 | Indoor Luminaires | Linear Ambient | Direct Linear Ambient Luminaires | Standard | FALSE | [9 empty] | 1/16/2015 | Dimmable | Continuous (Can dim down to ≤ 10% (W)) | Not Yet Verified |  |  | 6966.66 | 87.24 | 79.86 | 16.8 | 0.894 | 3000 | 83
P28GWFAE | Focal Point | Seem 4 | FSM4Lb-SRXP-875LF-30K-1C-WWW-fff-ZZZ-YYY-XX-8 | Indoor Luminaires | Linear Ambient | Direct Linear Ambient Luminaires | Standard | FALSE | [9 empty] | 1/16/2015 | Dimmable | Continuous (Can dim down to ≤ 10% (W)) | Not Yet Verified |  |  | 6069.08 | 86.47 | 70.19 | 16.8 | 0.894 | 3000 | 83
PS34UCWU | Focal Point | Seem 4 | FSM4Lb-FL-1000LF-30K-1C-WWW-fff-ZZZ-YYY-XX-8 | Indoor Luminaires | Linear Ambient | Direct Linear Ambient Luminaires | Standard | FALSE | [9 empty] | 1/16/2015 | Dimmable | Continuous (Can dim down to ≤ 10% (W)) | Not Yet Verified |  |  | 7778.56 | 84.59 | 91.96 | 16.8 | 0.894 | 3000 | 83
P3FWS2GZ | Focal Point | Seem 4 | FSM4Lb-SRXP-1000LF-30K-1C-WWW-fff-ZZZ-YYY-XX-8 | Indoor Luminaires | Linear Ambient | Direct Linear Ambient Luminaires | Standard | FALSE | [9 empty] | 1/16/2015 | Dimmable | Continuous (Can dim down to ≤ 10% (W)) | Not Yet Verified |  |  | 6776.38 | 83.84 | 80.82 | 16.8 | 0.894 | 3000 | 83
PC7TXB2T | Focal Point | Seem 4 | FSM4Lb-FL-625LF-35K-1C-WWW-fff-ZZZ-YYY-XX-8 | Indoor Luminaires | Linear Ambient | Direct Linear Ambient Luminaires | Standard | FALSE | [9 empty] | 1/16/2015 | Dimmable | Continuous (Can dim down to ≤ 10% (W)) | Not Yet Verified |  |  | 5574.98 | 100.17 | 55.66 | 16.8 | 0.894 | 3500 | 83.2
PZ9TUST6 | Focal Point | Seem 4 | FSM4Lb-SRXP-625LF-35K-1C-WWW-fff-ZZZ-YYY-XX-8 | Indoor Luminaires | Linear Ambient | Direct Linear Ambient Luminaires | Standard | FALSE | [9 empty] | 1/16/2015 | Dimmable | Continuous (Can dim down to ≤ 10% (W)) | Not Yet Verified |  |  | 4856.71 | 99.28 | 48.92 | 16.8 | 0.894 | 3500 | 83.2
PXC5TD2B | Focal Point | Seem 4 | FSM4Lb-FL-875LF-35K-1C-WWW-fff-ZZZ-YYY-XX-8 | Indoor Luminaires | Linear Ambient | Direct Linear Ambient Luminaires | Standard | FALSE | [9 empty] | 1/16/2015 | Dimmable | Continuous (Can dim down to ≤ 10% (W)) | Not Yet Verified |  |  | 7269.33 | 91.03 | 79.86 | 16.8 | 0.894 | 3500 | 83.2
PJ64S1DS | Focal Point | Seem 4 | FSM4Lb-SRXP-875LF-35K-1C-WWW-fff-ZZZ-YYY-XX-8 | Indoor Luminaires | Linear Ambient | Direct Linear Ambient Luminaires | Standard | FALSE | [9 empty] | 1/16/2015 | Dimmable | Continuous (Can dim down to ≤ 10% (W)) | Not Yet Verified |  |  | 6332.76 | 90.23 | 70.19 | 16.8 | 0.894 | 3500 | 83.2
PQPMJHCY | Focal Point | Seem 4 | FSM4Lb-FL-1000LF-35K-1C-WWW-fff-ZZZ-YYY-XX-8 | Indoor Luminaires | Linear Ambient | Direct Linear Ambient Luminaires | Standard | FALSE | [9 empty] | 1/16/2015 | Dimmable | Continuous (Can dim down to ≤ 10% (W)) | Not Yet Verified |  |  | 8116.5 | 88.27 | 91.96 | 16.8 | 0.894 | 3500 | 83.2
PBZ9EJX2 | Focal Point | Seem 4 | FSM4Lb-SRXP-1000LF-35K-1C-WWW-fff-ZZZ-YYY-XX-8 | Indoor Luminaires | Linear Ambient | Direct Linear Ambient Luminaires | Standard | FALSE | [9 empty] | 1/16/2015 | Dimmable | Continuous (Can dim down to ≤ 10% (W)) | Not Yet Verified |  |  | 7070.78 | 87.49 | 80.82 | 16.8 | 0.894 | 3500 | 83.2
P4K9WDXE | Focal Point | Seem 4 | FSM4Lb-FL-625LF-40K-1C-WWW-fff-ZZZ-YYY-XX-8 | Indoor Luminaires | Linear Ambient | Direct Linear Ambient Luminaires | Standard | FALSE | [9 empty] | 1/16/2015 | Dimmable | Continuous (Can dim down to ≤ 10% (W)) | Not Yet Verified |  |  | 5807.11 | 104.34 | 55.66 | 16.8 | 0.894 | 4000 | 83.5
PC28YQY3 | Focal Point | Seem 4 | FSM4Lb-SRXP-625LF-40K-1C-WWW-fff-ZZZ-YYY-XX-8 | Indoor Luminaires | Linear Ambient | Direct Linear Ambient Luminaires | Standard | FALSE | [9 empty] | 1/16/2015 | Dimmable | Continuous (Can dim down to ≤ 10% (W)) | Not Yet Verified |  |  | 5058.93 | 103.42 | 48.92 | 16.8 | 0.894 | 4000 | 83.5
PBYEKXAK | Focal Point | Seem 4 | FSM4Lb-FL-875LF-40K-1C-WWW-fff-ZZZ-YYY-XX-8 | Indoor Luminaires | Linear Ambient | Direct Linear Ambient Luminaires | Standard | FALSE | [9 empty] | 1/16/2015 | Dimmable | Continuous (Can dim down to ≤ 10% (W)) | Not Yet Verified |  |  | 7572 | 94.82 | 79.86 | 16.8 | 0.894 | 4000 | 83.5
PWGJJQGW | Focal Point | Seem 4 | FSM4Lb-SRXP-875LF-40K-1C-WWW-fff-ZZZ-YYY-XX-8 | Indoor Luminaires | Linear Ambient | Direct Linear Ambient Luminaires | Standard | FALSE | [9 empty] | 1/16/2015 | Dimmable | Continuous (Can dim down to ≤ 10% (W)) | Not Yet Verified |  |  | 6596.43 | 93.98 | 70.19 | 16.8 | 0.894 | 4000 | 83.5
PP6P4EJR | Focal Point | Seem 4 | FSM4Lb-FL-1000LF-40K-1C-WWW-fff-ZZZ-YYY-XX-8 | Indoor Luminaires | Linear Ambient | Direct Linear Ambient Luminaires | Standard | FALSE | [9 empty] | 1/16/2015 | Dimmable | Continuous (Can dim down to ≤ 10% (W)) | Not Yet Verified |  |  | 8454.45 | 91.94 | 91.96 | 16.8 | 0.894 | 4000 | 83.5
PV46XRMM | Focal Point | Seem 4 | FSM4Lb-SRXP-1000LF-40K-1C-WWW-fff-ZZZ-YYY-XX-8 | Indoor Luminaires | Linear Ambient | Direct Linear Ambient Luminaires | Standard | FALSE | [9 empty] | 1/16/2015 | Dimmable | Continuous (Can dim down to ≤ 10% (W)) | Not Yet Verified |  |  | 7365.19 | 91.13 | 80.82 | 16.8 | 0.894 | 4000 | 83.5
PC28P8NN | Focal Point | Seem 4 | FSM4L-FL-750LF-35K-1C- WWW-fff-ZZZ-YYY-XX 8’ | Indoor Luminaires | Linear Ambient | Direct Linear Ambient Luminaires | Standard | FALSE | [9 empty] | 2/11/2016 | Dimmable | Continuous (Can dim down to ≤ 10% (W)) | Not Yet Verified |  |  | 6154.76 | 90.84 | 67.75 | 22.4 | 0.88 | 3500 | 83.1
P1N8F4ZS | Focal Point | Seem 4 | FSM4L-FL-750LF-35K-1C- WWW-fff-ZZZ-YYY-XX 6’ | Indoor Luminaires | Linear Ambient | Direct Linear Ambient Luminaires | Standard | FALSE | [9 empty] | 2/11/2016 | Dimmable | Continuous (Can dim down to ≤ 10% (W)) | Not Yet Verified |  |  | 4616.07 | 90.84 | 50.82 | 22.4 | 0.88 | 3500 | 83.1
PVF3NWMZ | Focal Point | Seem 4 | FSM4L-FL-750LF-35K-1C- WWW-fff-ZZZ-YYY-XX 4’ | Indoor Luminaires | Linear Ambient | Direct Linear Ambient Luminaires | Standard | FALSE | [9 empty] | 2/11/2016 | Dimmable | Continuous (Can dim down to ≤ 10% (W)) | Not Yet Verified |  |  | 3077.38 | 90.84 | 33.88 | 22.4 | 0.88 | 3500 | 83.1
PCHYFB8F | Focal Point | Seem 4 | FSM4Lb-FL-375LF-30K-1C-WWW-fff-ZZZ-YYY-XX-4 | Indoor Luminaires | Linear Ambient | Direct Linear Ambient Luminaires | Standard | FALSE | [9 empty] | 2/25/2015 | Dimmable | Continuous (Can dim down to ≤ 10% (W)) | Not Yet Verified |  |  | 1634.56 | 102.61 | 15.93 | 22.2 | 0.88 | 3000 | 83.1
P9W25WNG | Focal Point | Seem 4 | FSM4Lb-SRXP-375LF-30K-1C-WWW-fff-ZZZ-YYY-XX-4 | Indoor Luminaires | Linear Ambient | Direct Linear Ambient Luminaires | Standard | FALSE | [9 empty] | 2/25/2015 | Dimmable | Continuous (Can dim down to ≤ 10% (W)) | Not Yet Verified |  |  | 1448 | 101.9 | 14.21 | 22.2 | 0.88 | 3000 | 83.1
PQREPWCP | Focal Point | Seem 4 | FSM4Lb-FL-375LF-35K-1C-WWW-fff-ZZZ-YYY-XX-4 | Indoor Luminaires | Linear Ambient | Direct Linear Ambient Luminaires | Standard | FALSE | [9 empty] | 2/25/2015 | Dimmable | Continuous (Can dim down to ≤ 10% (W)) | Not Yet Verified |  |  | 1705.57 | 107.06 | 15.93 | 22.2 | 0.88 | 3500 | 83.1
PJN1UDGT | Focal Point | Seem 4 | FSM4Lb-SRXP-375LF-35K-1C-WWW-fff-ZZZ-YYY-XX-4 | Indoor Luminaires | Linear Ambient | Direct Linear Ambient Luminaires | Standard | FALSE | [9 empty] | 2/25/2015 | Dimmable | Continuous (Can dim down to ≤ 10% (W)) | Not Yet Verified |  |  | 1510.91 | 106.33 | 14.21 | 22.2 | 0.88 | 3500 | 83.1
PXHXM415 | Focal Point | Seem 4 | FSM4Lb-FL-375LF-40K-1C-WWW-fff-ZZZ-YYY-XX-4 | Indoor Luminaires | Linear Ambient | Direct Linear Ambient Luminaires | Standard | FALSE | [9 empty] | 2/25/2015 | Dimmable | Continuous (Can dim down to ≤ 10% (W)) | Not Yet Verified |  |  | 1776.59 | 111.52 | 15.93 | 22.2 | 0.88 | 4000 | 83.1
PNE45RV4 | Focal Point | Seem 4 | FSM4Lb-SRXP-375LF-40K-1C-WWW-fff-ZZZ-YYY-XX-4 | Indoor Luminaires | Linear Ambient | Direct Linear Ambient Luminaires | Standard | FALSE | [9 empty] | 2/25/2015 | Dimmable | Continuous (Can dim down to ≤ 10% (W)) | Not Yet Verified |  |  | 1573.82 | 110.75 | 14.21 | 22.2 | 0.88 | 4000 | 83.1
PCYAEZZE | Focal Point | Seem 4 | FSM4Lb-FL-375LF-30K-1C-WWW-fff-ZZZ-YYY-XX-5 | Indoor Luminaires | Linear Ambient | Direct Linear Ambient Luminaires | Standard | FALSE | [9 empty] | 2/25/2015 | Dimmable | Continuous (Can dim down to ≤ 10% (W)) | Not Yet Verified |  |  | 2043.2 | 102.61 | 19.91 | 22.2 | 0.88 | 3000 | 83.1
PX7FCAZ3 | Focal Point | Seem 4 | FSM4Lb-SRXP-375LF-30K-1C-WWW-fff-ZZZ-YYY-XX-5 | Indoor Luminaires | Linear Ambient | Direct Linear Ambient Luminaires | Standard | FALSE | [9 empty] | 2/25/2015 | Dimmable | Continuous (Can dim down to ≤ 10% (W)) | Not Yet Verified |  |  | 1810 | 101.9 | 17.76 | 22.2 | 0.88 | 3000 | 83.1
P57W81YM | Focal Point | Seem 4 | FSM4Lb-FL-375LF-35K-1C-WWW-fff-ZZZ-YYY-XX-5 | Indoor Luminaires | Linear Ambient | Direct Linear Ambient Luminaires | Standard | FALSE | [9 empty] | 2/25/2015 | Dimmable | Continuous (Can dim down to ≤ 10% (W)) | Not Yet Verified |  |  | 2131.97 | 107.06 | 19.91 | 22.2 | 0.88 | 3500 | 83.1
PNDU3XNC | Focal Point | Seem 4 | FSM4Lb-SRXP-375LF-35K-1C-WWW-fff-ZZZ-YYY-XX-5 | Indoor Luminaires | Linear Ambient | Direct Linear Ambient Luminaires | Standard | FALSE | [9 empty] | 2/25/2015 | Dimmable | Continuous (Can dim down to ≤ 10% (W)) | Not Yet Verified |  |  | 1888.64 | 106.33 | 17.76 | 22.2 | 0.88 | 3500 | 83.1
PKMUESUG | Focal Point | Seem 4 | FSM4Lb-FL-375LF-40K-1C-WWW-fff-ZZZ-YYY-XX-5 | Indoor Luminaires | Linear Ambient | Direct Linear Ambient Luminaires | Standard | FALSE | [9 empty] | 2/25/2015 | Dimmable | Continuous (Can dim down to ≤ 10% (W)) | Not Yet Verified |  |  | 2220.73 | 111.52 | 19.91 | 22.2 | 0.88 | 4000 | 83.1
PZ1PQTN9 | Focal Point | Seem 4 | FSM4Lb-SRXP-375LF-40K-1C-WWW-fff-ZZZ-YYY-XX-5 | Indoor Luminaires | Linear Ambient | Direct Linear Ambient Luminaires | Standard | FALSE | [9 empty] | 2/25/2015 | Dimmable | Continuous (Can dim down to ≤ 10% (W)) | Not Yet Verified |  |  | 1967.27 | 110.75 | 17.76 | 22.2 | 0.88 | 4000 | 83.1
PKSH3ABS | Focal Point | Seem 4 | FSM4Lb-FL-375LF-30K-1C-WWW-fff-ZZZ-YYY-XX-6 | Indoor Luminaires | Linear Ambient | Direct Linear Ambient Luminaires | Standard | FALSE | [9 empty] | 2/25/2015 | Dimmable | Continuous (Can dim down to ≤ 10% (W)) | Not Yet Verified |  |  | 2451.84 | 102.61 | 23.9 | 22.2 | 0.88 | 3000 | 83.1
PHG717TZ | Focal Point | Seem 4 | FSM4Lb-SRXP-375LF-30K-1C-WWW-fff-ZZZ-YYY-XX-6 | Indoor Luminaires | Linear Ambient | Direct Linear Ambient Luminaires | Standard | FALSE | [9 empty] | 2/25/2015 | Dimmable | Continuous (Can dim down to ≤ 10% (W)) | Not Yet Verified |  |  | 2172 | 101.9 | 21.32 | 22.2 | 0.88 | 3000 | 83.1
PURNCMCN | Focal Point | Seem 4 | FSM4Lb-FL-375LF-35K-1C-WWW-fff-ZZZ-YYY-XX-6 | Indoor Luminaires | Linear Ambient | Direct Linear Ambient Luminaires | Standard | FALSE | [9 empty] | 2/25/2015 | Dimmable | Continuous (Can dim down to ≤ 10% (W)) | Not Yet Verified |  |  | 2558.36 | 107.06 | 23.9 | 22.2 | 0.88 | 3500 | 83.1
PVW7UEWF | Focal Point | Seem 4 | FSM4Lb-SRXP-375LF-35K-1C-WWW-fff-ZZZ-YYY-XX-6 | Indoor Luminaires | Linear Ambient | Direct Linear Ambient Luminaires | Standard | FALSE | [9 empty] | 2/25/2015 | Dimmable | Continuous (Can dim down to ≤ 10% (W)) | Not Yet Verified |  |  | 2266.36 | 106.33 | 21.32 | 22.2 | 0.88 | 3500 | 83.1
PGHTGKMB | Focal Point | Seem 4 | FSM4Lb-FL-375LF-40K-1C-WWW-fff-ZZZ-YYY-XX-6 | Indoor Luminaires | Linear Ambient | Direct Linear Ambient Luminaires | Standard | FALSE | [9 empty] | 2/25/2015 | Dimmable | Continuous (Can dim down to ≤ 10% (W)) | Not Yet Verified |  |  | 2664.88 | 111.52 | 23.9 | 22.2 | 0.88 | 4000 | 83.1
PXKAWMVB | Focal Point | Seem 4 | FSM4Lb-SRXP-375LF-40K-1C-WWW-fff-ZZZ-YYY-XX-6 | Indoor Luminaires | Linear Ambient | Direct Linear Ambient Luminaires | Standard | FALSE | [9 empty] | 2/25/2015 | Dimmable | Continuous (Can dim down to ≤ 10% (W)) | Not Yet Verified |  |  | 2360.73 | 110.75 | 21.32 | 22.2 | 0.88 | 4000 | 83.1
PEWQUBSE | Focal Point | Seem 4 | FSM4Lb-FL-375LF-30K-1C-WWW-fff-ZZZ-YYY-XX-7 | Indoor Luminaires | Linear Ambient | Direct Linear Ambient Luminaires | Standard | FALSE | [9 empty] | 2/25/2015 | Dimmable | Continuous (Can dim down to ≤ 10% (W)) | Not Yet Verified |  |  | 2860.48 | 102.61 | 27.88 | 22.2 | 0.88 | 3000 | 83.1
PJANGKX1 | Focal Point | Seem 4 | FSM4Lb-SRXP-375LF-30K-1C-WWW-fff-ZZZ-YYY-XX-7 | Indoor Luminaires | Linear Ambient | Direct Linear Ambient Luminaires | Standard | FALSE | [9 empty] | 2/25/2015 | Dimmable | Continuous (Can dim down to ≤ 10% (W)) | Not Yet Verified |  |  | 2534 | 101.9 | 24.87 | 22.2 | 0.88 | 3000 | 83.1
P5MH6RMB | Focal Point | Seem 4 | FSM4Lb-FL-375LF-35K-1C-WWW-fff-ZZZ-YYY-XX-7 | Indoor Luminaires | Linear Ambient | Direct Linear Ambient Luminaires | Standard | FALSE | [9 empty] | 2/25/2015 | Dimmable | Continuous (Can dim down to ≤ 10% (W)) | Not Yet Verified |  |  | 2984.75 | 107.06 | 27.88 | 22.2 | 0.88 | 3500 | 83.1
P9QTXFX7 | Focal Point | Seem 4 | FSM4Lb-SRXP-375LF-35K-1C-WWW-fff-ZZZ-YYY-XX-7 | Indoor Luminaires | Linear Ambient | Direct Linear Ambient Luminaires | Standard | FALSE | [9 empty] | 2/25/2015 | Dimmable | Continuous (Can dim down to ≤ 10% (W)) | Not Yet Verified |  |  | 2644.09 | 106.33 | 24.87 | 22.2 | 0.88 | 3500 | 83.1
PENRATKR | Focal Point | Seem 4 | FSM4Lb-FL-375LF-40K-1C-WWW-fff-ZZZ-YYY-XX-7 | Indoor Luminaires | Linear Ambient | Direct Linear Ambient Luminaires | Standard | FALSE | [9 empty] | 2/25/2015 | Dimmable | Continuous (Can dim down to ≤ 10% (W)) | Not Yet Verified |  |  | 3109.03 | 111.52 | 27.88 | 22.2 | 0.88 | 4000 | 83.1
PAS9DDA7 | Focal Point | Seem 4 | FSM4Lb-SRXP-375LF-40K-1C-WWW-fff-ZZZ-YYY-XX-7 | Indoor Luminaires | Linear Ambient | Direct Linear Ambient Luminaires | Standard | FALSE | [9 empty] | 2/25/2015 | Dimmable | Continuous (Can dim down to ≤ 10% (W)) | Not Yet Verified |  |  | 2754.18 | 110.75 | 24.87 | 22.2 | 0.88 | 4000 | 83.1
PGEAAZM2 | Focal Point | Seem 4 | FSM4Lb-FL-375LF-30K-1C-WWW-fff-ZZZ-YYY-XX-8 | Indoor Luminaires | Linear Ambient | Direct Linear Ambient Luminaires | Standard | FALSE | [9 empty] | 2/25/2015 | Dimmable | Continuous (Can dim down to ≤ 10% (W)) | Not Yet Verified |  |  | 3269.12 | 102.61 | 31.86 | 22.2 | 0.88 | 3000 | 83.1
P9215HAE | Focal Point | Seem 4 | FSM4Lb-SRXP-375LF-30K-1C-WWW-fff-ZZZ-YYY-XX-8 | Indoor Luminaires | Linear Ambient | Direct Linear Ambient Luminaires | Standard | FALSE | [9 empty] | 2/25/2015 | Dimmable | Continuous (Can dim down to ≤ 10% (W)) | Not Yet Verified |  |  | 2896 | 101.9 | 28.42 | 22.2 | 0.88 | 3000 | 83.1
PG7754HD | Focal Point | Seem 4 | FSM4Lb-FL-375LF-35K-1C-WWW-fff-ZZZ-YYY-XX-8 | Indoor Luminaires | Linear Ambient | Direct Linear Ambient Luminaires | Standard | FALSE | [9 empty] | 2/25/2015 | Dimmable | Continuous (Can dim down to ≤ 10% (W)) | Not Yet Verified |  |  | 3411.15 | 107.06 | 31.86 | 22.2 | 0.88 | 3500 | 83.1
PY6F2MJ5 | Focal Point | Seem 4 | FSM4Lb-SRXP-375LF-35K-1C-WWW-fff-ZZZ-YYY-XX-8 | Indoor Luminaires | Linear Ambient | Direct Linear Ambient Luminaires | Standard | FALSE | [9 empty] | 2/25/2015 | Dimmable | Continuous (Can dim down to ≤ 10% (W)) | Not Yet Verified |  |  | 3021.82 | 106.33 | 28.42 | 22.2 | 0.88 | 3500 | 83.1
P4J2MMD3 | Focal Point | Seem 4 | FSM4Lb-FL-375LF-40K-1C-WWW-fff-ZZZ-YYY-XX-8 | Indoor Luminaires | Linear Ambient | Direct Linear Ambient Luminaires | Standard | FALSE | [9 empty] | 2/25/2015 | Dimmable | Continuous (Can dim down to ≤ 10% (W)) | Not Yet Verified |  |  | 3553.18 | 111.52 | 31.86 | 22.2 | 0.88 | 4000 | 83.1
PJTXSMEF | Focal Point | Seem 4 | FSM4Lb-SRXP-375LF-40K-1C-WWW-fff-ZZZ-YYY-XX-8 | Indoor Luminaires | Linear Ambient | Direct Linear Ambient Luminaires | Standard | FALSE | [9 empty] | 2/25/2015 | Dimmable | Continuous (Can dim down to ≤ 10% (W)) | Not Yet Verified |  |  | 3147.64 | 110.75 | 28.42 | 22.2 | 0.88 | 4000 | 83.1
PW1EJKK3 | Focal Point | Seem 4 | FSM4Lb-FL-550LF-35K-1C-WWW-fff-ZZZ-YYY-XX 7'6" | Indoor Luminaires | Linear Ambient | Direct Linear Ambient Luminaires | Standard | FALSE | [9 empty] | 2/25/2015 | Dimmable | Continuous (Can dim down to ≤ 10% (W)) | Not Yet Verified |  |  | 4552.24 | 100.33 | 45.37 | 22.2 | 0.88 | 3500 | 83.1
PVBJK24T | Focal Point | Seem 4 | FSM4Lb-FL-550LF-35K-1C-WWW-fff-ZZZ-YYY-XX 5' | Indoor Luminaires | Linear Ambient | Direct Linear Ambient Luminaires | Standard | FALSE | [9 empty] | 2/25/2015 | Dimmable | Continuous (Can dim down to ≤ 10% (W)) | Not Yet Verified |  |  | 3034.83 | 100.33 | 30.25 | 22.2 | 0.88 | 3500 | 83.1
PH4HNB7F | Focal Point | Seem 4 | FSM4Lb-FL-675LF-35K-1C-WWW-fff-ZZZ-YYY-XX 2'6" | Indoor Luminaires | Linear Ambient | Direct Linear Ambient Luminaires | Standard | FALSE | [9 empty] | 2/25/2015 | Dimmable | Continuous (Can dim down to ≤ 10% (W)) | Not Yet Verified |  |  | 1771.13 | 93.69 | 18.9 | 22.2 | 0.88 | 3500 | 83.1
PS8T76N8 | Focal Point | Seem 4 | FSM4Lb-FL-675LF-35K-1C-WWW-fff-ZZZ-YYY-XX 7'6" | Indoor Luminaires | Linear Ambient | Direct Linear Ambient Luminaires | Standard | FALSE | [9 empty] | 2/25/2015 | Dimmable | Continuous (Can dim down to ≤ 10% (W)) | Not Yet Verified |  |  | 5313.39 | 93.69 | 56.71 | 22.2 | 0.88 | 3500 | 83.1
PPKNTD8C | Focal Point | Seem 4 | FSM4Lb-FL-625LF-35K-1C-WWW-fff-ZZZ-YYY-XX 7'6" | Indoor Luminaires | Linear Ambient | Direct Linear Ambient Luminaires | Standard | FALSE | [9 empty] | 2/25/2015 | Dimmable | Continuous (Can dim down to ≤ 10% (W)) | Not Yet Verified |  |  | 5008.93 | 96 | 52.18 | 22.2 | 0.88 | 3500 | 83.1
PFASA9BH | Focal Point | Seem 4 | FSM4Lb-FL-625LF-35K-1C-WWW-fff-ZZZ-YYY-XX 2'6" | Indoor Luminaires | Linear Ambient | Direct Linear Ambient Luminaires | Standard | FALSE | [9 empty] | 2/25/2015 | Dimmable | Continuous (Can dim down to ≤ 10% (W)) | Not Yet Verified |  |  | 1669.64 | 96 | 17.39 | 22.2 | 0.88 | 3500 | 83.1
PGTBUKJA | Focal Point | Seem 4 | FSM4Lb-FL-400LF-30K-1C-WWW-fff-ZZZ-YYY-XX 4' | Indoor Luminaires | Linear Ambient | Direct Linear Ambient Luminaires | Standard | FALSE | [9 empty] | 2/25/2015 | Dimmable | Continuous (Can dim down to ≤ 10% (W)) | Not Yet Verified |  |  | 1636.47 | 96.62 | 16.94 | 22.2 | 0.88 | 3500 | 83.1
PDSATH17 | Focal Point | Seem 4 | FSM4Lb-FL-625LF-30K-1C-WWW-fff-ZZZ-YYY-XX-2 | Indoor Luminaires | Linear Ambient | Direct Linear Ambient Luminaires | Standard | FALSE | [9 empty] | 1/16/2015 | Dimmable | Continuous (Can dim down to ≤ 10% (W)) | Not Yet Verified |  |  | 1335.72 | 96 | 13.91 | 16.8 | 0.894 | 3000 | 83
P36R6FC3 | Focal Point | Seem 4 | FSM4Lb-FL-875LF-30K-1C-WWW-fff-ZZZ-YYY-XX-2 | Indoor Luminaires | Linear Ambient | Direct Linear Ambient Luminaires | Standard | FALSE | [9 empty] | 1/16/2015 | Dimmable | Continuous (Can dim down to ≤ 10% (W)) | Not Yet Verified |  |  | 1741.67 | 87.24 | 19.96 | 16.8 | 0.894 | 3000 | 83
PXARYHD8 | Focal Point | Seem 4 | FSM4Lb-SRXP-875LF-30K-1C-WWW-fff-ZZZ-YYY-XX-2 | Indoor Luminaires | Linear Ambient | Direct Linear Ambient Luminaires | Standard | FALSE | [9 empty] | 1/16/2015 | Dimmable | Continuous (Can dim down to ≤ 10% (W)) | Not Yet Verified |  |  | 1517.27 | 86.47 | 17.55 | 16.8 | 0.894 | 3000 | 83
PS2PH8YG | Focal Point | Seem 4 | FSM4Lb-FL-1000LF-30K-1C-WWW-fff-ZZZ-YYY-XX-2 | Indoor Luminaires | Linear Ambient | Direct Linear Ambient Luminaires | Standard | FALSE | [9 empty] | 1/16/2015 | Dimmable | Continuous (Can dim down to ≤ 10% (W)) | Not Yet Verified |  |  | 1944.64 | 84.59 | 22.99 | 16.8 | 0.894 | 3000 | 83
P87J73SC | ForceField Energy Inc | ForceField Energy | SF2FT-30W-41K-230D-NA-SC-3 [120V ONLY] | Indoor Luminaires | Linear Ambient | Direct Linear Ambient Luminaires | Standard | TRUE | 2892.24 | 102.14 | 28.316 | 13.91 | 0.976 | 4109 | 82.11 | 5 | 50000 | 1/27/2015 | Dimmable | Continuous (Can dim down to ≤ 10% (W)) | Not Yet Verified |  | 2.1 | 2921 | 103.15 | 28.316 | 13.93 | 0.9763 | 4109 | 82.11
PENXXKT8 | ForceField Energy Inc | ForceField Energy | SF3FT-55W-41K-230D-NA-SC-3 [120V ONLY] | Indoor Luminaires | Linear Ambient | Direct Linear Ambient Luminaires | Standard | TRUE | 4954.49 | 89.98 | 55.065 | 17.13 | 0.977 | 4114 | 83.3 | 5 | 50000 | 1/27/2015 | Dimmable | Continuous (Can dim down to ≤ 10% (W)) | Not Yet Verified |  | 2.1 | 5041 | 91.55 | 55.065 | 17.13 | 0.9775 | 4114 | 83.3
PF3RHJ71 | ForceField Energy Inc | ForceField Energy | SF5FT-80W-41K-230D-NA-SC-3 | Indoor Luminaires | Linear Ambient | Direct Linear Ambient Luminaires | Standard | TRUE | 8911.46 | 96.04 | 92.78 | 9.83 | 0.946 | 4016 | 81.4 | 5 | 50000 | 1/27/2015 | Dimmable | Continuous (Can dim down to ≤ 10% (W)) | Not Yet Verified |  | 2.1 | 9127 | 98.37 | 92.78 | 8 | 0.9967 | 4016 | 81.4
P2F3Q5RM | ForceField Energy Inc | ForceField Energy | SF4FT-70W-41K-230D-NA-SC-3 | Indoor Luminaires | Linear Ambient | Direct Linear Ambient Luminaires | Standard | FALSE | [9 empty] | 1/27/2015 | Dimmable | Continuous (Can dim down to ≤ 10% (W)) | Not Yet Verified |  |  | 7539 | 94.24 | 79.99 | 3.07 | 0.9984 | 4085.9 | 81.9
PJG6E54X | Forest Lighting USA | Forest Lighting | T5N230 | Indoor Luminaires | Linear Ambient | Direct Linear Ambient Luminaires | Standard | TRUE | 1135 | 89.8 | 12.91 | 13.93 | 0.8837 | 2932 | 82.1 | 5 | 50000 | 3/22/2016 | Not Dimmable | Not Dimmable | Not Yet Verified |  | 2.1 | 1100 | 90 | 12 |  | 0.87 | 3000 | 80
PNWDMDZK | Forest Lighting USA | Forest Lighting | T5N235 | Indoor Luminaires | Linear Ambient | Direct Linear Ambient Luminaires | Standard | FALSE | [9 empty] | 3/22/2016 | Not Dimmable | Not Dimmable | Not Yet Verified |  |  | 1100 | 90 | 12 |  | 0.87 | 3500 | 80
P4WBK1ZT | Forest Lighting USA | Forest Lighting | T5N241 | Indoor Luminaires | Linear Ambient | Direct Linear Ambient Luminaires | Standard | FALSE | [9 empty] | 3/22/2016 | Not Dimmable | Not Dimmable | Not Yet Verified |  |  | 1100 | 100 | 12 |  | 0.87 | 4000 | 80
PFJX1Y5H | Forest Lighting USA | Forest Lighting | T5N250 | Indoor Luminaires | Linear Ambient | Direct Linear Ambient Luminaires | Standard | FALSE | [9 empty] | 3/22/2016 | Not Dimmable | Not Dimmable | Not Yet Verified |  |  | 1100 | 100 | 12 |  | 0.87 | 5000 | 80
P6K5U19R | Forest Lighting USA | Forest Lighting | T5N330 | Indoor Luminaires | Linear Ambient | Direct Linear Ambient Luminaires | Standard | TRUE | 1308 | 90.1 | 14.6 | 14.6 | 0.8726 | 2940 | 82.4 | 5 | 50000 | 3/22/2016 | Not Dimmable | Not Dimmable | Not Yet Verified |  | 2.1 | 1300 | 99 | 14 |  | 0.87 | 3000 | 80
PCUKGAMK | Forest Lighting USA | Forest Lighting | T5N335 | Indoor Luminaires | Linear Ambient | Direct Linear Ambient Luminaires | Standard | FALSE | [9 empty] | 3/22/2016 | Not Dimmable | Not Dimmable | Not Yet Verified |  |  | 1300 | 100 | 14 |  | 0.87 | 3500 | 80
P133GFMB | Forest Lighting USA | Forest Lighting | T5N341 | Indoor Luminaires | Linear Ambient | Direct Linear Ambient Luminaires | Standard | FALSE | [9 empty] | 3/22/2016 | Not Dimmable | Not Dimmable | Not Yet Verified |  |  | 1400 | 100 | 14 |  | 0.87 | 4000 | 80
PPGB9VZD | Forest Lighting USA | Forest Lighting | T5N350 | Indoor Luminaires | Linear Ambient | Direct Linear Ambient Luminaires | Standard | FALSE | [9 empty] | 3/22/2016 | Not Dimmable | Not Dimmable | Not Yet Verified |  |  | 1400 | 100 | 14 |  | 0.87 | 5000 | 80
P8HQF8QR | Forest Lighting USA | Forest Lighting | T5N430 | Indoor Luminaires | Linear Ambient | Direct Linear Ambient Luminaires | Standard | TRUE | 1699.3 | 93.1 | 19.17 | 18.64 | 0.8797 | 2955 | 82.3 | 5 | 50000 | 3/22/2016 | Not Dimmable | Not Dimmable | Not Yet Verified |  | 2.1 | 1735 | 93.1 | 19 |  | 0.9 | 3000 | 80
PKH3NZ51 | Forest Lighting USA | Forest Lighting | T5N441 | Indoor Luminaires | Linear Ambient | Direct Linear Ambient Luminaires | Standard | FALSE | [9 empty] | 3/22/2016 | Not Dimmable | Not Dimmable | Not Yet Verified |  |  | 1800 | 100 | 19 |  | 0.9 | 4000 | 80
PC2D1NHR | Forest Lighting USA | Forest Lighting | T5N450 | Indoor Luminaires | Linear Ambient | Direct Linear Ambient Luminaires | Standard | FALSE | [9 empty] | 3/22/2016 | Not Dimmable | Not Dimmable | Not Yet Verified |  |  | 1800 | 100 | 19 |  | 0.9 | 5000 | 80
PR8JGSYS | Forest Lighting USA | Forest Lighting | T8N230 | Indoor Luminaires | Linear Ambient | Direct Linear Ambient Luminaires | Standard | TRUE | 1116 | 94.7 | 12.09 | 14.72 | 0.8746 | 2903 | 81.8 | 5 | 50000 | 3/22/2016 | Not Dimmable | Not Dimmable | Not Yet Verified |  | 2.1 | 1100 | 94 | 12 |  | 0.87 | 3000 | 80
PN6XQG8G | Forest Lighting USA | Forest Lighting | T8N235 | Indoor Luminaires | Linear Ambient | Direct Linear Ambient Luminaires | Standard | FALSE | [9 empty] | 3/22/2016 | Not Dimmable | Not Dimmable | Not Yet Verified |  |  | 1100 | 94 | 12 |  | 0.87 | 3500 | 80
PRHFPTW2 | Forest Lighting USA | Forest Lighting | T8N241 | Indoor Luminaires | Linear Ambient | Direct Linear Ambient Luminaires | Standard | FALSE | [9 empty] | 3/22/2016 | Not Dimmable | Not Dimmable | Not Yet Verified |  |  | 1200 | 100 | 12 |  | 0.87 | 4000 | 80
P6BYQPA6 | Forest Lighting USA | Forest Lighting | T8N250 | Indoor Luminaires | Linear Ambient | Direct Linear Ambient Luminaires | Standard | FALSE | [9 empty] | 3/22/2016 | Not Dimmable | Not Dimmable | Not Yet Verified |  |  | 1200 | 100 | 12 |  | 0.87 | 5000 | 80
P5ZCB6FX | Forest Lighting USA | Forest Lighting | T8N430 | Indoor Luminaires | Linear Ambient | Direct Linear Ambient Luminaires | Standard | TRUE | 1768 | 99.1 | 17.84 | 18.78 | 0.8772 | 2961 | 82.5 | 5 | 50000 | 3/22/2016 | Not Dimmable | Not Dimmable | Not Yet Verified |  | 2.1 | 1760 | 99 |  |  |  | 3000 | 80
P4M84YX8 | Forest Lighting USA | Forest Lighting | T8N435 | Indoor Luminaires | Linear Ambient | Direct Linear Ambient Luminaires | Standard | FALSE | [9 empty] | 3/22/2016 | Not Dimmable | Not Dimmable | Not Yet Verified |  |  | 1900 | 100 | 19 | 20 | 0.87 | 3500 | 80
P9QW16HD | Forest Lighting USA | Forest Lighting | T8N441 | Indoor Luminaires | Linear Ambient | Direct Linear Ambient Luminaires | Standard | FALSE | [9 empty] | 3/22/2016 | Not Dimmable | Not Dimmable | Not Yet Verified |  |  | 1900 | 100 | 19 | 20 | 0.87 | 4000 | 80
P2XB8ZVV | Forest Lighting USA | Forest Lighting | T8N450 | Indoor Luminaires | Linear Ambient | Direct Linear Ambient Luminaires | Standard | FALSE | [9 empty] | 3/22/2016 | Not Dimmable | Not Dimmable | Not Yet Verified |  |  | 1900 | 100 | 19 | 20 | 0.87 | 5000 | 80
PZG3DR2U | FOSHAN INNOVATIVE LIGHTING | Innovative | CAT#LL-404804B-1(4000K) | Indoor Luminaires | Linear Ambient | Direct Linear Ambient Luminaires | Standard | TRUE | 3907.12 | 95.88 | 40.75 | 14.15 | 0.9 | 3914 | 84.2 | 5 | 50000 | 1/6/2016 | Not Dimmable | Not Dimmable | No |  | 3 | 3500 | 87.5 | 40 | 25 | 0.9 | 4000 | 80
PWE3GM7C | FOSHAN INNOVATIVE LIGHTING | Innovative | CAT#LL-404804B-1(4500K) | Indoor Luminaires | Linear Ambient | Direct Linear Ambient Luminaires | Standard | FALSE | [9 empty] | 1/6/2016 | Not Dimmable | Not Dimmable | No |  |  | 3500 | 87.5 | 40 | 25 | 0.9 | 4500 | 80
PR29WP1S | FOSHAN INNOVATIVE LIGHTING | Innovative | CAT#LL-404804B-1(5000K) | Indoor Luminaires | Linear Ambient | Direct Linear Ambient Luminaires | Standard | FALSE | [9 empty] | 1/6/2016 | Not Dimmable | Not Dimmable | No |  |  | 3500 | 87.5 | 40 | 25 | 0.9 | 5000 | 80
PH3EHX9H | FOSHAN INNOVATIVE LIGHTING | Innovative | CAT#LWP-4002(3000K) | Indoor Luminaires | Linear Ambient | Direct Linear Ambient Luminaires | Standard | TRUE | 3058.13 | 90.8 | 33.68 | 15.8 | 0.948 | 3117 | 84.1 | 5 | 50000 | 6/9/2016 | Not Dimmable | Not Dimmable | No |  | 3.1 | 3500 | 87.5 | 40 | 25 | 0.9 | 3000 | 80
PWKRUWRH | FOSHAN INNOVATIVE LIGHTING | Innovative | CAT#LWP-4002(3500K) | Indoor Luminaires | Linear Ambient | Direct Linear Ambient Luminaires | Standard | FALSE | [9 empty] | 6/9/2016 | Not Dimmable | Not Dimmable | No |  |  | 3500 | 87.5 | 40 | 25 | 0.9 | 3500 | 80
PDGPN7Y5 | FOSHAN INNOVATIVE LIGHTING | Innovative | CAT#LWP-4002(4000K) | Indoor Luminaires | Linear Ambient | Direct Linear Ambient Luminaires | Standard | FALSE | [9 empty] | 1/6/2016 | Not Dimmable | Not Dimmable | No |  |  | 3500 | 87.5 | 40 | 25 | 0.9 | 4000 | 80
PJH8BFS3 | FOSHAN INNOVATIVE LIGHTING | Innovative | CAT#LWP-4002(4500K) | Indoor Luminaires | Linear Ambient | Direct Linear Ambient Luminaires | Standard | FALSE | [9 empty] | 1/6/2016 | Not Dimmable | Not Dimmable | No |  |  | 3500 | 87.5 | 40 | 25 | 0.9 | 4500 | 80
PZSRVDAV | FOSHAN INNOVATIVE LIGHTING | Innovative | CAT#LWP-4002(5000K) | Indoor Luminaires | Linear Ambient | Direct Linear Ambient Luminaires | Standard | FALSE | [9 empty] | 1/6/2016 | Not Dimmable | Not Dimmable | No |  |  | 3500 | 87.5 | 40 | 25 | 0.9 | 5000 | 80
PSN71ZNG | FOSHAN INNOVATIVE LIGHTING | Innovative | CAT#LWP-5402B(3000K) | Indoor Luminaires | Linear Ambient | Direct Linear Ambient Luminaires | Standard | TRUE | 4603.67 | 89.57 | 51.4 | 20.7 | 0.958 | 3069 | 81 | 5 | 50000 | 1/15/2016 | Not Dimmable | Not Dimmable | No |  | 3.1 | 4600 | 88.46 | 52 | 10 | 0.95 | 3000 | 80
PG31THAA | FOSHAN INNOVATIVE LIGHTING | Innovative | CAT#LWP-5402B(3500K) | Indoor Luminaires | Linear Ambient | Direct Linear Ambient Luminaires | Standard | FALSE | [9 empty] | 1/15/2016 | Not Dimmable | Not Dimmable | No |  |  | 4600 | 88.46 | 52 | 10 | 0.95 | 3500 | 80
P11XX7ZJ | FOSHAN INNOVATIVE LIGHTING | Innovative | CAT#LWP-5402B(4000K) | Indoor Luminaires | Linear Ambient | Direct Linear Ambient Luminaires | Standard | FALSE | [9 empty] | 1/15/2016 | Not Dimmable | Not Dimmable | No |  |  | 4600 | 88.46 | 52 | 10 | 0.95 | 4000 | 80
PQS36QN7 | FOSHAN INNOVATIVE LIGHTING | Innovative | CAT#LWP-5402B(4500K) | Indoor Luminaires | Linear Ambient | Direct Linear Ambient Luminaires | Standard | FALSE | [9 empty] | 1/15/2016 | Not Dimmable | Not Dimmable | No |  |  | 4600 | 88.46 | 52 | 10 | 0.95 | 4500 | 80
P429ZRX2 | FOSHAN INNOVATIVE LIGHTING | Innovative | CAT#LWP-5402B(5000K) | Indoor Luminaires | Linear Ambient | Direct Linear Ambient Luminaires | Standard | FALSE | [9 empty] | 1/15/2016 | Not Dimmable | Not Dimmable | No |  |  | 4600 | 88.46 | 52 | 10 | 0.95 | 5000 | 80
PTBUQAWF | FOSHAN INNOVATIVE LIGHTING | Innovative | LL-303601B(3000K) | Indoor Luminaires | Linear Ambient | Direct Linear Ambient Luminaires | Standard | TRUE | 3091.36 | 102.13 | 30.4 | 15.2 | 0.944 | 3006 | 83 | 5 | 50000 | 9/30/2016 | Not Dimmable | Not Dimmable | No |  | 4 | 3150 | 105 | 30 | 20 | 0.95 | 3000 | 80
PFZWD2CS | FOSHAN INNOVATIVE LIGHTING | Innovative | LL-303601B(3500K) | Indoor Luminaires | Linear Ambient | Direct Linear Ambient Luminaires | Standard | FALSE | [9 empty] | 9/30/2016 | Not Dimmable | Not Dimmable | No |  |  | 3150 | 105 | 30 | 20 | 0.95 | 3500 | 80
PC1RFNJ3 | FOSHAN INNOVATIVE LIGHTING | Innovative | LL-303601B(4000K) | Indoor Luminaires | Linear Ambient | Direct Linear Ambient Luminaires | Standard | FALSE | [9 empty] | 9/30/2016 | Not Dimmable | Not Dimmable | No |  |  | 3150 | 105 | 30 | 20 | 0.95 | 4000 | 80
PPTPA26W | FOSHAN INNOVATIVE LIGHTING | Innovative | LL-303601B(4500K) | Indoor Luminaires | Linear Ambient | Direct Linear Ambient Luminaires | Standard | FALSE | [9 empty] | 9/30/2016 | Not Dimmable | Not Dimmable | No |  |  | 3150 | 105 | 30 | 20 | 0.95 | 4500 | 80
PN5XZSCY | FOSHAN INNOVATIVE LIGHTING | Innovative | LL-303601B(5000K) | Indoor Luminaires | Linear Ambient | Direct Linear Ambient Luminaires | Standard | FALSE | [9 empty] | 9/30/2016 | Not Dimmable | Not Dimmable | No |  |  | 3150 | 105 | 30 | 20 | 0.95 | 5000 | 80
PKVAYNJ2 | FOSHAN INNOVATIVE LIGHTING | Innovative | LL-404802B(3000K) | Indoor Luminaires | Linear Ambient | Direct Linear Ambient Luminaires | Standard | TRUE | 4138.17 | 102.03 | 40.78 | 14.56 | 0.901 | 2997 | 83 | 5 | 50000 | 9/30/2016 | Not Dimmable | Not Dimmable | No |  | 4 | 4200 | 105 | 40 | 20 | 0.95 | 3000 | 80
P2FMQDTW | FOSHAN INNOVATIVE LIGHTING | FIL | LL-404802B(4000K) | Indoor Luminaires | Linear Ambient | Direct Linear Ambient Luminaires | Standard | TRUE | 4293.25 | 107.06 | 40.1 | 14.5 | 0.898 | 3987 | 83.3 | 5 | 50000 | 2/18/2016 | Not Yet Verified | Not Yet Verified | No | Updated on 4/12/2016. Updated model numbers on 10/11/16 | 3.1 | 4200 | 105 | 40 | 25 | 0.9 | 4000 | 80
PGPGU52Y | FOSHAN INNOVATIVE LIGHTING | FIL | LL-404802B(4500K) | Indoor Luminaires | Linear Ambient | Direct Linear Ambient Luminaires | Standard | FALSE | [9 empty] | 2/18/2016 | Not Yet Verified | Not Yet Verified | No | Updated on 4/12/2016. Updated model numbers on 10/11/16 |  | 4200 | 105 | 40 | 25 | 0.9 | 5000 | 80
PUU69PDS | FOSHAN INNOVATIVE LIGHTING | FIL | LL-404802B(5000K) | Indoor Luminaires | Linear Ambient | Direct Linear Ambient Luminaires | Standard | FALSE | [9 empty] | 2/18/2016 | Not Yet Verified | Not Yet Verified | No | Updated on 4/12/2016. Updated model numbers on 10/11/16 |  | 4200 | 105 | 40 | 25 | 0.9 | 4500 | 80
PB2EQK4N | FOSHAN INNOVATIVE LIGHTING | FIL | LL-404802BD(4000K) | Indoor Luminaires | Linear Ambient | Direct Linear Ambient Luminaires | Standard | FALSE | [9 empty] | 2/18/2016 | Dimmable | Continuous (Can dim down to ≤ 10% (W)) | No | Added on 10/6. Updated model numbers on 10/11/16 |  | 4200 | 105 | 40 | 25 | 0.9 | 4500 | 80
PXM6MM24 | FOSHAN INNOVATIVE LIGHTING | FIL | LL-404802BD(4500K) | Indoor Luminaires | Linear Ambient | Direct Linear Ambient Luminaires | Standard | FALSE | [9 empty] | 2/18/2016 | Dimmable | Continuous (Can dim down to ≤ 10% (W)) | No | Added on 10/6. Updated model numbers on 10/11/16 |  | 4200 | 105 | 40 | 25 | 0.9 | 4500 | 80
P9H7TNPF | FOSHAN INNOVATIVE LIGHTING | FIL | LL-404802BD(5000K) | Indoor Luminaires | Linear Ambient | Direct Linear Ambient Luminaires | Standard | FALSE | [9 empty] | 2/18/2016 | Dimmable | Continuous (Can dim down to ≤ 10% (W)) | No | Added on 10/6. Updated model numbers on 10/11/16 |  | 4200 | 105 | 40 | 25 | 0.9 | 4500 | 80
PSPATGRP | FOSHAN INNOVATIVE LIGHTING | FIL | CAT#LL-404802B(4000K) | Indoor Luminaires | Linear Ambient | Direct Linear Ambient Luminaires | Standard | TRUE | 4293.25 | 107.06 | 40.1 | 14.5 | 0.898 | 3987 | 83.3 | 5 | 50000 | 4/12/2016 | Not Dimmable | Not Dimmable | No |  | 3.1 | 4200 | 105 | 40 | 25 | 0.9 | 4000 | 80
P22ZBN6J | FOSHAN INNOVATIVE LIGHTING | FIL | CAT#LL-404802B(4500K) | Indoor Luminaires | Linear Ambient | Direct Linear Ambient Luminaires | Standard | FALSE | [9 empty] | 4/12/2016 | Not Dimmable | Not Dimmable | No |  |  | 4200 | 105 | 40 | 25 | 0.9 | 4500 | 80
P3CR9QY1 | FOSHAN INNOVATIVE LIGHTING | FIL | CAT#LL-404802B(5000K) | Indoor Luminaires | Linear Ambient | Direct Linear Ambient Luminaires | Standard | FALSE | [9 empty] | 4/12/2016 | Not Dimmable | Not Dimmable | No |  |  | 4200 | 105 | 40 | 25 | 0.9 | 5000 | 80
P00001ICO | FSC Lighting | FSC Lighting | L85XX-1-50WT/4’/27K | Indoor Luminaires | Linear Ambient | Direct Linear Ambient Luminaires | Standard | TRUE | 5148.7 | 95.27 | 54.05 | 18.9 | 0.97 | 2817 | 83.8 | 5 | 50000 | 2/11/2014 | Not Yet Verified | Not Yet Verified | Not Yet Verified | XX ="48" or "96" | 2.1 | 5200 | 96.29 | 50 |  |  | 2700 | 84
P00001ICQ | FSC Lighting | FSC Lighting | L85XX-1-50WT/4’/30K | Indoor Luminaires | Linear Ambient | Direct Linear Ambient Luminaires | Standard | FALSE | [9 empty] | 2/11/2014 | Not Yet Verified | Not Yet Verified | Not Yet Verified | XX ="48" or "96" |  | 5200 | 96.29 | 50 |  |  | 3000 | 84
P00001ICR | FSC Lighting | FSC Lighting | L85XX-1-50WT/4’/35K | Indoor Luminaires | Linear Ambient | Direct Linear Ambient Luminaires | Standard | FALSE | [9 empty] | 2/11/2014 | Not Yet Verified | Not Yet Verified | Not Yet Verified | XX ="48" or "96" |  | 5200 | 96.29 | 50 |  |  | 3500 | 84
P00001ICS | FSC Lighting | FSC Lighting | L85XX-1-50WT/4’/40K | Indoor Luminaires | Linear Ambient | Direct Linear Ambient Luminaires | Standard | FALSE | [9 empty] | 2/11/2014 | Not Yet Verified | Not Yet Verified | Not Yet Verified | XX ="48" or "96" |  | 5423 | 100.42 | 50 |  |  | 4000 | 84
P00001ICT | FSC Lighting | FSC Lighting | L85XX-1-50WT/4’/50K | Indoor Luminaires | Linear Ambient | Direct Linear Ambient Luminaires | Standard | FALSE | [9 empty] | 2/11/2014 | Not Yet Verified | Not Yet Verified | Not Yet Verified | XX ="48" or "96" |  | 5698 | 105.51 | 50 |  |  | 5000 | 84
P00001ICP | FSC Lighting | FSC Lighting | L85XX-1-50WT/4’/27K/94% | Indoor Luminaires | Linear Ambient | Direct Linear Ambient Luminaires | Standard | TRUE | 5638.6 | 104.08 | 54.17 | 18.9 | 0.97 | 2788 | 81.4 | 5 | 50000 | 2/11/2014 | Not Yet Verified | Not Yet Verified | Not Yet Verified | XX ="48" or "96" | 2.1 | 5695 | 104.4 | 50 |  |  | 2700 | 84
P00001ICU | FSC Lighting | FSC Lighting | L85XX-1-50WT/4’/30K/94% | Indoor Luminaires | Linear Ambient | Direct Linear Ambient Luminaires | Standard | FALSE | [9 empty] | 2/11/2014 | Not Yet Verified | Not Yet Verified | Not Yet Verified | XX ="48" or "96" |  | 5695 | 105.46 | 50 |  |  | 3000 | 84
P00001ICV | FSC Lighting | FSC Lighting | L85XX-1-50WT/4’/35K/94% | Indoor Luminaires | Linear Ambient | Direct Linear Ambient Luminaires | Standard | FALSE | [9 empty] | 2/11/2014 | Not Yet Verified | Not Yet Verified | Not Yet Verified | XX ="48" or "96" |  | 5695 | 105.46 | 50 |  |  | 3500 | 84
P00001ICW | FSC Lighting | FSC Lighting | L85XX-1-50WT/4’/40K/94% | Indoor Luminaires | Linear Ambient | Direct Linear Ambient Luminaires | Standard | FALSE | [9 empty] | 2/11/2014 | Not Yet Verified | Not Yet Verified | Not Yet Verified | XX ="48" or "96" |  | 5997 | 111.05 | 50 |  |  | 4000 | 84
P00001ICX | FSC Lighting | FSC Lighting | L85XX-1-50WT/4’/50K/94% | Indoor Luminaires | Linear Ambient | Direct Linear Ambient Luminaires | Standard | FALSE | [9 empty] | 2/11/2014 | Not Yet Verified | Not Yet Verified | Not Yet Verified | XX ="48" or "96" |  | 6355 | 117.68 | 50 |  |  | 5000 | 84
P00001ICY | FSC Lighting | Mirus Lighting | L85XX-1-50WT/4’/27K/94% | Indoor Luminaires | Linear Ambient | Direct Linear Ambient Luminaires | Standard | FALSE | [9 empty] | 2/28/2014 | Not Yet Verified | Not Yet Verified | Not Yet Verified | XX ="48" or "96" |  | 5638 | 104.4 | 50 |  |  | 2700 | 84
P00001ICZ | FSC Lighting | Mirus Lighting | L85XX-1-50WT/4’/30K/94% | Indoor Luminaires | Linear Ambient | Direct Linear Ambient Luminaires | Standard | FALSE | [9 empty] | 2/28/2014 | Not Yet Verified | Not Yet Verified | Not Yet Verified | XX ="48" or "96" |  | 5695 | 105.46 | 50 |  |  | 3000 | 84
P00001ID0 | FSC Lighting | Mirus Lighting | L85XX-1-50WT/4’/35K/94% | Indoor Luminaires | Linear Ambient | Direct Linear Ambient Luminaires | Standard | FALSE | [9 empty] | 2/28/2014 | Not Yet Verified | Not Yet Verified | Not Yet Verified | XX ="48" or "96" |  | 5695 | 105.46 | 50 |  |  | 3500 | 84
P00001ID1 | FSC Lighting | Mirus Lighting | L85XX-1-50WT/4’/40K/94% | Indoor Luminaires | Linear Ambient | Direct Linear Ambient Luminaires | Standard | FALSE | [9 empty] | 2/28/2014 | Not Yet Verified | Not Yet Verified | Not Yet Verified | XX ="48" or "96" |  | 5997 | 111.05 | 50 |  |  | 4000 | 84
P00001ID2 | FSC Lighting | Mirus Lighting | L85XX-1-50WT/4’/50K/94% | Indoor Luminaires | Linear Ambient | Direct Linear Ambient Luminaires | Standard | FALSE | [9 empty] | 2/28/2014 | Not Yet Verified | Not Yet Verified | Not Yet Verified | XX ="48" or "96" |  | 6355 | 117.68 | 50 |  |  | 5000 | 84
P00001IDI | FSC Lighting | FSC Lighting | L85XX-1-25WT/2’/27K [XX = 48 or 96] | Indoor Luminaires | Linear Ambient | Direct Linear Ambient Luminaires | Standard | TRUE | 2466.7 | 89.28 | 27.63 | 7.65 | 0.98 | 2756 | 81.3 | 5 | 50000 | 5/21/2014 | Not Yet Verified | Not Yet Verified | Not Yet Verified |  | 2.1 | 2466 | 88.07 | 25 |  |  | 2700 | 84
P00001IDJ | FSC Lighting | FSC Lighting | L85XX-1-25WT/2’/30K [XX = 48 or 96] | Indoor Luminaires | Linear Ambient | Direct Linear Ambient Luminaires | Standard | FALSE | [9 empty] | 5/21/2014 | Not Yet Verified | Not Yet Verified | Not Yet Verified |  |  | 2516 | 89.85 | 25 |  |  | 3000 | 84
P00001IDK | FSC Lighting | FSC Lighting | L85XX-1-25WT/2’/35K [XX = 48 or 96] | Indoor Luminaires | Linear Ambient | Direct Linear Ambient Luminaires | Standard | FALSE | [9 empty] | 5/21/2014 | Not Yet Verified | Not Yet Verified | Not Yet Verified |  |  | 2516 | 89.85 | 25 |  |  | 3500 | 84
P00001IDL | FSC Lighting | FSC Lighting | L85XX-1-25WT/2’/40K [XX = 48 or 96] | Indoor Luminaires | Linear Ambient | Direct Linear Ambient Luminaires | Standard | FALSE | [9 empty] | 5/21/2014 | Not Yet Verified | Not Yet Verified | Not Yet Verified |  |  | 2691 | 96.1 | 25 |  |  | 4000 | 84
P00001IDM | FSC Lighting | FSC Lighting | L85XX-1-25WT/2’/50K [XX = 48 or 96] | Indoor Luminaires | Linear Ambient | Direct Linear Ambient Luminaires | Standard | FALSE | [9 empty] | 5/21/2014 | Not Yet Verified | Not Yet Verified | Not Yet Verified |  |  | 2916 | 104.14 | 25 |  |  | 5000 | 84
P00001IDN | FSC Lighting | Mirus Lighting | L85XX-1-25WT/2’/30K [XX = 48 or 96] | Indoor Luminaires | Linear Ambient | Direct Linear Ambient Luminaires | Standard | FALSE | [9 empty] | 5/21/2014 | Not Yet Verified | Not Yet Verified | Not Yet Verified |  |  | 2516 | 89.85 | 25 |  |  | 3000 | 84
P00001IDO | FSC Lighting | Mirus Lighting | L85XX-1-25WT/2’/35K [XX = 48 or 96] | Indoor Luminaires | Linear Ambient | Direct Linear Ambient Luminaires | Standard | FALSE | [9 empty] | 5/21/2014 | Not Yet Verified | Not Yet Verified | Not Yet Verified |  |  | 2516 | 89.85 | 25 |  |  | 3500 | 84
P00001IDP | FSC Lighting | Mirus Lighting | L85XX-1-25WT/2’/40K [XX = 48 or 96] | Indoor Luminaires | Linear Ambient | Direct Linear Ambient Luminaires | Standard | FALSE | [9 empty] | 5/21/2014 | Not Yet Verified | Not Yet Verified | Not Yet Verified |  |  | 2691 | 96.1 | 25 |  |  | 4000 | 84
P00001IDQ | FSC Lighting | Mirus Lighting | L85XX-1-25WT/2’/50K [XX = 48 or 96] | Indoor Luminaires | Linear Ambient | Direct Linear Ambient Luminaires | Standard | FALSE | [9 empty] | 5/21/2014 | Not Yet Verified | Not Yet Verified | Not Yet Verified |  |  | 2916 | 104.14 | 25 |  |  | 5000 | 84
P00001IDR | FSC Lighting | Mirus Lighting | L85XX-1-25WT/2’/27K [XX = 48 or 96] | Indoor Luminaires | Linear Ambient | Direct Linear Ambient Luminaires | Standard | FALSE | [9 empty] | 5/21/2014 | Not Yet Verified | Not Yet Verified | Not Yet Verified |  |  | 2466 | 88.07 | 25 |  |  | 2700 | 84
P00001IDS | FSC Lighting | FSC Lighting | L85XX-1-25WT/2’/27K/94% [XX = 48 or 96] | Indoor Luminaires | Linear Ambient | Direct Linear Ambient Luminaires | Standard | TRUE | 2876.2 | 102.32 | 28.11 | 7.06 | 0.98 | 2867 | 83.6 | 5 | 50000 | 5/21/2014 | Not Yet Verified | Not Yet Verified | Not Yet Verified |  | 2.1 | 2876.2 | 102.32 | 25 |  |  | 2700 | 84
P00001IDT | FSC Lighting | FSC Lighting | L85XX-1-25WT/2’/30K/94% [XX = 48 or 96] | Indoor Luminaires | Linear Ambient | Direct Linear Ambient Luminaires | Standard | FALSE | [9 empty] | 5/21/2014 | Not Yet Verified | Not Yet Verified | Not Yet Verified |  |  | 2904 | 103.71 | 25 |  |  | 3000 | 84
P00001IDU | FSC Lighting | FSC Lighting | L85XX-1-25WT/2’/35K/94% [XX = 48 or 96] | Indoor Luminaires | Linear Ambient | Direct Linear Ambient Luminaires | Standard | FALSE | [9 empty] | 5/21/2014 | Not Yet Verified | Not Yet Verified | Not Yet Verified |  |  | 2904 | 103.71 | 25 |  |  | 3500 | 84
P00001IDV | FSC Lighting | FSC Lighting | L85XX-1-25WT/2’/40K/94% [XX = 48 or 96] | Indoor Luminaires | Linear Ambient | Direct Linear Ambient Luminaires | Standard | FALSE | [9 empty] | 5/21/2014 | Not Yet Verified | Not Yet Verified | Not Yet Verified |  |  | 3027 | 108.1 | 25 |  |  | 4000 | 84
P00001IDW | FSC Lighting | FSC Lighting | L85XX-1-25WT/2’/50K/94% [XX = 48 or 96] | Indoor Luminaires | Linear Ambient | Direct Linear Ambient Luminaires | Standard | FALSE | [9 empty] | 5/21/2014 | Not Yet Verified | Not Yet Verified | Not Yet Verified |  |  | 3178 | 113.5 | 25 |  |  | 5000 | 84
P3KU8UGV | FSC Lighting | FSC Lighting | L8596-2-25WT/2'/27K/94%-[OS, OSD] | Indoor Luminaires | Linear Ambient | Direct Linear Ambient Luminaires | Standard | FALSE | [9 empty] | 6/14/2016 | Dimmable | Continuous (Can dim down to ≤ 10% (W)) | Yes |  |  | 5752.4 | 102 | 56.22 | 7.06 | 0.98 | 2867 | 83
PFVZDCYC | FSC Lighting | FSC Lighting | L8596-2-25WT/2'/30K/94%-[OS, OSD] | Indoor Luminaires | Linear Ambient | Direct Linear Ambient Luminaires | Standard | FALSE | [9 empty] | 6/14/2016 | Dimmable | Continuous (Can dim down to ≤ 10% (W)) | Yes |  |  | 5752.4 | 102 | 56.22 | 7.06 | 0.98 | 3000 | 83
P99PX7TH | FSC Lighting | FSC Lighting | L8596-2-25WT/2'/35K/94%-[OS, OSD] | Indoor Luminaires | Linear Ambient | Direct Linear Ambient Luminaires | Standard | FALSE | [9 empty] | 6/14/2016 | Dimmable | Continuous (Can dim down to ≤ 10% (W)) | Yes |  |  | 6054.7 | 108 | 56.22 | 7.06 | 0.98 | 3500 | 83
PA1S2VS5 | FSC Lighting | FSC Lighting | L8596-2-25WT/2'/40K/94%-[OS, OSD] | Indoor Luminaires | Linear Ambient | Direct Linear Ambient Luminaires | Standard | FALSE | [9 empty] | 6/14/2016 | Dimmable | Continuous (Can dim down to ≤ 10% (W)) | Yes |  |  | 6054.7 | 108 | 56.22 | 7.06 | 0.98 | 4000 | 83
P1ANMEBJ | FSC Lighting | FSC Lighting | L8596-2-25WT/2'/50K/94%-[OS, OSD] | Indoor Luminaires | Linear Ambient | Direct Linear Ambient Luminaires | Standard | FALSE | [9 empty] | 6/14/2016 | Dimmable | Continuous (Can dim down to ≤ 10% (W)) | Yes |  |  | 6357 | 113 | 56.22 | 7.13 | 0.98 | 5000 | 83
PX8FEBVF | FSC Lighting | FSC Lighting | L8596-2-25WT/2'/27K/94%-OS-[SDIM25, 33, 50] | Indoor Luminaires | Linear Ambient | Direct Linear Ambient Luminaires | Standard | FALSE | [9 empty] | 6/14/2016 | Dimmable | Stepped | Yes |  |  | 5752.4 | 102 | 56.22 | 7.06 | 0.98 | 2867 | 83
PFA8R1BS | FSC Lighting | FSC Lighting | L8596-2-25WT/2'/30K/94%-OS-[SDIM25, 33, 50] | Indoor Luminaires | Linear Ambient | Direct Linear Ambient Luminaires | Standard | FALSE | [9 empty] | 6/14/2016 | Dimmable | Stepped | Yes |  |  | 5752.4 | 102 | 56.22 | 7.06 | 0.98 | 3000 | 83
PF2ANUD2 | FSC Lighting | FSC Lighting | L8596-2-25WT/2'/35K/94%-OS-[SDIM25, 33, 50] | Indoor Luminaires | Linear Ambient | Direct Linear Ambient Luminaires | Standard | FALSE | [9 empty] | 6/14/2016 | Dimmable | Stepped | Yes |  |  | 6054.7 | 108 | 56.22 | 7.06 | 0.98 | 3500 | 83
PVBF8Z1R | FSC Lighting | FSC Lighting | L8596-2-25WT/2'/40K/94%-OS-[SDIM25, 33, 50] | Indoor Luminaires | Linear Ambient | Direct Linear Ambient Luminaires | Standard | FALSE | [9 empty] | 6/14/2016 | Dimmable | Stepped | Yes |  |  | 6054.7 | 108 | 56.22 | 7.06 | 0.98 | 4000 | 83
PVN38W4N | FSC Lighting | FSC Lighting | L8596-2-25WT/2'/50K/94%-OS-[SDIM25, 33, 50] | Indoor Luminaires | Linear Ambient | Direct Linear Ambient Luminaires | Standard | FALSE | [9 empty] | 6/14/2016 | Dimmable | Stepped | Yes |  |  | 6357 | 113 | 56.22 | 7.13 | 0.98 | 5000 | 83
PBGS57B4 | FSC Lighting | Mirus Lighting | L8596-2-25WT/2'/27K/94%-[OS, OSD] | Indoor Luminaires | Linear Ambient | Direct Linear Ambient Luminaires | Standard | FALSE | [9 empty] | 6/14/2016 | Dimmable | Continuous (Can dim down to ≤ 10% (W)) | Yes |  |  | 5752.4 | 102 | 56.22 | 7.06 | 0.98 | 2867 | 83
PZTM4RNU | FSC Lighting | Mirus Lighting | L8596-2-25WT/2'/30K/94%-[OS, OSD] | Indoor Luminaires | Linear Ambient | Direct Linear Ambient Luminaires | Standard | FALSE | [9 empty] | 6/14/2016 | Dimmable | Continuous (Can dim down to ≤ 10% (W)) | Yes |  |  | 5752.4 | 102 | 56.22 | 7.06 | 0.98 | 3000 | 83
PJM8V8SC | FSC Lighting | Mirus Lighting | L8596-2-25WT/2'/35K/94%-[OS, OSD] | Indoor Luminaires | Linear Ambient | Direct Linear Ambient Luminaires | Standard | FALSE | [9 empty] | 6/14/2016 | Dimmable | Continuous (Can dim down to ≤ 10% (W)) | Yes |  |  | 6054.7 | 108 | 56.22 | 7.06 | 0.98 | 3500 | 83
P6AFN51W | FSC Lighting | Mirus Lighting | L8596-2-25WT/2'/40K/94%-[OS, OSD] | Indoor Luminaires | Linear Ambient | Direct Linear Ambient Luminaires | Standard | FALSE | [9 empty] | 6/14/2016 | Dimmable | Continuous (Can dim down to ≤ 10% (W)) | Yes |  |  | 6054.7 | 108 | 56.22 | 7.06 | 0.98 | 4000 | 83
PYFTDGEE | FSC Lighting | Mirus Lighting | L8596-2-25WT/2'/50K/94%-[OS, OSD] | Indoor Luminaires | Linear Ambient | Direct Linear Ambient Luminaires | Standard | FALSE | [9 empty] | 6/14/2016 | Dimmable | Continuous (Can dim down to ≤ 10% (W)) | Yes |  |  | 6357 | 113 | 56.22 | 7.13 | 0.98 | 5000 | 83
PUUTXC75 | FSC Lighting | Mirus Lighting | L8596-2-25WT/2'/27K/94%-OS-[SDIM25, 33, 50] | Indoor Luminaires | Linear Ambient | Direct Linear Ambient Luminaires | Standard | FALSE | [9 empty] | 6/14/2016 | Dimmable | Stepped | Yes |  |  | 5752.4 | 102 | 56.22 | 7.06 | 0.98 | 2867 | 83
PT5EHN6M | FSC Lighting | Mirus Lighting | L8596-2-25WT/2'/30K/94%-OS-[SDIM25, 33, 50] | Indoor Luminaires | Linear Ambient | Direct Linear Ambient Luminaires | Standard | FALSE | [9 empty] | 6/14/2016 | Dimmable | Stepped | Yes |  |  | 5752.4 | 102 | 56.22 | 7.06 | 0.98 | 3000 | 83
PA4NYMKF | FSC Lighting | Mirus Lighting | L8596-2-25WT/2'/35K/94%-OS-[SDIM25, 33, 50] | Indoor Luminaires | Linear Ambient | Direct Linear Ambient Luminaires | Standard | FALSE | [9 empty] | 6/14/2016 | Dimmable | Stepped | Yes |  |  | 6054.7 | 108 | 56.22 | 7.06 | 0.98 | 3500 | 83
PGKTBKHA | FSC Lighting | Mirus Lighting | L8596-2-25WT/2'/40K/94%-OS-[SDIM25, 33, 50] | Indoor Luminaires | Linear Ambient | Direct Linear Ambient Luminaires | Standard | FALSE | [9 empty] | 6/14/2016 | Dimmable | Stepped | Yes |  |  | 6054.7 | 108 | 56.22 | 7.06 | 0.98 | 4000 | 83
PN41JHQZ | FSC Lighting | Mirus Lighting | L8596-2-25WT/2'/50K/94%-OS-[SDIM25, 33, 50] | Indoor Luminaires | Linear Ambient | Direct Linear Ambient Luminaires | Standard | FALSE | [9 empty] | 6/14/2016 | Dimmable | Stepped | Yes |  |  | 6357 | 113 | 56.22 | 7.13 | 0.98 | 5000 | 83
P00001IDX | FSC Lighting | Mirus Lighting | L85XX-1-25WT/2’/27K/94% [XX = 48 or 96] | Indoor Luminaires | Linear Ambient | Direct Linear Ambient Luminaires | Standard | FALSE | [9 empty] | 5/21/2014 | Not Yet Verified | Not Yet Verified | Not Yet Verified |  |  | 2876 | 102.71 | 25 |  |  | 2700 | 84
P00001IDY | FSC Lighting | Mirus Lighting | L85XX-1-25WT/2’/30K/94% [XX = 48 or 96] | Indoor Luminaires | Linear Ambient | Direct Linear Ambient Luminaires | Standard | FALSE | [9 empty] | 5/21/2014 | Not Yet Verified | Not Yet Verified | Not Yet Verified |  |  | 2904 | 103.71 | 25 |  |  | 3000 | 84
P00001IDZ | FSC Lighting | Mirus Lighting | L85XX-1-25WT/2’/35K/94% [XX = 48 or 96] | Indoor Luminaires | Linear Ambient | Direct Linear Ambient Luminaires | Standard | FALSE | [9 empty] | 5/21/2014 | Not Yet Verified | Not Yet Verified | Not Yet Verified |  |  | 2904 | 103.71 | 25 |  |  | 3500 | 84
P00001IE0 | FSC Lighting | Mirus Lighting | L85XX-1-25WT/2’/40K/94% [XX = 48 or 96] | Indoor Luminaires | Linear Ambient | Direct Linear Ambient Luminaires | Standard | FALSE | [9 empty] | 5/21/2014 | Not Yet Verified | Not Yet Verified | Not Yet Verified |  |  | 3027 | 108.1 | 25 |  |  | 4000 | 84
P00001IE1 | FSC Lighting | Mirus Lighting | L85XX-1-25WT/2’/50K/94% [XX = 48 or 96] | Indoor Luminaires | Linear Ambient | Direct Linear Ambient Luminaires | Standard | FALSE | [9 empty] | 5/21/2014 | Not Yet Verified | Not Yet Verified | Not Yet Verified |  |  | 3178 | 113.5 | 25 |  |  | 5000 | 84
PE8MFND2 | FSC Lighting | FSC Lighting / Mirus Lighting | L76[24,48]-L1200-30K [Clear Lens ONLY] | Indoor Luminaires | Linear Ambient | Direct Linear Ambient Luminaires | Standard | TRUE | 1383.55 | 96 | 14.44 | 13 | 0.9 | 3066 | 85 | 5 |  | 3/24/2015 | Dimmable | Continuous (Can dim down to ≤ 10% (W)) | Not Yet Verified |  | 2.1 | 1383.55 | 96 | 14.44 | 6 | 1 | 3000 | 85
PC4GCUWF | FSC Lighting | FSC Lighting / Mirus Lighting | L76[24,48]-L1200-40K [Clear Lens ONLY] | Indoor Luminaires | Linear Ambient | Direct Linear Ambient Luminaires | Standard | FALSE | [9 empty] | 3/24/2015 | Dimmable | Continuous (Can dim down to ≤ 10% (W)) | Not Yet Verified |  |  | 1383.55 | 96 | 14.44 | 6 | 1 | 4000 | 85
PA7MUJY3 | FSC Lighting | FSC Lighting / Mirus Lighting | L76[24,48]-L1200-50K [Clear Lens ONLY] | Indoor Luminaires | Linear Ambient | Direct Linear Ambient Luminaires | Standard | FALSE | [9 empty] | 3/24/2015 | Dimmable | Continuous (Can dim down to ≤ 10% (W)) | Not Yet Verified |  |  | 1562.95 | 108 | 14.52 | 6 | 1 | 5000 | 85
PWRP2PEU | FSC Lighting | FSC Lighting / Mirus Lighting | L85[24,48]-1-12WT/2'-30K-94% | Indoor Luminaires | Linear Ambient | Direct Linear Ambient Luminaires | Standard | TRUE | 1551.82 | 104 | 14.92 | 12 | 0.91 | 3079 | 85 | 5 | 50000 | 4/2/2015 | Dimmable | Stepped | Not Yet Verified |  | 2.1 | 1551.82 | 104 | 14.92 | 7 | 1 | 3000 | 85
P5ZU39C7 | FSC Lighting | FSC Lighting | L8596-2-12WT/2'-30K-94%-[OS, OSD] | Indoor Luminaires | Linear Ambient | Direct Linear Ambient Luminaires | Standard | FALSE | [9 empty] | 6/14/2016 | Dimmable | Continuous (Can dim down to ≤ 10% (W)) | Yes |  |  | 3103.64 | 104 | 29.84 | 7 | 1 | 3079 | 85
PKXYXQGC | FSC Lighting | FSC Lighting | L8596-2-12WT/2'-40K-94%-[OS, OSD] | Indoor Luminaires | Linear Ambient | Direct Linear Ambient Luminaires | Standard | FALSE | [9 empty] | 6/14/2016 | Dimmable | Continuous (Can dim down to ≤ 10% (W)) | Yes |  |  | 3298 | 109 | 30 | 7 | 1 | 4000 | 85
PCQTR43S | FSC Lighting | FSC Lighting | L8596-2-12WT/2'-50K-94%-[OS, OSD] | Indoor Luminaires | Linear Ambient | Direct Linear Ambient Luminaires | Standard | FALSE | [9 empty] | 6/14/2016 | Dimmable | Continuous (Can dim down to ≤ 10% (W)) | Yes |  |  | 3492.36 | 116 | 30 | 7 | 1 | 5000 | 85
PHPXY8R1 | FSC Lighting | FSC Lighting | L8596-2-12WT/2'-30K-94%-OS-[SDIM25, 33, 50] | Indoor Luminaires | Linear Ambient | Direct Linear Ambient Luminaires | Standard | FALSE | [9 empty] | 6/14/2016 | Dimmable | Stepped | Yes |  |  | 3103.64 | 104 | 29.84 | 7 | 1 | 3079 | 85
P6V2EJT3 | FSC Lighting | FSC Lighting | L8596-2-12WT/2'-30K-94%-OS-[SDIM25, 33, 50] | Indoor Luminaires | Linear Ambient | Direct Linear Ambient Luminaires | Standard | FALSE | [9 empty] | 6/14/2016 | Dimmable | Stepped | Yes |  |  | 3298 | 109 | 30 | 7 | 1 | 4000 | 85
P6C111JC | FSC Lighting | FSC Lighting | L8596-2-12WT/2'-30K-94%-OS-[SDIM25, 33, 50] | Indoor Luminaires | Linear Ambient | Direct Linear Ambient Luminaires | Standard | FALSE | [9 empty] | 6/14/2016 | Dimmable | Stepped | Yes |  |  | 3492.36 | 116 | 30 | 7 | 1 | 5000 | 85
P3J6PZ2B | FSC Lighting | FSC Lighting / Mirus Lighting | L85[24,48]-1-12WT/2'-40K-94% | Indoor Luminaires | Linear Ambient | Direct Linear Ambient Luminaires | Standard | FALSE | [9 empty] | 4/2/2015 | Dimmable | Stepped | Not Yet Verified |  |  | 1551.82 | 104 | 14.92 | 7 | 1 | 4000 | 85
PNWRTJJP | FSC Lighting | FSC Lighting / Mirus Lighting | L85[24,48]-1-12WT/2'-50K-94% | Indoor Luminaires | Linear Ambient | Direct Linear Ambient Luminaires | Standard | FALSE | [9 empty] | 4/2/2015 | Dimmable | Stepped | Not Yet Verified |  |  | 1746.18 | 116 | 14.99 | 6 | 1 | 5000 | 85
PD7STKFY | FSC Lighting | Mirus Lighting | L8596-2-12WT/2'-30K-94%-[OS, OSD] | Indoor Luminaires | Linear Ambient | Direct Linear Ambient Luminaires | Standard | FALSE | [9 empty] | 6/14/2016 | Dimmable | Continuous (Can dim down to ≤ 10% (W)) | Yes |  |  | 3103.64 | 104 | 29.84 | 7 | 1 | 3079 | 85
PV3RVK9W | FSC Lighting | Mirus Lighting | L8596-2-12WT/2'-40K-94%-[OS, OSD] | Indoor Luminaires | Linear Ambient | Direct Linear Ambient Luminaires | Standard | FALSE | [9 empty] | 6/14/2016 | Dimmable | Continuous (Can dim down to ≤ 10% (W)) | Yes |  |  | 3298 | 109 | 30 | 7 | 1 | 4000 | 85
PM6EAWGP | FSC Lighting | Mirus Lighting | L8596-2-12WT/2'-50K-94%-[OS, OSD] | Indoor Luminaires | Linear Ambient | Direct Linear Ambient Luminaires | Standard | FALSE | [9 empty] | 6/14/2016 | Dimmable | Continuous (Can dim down to ≤ 10% (W)) | Yes |  |  | 3492.36 | 116 | 30 | 7 | 1 | 5000 | 85
PB7SEYJF | FSC Lighting | Mirus Lighting | L8596-2-12WT/2'-30K-94%-OS-[SDIM25, 33, 50] | Indoor Luminaires | Linear Ambient | Direct Linear Ambient Luminaires | Standard | FALSE | [9 empty] | 6/14/2016 | Dimmable | Stepped | Yes |  |  | 3103.64 | 104 | 29.84 | 7 | 1 | 3079 | 85
PN21CTQD | FSC Lighting | Mirus Lighting | L8596-2-12WT/2'-30K-94%-OS-[SDIM25, 33, 50] | Indoor Luminaires | Linear Ambient | Direct Linear Ambient Luminaires | Standard | FALSE | [9 empty] | 6/14/2016 | Dimmable | Stepped | Yes |  |  | 3298 | 109 | 30 | 7 | 1 | 4000 | 85
PSFEYKBM | FSC Lighting | Mirus Lighting | L8596-2-12WT/2'-30K-94%-OS-[SDIM25, 33, 50] | Indoor Luminaires | Linear Ambient | Direct Linear Ambient Luminaires | Standard | FALSE | [9 empty] | 6/14/2016 | Dimmable | Stepped | Yes |  |  | 3492.36 | 116 | 30 | 7 | 1 | 5000 | 85
PEJAC86Y | FSC Lighting | FSC Lighting | L6048-HL-30K-[OS, OSD, PRGOS, FSP-211, IR-TEC] | Indoor Luminaires | Linear Ambient | Direct Linear Ambient Luminaires | Standard | TRUE | 5288.13 | 103 | 51.3 | 7 | 0.98 | 3129 | 84 | 5 | 50000 | 10/8/2015 | Dimmable | Continuous (Can dim down to ≤ 10% (W)) | Yes |  | 3 | 5288.13 | 103 | 51.3 | 5 | 1 | 3129 | 84
PQMA2J9G | FSC Lighting | FSC Lighting | L6048-HL-35K-[OS, OSD, PRGOS, FSP-211, IR-TEC] | Indoor Luminaires | Linear Ambient | Direct Linear Ambient Luminaires | Standard | FALSE | [9 empty] | 10/8/2015 | Dimmable | Continuous (Can dim down to ≤ 10% (W)) | Yes |  |  | 5446.77 | 103 | 53 | 5 | 1 | 3500 | 84
P9Z1BNC5 | FSC Lighting | FSC Lighting | L6048-HL-40K-[OS, OSD, PRGOS, FSP-211, IR-TEC] | Indoor Luminaires | Linear Ambient | Direct Linear Ambient Luminaires | Standard | FALSE | [9 empty] | 10/8/2015 | Dimmable | Continuous (Can dim down to ≤ 10% (W)) | Yes |  |  | 5576.2 | 105 | 53 | 5 | 1 | 4000 | 84
PPYWSYT9 | FSC Lighting | FSC Lighting | L6048-HL-50K-[OS, OSD, PRGOS, FSP-211, IR-TEC] | Indoor Luminaires | Linear Ambient | Direct Linear Ambient Luminaires | Premium | FALSE | [9 empty] | 10/8/2015 | Dimmable | Continuous (Can dim down to ≤ 10% (W)) | Yes |  |  | 5864.26 | 111 | 53 | 5 | 1 | 5000 | 84
PDMPGMTS | FSC Lighting | FSC Lighting | L6048-LL-30K-[OS, OSD, PRGOS, FSP-211, IR-TEC] | Indoor Luminaires | Linear Ambient | Direct Linear Ambient Luminaires | Premium | TRUE | 3906.16 | 121 | 32.19 | 12 | 0.97 | 3079 | 84 | 5 | 50000 | 10/8/2015 | Dimmable | Continuous (Can dim down to ≤ 10% (W)) | Yes |  | 3 | 3906.16 | 121 | 32.19 | 5 | 1 | 3079 | 84
PD9VRNVZ | FSC Lighting | FSC Lighting | L6048-LL-35K-[OS, OSD, PRGOS, FSP-211, IR-TEC] | Indoor Luminaires | Linear Ambient | Direct Linear Ambient Luminaires | Premium | FALSE | [9 empty] | 10/8/2015 | Dimmable | Continuous (Can dim down to ≤ 10% (W)) | Yes |  |  | 3906.16 | 121 | 32.19 | 5 | 1 | 3500 | 84
PJ187BD6 | FSC Lighting | FSC Lighting | L6048-LL-40K-[OS, OSD, PRGOS, FSP-211, IR-TEC] | Indoor Luminaires | Linear Ambient | Direct Linear Ambient Luminaires | Premium | FALSE | [9 empty] | 10/8/2015 | Dimmable | Continuous (Can dim down to ≤ 10% (W)) | Yes |  |  | 4005.01 | 124 | 32.19 | 5 | 1 | 4000 | 84
PVXEMAP2 | FSC Lighting | FSC Lighting | L6048-LL-50K-[OS, OSD, PRGOS, FSP-211, IR-TEC] | Indoor Luminaires | Linear Ambient | Direct Linear Ambient Luminaires | Premium | FALSE | [9 empty] | 10/8/2015 | Dimmable | Continuous (Can dim down to ≤ 10% (W)) | Yes |  |  | 4103.86 | 127 | 32.19 | 5 | 1 | 5000 | 84
P00001ICE | FSC Lighting | FSC / Mirus Lighting | L85XX-1-25WT/4’/27K | Indoor Luminaires | Linear Ambient | Direct Linear Ambient Luminaires | Standard | TRUE | 2650.6 | 94.8 | 27.96 | 17.7 | 0.92 | 2867 | 84.1 | 5 | 50000 | 2/4/2014 | Not Yet Verified | Not Yet Verified | Not Yet Verified | XX ="48" or "96" | 2.1 | 2677 | 95.6 | 28 |  |  | 2700 | 84
P00001ICF | FSC Lighting | FSC / Mirus Lighting | L85XX-1-25WT/4’/30K | Indoor Luminaires | Linear Ambient | Direct Linear Ambient Luminaires | Standard | FALSE | [9 empty] | 2/4/2014 | Not Yet Verified | Not Yet Verified | Not Yet Verified | XX ="48" or "96" |  | 2677 | 95.6 | 28 |  |  | 3000 | 84
P00001ICG | FSC Lighting | FSC / Mirus Lighting | L85XX-1-25WT/4’/35K | Indoor Luminaires | Linear Ambient | Direct Linear Ambient Luminaires | Standard | FALSE | [9 empty] | 2/4/2014 | Not Yet Verified | Not Yet Verified | Not Yet Verified | XX ="48" or "96" |  | 2677 | 95.6 | 28 |  |  | 3500 | 84
P00001ICH | FSC Lighting | FSC / Mirus Lighting | L85XX-1-25WT/4’/40K | Indoor Luminaires | Linear Ambient | Direct Linear Ambient Luminaires | Standard | FALSE | [9 empty] | 2/4/2014 | Not Yet Verified | Not Yet Verified | Not Yet Verified | XX ="48" or "96" |  | 2767 | 98.8 | 28 |  |  | 4000 | 84
P00001ICI | FSC Lighting | FSC / Mirus Lighting | L85XX-1-25WT/4’/50K | Indoor Luminaires | Linear Ambient | Direct Linear Ambient Luminaires | Standard | FALSE | [9 empty] | 2/4/2014 | Not Yet Verified | Not Yet Verified | Not Yet Verified | XX ="48" or "96" |  | 2884 | 103 | 28 |  |  | 5000 | 84
P00001ICJ | FSC Lighting | FSC / Mirus Lighting | L85XX-1-25WT/4’/27K/94% | Indoor Luminaires | Linear Ambient | Direct Linear Ambient Luminaires | Standard | TRUE | 2918.8 | 104.79 | 27.85 | 19.7 | 0.91 | 2811 | 83.1 | 5 | 50000 | 2/4/2014 | Not Yet Verified | Not Yet Verified | Not Yet Verified | XX ="48" or "96" | 2.1 | 2948 | 105.28 | 28 |  |  | 2700 | 84
P00001ICK | FSC Lighting | FSC / Mirus Lighting | L85XX-1-25WT/4’/30K/94% | Indoor Luminaires | Linear Ambient | Direct Linear Ambient Luminaires | Standard | FALSE | [9 empty] | 2/4/2014 | Not Yet Verified | Not Yet Verified | Not Yet Verified | XX ="48" or "96" |  | 2948 | 105.28 | 28 |  |  | 3000 | 84
P00001ICL | FSC Lighting | FSC / Mirus Lighting | L85XX-1-25WT/4’/35K/94% | Indoor Luminaires | Linear Ambient | Direct Linear Ambient Luminaires | Standard | FALSE | [9 empty] | 2/4/2014 | Not Yet Verified | Not Yet Verified | Not Yet Verified | XX ="48" or "96" |  | 2948 | 105.28 | 28 |  |  | 3500 | 84
P00001ICM | FSC Lighting | FSC / Mirus Lighting | L85XX-1-25WT/4’/40K/94% | Indoor Luminaires | Linear Ambient | Direct Linear Ambient Luminaires | Standard | FALSE | [9 empty] | 2/4/2014 | Not Yet Verified | Not Yet Verified | Not Yet Verified | XX ="48" or "96" |  | 3113 | 111.17 | 28 |  |  | 4000 | 84
P00001ICN | FSC Lighting | FSC / Mirus Lighting | L85XX-1-25WT/4’/50K/94% | Indoor Luminaires | Linear Ambient | Direct Linear Ambient Luminaires | Standard | FALSE | [9 empty] | 2/4/2014 | Not Yet Verified | Not Yet Verified | Not Yet Verified | XX ="48" or "96" |  | 3307 | 118.1 | 28 |  |  | 5000 | 84
P6RQPYEA | FSC Lighting | FSC | L6024-HL-30K [OS, OSD, PRGOS, FSP-211, IR-TEC] | Indoor Luminaires | Linear Ambient | Direct Linear Ambient Luminaires | Standard | TRUE | 2618.51 | 97 | 27.08 | 9 | 0.95 | 3147 | 85 | 5 | 50000 | 10/7/2015 | Dimmable | Continuous (Can dim down to ≤ 10% (W)) | No |  | 3 | 2618.51 | 97 | 27.08 | 6 | 1 | 3147 | 85
PEVHGCHQ | FSC Lighting | FSC | L6024-HL-35K [OS, OSD, PRGOS, FSP-211, IR-TEC] | Indoor Luminaires | Linear Ambient | Direct Linear Ambient Luminaires | Standard | FALSE | [9 empty] | 10/7/2015 | Dimmable | Continuous (Can dim down to ≤ 10% (W)) | No |  |  | 2697.06 | 98 | 27.5 | 6 | 1 | 3500 | 85
PEHKSSTT | FSC Lighting | FSC | L6024-HL-40K [OS, OSD, PRGOS, FSP-211, IR-TEC] | Indoor Luminaires | Linear Ambient | Direct Linear Ambient Luminaires | Standard | FALSE | [9 empty] | 10/7/2015 | Dimmable | Continuous (Can dim down to ≤ 10% (W)) | No |  |  | 2738.88 | 100 | 27.5 | 6 | 1 | 4000 | 85
P6RSWK43 | FSC Lighting | FSC | L6024-HL-50K [OS, OSD, PRGOS, FSP-211, IR-TEC] | Indoor Luminaires | Linear Ambient | Direct Linear Ambient Luminaires | Standard | FALSE | [9 empty] | 10/7/2015 | Dimmable | Continuous (Can dim down to ≤ 10% (W)) | No |  |  | 2859.25 | 104 | 27.5 | 6 | 1 | 5000 | 85
P7Q7AQD8 | FSC Lighting | FSC | L6024-LL-30K [OS, OSD, PRGOS, FSP-211, IR-TEC] | Indoor Luminaires | Linear Ambient | Direct Linear Ambient Luminaires | Premium | TRUE | 1929.8 | 116 | 16.63 | 10 | 0.96 | 3084 | 84 | 5 | 50000 | 10/13/2015 | Dimmable | Continuous (Can dim down to ≤ 10% (W)) | No |  | 3 | 1928.8 | 116 | 16.63 | 8 | 0.99 | 3084 | 84
PDF8Q6CX | FSC Lighting | FSC | L6024-LL-35K [OS, OSD, PRGOS, FSP-211, IR-TEC] | Indoor Luminaires | Linear Ambient | Direct Linear Ambient Luminaires | Premium | FALSE | [9 empty] | 10/13/2015 | Dimmable | Continuous (Can dim down to ≤ 10% (W)) | No |  |  | 1928.8 | 116 | 16.63 | 8 | 0.99 | 3500 | 84
PWK6YEFT | FSC Lighting | FSC | L6024-LL-40K [OS, OSD, PRGOS, FSP-211, IR-TEC] | Indoor Luminaires | Linear Ambient | Direct Linear Ambient Luminaires | Premium | FALSE | [9 empty] | 10/13/2015 | Dimmable | Continuous (Can dim down to ≤ 10% (W)) | No |  |  | 1976.06 | 118 | 16.7 | 8 | 0.99 | 4000 | 84
PAGYPUH7 | FSC Lighting | FSC | L6024-LL-50K [OS, OSD, PRGOS, FSP-211, IR-TEC] | Indoor Luminaires | Linear Ambient | Direct Linear Ambient Luminaires | Premium | FALSE | [9 empty] | 10/13/2015 | Dimmable | Continuous (Can dim down to ≤ 10% (W)) | No |  |  | 2023.32 | 121 | 16.7 | 8 | 0.99 | 5000 | 84
PUZN5Z2J | FSC Lighting | FSC | L285-48-24WT-30K | Indoor Luminaires | Linear Ambient | Direct Linear Ambient Luminaires | Premium | TRUE | 2433.4 | 109.72 | 22.18 | 5.18 | 0.9203 | 3160 | 82.8 | 5 | 50000 | 6/27/2016 | Dimmable | Continuous (Can dim down to ≤ 10% (W)) | No |  | 3.1 | 2433.3 | 109.72 | 22.18 | 20 | 0.996 | 3000 | 82.8
PKDHFYDU | FSC Lighting | FSC | L285-96-42WT-30K | Indoor Luminaires | Linear Ambient | Direct Linear Ambient Luminaires | Premium | TRUE | 4435.024 | 112.85 | 39.3 | 5.27 | 0.925 | 3088 | 83.5 | 5 | 50000 | 6/27/2016 | Dimmable | Continuous (Can dim down to ≤ 10% (W)) | No |  | 3.1 | 4435 | 112.85 | 39.3 | 20 | 0.998 | 3000 | 83
PDQHWUDE | FSC Lighting | FSC | L285-48-24WT-50K | Indoor Luminaires | Linear Ambient | Direct Linear Ambient Luminaires | Premium | TRUE | 2556.94 | 114.97 | 22.24 | 5.18 | 0.9203 | 5214 | 83.6 | 5 | 50000 | 6/27/2016 | Dimmable | Continuous (Can dim down to ≤ 10% (W)) | No |  | 3.1 | 2556.9 | 114.97 | 22.24 | 20 | 0.996 | 5000 | 83.6
PQSSGRH4 | FSC Lighting | FSC | L285-96-42WT-35K | Indoor Luminaires | Linear Ambient | Direct Linear Ambient Luminaires | Premium | FALSE | [9 empty] | 6/27/2016 | Dimmable | Continuous (Can dim down to ≤ 10% (W)) | No |  |  | 4550 | 114 | 40 | 20 | 0.996 | 3500 | 83
PJDDTRWU | FSC Lighting | FSC | L285-96-42WT-40K | Indoor Luminaires | Linear Ambient | Direct Linear Ambient Luminaires | Premium | FALSE | [9 empty] | 6/27/2016 | Dimmable | Continuous (Can dim down to ≤ 10% (W)) | No |  |  | 4600 | 115 | 40 | 20 | 0.996 | 4000 | 83
PBQ92QCD | FSC Lighting | FSC | L285-96-42WT-50K | Indoor Luminaires | Linear Ambient | Direct Linear Ambient Luminaires | Premium | FALSE | [9 empty] | 6/27/2016 | Dimmable | Continuous (Can dim down to ≤ 10% (W)) | No |  |  | 4700 | 117 | 40 | 20 | 0.996 | 5000 | 83
PE6UYVUA | FSC Lighting | FSC | L285-48-24WT-35K | Indoor Luminaires | Linear Ambient | Direct Linear Ambient Luminaires | Premium | FALSE | [9 empty] | 6/27/2016 | Dimmable | Continuous (Can dim down to ≤ 10% (W)) | No |  |  | 2464.2 | 111 | 22.2 | 20 | 0.996 | 3500 | 83
PZRRFMQ6 | FSC Lighting | FSC | L285-48-24WT-40K | Indoor Luminaires | Linear Ambient | Direct Linear Ambient Luminaires | Premium | FALSE | [9 empty] | 6/27/2016 | Dimmable | Continuous (Can dim down to ≤ 10% (W)) | No |  |  | 2530 | 113.71 | 22.25 | 20 | 0.997 | 4000 | 85.1
P3F26MMV | FSC Lighting | FSC | L285-96-68WT-30K | Indoor Luminaires | Linear Ambient | Direct Linear Ambient Luminaires | Premium | TRUE | 7546 | 112.13 | 67.3 | 4.95 | 0.942 | 3146 | 83.2 | 5 | 50000 | 6/27/2016 | Dimmable | Continuous (Can dim down to ≤ 10% (W)) | No |  | 3.1 | 7546.3 | 112 | 67.3 | 20 | 0.997 | 3000 | 83
PWSBGPC3 | FSC Lighting | FSC | L285-48-36WT-30K | Indoor Luminaires | Linear Ambient | Direct Linear Ambient Luminaires | Standard | TRUE | 3638.5 | 104.4 | 34.85 | 5.22 | 0.9407 | 3122 | 84 | 5 | 50000 | 6/27/2016 | Dimmable | Continuous (Can dim down to ≤ 10% (W)) | No |  | 3 | 3638.5 | 104.4 | 34.85 | 20 | 0.997 | 3000 | 84
P6FMB39K | FSC Lighting | FSC | L285-48-36WT-35K | Indoor Luminaires | Linear Ambient | Direct Linear Ambient Luminaires | Standard | FALSE | [9 empty] | 6/27/2016 | Dimmable | Continuous (Can dim down to ≤ 10% (W)) | No |  |  | 3682.7 | 105.2 | 35.01 | 20 | 0.997 | 3500 | 83.1
PVP4X3ZC | FSC Lighting | FSC | L285-48-36WT-40K | Indoor Luminaires | Linear Ambient | Direct Linear Ambient Luminaires | Standard | FALSE | [9 empty] | 6/27/2016 | Dimmable | Continuous (Can dim down to ≤ 10% (W)) | No |  |  | 3710.4 | 106.34 | 34.89 | 20 | 0.997 | 4000 | 84.2
PTZ5RT1R | FSC Lighting | FSC | L285-48-36WT-50K | Indoor Luminaires | Linear Ambient | Direct Linear Ambient Luminaires | Standard | FALSE | [9 empty] | 6/27/2016 | Dimmable | Continuous (Can dim down to ≤ 10% (W)) | No |  |  | 3790.5 | 107.02 | 35.42 | 20 | 0.997 | 5000 | 82.8
PBD6D52E | FSC Lighting | FSC | L285-96-68WT-35K | Indoor Luminaires | Linear Ambient | Direct Linear Ambient Luminaires | Premium | FALSE | [9 empty] | 6/27/2016 | Dimmable | Continuous (Can dim down to ≤ 10% (W)) | No |  |  | 7600 | 113 | 67 | 20 | 0.997 | 3500 | 83
P6NRMRJJ | FSC Lighting | FSC | L285-96-68WT-40K | Indoor Luminaires | Linear Ambient | Direct Linear Ambient Luminaires | Premium | FALSE | [9 empty] | 6/27/2016 | Dimmable | Continuous (Can dim down to ≤ 10% (W)) | No |  |  | 7650 | 114 | 67 | 20 | 0.997 | 4000 | 83
PV27BE6J | FSC Lighting | FSC | L285-96-68WT-50K | Indoor Luminaires | Linear Ambient | Direct Linear Ambient Luminaires | Premium | FALSE | [9 empty] | 6/27/2016 | Dimmable | Continuous (Can dim down to ≤ 10% (W)) | No |  |  | 7700 | 115 | 67 | 20 | 0.997 | 5000 | 83
P6QD2ZFE | FSC Lighting | FSC Lighting / Mirus Lighting | L60[24,48]-L1200-30K | Indoor Luminaires | Linear Ambient | Direct Linear Ambient Luminaires | Standard | TRUE | 1421.8 | 97 | 14.72 | 12 | 0.91 | 3083 | 85 | 5 |  | 3/25/2015 | Dimmable | Stepped | Not Yet Verified |  | 2.1 | 1421.8 | 97 | 14.72 | 6 |  | 3000 | 85
P9NFJDSF | FSC Lighting | FSC Lighting / Mirus Lighting | L60[24,48]-L1200-40K | Indoor Luminaires | Linear Ambient | Direct Linear Ambient Luminaires | Standard | FALSE | [9 empty] | 3/25/2015 | Dimmable | Stepped | Not Yet Verified |  |  | 1421.8 | 97 | 14.72 | 6 |  | 4000 | 85
PRSSZS8Z | FSC Lighting | FSC Lighting / Mirus Lighting | L60[24,48]-L1200-50K | Indoor Luminaires | Linear Ambient | Direct Linear Ambient Luminaires | Standard | FALSE | [9 empty] | 3/25/2015 | Dimmable | Stepped | Not Yet Verified |  |  | 1597.98 | 108 | 14.76 | 6 |  | 5000 | 85
P00001ID3 | FSC Lighting | FSC Lighting | L7648-L4600-30K | Indoor Luminaires | Linear Ambient | Direct Linear Ambient Luminaires | Standard | TRUE | 4988 | 91.36 | 54.6 | 7.45 | 0.956 | 3024 | 82 | 5 |  | 5/9/2014 | Not Yet Verified | Not Yet Verified | Not Yet Verified |  | 2.1 | 4600 |  | 50 |  |  | 3000 | 82
P00001ID4 | FSC Lighting | FSC Lighting | L7648-L4600-40K | Indoor Luminaires | Linear Ambient | Direct Linear Ambient Luminaires | Standard | FALSE | [9 empty] | 5/9/2014 | Not Yet Verified | Not Yet Verified | Not Yet Verified |  |  | 4600 | 92 | 50 |  |  | 4000 | 82
P00001ID5 | FSC Lighting | FSC Lighting | L7648-L4600-50K | Indoor Luminaires | Linear Ambient | Direct Linear Ambient Luminaires | Standard | FALSE | [9 empty] | 5/9/2014 | Not Yet Verified | Not Yet Verified | Not Yet Verified |  |  | 4600 | 92 | 50 |  |  | 5000 | 82
P00001ID6 | FSC Lighting | FSC Lighting | L7648-L2150-30K | Indoor Luminaires | Linear Ambient | Direct Linear Ambient Luminaires | Standard | TRUE | 2584 | 92.42 | 27.96 | 11.01 | 0.929 | 3036 | 83 | 5 |  | 5/9/2014 | Not Yet Verified | Not Yet Verified | Not Yet Verified |  | 2.1 | 2150 |  | 25 |  |  | 3000 | 82
P00001ID7 | FSC Lighting | FSC Lighting | L7648-L2150-40K | Indoor Luminaires | Linear Ambient | Direct Linear Ambient Luminaires | Standard | FALSE | [9 empty] | 5/9/2014 | Not Yet Verified | Not Yet Verified | Not Yet Verified |  |  | 2150 | 86 | 25 |  |  | 4000 | 82
P00001ID8 | FSC Lighting | FSC Lighting | L7648-L2150-50K | Indoor Luminaires | Linear Ambient | Direct Linear Ambient Luminaires | Standard | FALSE | [9 empty] | 5/9/2014 | Not Yet Verified | Not Yet Verified | Not Yet Verified |  |  | 2150 | 86 | 25 |  |  | 5000 | 82
P00001IDC | FSC Lighting | FSC Lighting | L6024-L2200-30K | Indoor Luminaires | Linear Ambient | Direct Linear Ambient Luminaires | Standard | TRUE | 2491 | 89.8 | 27.74 | 12.32 | 0.927 | 3031 | 83 | 5 |  | 5/9/2014 | Not Yet Verified | Not Yet Verified | Not Yet Verified |  | 2.1 | 2200 |  | 25 |  |  | 3000 | 82
P00001IDD | FSC Lighting | FSC Lighting | L6024-L2200-40K | Indoor Luminaires | Linear Ambient | Direct Linear Ambient Luminaires | Standard | FALSE | [9 empty] | 5/9/2014 | Not Yet Verified | Not Yet Verified | Not Yet Verified |  |  | 2200 | 88 | 25 |  |  | 4000 | 82
P00001IDE | FSC Lighting | FSC Lighting | L6024-L2200-50K | Indoor Luminaires | Linear Ambient | Direct Linear Ambient Luminaires | Standard | FALSE | [9 empty] | 5/9/2014 | Not Yet Verified | Not Yet Verified | Not Yet Verified |  |  | 2200 | 88 | 25 |  |  | 5000 | 82
P00001IDF | FSC Lighting | FSC Lighting | L6048-L2150-30K | Indoor Luminaires | Linear Ambient | Direct Linear Ambient Luminaires | Standard | FALSE | [9 empty] | 5/9/2014 | Not Yet Verified | Not Yet Verified | Not Yet Verified |  |  | 2150 | 86 | 25 |  |  | 3000 | 82
P00001IDG | FSC Lighting | FSC Lighting | L6048-L2150-40K | Indoor Luminaires | Linear Ambient | Direct Linear Ambient Luminaires | Standard | FALSE | [9 empty] | 5/9/2014 | Not Yet Verified | Not Yet Verified | Not Yet Verified |  |  | 2150 | 86 | 25 |  |  | 4000 | 82
P00001IDH | FSC Lighting | FSC Lighting | L6048-L2150-50K | Indoor Luminaires | Linear Ambient | Direct Linear Ambient Luminaires | Standard | FALSE | [9 empty] | 5/9/2014 | Not Yet Verified | Not Yet Verified | Not Yet Verified |  |  | 2150 | 86 | 25 |  |  | 5000 | 82
P00001ID9 | FSC Lighting | FSC Lighting | L6048-L4600-30K | Indoor Luminaires | Linear Ambient | Direct Linear Ambient Luminaires | Standard | TRUE | 4973 | 93.44 | 53.22 | 7.55 | 0.958 | 3058 | 83 | 5 |  | 5/9/2014 | Not Yet Verified | Not Yet Verified | Not Yet Verified |  | 2.1 | 4600 |  | 50 |  |  | 3000 | 82
P00001IDA | FSC Lighting | FSC Lighting | L6048-L4600-40K | Indoor Luminaires | Linear Ambient | Direct Linear Ambient Luminaires | Standard | FALSE | [9 empty] | 5/9/2014 | Not Yet Verified | Not Yet Verified | Not Yet Verified |  |  | 4600 | 92 | 50 |  |  | 4000 | 82
P00001IDB | FSC Lighting | FSC Lighting | L6048-L4600-50K | Indoor Luminaires | Linear Ambient | Direct Linear Ambient Luminaires | Standard | FALSE | [9 empty] | 5/9/2014 | Not Yet Verified | Not Yet Verified | Not Yet Verified |  |  | 4600 | 92 | 50 |  |  | 5000 | 82
PSFFX3B7 | FUJI LITECH CO., LTD. | Fuji Litech Co., Ltd | FR-212S40-E40U | Indoor Luminaires | Linear Ambient | Direct Linear Ambient Luminaires | Standard | TRUE | 4094 | 100.1 | 40.83 | 15.3 | 0.944 | 4040 | 82.1 | 5 | 50000 | 3/24/2016 | Dimmable | Continuous (Can dim down to ≤ 10% (W)) | No |  | 3.1 | 4094 | 100.26 | 40.83 | 15.3 | 0.944 | 4040 | 82.1
PXGN6YXB | FUJI LITECH CO., LTD. | Fuji Litech Co., Ltd | FR-212S40-E50U | Indoor Luminaires | Linear Ambient | Direct Linear Ambient Luminaires | Standard | FALSE | [9 empty] | 3/24/2016 | Dimmable | Continuous (Can dim down to ≤ 10% (W)) | No |  |  | 4485 | 108.38 | 41.38 | 15.3 | 0.944 | 4927 | 82.2
P74JK8P1 | FY Lighting Co., Ltd | Fen Yong | FY-T8B-1800NF(30K384C180) | Indoor Luminaires | Linear Ambient | Direct Linear Ambient Luminaires | Standard | TRUE | 2827.4 | 101.6 | 27.83 | 13.66 | 0.9223 | 2924 | 83 | 5 |  | 7/10/2015 | Not Dimmable | Not Dimmable | Not Yet Verified |  | 2.1 | 2841 | 110.16 | 25.79 | 10.96 | 0.9223 | 3000 | 83
PS4GTP6B | FY Lighting Co., Ltd | Fen Yong | FY-T8B-1800NF(35K384C180) | Indoor Luminaires | Linear Ambient | Direct Linear Ambient Luminaires | Standard | FALSE | [9 empty] | 7/10/2015 | Not Dimmable | Not Dimmable | Not Yet Verified |  |  | 2841 | 110.16 | 25.79 | 10.96 | 0.9223 | 3500 | 83
P8FAZJQ5 | FY Lighting Co., Ltd | Fen Yong | FY-T8B-1800NF(40K384C180) | Indoor Luminaires | Linear Ambient | Direct Linear Ambient Luminaires | Standard | FALSE | [9 empty] | 7/10/2015 | Not Dimmable | Not Dimmable | Not Yet Verified |  |  | 2841 | 110.16 | 25.79 | 10.96 | 0.9223 | 4000 | 83
PXDR8Y7Y | FY Lighting Co., Ltd | Fen Yong | FY-T8B-1800NF(45K384C180) | Indoor Luminaires | Linear Ambient | Direct Linear Ambient Luminaires | Standard | FALSE | [9 empty] | 7/10/2015 | Not Dimmable | Not Dimmable | Not Yet Verified |  |  | 2841 | 110.16 | 25.79 | 10.96 | 0.9223 | 4500 | 83
P58YXYVA | FY Lighting Co., Ltd | Fen Yong | FY-T8B-1800NF(50K384C180) | Indoor Luminaires | Linear Ambient | Direct Linear Ambient Luminaires | Standard | FALSE | [9 empty] | 7/10/2015 | Not Dimmable | Not Dimmable | Not Yet Verified |  |  | 3028 | 117.14 | 25.85 | 10.86 | 0.9301 | 5000 | 82.9
PBCSKFJR | FY Lighting Co., Ltd | Fen Yong | FY-T8B-1800NC(30K384C180) | Indoor Luminaires | Linear Ambient | Direct Linear Ambient Luminaires | Standard | TRUE | 3132 | 121.4 | 25.8 | 13.56 | 0.9224 | 2950 | 82.9 | 5 |  | 7/10/2015 | Not Dimmable | Not Dimmable | Not Yet Verified |  | 2.1 | 3153 | 122.26 | 25.79 | 10.23 | 0.9224 | 3000 | 82.9
PEFFBS8J | FY Lighting Co., Ltd | Fen Yong | FY-T8B-1800NC(35K384C180) | Indoor Luminaires | Linear Ambient | Direct Linear Ambient Luminaires | Standard | FALSE | [9 empty] | 7/10/2015 | Not Dimmable | Not Dimmable | Not Yet Verified |  |  | 3153 | 122.26 | 25.79 | 10.23 | 0.9224 | 3500 | 82.9
P47AZTNK | FY Lighting Co., Ltd | Fen Yong | FY-T8B-1800NC(40K384C180) | Indoor Luminaires | Linear Ambient | Direct Linear Ambient Luminaires | Standard | FALSE | [9 empty] | 7/10/2015 | Not Dimmable | Not Dimmable | Not Yet Verified |  |  | 3153 | 122.26 | 25.79 | 10.23 | 0.9224 | 4000 | 82.9
P14NKRBW | FY Lighting Co., Ltd | Fen Yong | FY-T8B-1800NC(45K384C180) | Indoor Luminaires | Linear Ambient | Direct Linear Ambient Luminaires | Standard | FALSE | [9 empty] | 7/10/2015 | Not Dimmable | Not Dimmable | Not Yet Verified |  |  | 3153 | 122.26 | 25.79 | 10.23 | 0.9224 | 4500 | 82.9
P5T51MB7 | FY Lighting Co., Ltd | Fen Yong | FY-T8B-1800NC(50K384C180) | Indoor Luminaires | Linear Ambient | Direct Linear Ambient Luminaires | Standard | FALSE | [9 empty] | 7/10/2015 | Not Dimmable | Not Dimmable | Not Yet Verified |  |  | 3383 | 131.69 | 25.69 | 10.35 | 0.9231 | 5000 | 82.7
PCTPCFPS | FY Lighting Co., Ltd | Fen Yong | FY-T8B-1500NC(30K288C180) | Indoor Luminaires | Linear Ambient | Direct Linear Ambient Luminaires | Standard | TRUE | 2651.3 | 123.73 | 20.7 | 13.26 | 0.9264 | 2947 | 83.1 | 5 |  | 7/10/2015 | Not Dimmable | Not Dimmable | Not Yet Verified |  | 2.1 | 2561.3 | 123.73 | 20.7 | 10.29 | 0.9264 | 3000 | 83.1
P7K6G9QB | FY Lighting Co., Ltd | Fen Yong | FY-T8B-1500NC(35K288C180) | Indoor Luminaires | Linear Ambient | Direct Linear Ambient Luminaires | Standard | FALSE | [9 empty] | 7/10/2015 | Not Dimmable | Not Dimmable | Not Yet Verified |  |  | 2561.3 | 123.73 | 20.7 | 10.29 | 0.9264 | 3500 | 83.1
PAY8EGZM | FY Lighting Co., Ltd | Fen Yong | FY-T8B-1500NC(40K288C180) | Indoor Luminaires | Linear Ambient | Direct Linear Ambient Luminaires | Standard | FALSE | [9 empty] | 7/10/2015 | Not Dimmable | Not Dimmable | Not Yet Verified |  |  | 2561.3 | 123.73 | 20.7 | 10.29 | 0.9264 | 4000 | 83.1
PHEAZG4J | FY Lighting Co., Ltd | Fen Yong | FY-T8B-1500NC(45K288C180) | Indoor Luminaires | Linear Ambient | Direct Linear Ambient Luminaires | Standard | FALSE | [9 empty] | 7/10/2015 | Not Dimmable | Not Dimmable | Not Yet Verified |  |  | 2561.3 | 123.73 | 20.7 | 10.29 | 0.9264 | 4500 | 82.7
PYKME6M1 | FY Lighting Co., Ltd | Fen Yong | FY-T8B-1500NC(50K288C180) | Indoor Luminaires | Linear Ambient | Direct Linear Ambient Luminaires | Standard | FALSE | [9 empty] | 7/10/2015 | Not Dimmable | Not Dimmable | Not Yet Verified |  |  | 2766 | 129.13 | 21.42 | 10.82 | 0.9215 | 5000 | 82.9
PPWWN833 | FY Lighting Co., Ltd | Fen Yong | FY-T8B-1500NF(30K288C180) | Indoor Luminaires | Linear Ambient | Direct Linear Ambient Luminaires | Standard | TRUE | 2257.8 | 109.39 | 20.64 | 13.75 | 0.9373 | 2908 | 82.8 | 5 |  | 7/10/2015 | Not Dimmable | Not Dimmable | Not Yet Verified |  | 2.1 | 2257.8 | 109.39 | 20.64 | 10.65 | 0.9373 | 3000 | 82.8
PURCSXV5 | FY Lighting Co., Ltd | Fen Yong | FY-T8B-1500NF(35K288C180) | Indoor Luminaires | Linear Ambient | Direct Linear Ambient Luminaires | Standard | FALSE | [9 empty] | 7/10/2015 | Not Dimmable | Not Dimmable | Not Yet Verified |  |  | 2257.8 | 109.39 | 20.64 | 10.65 | 0.9373 | 3500 | 82.8
P46VDMW5 | FY Lighting Co., Ltd | Fen Yong | FY-T8B-1500NF(40K288C180) | Indoor Luminaires | Linear Ambient | Direct Linear Ambient Luminaires | Standard | FALSE | [9 empty] | 7/10/2015 | Not Dimmable | Not Dimmable | Not Yet Verified |  |  | 2257.8 | 109.39 | 20.64 | 10.65 | 0.9373 | 4000 | 82.8
PNPP8VGJ | FY Lighting Co., Ltd | Fen Yong | FY-T8B-1500NF(45K288C180) | Indoor Luminaires | Linear Ambient | Direct Linear Ambient Luminaires | Standard | FALSE | [9 empty] | 7/10/2015 | Not Dimmable | Not Dimmable | Not Yet Verified |  |  | 2257.8 | 109.39 | 20.64 | 10.65 | 0.9373 | 4500 | 82.8
P9VBCCKW | FY Lighting Co., Ltd | Fen Yong | FY-T8B-1500NF(50K288C180) | Indoor Luminaires | Linear Ambient | Direct Linear Ambient Luminaires | Standard | FALSE | [9 empty] | 7/10/2015 | Not Dimmable | Not Dimmable | Not Yet Verified |  |  | 2461 | 117.64 | 20.92 | 10.86 | 0.921 | 5000 | 82.7
PKWF6TKD | FY Lighting Co., Ltd | Fen Yong | FY-T8B-1200NF(30K240C180) | Indoor Luminaires | Linear Ambient | Direct Linear Ambient Luminaires | Standard | TRUE | 2042.3 | 116.77 | 17.11 | 13.23 | 0.9384 | 2932 | 83.1 | 5 | 50000 | 6/15/2015 | Not Dimmable | Not Dimmable | Not Yet Verified |  | 2.1 | 2046.5 | 119.61 | 17.11 | 10.57 | 0.9384 | 3000 | 83.1
PMK3ZYZ2 | FY Lighting Co., Ltd | Fen Yong | FY-T8B-1200NF(35K240C180) | Indoor Luminaires | Linear Ambient | Direct Linear Ambient Luminaires | Standard | FALSE | [9 empty] | 6/15/2015 | Not Dimmable | Not Dimmable | Not Yet Verified |  |  | 2046.5 | 119.61 | 17.11 | 10.57 | 0.9384 | 3500 | 83.1
PXS2ESKD | FY Lighting Co., Ltd | Fen Yong | FY-T8B-1200NF(40K240C180) | Indoor Luminaires | Linear Ambient | Direct Linear Ambient Luminaires | Standard | FALSE | [9 empty] | 6/15/2015 | Not Dimmable | Not Dimmable | Not Yet Verified |  |  | 2046.5 | 119.61 | 17.11 | 10.57 | 0.9384 | 4000 | 83.1
PJR19WES | FY Lighting Co., Ltd | Fen Yong | FY-T8B-1200NF(45K240C180) | Indoor Luminaires | Linear Ambient | Direct Linear Ambient Luminaires | Standard | FALSE | [9 empty] | 6/15/2015 | Not Dimmable | Not Dimmable | Not Yet Verified |  |  | 2046.5 | 119.61 | 17.11 | 10.57 | 0.9384 | 4500 | 83.1
PUQVKMJH | FY Lighting Co., Ltd | Fen Yong | FY-T8B-1200NF(50K240C180) | Indoor Luminaires | Linear Ambient | Direct Linear Ambient Luminaires | Standard | FALSE | [9 empty] | 6/15/2015 | Not Dimmable | Not Dimmable | Not Yet Verified |  |  | 2251 | 125.33 | 17.96 | 10.86 | 0.9224 | 5000 | 82.7
P4ZRSQQ6 | FY Lighting Co., Ltd | Fen Yong | FY-T8B-1200NC(30K240C180) | Indoor Luminaires | Linear Ambient | Direct Linear Ambient Luminaires | Standard | TRUE | 2289.4 | 134.49 | 17.02 | 10.51 | 0.9136 | 2940 | 82.7 | 5 | 50000 | 6/15/2015 | Not Dimmable | Not Dimmable | Not Yet Verified |  | 2.1 | 2284.6 | 135.83 | 17.02 | 10.51 | 0.9136 | 3000 | 82.7
P2DTM7FE | FY Lighting Co., Ltd | Fen Yong | FY-T8B-1200NC(35K240C180) | Indoor Luminaires | Linear Ambient | Direct Linear Ambient Luminaires | Standard | FALSE | [9 empty] | 6/15/2015 | Not Dimmable | Not Dimmable | Not Yet Verified |  |  | 2284.6 | 135.83 | 17.02 | 10.51 | 0.9136 | 3500 | 82.7
PFG7DVDB | FY Lighting Co., Ltd | Fen Yong | FY-T8B-1200NC(40K240C180) | Indoor Luminaires | Linear Ambient | Direct Linear Ambient Luminaires | Standard | FALSE | [9 empty] | 6/15/2015 | Not Dimmable | Not Dimmable | Not Yet Verified |  |  | 2284.6 | 135.83 | 17.02 | 10.51 | 0.9136 | 4000 | 82.7
PFR66EX2 | FY Lighting Co., Ltd | Fen Yong | FY-T8B-1200NC(45K240C180) | Indoor Luminaires | Linear Ambient | Direct Linear Ambient Luminaires | Standard | FALSE | [9 empty] | 6/15/2015 | Not Dimmable | Not Dimmable | Not Yet Verified |  |  | 2284.6 | 135.83 | 17.02 | 10.51 | 0.9136 | 4500 | 82.7
P5GQMRU3 | FY Lighting Co., Ltd | Fen Yong | FY-T8B-1200NC(50K240C180) | Indoor Luminaires | Linear Ambient | Direct Linear Ambient Luminaires | Standard | FALSE | [9 empty] | 6/15/2015 | Not Dimmable | Not Dimmable | Not Yet Verified |  |  | 2513 | 142.06 | 17.69 | 10.42 | 0.9241 | 5000 | 82.5
PHDSA9MZ | FY Lighting Co., Ltd | Fen Yong | FY-HB-240W-L50K728B | Indoor Luminaires | Linear Ambient | Direct Linear Ambient Luminaires | Standard | TRUE | 28127.11 | 119.542 | 235.29 | 6.73 | 0.9359 | 4939 | 84.7 | 5 | 50000 | 6/8/2015 | Not Dimmable | Not Dimmable | Not Yet Verified |  | 2.1 | 28127.11 | 119.542 | 235.29 | 6.73 | 0.997 | 4939 | 84.7
PDXUC9VQ | FY Lighting Co., Ltd | Fen Yong | FY-HB-240W-DIM-L50K728B | Indoor Luminaires | Linear Ambient | Direct Linear Ambient Luminaires | Standard | FALSE | [9 empty] | 6/8/2015 | Dimmable | Continuous (Can dim down to ≤ 10% (W)) | Not Yet Verified |  |  | 28127.11 | 119.542 | 235.29 | 6.73 | 0.997 | 4939 | 84.7
PVYBZ3ES | FY Lighting Co., Ltd | Fen Yong | FY-HB-060W-L50K182B | Indoor Luminaires | Linear Ambient | Direct Linear Ambient Luminaires | Standard | TRUE | 7418.39 | 123.564 | 60.037 | 11.73 | 0.9674 | 4894 | 84.3 | 5 | 50000 | 6/8/2015 | Not Yet Verified | Not Yet Verified | Not Yet Verified |  | 2.1 | 7418.39 | 123.564 | 60.037 | 11.73 | 0.998 | 4894 | 84.3
P5JEWBC4 | FY Lighting Co., Ltd | Fen Yong | FY-HB-060W-DIM-L50K182B | Indoor Luminaires | Linear Ambient | Direct Linear Ambient Luminaires | Standard | FALSE | [9 empty] | 6/8/2015 | Dimmable | Continuous (Can dim down to ≤ 10% (W)) | Not Yet Verified |  |  | 7418.39 | 123.564 | 60.037 | 11.73 | 0.998 | 4894 | 84.3
PSHWSSB7 | FY Lighting Co., Ltd | Fen Yong | FY-T8-1800EC(L30K288ND240) | Indoor Luminaires | Linear Ambient | Direct Linear Ambient Luminaires | Standard | TRUE | 3778.4 | 144.05 | 26.23 | 14.27 | 0.9499 | 3049 | 82.5 | 5 | 50000 | 5/17/2016 | Not Dimmable | Not Dimmable | No |  | 3.1 | 3778.4 | 144.05 | 26.23 | 14.27 | 0.9499 | 3000 | 82.5
PUMDWQS3 | FY Lighting Co., Ltd | Fen Yong | FY-T8-1800EC(L35K288ND240) | Indoor Luminaires | Linear Ambient | Direct Linear Ambient Luminaires | Standard | FALSE | [9 empty] | 5/17/2016 | Not Dimmable | Not Dimmable | No |  |  | 3778.4 | 144.05 | 26.23 | 14.27 | 0.9499 | 3500 | 82.5
PDHZWGTS | FY Lighting Co., Ltd | Fen Yong | FY-T8-1800EC(L40K288ND240) | Indoor Luminaires | Linear Ambient | Direct Linear Ambient Luminaires | Standard | FALSE | [9 empty] | 5/17/2016 | Not Dimmable | Not Dimmable | No |  |  | 3778.4 | 144.05 | 26.23 | 14.27 | 0.9499 | 4000 | 82.5
PTVTXYVS | FY Lighting Co., Ltd | Fen Yong | FY-T8-1800EC(L45K288ND240) | Indoor Luminaires | Linear Ambient | Direct Linear Ambient Luminaires | Standard | FALSE | [9 empty] | 5/17/2016 | Not Dimmable | Not Dimmable | No |  |  | 3778.4 | 144.05 | 26.23 | 14.27 | 0.9499 | 4500 | 82.5
PA4X5HMX | FY Lighting Co., Ltd | Fen Yong | FY-T8-1800EC(L50K288ND240) | Indoor Luminaires | Linear Ambient | Direct Linear Ambient Luminaires | Standard | FALSE | [9 empty] | 5/17/2016 | Not Dimmable | Not Dimmable | No |  |  | 3855.5 | 148.46 | 25.97 | 14.14 | 0.9436 | 5000 | 81.9
PDSY9DXX | FY Lighting Co., Ltd | Fen Yong | FY-T8-1800EC(L30K288ND240D) | Indoor Luminaires | Linear Ambient | Direct Linear Ambient Luminaires | Standard | FALSE | [9 empty] | 5/17/2016 | Dimmable | Continuous (Can dim down to ≤ 10% (W)) | No |  |  | 3778.4 | 144.05 | 26.23 | 14.27 | 0.9499 | 3000 | 82.5
P1FVCG3R | FY Lighting Co., Ltd | Fen Yong | FY-T8-1800EC(L35K288ND240D) | Indoor Luminaires | Linear Ambient | Direct Linear Ambient Luminaires | Standard | FALSE | [9 empty] | 5/17/2016 | Dimmable | Continuous (Can dim down to ≤ 10% (W)) | No |  |  | 3778.4 | 144.05 | 26.23 | 14.27 | 0.9499 | 3500 | 82.5
P8ESEKJ9 | FY Lighting Co., Ltd | Fen Yong | FY-T8-1800EC(L40K288ND240D) | Indoor Luminaires | Linear Ambient | Direct Linear Ambient Luminaires | Standard | FALSE | [9 empty] | 5/17/2016 | Dimmable | Continuous (Can dim down to ≤ 10% (W)) | No |  |  | 3778.4 | 144.05 | 26.23 | 14.27 | 0.9499 | 4000 | 82.5
PYC54SRU | FY Lighting Co., Ltd | Fen Yong | FY-T8-1800EC(L45K288ND240D) | Indoor Luminaires | Linear Ambient | Direct Linear Ambient Luminaires | Standard | FALSE | [9 empty] | 5/17/2016 | Dimmable | Continuous (Can dim down to ≤ 10% (W)) | No |  |  | 3778.4 | 144.05 | 26.23 | 14.27 | 0.9499 | 4500 | 82.5
PSS1FEE9 | FY Lighting Co., Ltd | Fen Yong | FY-T8-1800EC(L50K288ND240D) | Indoor Luminaires | Linear Ambient | Direct Linear Ambient Luminaires | Standard | FALSE | [9 empty] | 5/17/2016 | Dimmable | Continuous (Can dim down to ≤ 10% (W)) | No |  |  | 3855.5 | 148.46 | 25.97 | 14.14 | 0.9436 | 5000 | 81.9
P4Q1QMDC | FY Lighting Co., Ltd | Fen Yong | FY-T8B-600NF(30K048C120) | Indoor Luminaires | Linear Ambient | Direct Linear Ambient Luminaires | Standard | TRUE | 1111.8 | 129.04 | 8.616 | 19.35 | 0.9091 | 2962 | 82.1 | 5 | 50000 | 6/15/2015 | Not Dimmable | Not Dimmable | Not Yet Verified |  | 2.1 | 1111.8 | 129.04 | 8.6 | 19.35 | 0.9091 | 3000 | 82.1
PWSP7H3F | FY Lighting Co., Ltd | Fen Yong | FY-T8B-600NF(35K048C120) | Indoor Luminaires | Linear Ambient | Direct Linear Ambient Luminaires | Standard | FALSE | [9 empty] | 6/15/2015 | Not Dimmable | Not Dimmable | Not Yet Verified |  |  | 1111.8 | 129.04 | 8.6 | 19.35 | 0.9091 | 3500 | 82.1
PM8FMXET | FY Lighting Co., Ltd | Fen Yong | FY-T8B-600NF(40K048C120) | Indoor Luminaires | Linear Ambient | Direct Linear Ambient Luminaires | Standard | FALSE | [9 empty] | 6/15/2015 | Not Dimmable | Not Dimmable | Not Yet Verified |  |  | 1111.8 | 129.04 | 8.6 | 19.35 | 0.9091 | 4000 | 82.1
PQ4U7AET | FY Lighting Co., Ltd | Fen Yong | FY-T8B-600NF(45K048C120) | Indoor Luminaires | Linear Ambient | Direct Linear Ambient Luminaires | Standard | FALSE | [9 empty] | 6/15/2015 | Not Dimmable | Not Dimmable | Not Yet Verified |  |  | 1111.8 | 129.04 | 8.6 | 19.35 | 0.9091 | 4500 | 82.1
PJN63HYS | FY Lighting Co., Ltd | Fen Yong | FY-T8B-600NF(50K048C120) | Indoor Luminaires | Linear Ambient | Direct Linear Ambient Luminaires | Standard | FALSE | [9 empty] | 6/15/2015 | Not Dimmable | Not Dimmable | Not Yet Verified |  |  | 1214.8 | 138.06 | 8.8 | 19.53 | 0.9105 | 5000 | 81.5
PXQJ2HZV | FY Lighting Co., Ltd | Fen Yong | FY-T8B-1200NF(30K120C120) | Indoor Luminaires | Linear Ambient | Direct Linear Ambient Luminaires | Standard | TRUE | 2198.2 | 113.19 | 19.42 | 18.25 | 0.9063 | 2953 | 82.3 | 5 | 50000 | 6/15/2015 | Not Dimmable | Not Dimmable | Not Yet Verified |  | 2.1 | 2198.2 | 113.19 | 19.4 | 18.25 | 0.9063 | 3000 | 82.3
P6CBPDQ6 | FY Lighting Co., Ltd | Fen Yong | FY-T8B-1200NF(35K120C120) | Indoor Luminaires | Linear Ambient | Direct Linear Ambient Luminaires | Standard | FALSE | [9 empty] | 6/15/2015 | Not Dimmable | Not Dimmable | Not Yet Verified |  |  | 2198.2 | 113.19 | 19.4 | 18.25 | 0.9063 | 3500 | 82.3
PV9BJD34 | FY Lighting Co., Ltd | Fen Yong | FY-T8B-1200NF(40K120C120) | Indoor Luminaires | Linear Ambient | Direct Linear Ambient Luminaires | Standard | FALSE | [9 empty] | 6/15/2015 | Not Dimmable | Not Dimmable | Not Yet Verified |  |  | 2198.2 | 113.19 | 19.4 | 18.25 | 0.9063 | 4000 | 82.3
PV7M51FY | FY Lighting Co., Ltd | Fen Yong | FY-T8B-1200NF(45K120C120) | Indoor Luminaires | Linear Ambient | Direct Linear Ambient Luminaires | Standard | FALSE | [9 empty] | 6/15/2015 | Not Dimmable | Not Dimmable | Not Yet Verified |  |  | 2198.2 | 113.19 | 19.4 | 18.25 | 0.9063 | 4500 | 82.3
P9QRT7US | FY Lighting Co., Ltd | Fen Yong | FY-T8B-1200NF(50K120C120) | Indoor Luminaires | Linear Ambient | Direct Linear Ambient Luminaires | Standard | FALSE | [9 empty] | 6/15/2015 | Not Dimmable | Not Dimmable | Not Yet Verified |  |  | 2456.1 | 126.54 | 19.4 | 17.96 | 0.9152 | 5000 | 81.4
P2GTR6QQ | FY Lighting Co., Ltd | Fen Yong | FY-T8B-600NC(30K048C120) | Indoor Luminaires | Linear Ambient | Direct Linear Ambient Luminaires | Standard | TRUE | 1235.1 | 143.03 | 8.35 | 19.27 | 0.9108 | 2972 | 82.2 | 5 | 50000 | 6/15/2015 | Not Dimmable | Not Dimmable | Not Yet Verified |  | 2.1 | 1235.1 | 143.03 | 8.635 | 19.27 | 0.9108 | 3000 | 82.2
PD9G5WZT | FY Lighting Co., Ltd | Fen Yong | FY-T8B-600NC(35K048C120) | Indoor Luminaires | Linear Ambient | Direct Linear Ambient Luminaires | Standard | FALSE | [9 empty] | 6/15/2015 | Not Dimmable | Not Dimmable | Not Yet Verified |  |  | 1235.1 | 143.03 | 8.635 | 19.27 | 0.9108 | 3500 | 82.2
PNE3T8S1 | FY Lighting Co., Ltd | Fen Yong | FY-T8B-600NC(40K048C120) | Indoor Luminaires | Linear Ambient | Direct Linear Ambient Luminaires | Standard | FALSE | [9 empty] | 6/15/2015 | Not Dimmable | Not Dimmable | Not Yet Verified |  |  | 1235.1 | 143.03 | 8.635 | 19.27 | 0.9108 | 4000 | 82.2
PRHEHWGW | FY Lighting Co., Ltd | Fen Yong | FY-T8B-600NC(45K048C120) | Indoor Luminaires | Linear Ambient | Direct Linear Ambient Luminaires | Standard | FALSE | [9 empty] | 6/15/2015 | Not Dimmable | Not Dimmable | Not Yet Verified |  |  | 1235.1 | 143.03 | 8.635 | 19.27 | 0.9108 | 4500 | 82.2
PTZW5J6T | FY Lighting Co., Ltd | Fen Yong | FY-T8B-600NC(50K048C120) | Indoor Luminaires | Linear Ambient | Direct Linear Ambient Luminaires | Standard | FALSE | [9 empty] | 6/15/2015 | Not Dimmable | Not Dimmable | Not Yet Verified |  |  | 1348.6 | 152.26 | 8.857 | 19.02 | 0.9113 | 5000 | 81.5
P2A33CAK | FY Lighting Co., Ltd | Fen Yong | FY-T8B-1200NC(30K120C120) | Indoor Luminaires | Linear Ambient | Direct Linear Ambient Luminaires | Standard | TRUE | 2466.4 | 128.59 | 19.18 | 18.79 | 0.9103 | 2961 | 82.4 | 5 | 50000 | 6/15/2015 | Not Dimmable | Not Dimmable | Not Yet Verified |  | 2.1 | 2466.4 | 128.59 | 19.2 | 18.79 | 0.9103 | 3000 | 82.4
PMYGNRAR | FY Lighting Co., Ltd | Fen Yong | FY-T8B-1200NC(35K120C120) | Indoor Luminaires | Linear Ambient | Direct Linear Ambient Luminaires | Standard | FALSE | [9 empty] | 6/15/2015 | Not Dimmable | Not Dimmable | Not Yet Verified |  |  | 2466.4 | 128.59 | 19.2 | 18.79 | 0.9103 | 3500 | 82.4
PEFDCHBT | FY Lighting Co., Ltd | Fen Yong | FY-T8B-1200NC(40K120C120) | Indoor Luminaires | Linear Ambient | Direct Linear Ambient Luminaires | Standard | FALSE | [9 empty] | 6/15/2015 | Not Dimmable | Not Dimmable | Not Yet Verified |  |  | 2466.4 | 128.59 | 19.2 | 18.79 | 0.9103 | 4000 | 82.4
PKJ7HA48 | FY Lighting Co., Ltd | Fen Yong | FY-T8B-1200NC(45K120C120) | Indoor Luminaires | Linear Ambient | Direct Linear Ambient Luminaires | Standard | FALSE | [9 empty] | 6/15/2015 | Not Dimmable | Not Dimmable | Not Yet Verified |  |  | 2466.4 | 128.59 | 19.2 | 18.79 | 0.9103 | 4500 | 82.4
PE9NSARW | FY Lighting Co., Ltd | Fen Yong | FY-T8B-1200NC(50K120C120) | Indoor Luminaires | Linear Ambient | Direct Linear Ambient Luminaires | Standard | FALSE | [9 empty] | 6/15/2015 | Not Dimmable | Not Dimmable | Not Yet Verified |  |  | 2762.4 | 141.08 | 19.6 | 18.17 | 0.9204 | 5000 | 81.5
PYTEZXAT | G&G LED, LLC | WPX Series | WPX4-40L-50K | Indoor Luminaires | Linear Ambient | Direct Linear Ambient Luminaires | Standard | TRUE | 3947 | 103 | 38.23 | 10.8 | 0.989 | 5083 | 83.9 | 5 | 50000 | 8/18/2015 | Not Dimmable | Not Dimmable | Not Yet Verified |  | 2.1 | 4000 | 100 | 40 | 20 | 0.9 | 5000 | 80
PQ4JF5A2 | GE Lighting Solutions | Lumination | LAL42B007MMT35xxxxxxxxxx | Indoor Luminaires | Linear Ambient | Direct Linear Ambient Luminaires | Standard | TRUE | 1529.9 | 100.9 | 15.2 | 11.1 | 0.99 | 3440 | 91.2 | 5 | 50000 | 9/16/2016 | Dimmable | Continuous (Can dim down to ≤ 10% (W)) | Yes |  | 4 | 1500 | 100 | 15 | 20 | 0.9 | 3500 | 90
PDNWN4CX | GE Lighting Solutions | Lumination | LAL42B007MMT40xxxxxxxxxx | Indoor Luminaires | Linear Ambient | Direct Linear Ambient Luminaires | Standard | FALSE | [9 empty] | 9/16/2016 | Dimmable | Continuous (Can dim down to ≤ 10% (W)) | Yes |  |  | 1500 | 100 | 15 | 20 | 0.9 | 4000 | 90
PKJPRNQ8 | GE Lighting Solutions | Lumination | LAL42B010MMT35xxxxxxxxxx | Indoor Luminaires | Linear Ambient | Direct Linear Ambient Luminaires | Standard | FALSE | [9 empty] | 9/16/2016 | Dimmable | Continuous (Can dim down to ≤ 10% (W)) | Yes |  |  | 2000 | 100 | 20 | 20 | 0.9 | 3500 | 90
PCSYAJAU | GE Lighting Solutions | Lumination | LAL42B010MMT40xxxxxxxxxx | Indoor Luminaires | Linear Ambient | Direct Linear Ambient Luminaires | Standard | FALSE | [9 empty] | 9/16/2016 | Dimmable | Continuous (Can dim down to ≤ 10% (W)) | Yes |  |  | 2000 | 100 | 20 | 20 | 0.9 | 4000 | 90
PXHPKS17 | GE Lighting Solutions | Lumination | LAL44B004MMT35xxxxxxxxxx | Indoor Luminaires | Linear Ambient | Direct Linear Ambient Luminaires | Standard | FALSE | [9 empty] | 9/16/2016 | Dimmable | Continuous (Can dim down to ≤ 10% (W)) | Yes |  |  | 1600 | 100 | 16 | 20 | 0.9 | 3500 | 90
PGW8QR6S | GE Lighting Solutions | Lumination | LAL44B004MMT40xxxxxxxxxx | Indoor Luminaires | Linear Ambient | Direct Linear Ambient Luminaires | Standard | FALSE | [9 empty] | 9/16/2016 | Dimmable | Continuous (Can dim down to ≤ 10% (W)) | Yes |  |  | 1600 | 100 | 16 | 20 | 0.9 | 4000 | 90
PJX6V431 | GE Lighting Solutions | Lumination | LAL44B007MMT35xxxxxxxxxx | Indoor Luminaires | Linear Ambient | Direct Linear Ambient Luminaires | Standard | FALSE | [9 empty] | 9/16/2016 | Dimmable | Continuous (Can dim down to ≤ 10% (W)) | Yes |  |  | 2800 | 107 | 26 | 20 | 0.9 | 3500 | 90
PCBBF95M | GE Lighting Solutions | Lumination | LAL44B007MMT40xxxxxxxxxx | Indoor Luminaires | Linear Ambient | Direct Linear Ambient Luminaires | Standard | FALSE | [9 empty] | 9/16/2016 | Dimmable | Continuous (Can dim down to ≤ 10% (W)) | Yes |  |  | 2800 | 107 | 26 | 20 | 0.9 | 4000 | 90
PNWEWAGR | GE Lighting Solutions | Lumination | LAL44B010MMT35xxxxxxxxxx | Indoor Luminaires | Linear Ambient | Direct Linear Ambient Luminaires | Standard | FALSE | [9 empty] | 9/16/2016 | Dimmable | Continuous (Can dim down to ≤ 10% (W)) | Yes |  |  | 4000 | 108 | 37 | 20 | 0.9 | 3500 | 90
PDHBNNZC | GE Lighting Solutions | Lumination | LAL44B010MMT40xxxxxxxxxx | Indoor Luminaires | Linear Ambient | Direct Linear Ambient Luminaires | Standard | FALSE | [9 empty] | 9/16/2016 | Dimmable | Continuous (Can dim down to ≤ 10% (W)) | Yes |  |  | 4000 | 108 | 37 | 20 | 0.9 | 4000 | 90
PXRA6TS4 | GE Lighting Solutions | Lumination | LAL44BD07MMT35xxxxxxxxxx | Indoor Luminaires | Linear Ambient | Direct Linear Ambient Luminaires | Standard | FALSE | [9 empty] | 9/16/2016 | Dimmable | Continuous (Can dim down to ≤ 10% (W)) | Yes |  |  | 2800 | 93 | 30 | 20 | 0.9 | 3500 | 90
P52QRG4V | GE Lighting Solutions | Lumination | LAL44BD07MMT40xxxxxxxxxx | Indoor Luminaires | Linear Ambient | Direct Linear Ambient Luminaires | Standard | FALSE | [9 empty] | 9/16/2016 | Dimmable | Continuous (Can dim down to ≤ 10% (W)) | Yes |  |  | 2800 | 93 | 30 | 20 | 0.9 | 4000 | 90
PFMDS5W4 | GE Lighting Solutions | Lumination | LAL44BD10MMT35xxxxxxxxxx | Indoor Luminaires | Linear Ambient | Direct Linear Ambient Luminaires | Standard | FALSE | [9 empty] | 9/16/2016 | Dimmable | Continuous (Can dim down to ≤ 10% (W)) | Yes |  |  | 4000 | 97 | 41 | 20 | 0.9 | 3500 | 90
PA34RZBE | GE Lighting Solutions | Lumination | LAL44BD10MMT40xxxxxxxxxx | Indoor Luminaires | Linear Ambient | Direct Linear Ambient Luminaires | Standard | FALSE | [9 empty] | 9/16/2016 | Dimmable | Continuous (Can dim down to ≤ 10% (W)) | Yes |  |  | 4000 | 97 | 41 | 20 | 0.9 | 4000 | 90
PP4HRCXQ | GE Lighting Solutions | Lumination | LAL44B007MMT35xxxxxxxxEL | Indoor Luminaires | Linear Ambient | Direct Linear Ambient Luminaires | Standard | FALSE | [9 empty] | 9/16/2016 | Dimmable | Continuous (Can dim down to ≤ 10% (W)) | Yes |  |  | 2800 | 93 | 30 | 20 | 0.9 | 3500 | 90
PWAJRPTT | GE Lighting Solutions | Lumination | LAL44B007MMT40xxxxxxxxEL | Indoor Luminaires | Linear Ambient | Direct Linear Ambient Luminaires | Standard | FALSE | [9 empty] | 9/16/2016 | Dimmable | Continuous (Can dim down to ≤ 10% (W)) | Yes |  |  | 2800 | 93 | 30 | 20 | 0.9 | 4000 | 90
P41E3P58 | GE Lighting Solutions | Lumination | LAL44B010MMT35xxxxxxxxEL | Indoor Luminaires | Linear Ambient | Direct Linear Ambient Luminaires | Standard | FALSE | [9 empty] | 9/16/2016 | Dimmable | Continuous (Can dim down to ≤ 10% (W)) | Yes |  |  | 4000 | 97 | 41 | 20 | 0.9 | 3500 | 90
P675SDJX | GE Lighting Solutions | Lumination | LAL44B010MMT40xxxxxxxxEL | Indoor Luminaires | Linear Ambient | Direct Linear Ambient Luminaires | Standard | FALSE | [9 empty] | 9/16/2016 | Dimmable | Continuous (Can dim down to ≤ 10% (W)) | Yes |  |  | 4000 | 97 | 41 | 20 | 0.9 | 4000 | 90
PYGR4QYR | GE Lighting Solutions | Lumination | LAL45B004MMT35xxxxxxxxxx | Indoor Luminaires | Linear Ambient | Direct Linear Ambient Luminaires | Standard | FALSE | [9 empty] | 9/16/2016 | Dimmable | Continuous (Can dim down to ≤ 10% (W)) | Yes |  |  | 2000 | 108 | 19 | 20 | 0.9 | 3500 | 90
P8F9EFFV | GE Lighting Solutions | Lumination | LAL45B004MMT40xxxxxxxxxx | Indoor Luminaires | Linear Ambient | Direct Linear Ambient Luminaires | Standard | FALSE | [9 empty] | 9/16/2016 | Dimmable | Continuous (Can dim down to ≤ 10% (W)) | Yes |  |  | 2000 | 108 | 19 | 20 | 0.9 | 4000 | 90
PK5ASDMF | GE Lighting Solutions | Lumination | LAL45B007MMT35xxxxxxxxxx | Indoor Luminaires | Linear Ambient | Direct Linear Ambient Luminaires | Standard | FALSE | [9 empty] | 9/16/2016 | Dimmable | Continuous (Can dim down to ≤ 10% (W)) | Yes |  |  | 3500 | 106 | 33 | 20 | 0.9 | 3500 | 90
PBYXKFGS | GE Lighting Solutions | Lumination | LAL45B007MMT40xxxxxxxxxx | Indoor Luminaires | Linear Ambient | Direct Linear Ambient Luminaires | Standard | FALSE | [9 empty] | 9/16/2016 | Dimmable | Continuous (Can dim down to ≤ 10% (W)) | Yes |  |  | 3500 | 106 | 33 | 20 | 0.9 | 4000 | 90
P6N99P28 | GE Lighting Solutions | Lumination | LAL45B010MMT35xxxxxxxxxx | Indoor Luminaires | Linear Ambient | Direct Linear Ambient Luminaires | Standard | FALSE | [9 empty] | 9/16/2016 | Dimmable | Continuous (Can dim down to ≤ 10% (W)) | Yes |  |  | 5000 | 105 | 47 | 20 | 0.9 | 3500 | 90
P44X84C6 | GE Lighting Solutions | Lumination | LAL45B010MMT40xxxxxxxxxx | Indoor Luminaires | Linear Ambient | Direct Linear Ambient Luminaires | Standard | FALSE | [9 empty] | 9/16/2016 | Dimmable | Continuous (Can dim down to ≤ 10% (W)) | Yes |  |  | 5000 | 105 | 47 | 20 | 0.9 | 4000 | 90
PUFYGYPV | GE Lighting Solutions | Lumination | LAL45BD07MMT35xxxxxxxxxx | Indoor Luminaires | Linear Ambient | Direct Linear Ambient Luminaires | Standard | FALSE | [9 empty] | 9/16/2016 | Dimmable | Continuous (Can dim down to ≤ 10% (W)) | Yes |  |  | 3500 | 97 | 36 | 20 | 0.9 | 3500 | 90
PC49A8SW | GE Lighting Solutions | Lumination | LAL45BD07MMT40xxxxxxxxxx | Indoor Luminaires | Linear Ambient | Direct Linear Ambient Luminaires | Standard | FALSE | [9 empty] | 9/16/2016 | Dimmable | Continuous (Can dim down to ≤ 10% (W)) | Yes |  |  | 3500 | 97 | 36 | 20 | 0.9 | 4000 | 90
PT3TJS8B | GE Lighting Solutions | Lumination | LAL45BD10MMT35xxxxxxxxxx | Indoor Luminaires | Linear Ambient | Direct Linear Ambient Luminaires | Standard | FALSE | [9 empty] | 9/16/2016 | Dimmable | Continuous (Can dim down to ≤ 10% (W)) | Yes |  |  | 5000 | 100 | 50 | 20 | 0.9 | 3500 | 90
P4AE2QXS | GE Lighting Solutions | Lumination | LAL45BD10MMT40xxxxxxxxxx | Indoor Luminaires | Linear Ambient | Direct Linear Ambient Luminaires | Standard | FALSE | [9 empty] | 9/16/2016 | Dimmable | Continuous (Can dim down to ≤ 10% (W)) | Yes |  |  | 5000 | 100 | 50 | 20 | 0.9 | 4000 | 90
PBPUJHJS | GE Lighting Solutions | Lumination | LAL45B007MMT35xxxxxxxxEL | Indoor Luminaires | Linear Ambient | Direct Linear Ambient Luminaires | Standard | FALSE | [9 empty] | 9/16/2016 | Dimmable | Continuous (Can dim down to ≤ 10% (W)) | Yes |  |  | 3500 | 95 | 37 | 20 | 0.9 | 3500 | 90
PS9CT463 | GE Lighting Solutions | Lumination | LAL45B007MMT40xxxxxxxxEL | Indoor Luminaires | Linear Ambient | Direct Linear Ambient Luminaires | Standard | FALSE | [9 empty] | 9/16/2016 | Dimmable | Continuous (Can dim down to ≤ 10% (W)) | Yes |  |  | 3500 | 95 | 37 | 20 | 0.9 | 4000 | 90
PT99RJMK | GE Lighting Solutions | Lumination | LAL45B010MMT35xxxxxxxxEL | Indoor Luminaires | Linear Ambient | Direct Linear Ambient Luminaires | Standard | FALSE | [9 empty] | 9/16/2016 | Dimmable | Continuous (Can dim down to ≤ 10% (W)) | Yes |  |  | 5000 | 98 | 51 | 20 | 0.9 | 3500 | 90
PADZMD41 | GE Lighting Solutions | Lumination | LAL45B010MMT40xxxxxxxxEL | Indoor Luminaires | Linear Ambient | Direct Linear Ambient Luminaires | Standard | FALSE | [9 empty] | 9/16/2016 | Dimmable | Continuous (Can dim down to ≤ 10% (W)) | Yes |  |  | 5000 | 98 | 51 | 20 | 0.9 | 4000 | 90
PFTQJ1DB | GE Lighting Solutions | Lumination | LAL46B004MMT35xxxxxxxxxx | Indoor Luminaires | Linear Ambient | Direct Linear Ambient Luminaires | Standard | FALSE | [9 empty] | 9/16/2016 | Dimmable | Continuous (Can dim down to ≤ 10% (W)) | Yes |  |  | 2400 | 104 | 23 | 20 | 0.9 | 3500 | 90
PRR1ZHDB | GE Lighting Solutions | Lumination | LAL46B004MMT40xxxxxxxxxx | Indoor Luminaires | Linear Ambient | Direct Linear Ambient Luminaires | Standard | FALSE | [9 empty] | 9/16/2016 | Dimmable | Continuous (Can dim down to ≤ 10% (W)) | Yes |  |  | 2400 | 104 | 23 | 20 | 0.9 | 4000 | 90
P3Q1YBJK | GE Lighting Solutions | Lumination | LAL46B007MMT35xxxxxxxxxx | Indoor Luminaires | Linear Ambient | Direct Linear Ambient Luminaires | Standard | FALSE | [9 empty] | 9/16/2016 | Dimmable | Continuous (Can dim down to ≤ 10% (W)) | Yes |  |  | 4200 | 104 | 40 | 20 | 0.9 | 3500 | 90
PAFMFKFA | GE Lighting Solutions | Lumination | LAL46B007MMT40xxxxxxxxxx | Indoor Luminaires | Linear Ambient | Direct Linear Ambient Luminaires | Standard | FALSE | [9 empty] | 9/16/2016 | Dimmable | Continuous (Can dim down to ≤ 10% (W)) | Yes |  |  | 4200 | 104 | 40 | 20 | 0.9 | 4000 | 90
PJ58EQ2M | GE Lighting Solutions | Lumination | LAL46B010MMT35xxxxxxxxxx | Indoor Luminaires | Linear Ambient | Direct Linear Ambient Luminaires | Standard | FALSE | [9 empty] | 9/16/2016 | Dimmable | Continuous (Can dim down to ≤ 10% (W)) | Yes |  |  | 6000 | 103 | 58 | 20 | 0.9 | 3500 | 90
PSXJC32C | GE Lighting Solutions | Lumination | LAL46B010MMT40xxxxxxxxxx | Indoor Luminaires | Linear Ambient | Direct Linear Ambient Luminaires | Standard | FALSE | [9 empty] | 9/16/2016 | Dimmable | Continuous (Can dim down to ≤ 10% (W)) | Yes |  |  | 6000 | 103 | 58 | 20 | 0.9 | 4000 | 90
PTH2BHJG | GE Lighting Solutions | Lumination | LAL46BD07MMT35xxxxxxxxxx | Indoor Luminaires | Linear Ambient | Direct Linear Ambient Luminaires | Standard | FALSE | [9 empty] | 9/16/2016 | Dimmable | Continuous (Can dim down to ≤ 10% (W)) | Yes |  |  | 4200 | 98 | 43 | 20 | 0.9 | 3500 | 90
PY8YBVRE | GE Lighting Solutions | Lumination | LAL46BD07MMT40xxxxxxxxxx | Indoor Luminaires | Linear Ambient | Direct Linear Ambient Luminaires | Standard | FALSE | [9 empty] | 9/16/2016 | Dimmable | Continuous (Can dim down to ≤ 10% (W)) | Yes |  |  | 4200 | 98 | 43 | 20 | 0.9 | 4000 | 90
PMDDR8AF | GE Lighting Solutions | Lumination | LAL46BD10MMT35xxxxxxxxxx | Indoor Luminaires | Linear Ambient | Direct Linear Ambient Luminaires | Standard | FALSE | [9 empty] | 9/16/2016 | Dimmable | Continuous (Can dim down to ≤ 10% (W)) | Yes |  |  | 6000 | 97 | 61 | 20 | 0.9 | 3500 | 90
PW3U3NZM | GE Lighting Solutions | Lumination | LAL46BD10MMT40xxxxxxxxxx | Indoor Luminaires | Linear Ambient | Direct Linear Ambient Luminaires | Standard | FALSE | [9 empty] | 9/16/2016 | Dimmable | Continuous (Can dim down to ≤ 10% (W)) | Yes |  |  | 6000 | 97 | 61 | 20 | 0.9 | 4000 | 90
P2SWJTGT | GE Lighting Solutions | Lumination | LAL46B007MMT35xxxxxxxxEL | Indoor Luminaires | Linear Ambient | Direct Linear Ambient Luminaires | Standard | FALSE | [9 empty] | 9/16/2016 | Dimmable | Continuous (Can dim down to ≤ 10% (W)) | Yes |  |  | 4200 | 95 | 44 | 20 | 0.9 | 3500 | 90
P8UDC64V | GE Lighting Solutions | Lumination | LAL46B007MMT40xxxxxxxxEL | Indoor Luminaires | Linear Ambient | Direct Linear Ambient Luminaires | Standard | FALSE | [9 empty] | 9/16/2016 | Dimmable | Continuous (Can dim down to ≤ 10% (W)) | Yes |  |  | 4200 | 95 | 44 | 20 | 0.9 | 4000 | 90
P6KC4KFF | GE Lighting Solutions | Lumination | LAL46B010MMT35xxxxxxxxEL | Indoor Luminaires | Linear Ambient | Direct Linear Ambient Luminaires | Standard | FALSE | [9 empty] | 9/16/2016 | Dimmable | Continuous (Can dim down to ≤ 10% (W)) | Yes |  |  | 6000 | 96 | 62 | 20 | 0.9 | 3500 | 90
PUFW4166 | GE Lighting Solutions | Lumination | LAL46B010MMT40xxxxxxxxEL | Indoor Luminaires | Linear Ambient | Direct Linear Ambient Luminaires | Standard | FALSE | [9 empty] | 9/16/2016 | Dimmable | Continuous (Can dim down to ≤ 10% (W)) | Yes |  |  | 6000 | 96 | 62 | 20 | 0.9 | 4000 | 90
PQGH5U67 | GE Lighting Solutions | Lumination | LAL48B004MMT35xxxxxxxxxx | Indoor Luminaires | Linear Ambient | Direct Linear Ambient Luminaires | Standard | FALSE | [9 empty] | 9/16/2016 | Dimmable | Continuous (Can dim down to ≤ 10% (W)) | Yes |  |  | 3200 | 107 | 30 | 20 | 0.9 | 3500 | 90
PSB3CJXN | GE Lighting Solutions | Lumination | LAL48B004MMT40xxxxxxxxxx | Indoor Luminaires | Linear Ambient | Direct Linear Ambient Luminaires | Standard | FALSE | [9 empty] | 9/16/2016 | Dimmable | Continuous (Can dim down to ≤ 10% (W)) | Yes |  |  | 3200 | 107 | 30 | 20 | 0.9 | 4000 | 90
PU9NBGV1 | GE Lighting Solutions | Lumination | LAL48B007MMT35xxxxxxxxxx | Indoor Luminaires | Linear Ambient | Direct Linear Ambient Luminaires | Standard | FALSE | [9 empty] | 9/16/2016 | Dimmable | Continuous (Can dim down to ≤ 10% (W)) | Yes |  |  | 5600 | 105 | 53 | 20 | 0.9 | 3500 | 90
PTS8CTEH | GE Lighting Solutions | Lumination | LAL48B007MMT40xxxxxxxxxx | Indoor Luminaires | Linear Ambient | Direct Linear Ambient Luminaires | Standard | FALSE | [9 empty] | 9/16/2016 | Dimmable | Continuous (Can dim down to ≤ 10% (W)) | Yes |  |  | 5600 | 105 | 53 | 20 | 0.9 | 4000 | 90
PM9Q2KWT | GE Lighting Solutions | Lumination | LAL48B010MMT35xxxxxxxxxx | Indoor Luminaires | Linear Ambient | Direct Linear Ambient Luminaires | Standard | FALSE | [9 empty] | 9/16/2016 | Dimmable | Continuous (Can dim down to ≤ 10% (W)) | Yes |  |  | 8000 | 106 | 75 | 20 | 0.9 | 3500 | 90
PN6GM7YQ | GE Lighting Solutions | Lumination | LAL48B010MMT40xxxxxxxxxx | Indoor Luminaires | Linear Ambient | Direct Linear Ambient Luminaires | Standard | FALSE | [9 empty] | 9/16/2016 | Dimmable | Continuous (Can dim down to ≤ 10% (W)) | Yes |  |  | 8000 | 106 | 75 | 20 | 0.9 | 4000 | 90
PHJ1AU39 | GE Lighting Solutions | Lumination | LAL48BD04MMT35xxxxxxxxxx | Indoor Luminaires | Linear Ambient | Direct Linear Ambient Luminaires | Standard | FALSE | [9 empty] | 9/16/2016 | Dimmable | Continuous (Can dim down to ≤ 10% (W)) | Yes |  |  | 3200 | 97 | 33 | 20 | 0.9 | 3500 | 90
PFJ3TKF7 | GE Lighting Solutions | Lumination | LAL48BD04MMT40xxxxxxxxxx | Indoor Luminaires | Linear Ambient | Direct Linear Ambient Luminaires | Standard | FALSE | [9 empty] | 9/16/2016 | Dimmable | Continuous (Can dim down to ≤ 10% (W)) | Yes |  |  | 3200 | 97 | 33 | 20 | 0.9 | 4000 | 90
P1J3B1YE | GE Lighting Solutions | Lumination | LAL48BD07MMT35xxxxxxxxxx | Indoor Luminaires | Linear Ambient | Direct Linear Ambient Luminaires | Standard | FALSE | [9 empty] | 9/16/2016 | Dimmable | Continuous (Can dim down to ≤ 10% (W)) | Yes |  |  | 5600 | 98 | 57 | 20 | 0.9 | 3500 | 90
PCPK8A4G | GE Lighting Solutions | Lumination | LAL48BD07MMT40xxxxxxxxxx | Indoor Luminaires | Linear Ambient | Direct Linear Ambient Luminaires | Standard | FALSE | [9 empty] | 9/16/2016 | Dimmable | Continuous (Can dim down to ≤ 10% (W)) | Yes |  |  | 5600 | 98 | 57 | 20 | 0.9 | 4000 | 90
PCEZJ7KK | GE Lighting Solutions | Lumination | LAL48BD10MMT35xxxxxxxxxx | Indoor Luminaires | Linear Ambient | Direct Linear Ambient Luminaires | Standard | FALSE | [9 empty] | 9/16/2016 | Dimmable | Continuous (Can dim down to ≤ 10% (W)) | Yes |  |  | 8000 | 101 | 79 | 20 | 0.9 | 3500 | 90
PGGB9NHE | GE Lighting Solutions | Lumination | LAL48BD10MMT40xxxxxxxxxx | Indoor Luminaires | Linear Ambient | Direct Linear Ambient Luminaires | Standard | FALSE | [9 empty] | 9/16/2016 | Dimmable | Continuous (Can dim down to ≤ 10% (W)) | Yes |  |  | 8000 | 101 | 79 | 20 | 0.9 | 4000 | 90
P1WJ9QWX | GE Lighting Solutions | Lumination | LAL48B004MMT35xxxxxxxxEL | Indoor Luminaires | Linear Ambient | Direct Linear Ambient Luminaires | Standard | FALSE | [9 empty] | 9/16/2016 | Dimmable | Continuous (Can dim down to ≤ 10% (W)) | Yes |  |  | 3200 | 97 | 33 | 20 | 0.9 | 3500 | 90
PWQKGAJF | GE Lighting Solutions | Lumination | LAL48B004MMT40xxxxxxxxEL | Indoor Luminaires | Linear Ambient | Direct Linear Ambient Luminaires | Standard | FALSE | [9 empty] | 9/16/2016 | Dimmable | Continuous (Can dim down to ≤ 10% (W)) | Yes |  |  | 3200 | 97 | 33 | 20 | 0.9 | 4000 | 90
P6RBT83C | GE Lighting Solutions | Lumination | LAL48B007MMT35xxxxxxxxEL | Indoor Luminaires | Linear Ambient | Direct Linear Ambient Luminaires | Standard | FALSE | [9 empty] | 9/16/2016 | Dimmable | Continuous (Can dim down to ≤ 10% (W)) | Yes |  |  | 5600 | 98 | 57 | 20 | 0.9 | 3500 | 90
PDDHP6WT | GE Lighting Solutions | Lumination | LAL48B007MMT40xxxxxxxxEL | Indoor Luminaires | Linear Ambient | Direct Linear Ambient Luminaires | Standard | FALSE | [9 empty] | 9/16/2016 | Dimmable | Continuous (Can dim down to ≤ 10% (W)) | Yes |  |  | 5600 | 98 | 57 | 20 | 0.9 | 4000 | 90
PB1BPQAM | GE Lighting Solutions | Lumination | LAL48B010MMT35xxxxxxxxEL | Indoor Luminaires | Linear Ambient | Direct Linear Ambient Luminaires | Standard | FALSE | [9 empty] | 9/16/2016 | Dimmable | Continuous (Can dim down to ≤ 10% (W)) | Yes |  |  | 8000 | 101 | 79 | 20 | 0.9 | 3500 | 90
P2B9WHVS | GE Lighting Solutions | Lumination | LAL48B010MMT40xxxxxxxxEL | Indoor Luminaires | Linear Ambient | Direct Linear Ambient Luminaires | Standard | FALSE | [9 empty] | 9/16/2016 | Dimmable | Continuous (Can dim down to ≤ 10% (W)) | Yes |  |  | 8000 | 101 | 79 | 20 | 0.9 | 4000 | 90
P3FR5UW3T | GE Lighting Solutions | GE Lighting Solutions | GEWI102440BAT-SY | Indoor Luminaires | Linear Ambient | Direct Linear Ambient Luminaires | Standard | TRUE | 801.5 | 90.1 | 8.9 | 15.2 | 0.888 | 3916 | 82 | 5 | 50000 | 1/8/2015 | Not Dimmable | Not Dimmable | Not Yet Verified |  | 2.1 | 767 |  | 9 |  |  | 4000
PC6CB2SJ | GE Lighting Solutions | GE Lighting Solutions | GEWI102440BAT | Indoor Luminaires | Linear Ambient | Direct Linear Ambient Luminaires | Standard | FALSE | [9 empty] | 1/8/2015 | Not Dimmable | Not Dimmable | Not Yet Verified |  |  | 767 | 85 | 9 | 20 | 0.9 | 4000 | 80
PT6S2M2G | GE Lighting Solutions | GE Lighting Solutions | GEWI102450BAT | Indoor Luminaires | Linear Ambient | Direct Linear Ambient Luminaires | Standard | FALSE | [9 empty] | 2/19/2015 | Not Dimmable | Not Dimmable | Not Yet Verified |  |  | 730 | 90 | 9 | 20 | 0.9 | 5000 | 80
PTUCBCEV | GE Lighting Solutions | GE Lighting Solutions | GEWI104840BAT-SY | Indoor Luminaires | Linear Ambient | Direct Linear Ambient Luminaires | Standard | TRUE | 1446.1 | 90.8 | 15.9 | 19.4 | 0.887 | 3910 | 83 | 5 | 50000 | 1/8/2015 | Not Dimmable | Not Dimmable | Not Yet Verified |  | 2.1 | 1426 |  | 16 |  |  | 4000
PGR67555 | GE Lighting Solutions | GE Lighting Solutions | GEWI104840BAT | Indoor Luminaires | Linear Ambient | Direct Linear Ambient Luminaires | Standard | FALSE | [9 empty] | 1/8/2015 | Not Dimmable | Not Dimmable | Not Yet Verified |  |  | 1426 | 92 | 16 | 20 | 0.9 | 4000 | 80
PW4WEBAG | GE Lighting Solutions | GE Lighting Solutions | GEWI109640BAT-SY | Indoor Luminaires | Linear Ambient | Direct Linear Ambient Luminaires | Standard | FALSE | [9 empty] | 1/8/2015 | Not Dimmable | Not Dimmable | Not Yet Verified |  |  | 2840 | 92 | 32 | 20 | 0.9 | 4000 | 80
PUSK43DE | GE Lighting Solutions | GE Lighting Solutions | GEWI109640BAT | Indoor Luminaires | Linear Ambient | Direct Linear Ambient Luminaires | Standard | FALSE | [9 empty] | 1/8/2015 | Not Dimmable | Not Dimmable | Not Yet Verified |  |  | 2840 | 92 | 32 | 20 | 0.9 | 4000 | 80
PYUQRZNE | GE Lighting Solutions | GE Lighting Solutions | GEWI104850BAT | Indoor Luminaires | Linear Ambient | Direct Linear Ambient Luminaires | Standard | FALSE | [9 empty] | 2/19/2015 | Not Dimmable | Not Dimmable | Not Yet Verified |  |  | 1400 | 97 | 16 | 20 | 0.9 | 5000 | 80
PNY2X51K | GE Lighting Solutions | GE Lighting Solutions | GEWI109650BAT | Indoor Luminaires | Linear Ambient | Direct Linear Ambient Luminaires | Standard | FALSE | [9 empty] | 2/19/2015 | Not Dimmable | Not Dimmable | Not Yet Verified |  |  | 2805 | 97 | 32 | 20 | 0.9 | 5000 | 80
PK6YRDFG | GE Lighting Solutions | GE Luminations | LB96-UNV-840-A-P | Indoor Luminaires | Linear Ambient | Direct Linear Ambient Luminaires | Standard | TRUE | 7946.1 | 99.6 | 79.8 | 8.7 | 0.98 | 4032 | 83.9 | 5 | 79000 | 3/5/2015 | Dimmable | Continuous (Can dim down to ≤ 10% (W)) | Not Yet Verified |  | 2.1 | 8100 | 100 | 82 | 20 | 0.9 | 4000 | 83
P7GUBW1T | GE Lighting Solutions | GE Luminations | LB24-UNV-840-A-P | Indoor Luminaires | Linear Ambient | Direct Linear Ambient Luminaires | Standard | TRUE | 2154.6 | 102.4 | 21 | 16.19 | 0.89 | 3988 | 83.4 | 5 | 79000 | 3/18/2015 | Dimmable | Continuous (Can dim down to ≤ 10% (W)) | Not Yet Verified |  | 2.1 | 2030 | 96 | 21 | 20 | 0.9 | 4000 | 83
PW8GN5VD | GE Lighting Solutions | GE Luminations | LB36-UNV-840-A-P | Indoor Luminaires | Linear Ambient | Direct Linear Ambient Luminaires | Standard | FALSE | [9 empty] | 3/18/2015 | Dimmable | Continuous (Can dim down to ≤ 10% (W)) | Not Yet Verified |  |  | 2850 | 96 | 27 | 20 | 0.9 | 4000 | 83
P9ZXA4Y8 | GE Lighting Solutions | GE Luminations | LB48-UNV-840-A-P | Indoor Luminaires | Linear Ambient | Direct Linear Ambient Luminaires | Standard | FALSE | [9 empty] | 3/18/2015 | Dimmable | Continuous (Can dim down to ≤ 10% (W)) | Not Yet Verified |  |  | 4100 | 96 | 41 | 20 | 0.9 | 4000 | 83
P3RG8TE95 | GE Lighting Solutions | GE Lumination | WS-4W-0-A3-S-V-WHTE | Indoor Luminaires | Linear Ambient | Direct Linear Ambient Luminaires | Standard | TRUE | 8070.3 | 112.9 | 71.5 | 9.6 | 0.98 | 4046 | 82.9 | 5 | 50000 | 6/2/2015 | Dimmable | Continuous (Can dim down to ≤ 10% (W)) | Not Yet Verified |  | 2.1 | 8000 | 113 | 72 |  | 0.9 | 4000 | 80
PZ484PXJX | GE Lighting Solutions | GE Lumination | WS-4N-0-A3-S-V-WHTE | Indoor Luminaires | Linear Ambient | Direct Linear Ambient Luminaires | Standard | TRUE | 5676.4 | 112.4 | 50.5 | 10.2 | 0.96 | 4065 | 83.2 | 5 | 50000 | 6/2/2015 | Dimmable | Continuous (Can dim down to ≤ 10% (W)) | Not Yet Verified |  | 2.1 | 5600 | 110 | 51 |  | 0.9 | 4000 | 80
P43QGB59B | GE Lighting Solutions | GE Lumination | WS-2W-0-A3-S-V-WHTE | Indoor Luminaires | Linear Ambient | Direct Linear Ambient Luminaires | Standard | TRUE | 4397.3 | 109.6 | 40.1 | 11 | 0.96 | 4064 | 82.9 | 5 | 50000 | 6/2/2015 | Dimmable | Continuous (Can dim down to ≤ 10% (W)) | Not Yet Verified |  | 2.1 | 4300 | 105 | 41 |  | 0.9 | 4000 | 80
PCJ3PKZ7N | GE Lighting Solutions | GE Lumination | WS-2N-0-A3-S-V-WHTE | Indoor Luminaires | Linear Ambient | Direct Linear Ambient Luminaires | Standard | TRUE | 3284.9 | 109.3 | 30.1 | 11.7 | 0.94 | 4079 | 83.1 | 5 | 50000 | 6/2/2015 | Dimmable | Continuous (Can dim down to ≤ 10% (W)) | Not Yet Verified |  | 2.1 | 3200 | 103 | 31 |  | 0.9 | 4000 | 80
PV86ZVQH3 | GE Lighting Solutions | GE Lumination | DS-[I, C]-04-0-A3-[M, C]V-xxx | Indoor Luminaires | Linear Ambient | Direct Linear Ambient Luminaires | Premium | TRUE | 3978.9 | 110.2 | 36.1 | 10.9 | 0.96 | 4009 | 83.9 | 5 | 50000 | 8/3/2015 | Dimmable | Continuous (Can dim down to ≤ 10% (W)) | No |  | 3 | 4000 | 111 | 36 | 20 | 0.9 | 4000 | 83
PS2KT59Z | GE Lighting Solutions | Lumination | LDS-[I,C]-4-A-0-40-N0-8-40-xx-xx-xxxx | Indoor Luminaires | Linear Ambient | Direct Linear Ambient Luminaires | Premium | TRUE | 3978.9 | 110.2 | 36.1 | 10.9 | 0.96 | 4009 | 83.9 | 5 | 50000 | 9/13/2016 | Dimmable | Continuous (Can dim down to ≤ 10% (W)) | No |  | 3 | 4000 | 112 | 36 | 20 | 0.9 | 4000 | 83
P4PC4QKW | GE Lighting Solutions | Lumination | LDS-[I,C]-4-A-0-40-W0-8-40-xx-xx-xxxx | Indoor Luminaires | Linear Ambient | Direct Linear Ambient Luminaires | Premium | TRUE | 3873 | 98.3 | 39.4 | 20.6 | 0.93 | 4024 | 84.1 | 5 | 60000 | 9/13/2016 | Dimmable | Continuous (Can dim down to ≤ 10% (W)) | No |  | 3.1 | 4000 | 114 | 35 | 20 | 0.9 | 4000 | 83
P3SQK9NJ | GE Lighting Solutions | Lumination | LDS-[I,C]-4-A-0-40-N0-8-30-xx-xx-xxxx | Indoor Luminaires | Linear Ambient | Direct Linear Ambient Luminaires | Standard | TRUE | 4142.6 | 97.2 | 42.6 | 11.3 | 0.93 | 3034 | 82.9 | 5 | 60000 | 9/13/2016 | Dimmable | Continuous (Can dim down to ≤ 10% (W)) | No |  | 3.1 | 4000 | 104 | 39 | 20 | 0.9 | 3000 | 83
PK55N7YX | GE Lighting Solutions | Lumination | DS-[I,C]-04-D-A1-xV-xxx | Indoor Luminaires | Linear Ambient | Direct Linear Ambient Luminaires | Standard | TRUE | 4142.6 | 97.2 | 42.6 | 11.3 | 0.93 | 3034 | 82.9 | 5 | 60000 | 1/13/2016 | Dimmable | Continuous (Can dim down to ≤ 10% (W)) | No |  | 3.1 | 4000 | 90 | 44 | 20 | 0.9 | 3000 | 83
PPU3NHXM | GE Lighting Solutions | Lumination | DS-[I,C]-04-0-B3-xV-xxx-EL | Indoor Luminaires | Linear Ambient | Direct Linear Ambient Luminaires | Standard | TRUE | 3873 | 98.3 | 39.4 | 20.6 | 0.93 | 4024 | 84.1 | 5 | 60000 | 1/13/2016 | Dimmable | Continuous (Can dim down to ≤ 10% (W)) | No |  | 3.1 | 4000 | 100 | 40 | 20 | 0.9 | 4000 | 83
P59FRTJ8 | GE Lighting Solutions | Lumination | DS-[I,C]-04-D-A2-xV-xxx | Indoor Luminaires | Linear Ambient | Direct Linear Ambient Luminaires | Standard | FALSE | [9 empty] | 1/13/2016 | Dimmable | Continuous (Can dim down to ≤ 10% (W)) | No |  |  | 4000 | 92 | 43 | 20 | 0.9 | 3500 | 83
PESBRAF6 | GE Lighting Solutions | Lumination | DS-[I,C]-04-D-A3-xV-xxx | Indoor Luminaires | Linear Ambient | Direct Linear Ambient Luminaires | Standard | FALSE | [9 empty] | 1/13/2016 | Dimmable | Continuous (Can dim down to ≤ 10% (W)) | No |  |  | 4000 | 96 | 42 | 20 | 0.9 | 4000 | 83
P3Y8G2XB | GE Lighting Solutions | Lumination | DS-[I,C]-04-D-B1-xV-xxx | Indoor Luminaires | Linear Ambient | Direct Linear Ambient Luminaires | Standard | FALSE | [9 empty] | 1/13/2016 | Dimmable | Continuous (Can dim down to ≤ 10% (W)) | No |  |  | 4000 | 91 | 44 | 20 | 0.9 | 3000 | 83
PDWRBX6F | GE Lighting Solutions | Lumination | DS-[I,C]-04-D-B2-xV-xxx | Indoor Luminaires | Linear Ambient | Direct Linear Ambient Luminaires | Standard | FALSE | [9 empty] | 1/13/2016 | Dimmable | Continuous (Can dim down to ≤ 10% (W)) | No |  |  | 4000 | 93 | 43 | 20 | 0.9 | 3500 | 83
P4EWJ7GS | GE Lighting Solutions | Lumination | DS-[I,C]-04-D-B3-xV-xxx | Indoor Luminaires | Linear Ambient | Direct Linear Ambient Luminaires | Standard | FALSE | [9 empty] | 1/13/2016 | Dimmable | Continuous (Can dim down to ≤ 10% (W)) | No |  |  | 4000 | 97 | 41 | 20 | 0.9 | 4000 | 83
PKKPPPPP | GE Lighting Solutions | Lumination | DS-[I,C]-04-0-A1-xV-xxx-EL | Indoor Luminaires | Linear Ambient | Direct Linear Ambient Luminaires | Standard | FALSE | [9 empty] | 1/13/2016 | Dimmable | Continuous (Can dim down to ≤ 10% (W)) | No |  |  | 4000 | 92 | 43 | 20 | 0.9 | 3000 | 83
P37ZCVKT | GE Lighting Solutions | Lumination | DS-[I,C]-04-0-A2-xV-xxx-EL | Indoor Luminaires | Linear Ambient | Direct Linear Ambient Luminaires | Standard | FALSE | [9 empty] | 1/13/2016 | Dimmable | Continuous (Can dim down to ≤ 10% (W)) | No |  |  | 4000 | 94 | 42 | 20 | 0.9 | 3500 | 83
PF7FFBW1 | GE Lighting Solutions | Lumination | DS-[I,C]-04-0-A3-xV-xxx-EL | Indoor Luminaires | Linear Ambient | Direct Linear Ambient Luminaires | Standard | FALSE | [9 empty] | 1/13/2016 | Dimmable | Continuous (Can dim down to ≤ 10% (W)) | No |  |  | 4000 | 98 | 41 | 20 | 0.9 | 4000 | 83
PPZQ6N2M | GE Lighting Solutions | Lumination | DS-[I,C]-04-0-B1-xV-xxx-EL | Indoor Luminaires | Linear Ambient | Direct Linear Ambient Luminaires | Standard | FALSE | [9 empty] | 1/13/2016 | Dimmable | Continuous (Can dim down to ≤ 10% (W)) | No |  |  | 4000 | 93 | 43 | 20 | 0.9 | 3000 | 83
PNRFC8PT | GE Lighting Solutions | Lumination | DS-[I,C]-04-0-B2-xV-xxx-EL | Indoor Luminaires | Linear Ambient | Direct Linear Ambient Luminaires | Standard | FALSE | [9 empty] | 1/13/2016 | Dimmable | Continuous (Can dim down to ≤ 10% (W)) | No |  |  | 4000 | 96 | 42 | 20 | 0.9 | 3500 | 83
PHCE3DP9 | GE Lighting Solutions | Lumination | DS-[I,C]-04-0-B3-xV-xxx | Indoor Luminaires | Linear Ambient | Direct Linear Ambient Luminaires | Premium | FALSE | [9 empty] | 1/13/2016 | Dimmable | Continuous (Can dim down to ≤ 10% (W)) | No |  |  | 4000 | 114 | 35 | 20 | 0.9 | 4000 | 83
PVQWWENC | GE Lighting Solutions | Lumination | DS-[I,C]-04-0-A1-xV-xxx | Indoor Luminaires | Linear Ambient | Direct Linear Ambient Luminaires | Standard | FALSE | [9 empty] | 1/13/2016 | Dimmable | Continuous (Can dim down to ≤ 10% (W)) | No |  |  | 4000 | 104 | 39 | 20 | 0.9 | 3000 | 83
PSYA8FW5 | GE Lighting Solutions | Lumination | DS-[I,C]-04-0-A2-xV-xxx | Indoor Luminaires | Linear Ambient | Direct Linear Ambient Luminaires | Standard | FALSE | [9 empty] | 1/13/2016 | Dimmable | Continuous (Can dim down to ≤ 10% (W)) | No |  |  | 4000 | 107 | 38 | 20 | 0.9 | 3500 | 83
PNJR56XN | GE Lighting Solutions | Lumination | DS-[I,C]-04-0-B1-xV-xxx | Indoor Luminaires | Linear Ambient | Direct Linear Ambient Luminaires | Standard | FALSE | [9 empty] | 1/13/2016 | Dimmable | Continuous (Can dim down to ≤ 10% (W)) | No |  |  | 4000 | 105 | 38 | 20 | 0.9 | 3000 | 83
PUK9ED1G | GE Lighting Solutions | Lumination | DS-[I,C]-04-0-B2-xV-xxx | Indoor Luminaires | Linear Ambient | Direct Linear Ambient Luminaires | Standard | FALSE | [9 empty] | 1/13/2016 | Dimmable | Continuous (Can dim down to ≤ 10% (W)) | No |  |  | 4000 | 108 | 37 | 20 | 0.9 | 3500 | 83
P633V3T6 | GE Lighting Solutions | Lumination | LDS-[I,C]-4-A-0-40-N0-8-35-xx-xx-xxxx | Indoor Luminaires | Linear Ambient | Direct Linear Ambient Luminaires | Standard | FALSE | [9 empty] | 9/13/2016 | Dimmable | Continuous (Can dim down to ≤ 10% (W)) | No |  |  | 4000 | 107 | 38 | 20 | 0.9 | 3500 | 83
P5PE1WSU | GE Lighting Solutions | Lumination | LDS-[I,C]-4-A-0-40-W0-8-30-xx-xx-xxxx | Indoor Luminaires | Linear Ambient | Direct Linear Ambient Luminaires | Standard | FALSE | [9 empty] | 9/13/2016 | Dimmable | Continuous (Can dim down to ≤ 10% (W)) | No |  |  | 4000 | 105 | 38 | 20 | 0.9 | 3000 | 83
PJGM2N96 | GE Lighting Solutions | Lumination | LDS-[I,C]-4-A-0-40-W0-8-35-xx-xx-xxxx | Indoor Luminaires | Linear Ambient | Direct Linear Ambient Luminaires | Standard | FALSE | [9 empty] | 9/13/2016 | Dimmable | Continuous (Can dim down to ≤ 10% (W)) | No |  |  | 4000 | 108 | 37 | 20 | 0.9 | 3500 | 83
P74YYEJM | GE Lighting Solutions | Lumination | LDS-[I,C]-4-A-D-40-N0-8-30-xx-xx-xxxx | Indoor Luminaires | Linear Ambient | Direct Linear Ambient Luminaires | Standard | FALSE | [9 empty] | 9/13/2016 | Dimmable | Continuous (Can dim down to ≤ 10% (W)) | No |  |  | 4000 | 90 | 44 | 20 | 0.9 | 3000 | 83
PFSHR9QW | GE Lighting Solutions | Lumination | LDS-[I,C]-4-A-D-40-N0-8-35-xx-xx-xxxx | Indoor Luminaires | Linear Ambient | Direct Linear Ambient Luminaires | Standard | FALSE | [9 empty] | 9/13/2016 | Dimmable | Continuous (Can dim down to ≤ 10% (W)) | No |  |  | 4000 | 92 | 43 | 20 | 0.9 | 3500 | 83
P8S8BR48 | GE Lighting Solutions | Lumination | LDS-[I,C]-4-A-D-40-N0-8-40-xx-xx-xxxx | Indoor Luminaires | Linear Ambient | Direct Linear Ambient Luminaires | Standard | FALSE | [9 empty] | 9/13/2016 | Dimmable | Continuous (Can dim down to ≤ 10% (W)) | No |  |  | 4000 | 96 | 42 | 20 | 0.9 | 4000 | 83
P97C33BU | GE Lighting Solutions | Lumination | LDS-[I,C]-4-A-D-40-W0-8-30-xx-xx-xxxx | Indoor Luminaires | Linear Ambient | Direct Linear Ambient Luminaires | Standard | FALSE | [9 empty] | 9/13/2016 | Dimmable | Continuous (Can dim down to ≤ 10% (W)) | No |  |  | 4000 | 91 | 44 | 20 | 0.9 | 3000 | 83
PJCUWNP8 | GE Lighting Solutions | Lumination | LDS-[I,C]-4-A-D-40-W0-8-35-xx-xx-xxxx | Indoor Luminaires | Linear Ambient | Direct Linear Ambient Luminaires | Standard | FALSE | [9 empty] | 9/13/2016 | Dimmable | Continuous (Can dim down to ≤ 10% (W)) | No |  |  | 4000 | 93 | 43 | 20 | 0.9 | 3500 | 83
P8E6YHUZ | GE Lighting Solutions | Lumination | LDS-[I,C]-4-A-D-40-W0-8-40-xx-xx-xxxx | Indoor Luminaires | Linear Ambient | Direct Linear Ambient Luminaires | Standard | FALSE | [9 empty] | 9/13/2016 | Dimmable | Continuous (Can dim down to ≤ 10% (W)) | No |  |  | 4000 | 97 | 41 | 20 | 0.9 | 4000 | 83
P67JXC8K | GE Lighting Solutions | Lumination | LDS-[I,C]-4-A-0-40-N0-8-30-xx-xx-xxxx-EL | Indoor Luminaires | Linear Ambient | Direct Linear Ambient Luminaires | Standard | FALSE | [9 empty] | 9/13/2016 | Dimmable | Continuous (Can dim down to ≤ 10% (W)) | No |  |  | 4000 | 92 | 43 | 20 | 0.9 | 3000 | 83
P1PZ6E78 | GE Lighting Solutions | Lumination | LDS-[I,C]-4-A-0-40-N0-8-35-xx-xx-xxxx-EL | Indoor Luminaires | Linear Ambient | Direct Linear Ambient Luminaires | Standard | FALSE | [9 empty] | 9/13/2016 | Dimmable | Continuous (Can dim down to ≤ 10% (W)) | No |  |  | 4000 | 94 | 42 | 20 | 0.9 | 3500 | 83
P7V6MH36 | GE Lighting Solutions | Lumination | LDS-[I,C]-4-A-0-40-N0-8-40-xx-xx-xxxx-EL | Indoor Luminaires | Linear Ambient | Direct Linear Ambient Luminaires | Standard | FALSE | [9 empty] | 9/13/2016 | Dimmable | Continuous (Can dim down to ≤ 10% (W)) | No |  |  | 4000 | 98 | 41 | 20 | 0.9 | 4000 | 83
PQY4WBYA | GE Lighting Solutions | Lumination | LDS-[I,C]-4-A-0-40-W0-8-30-xx-xx-xxxx-EL | Indoor Luminaires | Linear Ambient | Direct Linear Ambient Luminaires | Standard | FALSE | [9 empty] | 9/13/2016 | Dimmable | Continuous (Can dim down to ≤ 10% (W)) | No |  |  | 4000 | 93 | 43 | 20 | 0.9 | 3000 | 83
PNBPHJJC | GE Lighting Solutions | Lumination | LDS-[I,C]-4-A-0-40-W0-8-35-xx-xx-xxxx-EL | Indoor Luminaires | Linear Ambient | Direct Linear Ambient Luminaires | Standard | FALSE | [9 empty] | 9/13/2016 | Dimmable | Continuous (Can dim down to ≤ 10% (W)) | No |  |  | 4000 | 96 | 42 | 20 | 0.9 | 3500 | 83
PA4F1DJU | GE Lighting Solutions | Lumination | LDS-[I,C]-4-A-0-40-W0-8-40-xx-xx-xxxx-EL | Indoor Luminaires | Linear Ambient | Direct Linear Ambient Luminaires | Standard | FALSE | [9 empty] | 9/13/2016 | Dimmable | Continuous (Can dim down to ≤ 10% (W)) | No |  |  | 4000 | 100 | 40 | 20 | 0.9 | 4000 | 83
PD7PV5K3N | GE Lighting Solutions | GE Lumination | DS-[I,C]-08-0-A3-[M, C]V-xxx | Indoor Luminaires | Linear Ambient | Direct Linear Ambient Luminaires | Premium | TRUE | 8240.6 | 112.7 | 73.1 | 9.4 | 0.98 | 4001 | 83.7 | 5 | 50000 | 8/7/2015 | Dimmable | Continuous (Can dim down to ≤ 10% (W)) | No |  | 3 | 8000 | 111 | 72 |  | 0.9 | 4000 | 83
PUMZ2VK85 | GE Lighting Solutions | GE Lumination | DS-[I, C]-08-0-A3-[M, C]V-xxx-EL | Indoor Luminaires | Linear Ambient | Direct Linear Ambient Luminaires | Standard | TRUE | 8209.7 | 105.1 | 78.1 | 13.9 | 0.97 | 4017 | 83.8 | 5 | 50000 | 8/7/2015 | Dimmable | Continuous (Can dim down to ≤ 10% (W)) | No |  | 3 | 8000 | 111 | 72 |  | 0.9 | 4000 | 83
PBZ591CC | GE Lighting Solutions | Lumination | DS-[I,C]-08-0-B2-xV-xxx | Indoor Luminaires | Linear Ambient | Direct Linear Ambient Luminaires | Premium | TRUE | 8222 | 108.2 | 76 | 14.3 | 0.96 | 3491 | 83 | 5 | 60000 | 1/26/2016 | Dimmable | Continuous (Can dim down to ≤ 10% (W)) | No |  | 3.1 | 8000 | 110 | 73 | 20 | 0.9 | 3500 | 83
PSHJ5SW1 | GE Lighting Solutions | Lumination | DS-[I,C]-08-D-A1-xV-xxx | Indoor Luminaires | Linear Ambient | Direct Linear Ambient Luminaires | Standard | TRUE | 8310.1 | 99.8 | 83.3 | 8.6 | 0.985 | 3033 | 82.9 | 5 | 60000 | 1/26/2016 | Dimmable | Continuous (Can dim down to ≤ 10% (W)) | No |  | 3.1 | 8000 | 97 | 82.4 | 20 | 0.9 | 3000 | 83
PHDFJ6B7 | GE Lighting Solutions | Lumination | DS-[I,C]-08-0-A1-xV-xxx | Indoor Luminaires | Linear Ambient | Direct Linear Ambient Luminaires | Standard | FALSE | [9 empty] | 1/26/2016 | Dimmable | Continuous (Can dim down to ≤ 10% (W)) | No |  |  | 8000 | 105 | 76 | 20 | 0.9 | 3000 | 83
PTU8N3R9 | GE Lighting Solutions | Lumination | DS-[I,C]-08-0-A2-xV-xxx | Indoor Luminaires | Linear Ambient | Direct Linear Ambient Luminaires | Standard | FALSE | [9 empty] | 1/26/2016 | Dimmable | Continuous (Can dim down to ≤ 10% (W)) | No |  |  | 8000 | 108 | 74 | 20 | 0.9 | 3500 | 83
PCPH9BQ1 | GE Lighting Solutions | Lumination | DS-[I,C]-08-0-B1-xV-xxx | Indoor Luminaires | Linear Ambient | Direct Linear Ambient Luminaires | Standard | FALSE | [9 empty] | 1/26/2016 | Dimmable | Continuous (Can dim down to ≤ 10% (W)) | No |  |  | 8000 | 106 | 75 | 20 | 0.9 | 3000 | 83
P8EAKV9P | GE Lighting Solutions | Lumination | DS-[I,C]-08-D-A2-xV-xxx | Indoor Luminaires | Linear Ambient | Direct Linear Ambient Luminaires | Standard | FALSE | [9 empty] | 1/26/2016 | Dimmable | Continuous (Can dim down to ≤ 10% (W)) | No |  |  | 8000 | 100 | 80.3 | 20 | 0.9 | 3500 | 83
P86PPXQW | GE Lighting Solutions | Lumination | DS-[I,C]-08-D-A3-xV-xxx | Indoor Luminaires | Linear Ambient | Direct Linear Ambient Luminaires | Standard | FALSE | [9 empty] | 1/26/2016 | Dimmable | Continuous (Can dim down to ≤ 10% (W)) | No |  |  | 8000 | 105 | 76.5 | 20 | 0.9 | 4000 | 83
PS35WZ9Q | GE Lighting Solutions | Lumination | DS-[I,C]-08-D-B1-xV-xxx | Indoor Luminaires | Linear Ambient | Direct Linear Ambient Luminaires | Standard | FALSE | [9 empty] | 1/26/2016 | Dimmable | Continuous (Can dim down to ≤ 10% (W)) | No |  |  | 8000 | 98 | 81.9 | 20 | 0.9 | 3000 | 83
P8Y6E1P8 | GE Lighting Solutions | Lumination | DS-[I,C]-08-D-B2-xV-xxx | Indoor Luminaires | Linear Ambient | Direct Linear Ambient Luminaires | Standard | FALSE | [9 empty] | 1/26/2016 | Dimmable | Continuous (Can dim down to ≤ 10% (W)) | No |  |  | 8000 | 101 | 79.2 | 20 | 0.9 | 3500 | 83
PKX9YYMK | GE Lighting Solutions | Lumination | DS-[I,C]-08-D-B3-xV-xxx | Indoor Luminaires | Linear Ambient | Direct Linear Ambient Luminaires | Standard | FALSE | [9 empty] | 1/26/2016 | Dimmable | Continuous (Can dim down to ≤ 10% (W)) | No |  |  | 8000 | 106 | 75.5 | 20 | 0.9 | 4000 | 83
P8E9MCUV | GE Lighting Solutions | Lumination | DS-[I,C]-08-0-A1-xV-xxx-EL | Indoor Luminaires | Linear Ambient | Direct Linear Ambient Luminaires | Standard | FALSE | [9 empty] | 1/26/2016 | Dimmable | Continuous (Can dim down to ≤ 10% (W)) | No |  |  | 8000 | 98 | 81.4 | 20 | 0.9 | 3000 | 83
PXU9EAPV | GE Lighting Solutions | Lumination | DS-[I,C]-08-0-A2-xV-xxx-EL | Indoor Luminaires | Linear Ambient | Direct Linear Ambient Luminaires | Standard | FALSE | [9 empty] | 1/26/2016 | Dimmable | Continuous (Can dim down to ≤ 10% (W)) | No |  |  | 8000 | 101 | 79.3 | 20 | 0.9 | 3500 | 83
PWNPMQMA | GE Lighting Solutions | Lumination | DS-[I,C]-08-0-B1-xV-xxx-EL | Indoor Luminaires | Linear Ambient | Direct Linear Ambient Luminaires | Standard | FALSE | [9 empty] | 1/26/2016 | Dimmable | Continuous (Can dim down to ≤ 10% (W)) | No |  |  | 8000 | 99 | 80.9 | 20 | 0.9 | 3000 | 83
PRDE5VQX | GE Lighting Solutions | Lumination | DS-[I,C]-08-0-B2-xV-xxx-EL | Indoor Luminaires | Linear Ambient | Direct Linear Ambient Luminaires | Standard | FALSE | [9 empty] | 1/26/2016 | Dimmable | Continuous (Can dim down to ≤ 10% (W)) | No |  |  | 8000 | 102 | 78.2 | 20 | 0.9 | 3500 | 83
PJPZ9DMU | GE Lighting Solutions | Lumination | DS-[I,C]-04-0-B3-xV-xxx-EL | Indoor Luminaires | Linear Ambient | Direct Linear Ambient Luminaires | Standard | FALSE | [9 empty] | 1/26/2016 | Dimmable | Continuous (Can dim down to ≤ 10% (W)) | No |  |  | 8000 | 107 | 74.5 | 20 | 0.9 | 4000 | 83
P7SXJ7FN | GE Lighting Solutions | Lumination | DS-[I,C]-08-0-B3-xV-xxx | Indoor Luminaires | Linear Ambient | Direct Linear Ambient Luminaires | Premium | FALSE | [9 empty] | 1/26/2016 | Dimmable | Continuous (Can dim down to ≤ 10% (W)) | No |  |  | 8000 | 115 | 69 | 20 | 0.9 | 4000 | 83
PRF9FMUU | GE Lighting Solutions | Lumination | LDS-x8-A-0-80-N0-8-40-xx-xx-xxxx | Indoor Luminaires | Linear Ambient | Direct Linear Ambient Luminaires | Premium | FALSE | [9 empty] | 8/26/2016 | Dimmable | Continuous (Can dim down to ≤ 10% (W)) | No |  |  | 8000 | 111 | 72 | 20 | 0.9 | 4000 | 83
PXFW782N | GE Lighting Solutions | Lumination | LDS-x8-A-0-80-W0-8-40-xx-xx-xxxx | Indoor Luminaires | Linear Ambient | Direct Linear Ambient Luminaires | Premium | FALSE | [9 empty] | 8/26/2016 | Dimmable | Continuous (Can dim down to ≤ 10% (W)) | No |  |  | 8000 | 115 | 69 | 20 | 0.9 | 4000 | 83
PECAZYJ8 | GE Lighting Solutions | Lumination | LDS-x8-A-0-80-W0-8-35-xx-xx-xxxx | Indoor Luminaires | Linear Ambient | Direct Linear Ambient Luminaires | Premium | FALSE | [9 empty] | 8/26/2016 | Dimmable | Continuous (Can dim down to ≤ 10% (W)) | No |  |  | 8000 | 110 | 73 | 20 | 0.9 | 3500 | 83
PRYH2E1V | GE Lighting Solutions | Lumination | LDS-x8-A-0-80-N0-8-30-xx-xx-xxxx | Indoor Luminaires | Linear Ambient | Direct Linear Ambient Luminaires | Standard | FALSE | [9 empty] | 8/26/2016 | Dimmable | Continuous (Can dim down to ≤ 10% (W)) | No |  |  | 8000 | 105 | 76 | 20 | 0.9 | 3000 | 83
PN355WJK | GE Lighting Solutions | Lumination | LDS-x8-A-0-80-N0-8-35-xx-xx-xxxx | Indoor Luminaires | Linear Ambient | Direct Linear Ambient Luminaires | Standard | FALSE | [9 empty] | 8/26/2016 | Dimmable | Continuous (Can dim down to ≤ 10% (W)) | No |  |  | 8000 | 108 | 74 | 20 | 0.9 | 3500 | 83
PVDUVSWM | GE Lighting Solutions | Lumination | LDS-x8-A-0-80-W0-8-30-xx-xx-xxxx | Indoor Luminaires | Linear Ambient | Direct Linear Ambient Luminaires | Standard | FALSE | [9 empty] | 8/26/2016 | Dimmable | Continuous (Can dim down to ≤ 10% (W)) | No |  |  | 8000 | 106 | 75 | 20 | 0.9 | 3000 | 83
PM5CAC6J | GE Lighting Solutions | Lumination | LDS-x8-A-D-80-N0-8-30-xx-xx-xxxx | Indoor Luminaires | Linear Ambient | Direct Linear Ambient Luminaires | Standard | FALSE | [9 empty] | 8/26/2016 | Dimmable | Continuous (Can dim down to ≤ 10% (W)) | No |  |  | 8000 | 97 | 82.4 | 20 | 0.9 | 3000 | 83
PDYJFD7A | GE Lighting Solutions | Lumination | LDS-x8-A-D-80-N0-8-35-xx-xx-xxxx | Indoor Luminaires | Linear Ambient | Direct Linear Ambient Luminaires | Standard | FALSE | [9 empty] | 8/26/2016 | Dimmable | Continuous (Can dim down to ≤ 10% (W)) | No |  |  | 8000 | 100 | 80.3 | 20 | 0.9 | 3500 | 83
PS1QG48K | GE Lighting Solutions | Lumination | LDS-x8-A-D-80-N0-8-40-xx-xx-xxxx | Indoor Luminaires | Linear Ambient | Direct Linear Ambient Luminaires | Standard | FALSE | [9 empty] | 8/26/2016 | Dimmable | Continuous (Can dim down to ≤ 10% (W)) | No |  |  | 8000 | 105 | 76.5 | 20 | 0.9 | 4000 | 83
PN2CNTCV | GE Lighting Solutions | Lumination | LDS-x8-A-D-80-W0-8-30-xx-xx-xxxx | Indoor Luminaires | Linear Ambient | Direct Linear Ambient Luminaires | Standard | FALSE | [9 empty] | 8/26/2016 | Dimmable | Continuous (Can dim down to ≤ 10% (W)) | No |  |  | 8000 | 98 | 81.9 | 20 | 0.9 | 3000 | 83
P9SEGYWE | GE Lighting Solutions | Lumination | LDS-x8-A-D-80-W0-8-35-xx-xx-xxxx | Indoor Luminaires | Linear Ambient | Direct Linear Ambient Luminaires | Standard | FALSE | [9 empty] | 8/26/2016 | Dimmable | Continuous (Can dim down to ≤ 10% (W)) | No |  |  | 8000 | 101 | 79.2 | 20 | 0.9 | 3500 | 83
P4F1B4KJ | GE Lighting Solutions | Lumination | LDS-x8-A-D-80-W0-8-40-xx-xx-xxxx | Indoor Luminaires | Linear Ambient | Direct Linear Ambient Luminaires | Standard | FALSE | [9 empty] | 8/26/2016 | Dimmable | Continuous (Can dim down to ≤ 10% (W)) | No |  |  | 8000 | 106 | 75.5 | 20 | 0.9 | 4000 | 83
PEWZSNJC | GE Lighting Solutions | Lumination | LDS-x8-A-0-80-N0-8-30-xx-xx-xxxx-EL | Indoor Luminaires | Linear Ambient | Direct Linear Ambient Luminaires | Standard | FALSE | [9 empty] | 8/26/2016 | Dimmable | Continuous (Can dim down to ≤ 10% (W)) | No |  |  | 8000 | 98 | 81.4 | 20 | 0.9 | 3000 | 83
PNENYYB8 | GE Lighting Solutions | Lumination | LDS-x8-A-0-80-N0-8-35-xx-xx-xxxx-EL | Indoor Luminaires | Linear Ambient | Direct Linear Ambient Luminaires | Standard | FALSE | [9 empty] | 8/26/2016 | Dimmable | Continuous (Can dim down to ≤ 10% (W)) | No |  |  | 8000 | 101 | 79.3 | 20 | 0.9 | 3500 | 83
PD9YV4ZE | GE Lighting Solutions | Lumination | LDS-x8-A-0-80-N0-8-40-xx-xx-xxxx-EL | Indoor Luminaires | Linear Ambient | Direct Linear Ambient Luminaires | Standard | FALSE | [9 empty] | 8/26/2016 | Dimmable | Continuous (Can dim down to ≤ 10% (W)) | No |  |  | 8000 | 104 | 77 | 20 | 0.9 | 4000 | 83
PFE9RK6Y | GE Lighting Solutions | Lumination | LDS-x8-A-0-80-W0-8-30-xx-xx-xxxx-EL | Indoor Luminaires | Linear Ambient | Direct Linear Ambient Luminaires | Standard | FALSE | [9 empty] | 8/26/2016 | Dimmable | Continuous (Can dim down to ≤ 10% (W)) | No |  |  | 8000 | 99 | 80.9 | 20 | 0.9 | 3000 | 83
PVYF9XAH | GE Lighting Solutions | Lumination | LDS-x8-A-0-80-W0-8-35-xx-xx-xxxx-EL | Indoor Luminaires | Linear Ambient | Direct Linear Ambient Luminaires | Standard | FALSE | [9 empty] | 8/26/2016 | Dimmable | Continuous (Can dim down to ≤ 10% (W)) | No |  |  | 8000 | 102 | 78.2 | 20 | 0.9 | 3500 | 83
PEP5F3SW | GE Lighting Solutions | Lumination | LDS-x8-A-0-80-W0-8-40-xx-xx-xxxx-EL | Indoor Luminaires | Linear Ambient | Direct Linear Ambient Luminaires | Standard | FALSE | [9 empty] | 8/26/2016 | Dimmable | Continuous (Can dim down to ≤ 10% (W)) | No |  |  | 8000 | 107 | 74.5 | 20 | 0.9 | 4000 | 83
PR8T6AY5 | GE Lighting Solutions | GE Lumination | IS-[1, C, S]4-0-A2-M-[V, D]-XXXX-EL | Indoor Luminaires | Linear Ambient | Direct Linear Ambient Luminaires | Standard | TRUE | 3841.1 | 102.8 | 37.4 | 20.2 | 0.89 | 3471 | 83.7 | 5 | 75000 | 9/23/2015 | Dimmable | Continuous (Can dim down to ≤ 10% (W)) | No |  | 3 | 3850 | 101 | 38 | 20 | 0.9 | 3500 | 83
P7SE4EHY | GE Lighting Solutions | GE Lumination | IS-[1, C, S]4-D-B5-M-[V, D]-XXXX | Indoor Luminaires | Linear Ambient | Direct Linear Ambient Luminaires | Premium | TRUE | 5426 | 115.4 | 47 | 20.2 | 0.89 | 4990 | 82.3 | 5 | 75000 | 9/23/2015 | Dimmable | Continuous (Can dim down to ≤ 10% (W)) | No |  | 3 | 5100 | 109 | 47 | 20 | 0.9 | 5000 | 82
PH261XJD | GE Lighting Solutions | GE Lumination | IS-[1, C, S]4-0-B2-M-[V, D]-XXXX-EL | Indoor Luminaires | Linear Ambient | Direct Linear Ambient Luminaires | Standard | TRUE | 4755.6 | 101.8 | 46.7 | 16.8 | 0.92 | 3479 | 83.7 | 5 | 75000 | 9/23/2015 | Dimmable | Continuous (Can dim down to ≤ 10% (W)) | No |  | 3 | 4750 | 101 | 47 | 20 | 0.9 | 3500 | 83
P1TRJKHJ | GE Lighting Solutions | GE Lumination | IS-[1, C, S]4-0-B3-M-[V, D]-XXXX-EL | Indoor Luminaires | Linear Ambient | Direct Linear Ambient Luminaires | Standard | FALSE | [9 empty] | 9/23/2015 | Dimmable | Continuous (Can dim down to ≤ 10% (W)) | No |  |  | 5000 | 106 | 47 | 20 | 0.9 | 4000 | 83
PV6YP1HQ | GE Lighting Solutions | GE Lumination | IS-[1, C, S]4-0-B5-M-[V, D]-XXXX-EL | Indoor Luminaires | Linear Ambient | Direct Linear Ambient Luminaires | Premium | FALSE | [9 empty] | 9/23/2015 | Dimmable | Continuous (Can dim down to ≤ 10% (W)) | No |  |  | 5100 | 109 | 47 | 20 | 0.9 | 5000 | 82
PVZCPFR6 | GE Lighting Solutions | GE Lumination | IS-[1, C, S]4-0-E2-M-[V, D]-XXXX-EL | Indoor Luminaires | Linear Ambient | Direct Linear Ambient Luminaires | Standard | FALSE | [9 empty] | 9/23/2015 | Dimmable | Continuous (Can dim down to ≤ 10% (W)) | No |  |  | 3850 | 101 | 38 | 20 | 0.9 | 3500 | 83
P5XRN8VH | GE Lighting Solutions | GE Lumination | IS-[1, C, S]4-0-E3-M-[V, D]-XXXX-EL | Indoor Luminaires | Linear Ambient | Direct Linear Ambient Luminaires | Standard | FALSE | [9 empty] | 9/23/2015 | Dimmable | Continuous (Can dim down to ≤ 10% (W)) | No |  |  | 4050 | 107 | 38 | 20 | 0.9 | 4000 | 83
PFWFNQ2A | GE Lighting Solutions | GE Lumination | IS-[1, C, S]4-0-E5-M-[V, D]-XXXX-EL | Indoor Luminaires | Linear Ambient | Direct Linear Ambient Luminaires | Premium | FALSE | [9 empty] | 9/23/2015 | Dimmable | Continuous (Can dim down to ≤ 10% (W)) | No |  |  | 4150 | 109 | 38 | 20 | 0.9 | 5000 | 82
PPTPJEPU | GE Lighting Solutions | GE Lumination | IS-[1, C, S]4-0-F2-M-[V, D]-XXXX-EL | Indoor Luminaires | Linear Ambient | Direct Linear Ambient Luminaires | Standard | FALSE | [9 empty] | 9/23/2015 | Dimmable | Continuous (Can dim down to ≤ 10% (W)) | No |  |  | 4750 | 101 | 47 | 20 | 0.9 | 3500 | 83
PW1JDEVX | GE Lighting Solutions | GE Lumination | IS-[1, C, S]4-0-F3-M-[V, D]-XXXX-EL | Indoor Luminaires | Linear Ambient | Direct Linear Ambient Luminaires | Standard | FALSE | [9 empty] | 9/23/2015 | Dimmable | Continuous (Can dim down to ≤ 10% (W)) | No |  |  | 5000 | 106 | 47 | 20 | 0.9 | 4000 | 83
PC3MS4G5 | GE Lighting Solutions | GE Lumination | IS-[1, C, S]4-0-F5-M-[V, D]-XXXX-EL | Indoor Luminaires | Linear Ambient | Direct Linear Ambient Luminaires | Premium | FALSE | [9 empty] | 9/23/2015 | Dimmable | Continuous (Can dim down to ≤ 10% (W)) | No |  |  | 5100 | 109 | 47 | 20 | 0.9 | 5000 | 82
P6A6NXBP | GE Lighting Solutions | GE Lumination | IS-[1, C, S]4-0-J2-M-[V, D]-XXXX-EL | Indoor Luminaires | Linear Ambient | Direct Linear Ambient Luminaires | Standard | FALSE | [9 empty] | 9/23/2015 | Dimmable | Continuous (Can dim down to ≤ 10% (W)) | No |  |  | 3850 | 101 | 38 | 20 | 0.9 | 3500 | 83
PJSAKRPG | GE Lighting Solutions | GE Lumination | IS-[1, C, S]4-0-J3-M-[V, D]-XXXX-EL | Indoor Luminaires | Linear Ambient | Direct Linear Ambient Luminaires | Standard | FALSE | [9 empty] | 9/23/2015 | Dimmable | Continuous (Can dim down to ≤ 10% (W)) | No |  |  | 4050 | 107 | 38 | 20 | 0.9 | 4000 | 83
PGYDBBNH | GE Lighting Solutions | GE Lumination | IS-[1, C, S]4-0-J5-M-[V, D]-XXXX-EL | Indoor Luminaires | Linear Ambient | Direct Linear Ambient Luminaires | Premium | FALSE | [9 empty] | 9/23/2015 | Dimmable | Continuous (Can dim down to ≤ 10% (W)) | No |  |  | 4150 | 109 | 38 | 20 | 0.9 | 5000 | 82
P7FJ4AVD | GE Lighting Solutions | GE Lumination | IS-[1, C, S]4-0-K2-M-[V, D]-XXXX-EL | Indoor Luminaires | Linear Ambient | Direct Linear Ambient Luminaires | Standard | FALSE | [9 empty] | 9/23/2015 | Dimmable | Continuous (Can dim down to ≤ 10% (W)) | No |  |  | 4750 | 101 | 47 | 20 | 0.9 | 3500 | 83
P346VVET | GE Lighting Solutions | GE Lumination | IS-[1, C, S]4-0-K3-M-[V, D]-XXXX-EL | Indoor Luminaires | Linear Ambient | Direct Linear Ambient Luminaires | Standard | FALSE | [9 empty] | 9/23/2015 | Dimmable | Continuous (Can dim down to ≤ 10% (W)) | No |  |  | 5000 | 106 | 47 | 20 | 0.9 | 4000 | 83
PST7SNFN | GE Lighting Solutions | GE Lumination | IS-[1, C, S]4-0-K5-M-[V, D]-XXXX-EL | Indoor Luminaires | Linear Ambient | Direct Linear Ambient Luminaires | Premium | FALSE | [9 empty] | 9/23/2015 | Dimmable | Continuous (Can dim down to ≤ 10% (W)) | No |  |  | 5100 | 109 | 47 | 20 | 0.9 | 5000 | 82
PHH3YFR6 | GE Lighting Solutions | GE Lumination | IS-[1, C, S]4-D-A2-M-[V, D]-XXXX | Indoor Luminaires | Linear Ambient | Direct Linear Ambient Luminaires | Standard | FALSE | [9 empty] | 9/23/2015 | Dimmable | Continuous (Can dim down to ≤ 10% (W)) | No |  |  | 3850 | 104 | 37 | 20 | 0.9 | 3500 | 83
PEHQ34X9 | GE Lighting Solutions | GE Lumination | IS-[1, C, S]4-D-A3-M-[V, D]-XXXX | Indoor Luminaires | Linear Ambient | Direct Linear Ambient Luminaires | Standard | FALSE | [9 empty] | 9/23/2015 | Dimmable | Continuous (Can dim down to ≤ 10% (W)) | No |  |  | 4050 | 109 | 37 | 20 | 0.9 | 4000 | 83
P5XUWRJR | GE Lighting Solutions | GE Lumination | IS-[1, C, S]4-D-A5-M-[V, D]-XXXX | Indoor Luminaires | Linear Ambient | Direct Linear Ambient Luminaires | Premium | FALSE | [9 empty] | 9/23/2015 | Dimmable | Continuous (Can dim down to ≤ 10% (W)) | No |  |  | 4150 | 112 | 37 | 20 | 0.9 | 5000 | 82
PXD16JZZ | GE Lighting Solutions | GE Lumination | IS-[1, C, S]4-D-B2-M-[V, D]-XXXX | Indoor Luminaires | Linear Ambient | Direct Linear Ambient Luminaires | Standard | FALSE | [9 empty] | 9/23/2015 | Dimmable | Continuous (Can dim down to ≤ 10% (W)) | No |  |  | 4750 | 101 | 47 | 20 | 0.9 | 3500 | 83
PFGVYG6Y | GE Lighting Solutions | GE Lumination | IS-[1, C, S]4-D-B3-M-[V, D]-XXXX | Indoor Luminaires | Linear Ambient | Direct Linear Ambient Luminaires | Standard | FALSE | [9 empty] | 9/23/2015 | Dimmable | Continuous (Can dim down to ≤ 10% (W)) | No |  |  | 5000 | 106 | 47 | 20 | 0.9 | 4000 | 83
PWS31TUX | GE Lighting Solutions | GE Lumination | IS-[1, C, S]4-D-E2-M-[V, D]-XXXX | Indoor Luminaires | Linear Ambient | Direct Linear Ambient Luminaires | Standard | FALSE | [9 empty] | 9/23/2015 | Dimmable | Continuous (Can dim down to ≤ 10% (W)) | No |  |  | 3850 | 104 | 37 | 20 | 0.9 | 3500 | 83
P6P5666V | GE Lighting Solutions | GE Lumination | IS-[1, C, S]4-D-E3-M-[V, D]-XXXX | Indoor Luminaires | Linear Ambient | Direct Linear Ambient Luminaires | Standard | FALSE | [9 empty] | 9/23/2015 | Dimmable | Continuous (Can dim down to ≤ 10% (W)) | No |  |  | 4050 | 109 | 37 | 20 | 0.9 | 4000 | 83
PEB272F8 | GE Lighting Solutions | GE Lumination | IS-[1, C, S]4-D-E5-M-[V, D]-XXXX | Indoor Luminaires | Linear Ambient | Direct Linear Ambient Luminaires | Premium | FALSE | [9 empty] | 9/23/2015 | Dimmable | Continuous (Can dim down to ≤ 10% (W)) | No |  |  | 4150 | 112 | 37 | 20 | 0.9 | 5000 | 82
PB5DX1K7 | GE Lighting Solutions | GE Lumination | IS-[1, C, S]4-D-F2-M-[V, D]-XXXX | Indoor Luminaires | Linear Ambient | Direct Linear Ambient Luminaires | Standard | FALSE | [9 empty] | 9/23/2015 | Dimmable | Continuous (Can dim down to ≤ 10% (W)) | No |  |  | 4750 | 101 | 47 | 20 | 0.9 | 3500 | 83
PEP3MB3B | GE Lighting Solutions | GE Lumination | IS-[1, C, S]4-D-F3-M-[V, D]-XXXX | Indoor Luminaires | Linear Ambient | Direct Linear Ambient Luminaires | Standard | FALSE | [9 empty] | 9/23/2015 | Dimmable | Continuous (Can dim down to ≤ 10% (W)) | No |  |  | 5000 | 106 | 47 | 20 | 0.9 | 4000 | 83
PX7F2EBK | GE Lighting Solutions | GE Lumination | IS-[1, C, S]4-D-F5-M-[V, D]-XXXX | Indoor Luminaires | Linear Ambient | Direct Linear Ambient Luminaires | Premium | FALSE | [9 empty] | 9/23/2015 | Dimmable | Continuous (Can dim down to ≤ 10% (W)) | No |  |  | 5100 | 109 | 47 | 20 | 0.9 | 5000 | 82
P3Z2KAD3 | GE Lighting Solutions | GE Lumination | IS-[1, C, S]4-D-J2-M-[V, D]-XXXX | Indoor Luminaires | Linear Ambient | Direct Linear Ambient Luminaires | Standard | FALSE | [9 empty] | 9/23/2015 | Dimmable | Continuous (Can dim down to ≤ 10% (W)) | No |  |  | 3850 | 104 | 37 | 20 | 0.9 | 3500 | 83
PQN7NBZV | GE Lighting Solutions | GE Lumination | IS-[1, C, S]4-D-J3-M-[V, D]-XXXX | Indoor Luminaires | Linear Ambient | Direct Linear Ambient Luminaires | Standard | FALSE | [9 empty] | 9/23/2015 | Dimmable | Continuous (Can dim down to ≤ 10% (W)) | No |  |  | 4050 | 109 | 37 | 20 | 0.9 | 4000 | 83
PXZD2H11 | GE Lighting Solutions | GE Lumination | IS-[1, C, S]4-D-J5-M-[V, D]-XXXX | Indoor Luminaires | Linear Ambient | Direct Linear Ambient Luminaires | Premium | FALSE | [9 empty] | 9/23/2015 | Dimmable | Continuous (Can dim down to ≤ 10% (W)) | No |  |  | 4150 | 112 | 37 | 20 | 0.9 | 5000 | 82
PACV5CTS | GE Lighting Solutions | GE Lumination | IS-[1, C, S]4-D-K2-M-[V, D]-XXXX | Indoor Luminaires | Linear Ambient | Direct Linear Ambient Luminaires | Standard | FALSE | [9 empty] | 9/23/2015 | Dimmable | Continuous (Can dim down to ≤ 10% (W)) | No |  |  | 4750 | 101 | 47 | 20 | 0.9 | 3500 | 83
PEWEWDYH | GE Lighting Solutions | GE Lumination | IS-[1, C, S]4-D-K3-M-[V, D]-XXXX | Indoor Luminaires | Linear Ambient | Direct Linear Ambient Luminaires | Standard | FALSE | [9 empty] | 9/23/2015 | Dimmable | Continuous (Can dim down to ≤ 10% (W)) | No |  |  | 5000 | 106 | 47 | 20 | 0.9 | 4000 | 83
PFMMZFDZ | GE Lighting Solutions | GE Lumination | IS-[1, C, S]4-D-K5-M-[V, D]-XXXX | Indoor Luminaires | Linear Ambient | Direct Linear Ambient Luminaires | Premium | FALSE | [9 empty] | 9/23/2015 | Dimmable | Continuous (Can dim down to ≤ 10% (W)) | No |  |  | 5100 | 109 | 47 | 20 | 0.9 | 5000 | 82
PYJWPDXZ | GE Lighting Solutions | GE Lumination | IS-[1, C, S]4-0-A5-M-[V, D]-XXXX | Indoor Luminaires | Linear Ambient | Direct Linear Ambient Luminaires | Premium | FALSE | [9 empty] | 9/23/2015 | Dimmable | Continuous (Can dim down to ≤ 10% (W)) | No |  |  | 4300 | 130 | 33 | 20 | 0.9 | 5000 | 82
PTCYZR65 | GE Lighting Solutions | GE Lumination | IS-[1, C, S]4-0-B5-M-[V, D]-XXXX | Indoor Luminaires | Linear Ambient | Direct Linear Ambient Luminaires | Premium | FALSE | [9 empty] | 9/23/2015 | Dimmable | Continuous (Can dim down to ≤ 10% (W)) | No |  | 3 | 5300 | 126 | 42 | 20 | 0.9 | 5000 | 82
P52MTY5Q | GE Lighting Solutions | GE Lumination | IS-[1, C, S]4-0-E2-M-[V, D]-XXXX | Indoor Luminaires | Linear Ambient | Direct Linear Ambient Luminaires | Premium | FALSE | [9 empty] | 9/23/2015 | Dimmable | Continuous (Can dim down to ≤ 10% (W)) | No |  |  | 4000 | 121 | 33 | 20 | 0.9 | 3500 | 83
PT68TFWR | GE Lighting Solutions | GE Lumination | IS-[1, C, S]4-0-E3-M-[V, D]-XXXX | Indoor Luminaires | Linear Ambient | Direct Linear Ambient Luminaires | Premium | FALSE | [9 empty] | 9/23/2015 | Dimmable | Continuous (Can dim down to ≤ 10% (W)) | No |  |  | 4200 | 127 | 33 | 20 | 0.9 | 4000 | 83
PB88H4GY | GE Lighting Solutions | GE Lumination | IS-[1, C, S]4-0-E5-M-[V, D]-XXXX | Indoor Luminaires | Linear Ambient | Direct Linear Ambient Luminaires | Premium | FALSE | [9 empty] | 9/23/2015 | Dimmable | Continuous (Can dim down to ≤ 10% (W)) | No |  |  | 4300 | 130 | 33 | 20 | 0.9 | 5000 | 82
PSXH8DQ2 | GE Lighting Solutions | GE Lumination | IS-[1, C, S]4-0-F2-M-[V, D]-XXXX | Indoor Luminaires | Linear Ambient | Direct Linear Ambient Luminaires | Premium | FALSE | [9 empty] | 9/23/2015 | Dimmable | Continuous (Can dim down to ≤ 10% (W)) | No |  |  | 4950 | 118 | 42 | 20 | 0.9 | 3500 | 83
PZFQDWGB | GE Lighting Solutions | GE Lumination | IS-[1, C, S]4-0-F3-M-[V, D]-XXXX | Indoor Luminaires | Linear Ambient | Direct Linear Ambient Luminaires | Premium | FALSE | [9 empty] | 9/23/2015 | Dimmable | Continuous (Can dim down to ≤ 10% (W)) | No |  |  | 5200 | 124 | 42 | 20 | 0.9 | 4000 | 83
P93RTCGE | GE Lighting Solutions | GE Lumination | IS-[1, C, S]4-0-F5-M-[V, D]-XXXX | Indoor Luminaires | Linear Ambient | Direct Linear Ambient Luminaires | Premium | FALSE | [9 empty] | 9/23/2015 | Dimmable | Continuous (Can dim down to ≤ 10% (W)) | No |  |  | 5300 | 126 | 42 | 20 | 0.9 | 5000 | 82
PPX68BHR | GE Lighting Solutions | GE Lumination | IS-[1, C, S]4-0-J2-M-[V, D]-XXXX | Indoor Luminaires | Linear Ambient | Direct Linear Ambient Luminaires | Premium | FALSE | [9 empty] | 9/23/2015 | Dimmable | Continuous (Can dim down to ≤ 10% (W)) | No |  |  | 4000 | 121 | 33 | 20 | 0.9 | 3500 | 83
PEZRWZFP | GE Lighting Solutions | GE Lumination | IS-[1, C, S]4-0-J3-M-[V, D]-XXXX | Indoor Luminaires | Linear Ambient | Direct Linear Ambient Luminaires | Premium | FALSE | [9 empty] | 9/23/2015 | Dimmable | Continuous (Can dim down to ≤ 10% (W)) | No |  |  | 4200 | 127 | 33 | 20 | 0.9 | 4000 | 83
PDCUUQX3 | GE Lighting Solutions | GE Lumination | IS-[1, C, S]4-0-J5-M-[V, D]-XXXX | Indoor Luminaires | Linear Ambient | Direct Linear Ambient Luminaires | Premium | FALSE | [9 empty] | 9/23/2015 | Dimmable | Continuous (Can dim down to ≤ 10% (W)) | No |  |  | 4300 | 130 | 33 | 20 | 0.9 | 5000 | 82
P1TPVPQC | GE Lighting Solutions | GE Lumination | IS-[1, C, S]4-0-K2-M-[V, D]-XXXX | Indoor Luminaires | Linear Ambient | Direct Linear Ambient Luminaires | Premium | FALSE | [9 empty] | 9/23/2015 | Dimmable | Continuous (Can dim down to ≤ 10% (W)) | No |  |  | 4950 | 118 | 42 | 20 | 0.9 | 3500 | 83
PESZ19TD | GE Lighting Solutions | GE Lumination | IS-[1, C, S]4-0-K3-M-[V, D]-XXXX | Indoor Luminaires | Linear Ambient | Direct Linear Ambient Luminaires | Premium | FALSE | [9 empty] | 9/23/2015 | Dimmable | Continuous (Can dim down to ≤ 10% (W)) | No |  |  | 5200 | 124 | 42 | 20 | 0.9 | 4000 | 83
PANACFMV | GE Lighting Solutions | GE Lumination | IS-[1, C, S]4-0-K5-M-[V, D]-XXXX | Indoor Luminaires | Linear Ambient | Direct Linear Ambient Luminaires | Premium | FALSE | [9 empty] | 9/23/2015 | Dimmable | Continuous (Can dim down to ≤ 10% (W)) | No |  |  | 5300 | 126 | 42 | 20 | 0.9 | 5000 | 82
P179XVNY | GE Lighting Solutions | GE Lumination | IS-[1, C, S]4-0-A3-M-[V, D]-XXXX-EL | Indoor Luminaires | Linear Ambient | Direct Linear Ambient Luminaires | Standard | FALSE | [9 empty] | 9/23/2015 | Dimmable | Continuous (Can dim down to ≤ 10% (W)) | No |  |  | 4050 | 107 | 38 | 20 | 0.9 | 4000 | 83
PDTPX4N9 | GE Lighting Solutions | GE Lumination | IS-[1, C, S]4-0-A5-M-[V, D]-XXXX-EL | Indoor Luminaires | Linear Ambient | Direct Linear Ambient Luminaires | Premium | FALSE | [9 empty] | 9/23/2015 | Dimmable | Continuous (Can dim down to ≤ 10% (W)) | No |  |  | 4150 | 109 | 38 | 20 | 0.9 | 5000 | 82
PT46KEX5 | GE Lighting Solutions | Albeo | ALC5D1V48D8xxxxxxxxxxx | Indoor Luminaires | Linear Ambient | Direct Linear Ambient Luminaires | Premium | TRUE | 12847.8 | 111.4 | 115.3 | 8.7 | 0.99 | 3882 | 83 | 5 | 100000 | 10/12/2015 | Dimmable | Continuous (Can dim down to ≤ 10% (W)) | Yes |  | 3 | 13095 | 112 | 117 | 20 | 0.9 | 4000 | 80
PVZWFN77 | GE Lighting Solutions | Albeo | ALC5D1T48D4xxxxxxxxxxx | Indoor Luminaires | Linear Ambient | Direct Linear Ambient Luminaires | Premium | TRUE | 2892.2 | 110 | 26.3 | 18 | 0.91 | 3863 | 83.2 | 5 | 100000 | 10/12/2015 | Dimmable | Continuous (Can dim down to ≤ 10% (W)) | Yes |  | 3 | 2958.5 | 110 | 27 | 20 | 0.9 | 4000 | 80
PCU79HXN | GE Lighting Solutions | Albeo | ALC5D1H4814xxxxxxxxxxx | Indoor Luminaires | Linear Ambient | Direct Linear Ambient Luminaires | Premium | FALSE | [9 empty] | 10/12/2015 | Dimmable | Continuous (Can dim down to ≤ 10% (W)) | Yes |  |  | 4850 | 118 | 41 | 20 | 0.9 | 4000 | 80
PQ2HSJ74 | GE Lighting Solutions | Albeo | ALC5D1H4884xxxxxxxxxxx | Indoor Luminaires | Linear Ambient | Direct Linear Ambient Luminaires | Premium | FALSE | [9 empty] | 10/12/2015 | Dimmable | Continuous (Can dim down to ≤ 10% (W)) | Yes |  |  | 4753 | 116 | 41 | 20 | 0.9 | 4000 | 80
P84MSFAP | GE Lighting Solutions | Albeo | ALC5D1H48D4xxxxxxxxxxx | Indoor Luminaires | Linear Ambient | Direct Linear Ambient Luminaires | Premium | FALSE | [9 empty] | 10/12/2015 | Dimmable | Continuous (Can dim down to ≤ 10% (W)) | Yes |  |  | 4704.5 | 115 | 41 | 20 | 0.9 | 4000 | 80
PR7XHNG9 | GE Lighting Solutions | Albeo | ALC5D1V4814xxxxxxxxxxx | Indoor Luminaires | Linear Ambient | Direct Linear Ambient Luminaires | Premium | FALSE | [9 empty] | 10/12/2015 | Dimmable | Continuous (Can dim down to ≤ 10% (W)) | Yes |  |  | 6750 | 116 | 58 | 20 | 0.9 | 4000 | 80
P28PQGKB | GE Lighting Solutions | Albeo | ALC5D1V4884xxxxxxxxxxx | Indoor Luminaires | Linear Ambient | Direct Linear Ambient Luminaires | Premium | FALSE | [9 empty] | 10/12/2015 | Dimmable | Continuous (Can dim down to ≤ 10% (W)) | Yes |  |  | 6615 | 114 | 58 | 20 | 0.9 | 4000 | 80
P5526E4C | GE Lighting Solutions | Albeo | ALC5D1V48D4xxxxxxxxxxx | Indoor Luminaires | Linear Ambient | Direct Linear Ambient Luminaires | Premium | FALSE | [9 empty] | 10/12/2015 | Dimmable | Continuous (Can dim down to ≤ 10% (W)) | Yes |  |  | 6547.5 | 113 | 58 | 20 | 0.9 | 4000 | 80
PP7XTQCX | GE Lighting Solutions | Albeo | ALC5D1T5814xxxxxxxxxxx | Indoor Luminaires | Linear Ambient | Direct Linear Ambient Luminaires | Premium | FALSE | [9 empty] | 10/12/2015 | Dimmable | Continuous (Can dim down to ≤ 10% (W)) | Yes |  |  | 3250 | 120 | 27 | 20 | 0.9 | 5000 | 80
P5KYG6UX | GE Lighting Solutions | Albeo | ALC5D1T5884xxxxxxxxxxx | Indoor Luminaires | Linear Ambient | Direct Linear Ambient Luminaires | Premium | FALSE | [9 empty] | 10/12/2015 | Dimmable | Continuous (Can dim down to ≤ 10% (W)) | Yes |  |  | 3185 | 118 | 27 | 20 | 0.9 | 5000 | 80
PXJ15QNY | GE Lighting Solutions | Albeo | ALC5D1T58D4xxxxxxxxxxx | Indoor Luminaires | Linear Ambient | Direct Linear Ambient Luminaires | Premium | FALSE | [9 empty] | 10/12/2015 | Dimmable | Continuous (Can dim down to ≤ 10% (W)) | Yes |  |  | 3152.5 | 117 | 27 | 20 | 0.9 | 5000 | 80
P45BCW3C | GE Lighting Solutions | Albeo | ALC5D1H5814xxxxxxxxxxx | Indoor Luminaires | Linear Ambient | Direct Linear Ambient Luminaires | Premium | FALSE | [9 empty] | 10/12/2015 | Dimmable | Continuous (Can dim down to ≤ 10% (W)) | Yes |  |  | 5250 | 128 | 41 | 20 | 0.9 | 5000 | 80
P9VWBGMB | GE Lighting Solutions | Albeo | ALC5D1H5884xxxxxxxxxxx | Indoor Luminaires | Linear Ambient | Direct Linear Ambient Luminaires | Premium | FALSE | [9 empty] | 10/12/2015 | Dimmable | Continuous (Can dim down to ≤ 10% (W)) | Yes |  |  | 5145 | 125 | 41 | 20 | 0.9 | 5000 | 80
PAAZ7EN7 | GE Lighting Solutions | Albeo | ALC5D1H58D4xxxxxxxxxxx | Indoor Luminaires | Linear Ambient | Direct Linear Ambient Luminaires | Premium | FALSE | [9 empty] | 10/12/2015 | Dimmable | Continuous (Can dim down to ≤ 10% (W)) | Yes |  |  | 5092.5 | 124 | 41 | 20 | 0.9 | 5000 | 80
PYZHM2QH | GE Lighting Solutions | Albeo | ALC5D1V5814xxxxxxxxxxx | Indoor Luminaires | Linear Ambient | Direct Linear Ambient Luminaires | Premium | FALSE | [9 empty] | 10/12/2015 | Dimmable | Continuous (Can dim down to ≤ 10% (W)) | Yes |  |  | 7250 | 125 | 58 | 20 | 0.9 | 5000 | 80
PWBBZRQV | GE Lighting Solutions | Albeo | ALC5D1V5884xxxxxxxxxxx | Indoor Luminaires | Linear Ambient | Direct Linear Ambient Luminaires | Premium | FALSE | [9 empty] | 10/12/2015 | Dimmable | Continuous (Can dim down to ≤ 10% (W)) | Yes |  |  | 7105 | 123 | 58 | 20 | 0.9 | 5000 | 80
PBWR4KU5 | GE Lighting Solutions | Albeo | ALC5D1V58D4xxxxxxxxxxx | Indoor Luminaires | Linear Ambient | Direct Linear Ambient Luminaires | Premium | FALSE | [9 empty] | 10/12/2015 | Dimmable | Continuous (Can dim down to ≤ 10% (W)) | Yes |  |  | 7032.5 | 121 | 58 | 20 | 0.9 | 5000 | 80
PZCEYHVW | GE Lighting Solutions | Albeo | ALC5D1T4818xxxxxxxxxxx | Indoor Luminaires | Linear Ambient | Direct Linear Ambient Luminaires | Premium | FALSE | [9 empty] | 10/12/2015 | Dimmable | Continuous (Can dim down to ≤ 10% (W)) | Yes |  |  | 5800 | 129 | 45 | 20 | 0.9 | 4000 | 80
PJA7JA1E | GE Lighting Solutions | Albeo | ALC5D1T4888xxxxxxxxxxx | Indoor Luminaires | Linear Ambient | Direct Linear Ambient Luminaires | Premium | FALSE | [9 empty] | 10/12/2015 | Dimmable | Continuous (Can dim down to ≤ 10% (W)) | Yes |  |  | 5684 | 126 | 45 | 20 | 0.9 | 4000 | 80
PE425N5P | GE Lighting Solutions | Albeo | ALC5D1T48D8xxxxxxxxxxx | Indoor Luminaires | Linear Ambient | Direct Linear Ambient Luminaires | Premium | FALSE | [9 empty] | 10/12/2015 | Dimmable | Continuous (Can dim down to ≤ 10% (W)) | Yes |  |  | 5626 | 125 | 45 | 20 | 0.9 | 4000 | 80
PTUM27R8 | GE Lighting Solutions | Albeo | ALC5D1H4818xxxxxxxxxxx | Indoor Luminaires | Linear Ambient | Direct Linear Ambient Luminaires | Premium | FALSE | [9 empty] | 10/12/2015 | Dimmable | Continuous (Can dim down to ≤ 10% (W)) | Yes |  |  | 9700 | 123 | 79 | 20 | 0.9 | 4000 | 80
PQJD54B8 | GE Lighting Solutions | Albeo | ALC5D1H4888xxxxxxxxxxx | Indoor Luminaires | Linear Ambient | Direct Linear Ambient Luminaires | Premium | FALSE | [9 empty] | 10/12/2015 | Dimmable | Continuous (Can dim down to ≤ 10% (W)) | Yes |  |  | 9506 | 120 | 79 | 20 | 0.9 | 4000 | 80
PXCXU4XM | GE Lighting Solutions | Albeo | ALC5D1H48D8xxxxxxxxxxx | Indoor Luminaires | Linear Ambient | Direct Linear Ambient Luminaires | Premium | FALSE | [9 empty] | 10/12/2015 | Dimmable | Continuous (Can dim down to ≤ 10% (W)) | Yes |  |  | 9409 | 119 | 79 | 20 | 0.9 | 4000 | 80
PADQRYQ7 | GE Lighting Solutions | Albeo | ALC5D1V4818xxxxxxxxxxx | Indoor Luminaires | Linear Ambient | Direct Linear Ambient Luminaires | Premium | FALSE | [9 empty] | 10/12/2015 | Dimmable | Continuous (Can dim down to ≤ 10% (W)) | Yes |  |  | 13500 | 115 | 117 | 20 | 0.9 | 4000 | 80
P2Z87YSG | GE Lighting Solutions | Albeo | ALC5D1V4888xxxxxxxxxxx | Indoor Luminaires | Linear Ambient | Direct Linear Ambient Luminaires | Premium | FALSE | [9 empty] | 10/12/2015 | Dimmable | Continuous (Can dim down to ≤ 10% (W)) | Yes |  |  | 13230 | 113 | 117 | 20 | 0.9 | 4000 | 80
PUZVGWCY | GE Lighting Solutions | Albeo | ALC5x1T4814xxxxxxxxxxx | Indoor Luminaires | Linear Ambient | Direct Linear Ambient Luminaires | Premium | FALSE | [9 empty] | 10/12/2015 | Dimmable | Continuous (Can dim down to ≤ 10% (W)) | Yes |  |  | 3050 | 133 | 23 | 20 | 0.9 | 4000 | 80
PMT8MTSM | GE Lighting Solutions | Albeo | ALC5x1T4884xxxxxxxxxxx | Indoor Luminaires | Linear Ambient | Direct Linear Ambient Luminaires | Premium | FALSE | [9 empty] | 10/12/2015 | Dimmable | Continuous (Can dim down to ≤ 10% (W)) | Yes |  |  | 2989 | 130 | 23 | 20 | 0.9 | 4000 | 80
PDYM2AAZ | GE Lighting Solutions | Albeo | ALC5x1T48D4xxxxxxxxxxx | Indoor Luminaires | Linear Ambient | Direct Linear Ambient Luminaires | Premium | FALSE | [9 empty] | 10/12/2015 | Dimmable | Continuous (Can dim down to ≤ 10% (W)) | Yes |  |  | 2958.5 | 129 | 23 | 20 | 0.9 | 4000 | 80
PUHA8XC8 | GE Lighting Solutions | Albeo | ALC5x1H4814xxxxxxxxxxx | Indoor Luminaires | Linear Ambient | Direct Linear Ambient Luminaires | Premium | FALSE | [9 empty] | 10/12/2015 | Dimmable | Continuous (Can dim down to ≤ 10% (W)) | Yes |  |  | 4850 | 128 | 38 | 20 | 0.9 | 4000 | 80
PPB63R8P | GE Lighting Solutions | Albeo | ALC5x1H4884xxxxxxxxxxx | Indoor Luminaires | Linear Ambient | Direct Linear Ambient Luminaires | Premium | FALSE | [9 empty] | 10/12/2015 | Dimmable | Continuous (Can dim down to ≤ 10% (W)) | Yes |  |  | 4753 | 125 | 38 | 20 | 0.9 | 4000 | 80
P4Z786J3 | GE Lighting Solutions | Albeo | ALC5x1H48D4xxxxxxxxxxx | Indoor Luminaires | Linear Ambient | Direct Linear Ambient Luminaires | Premium | FALSE | [9 empty] | 10/12/2015 | Dimmable | Continuous (Can dim down to ≤ 10% (W)) | Yes |  |  | 4704.5 | 124 | 38 | 20 | 0.9 | 4000 | 80
PSDPFD6Z | GE Lighting Solutions | Albeo | ALC5x1V4814xxxxxxxxxxx | Indoor Luminaires | Linear Ambient | Direct Linear Ambient Luminaires | Premium | FALSE | [9 empty] | 10/12/2015 | Dimmable | Continuous (Can dim down to ≤ 10% (W)) | Yes |  |  | 6750 | 123 | 55 | 20 | 0.9 | 4000 | 80
PK3BQ3UA | GE Lighting Solutions | Albeo | ALC5x1V4884xxxxxxxxxxx | Indoor Luminaires | Linear Ambient | Direct Linear Ambient Luminaires | Premium | FALSE | [9 empty] | 10/12/2015 | Dimmable | Continuous (Can dim down to ≤ 10% (W)) | Yes |  |  | 6615 | 120 | 55 | 20 | 0.9 | 4000 | 80
PRVH8AZ7 | GE Lighting Solutions | Albeo | ALC5x1V48D4xxxxxxxxxxx | Indoor Luminaires | Linear Ambient | Direct Linear Ambient Luminaires | Premium | FALSE | [9 empty] | 10/12/2015 | Dimmable | Continuous (Can dim down to ≤ 10% (W)) | Yes |  |  | 6547.5 | 119 | 55 | 20 | 0.9 | 4000 | 80
PRCUCU7J | GE Lighting Solutions | Albeo | ALC5x1T5814xxxxxxxxxxx | Indoor Luminaires | Linear Ambient | Direct Linear Ambient Luminaires | Premium | FALSE | [9 empty] | 10/12/2015 | Dimmable | Continuous (Can dim down to ≤ 10% (W)) | Yes |  |  | 3250 | 141 | 23 | 20 | 0.9 | 5000 | 80
P9P4E26B | GE Lighting Solutions | Albeo | ALC5x1T5884xxxxxxxxxxx | Indoor Luminaires | Linear Ambient | Direct Linear Ambient Luminaires | Premium | FALSE | [9 empty] | 10/12/2015 | Dimmable | Continuous (Can dim down to ≤ 10% (W)) | Yes |  |  | 3185 | 138 | 23 | 20 | 0.9 | 5000 | 80
PDX3UFJC | GE Lighting Solutions | Albeo | ALC5x1T58D4xxxxxxxxxxx | Indoor Luminaires | Linear Ambient | Direct Linear Ambient Luminaires | Premium | FALSE | [9 empty] | 10/12/2015 | Dimmable | Continuous (Can dim down to ≤ 10% (W)) | Yes |  |  | 3152.5 | 137 | 23 | 20 | 0.9 | 5000 | 80
PH4NXPPN | GE Lighting Solutions | Albeo | ALC5x1H5814xxxxxxxxxxx | Indoor Luminaires | Linear Ambient | Direct Linear Ambient Luminaires | Premium | FALSE | [9 empty] | 10/12/2015 | Dimmable | Continuous (Can dim down to ≤ 10% (W)) | Yes |  |  | 5250 | 138 | 38 | 20 | 0.9 | 5000 | 80
PDZ95U5A | GE Lighting Solutions | Albeo | ALC5x1H5884xxxxxxxxxxx | Indoor Luminaires | Linear Ambient | Direct Linear Ambient Luminaires | Premium | FALSE | [9 empty] | 10/12/2015 | Dimmable | Continuous (Can dim down to ≤ 10% (W)) | Yes |  |  | 5145 | 135 | 38 | 20 | 0.9 | 5000 | 80
PB4DV9RM | GE Lighting Solutions | Albeo | ALC5x1H58D4xxxxxxxxxxx | Indoor Luminaires | Linear Ambient | Direct Linear Ambient Luminaires | Premium | FALSE | [9 empty] | 10/12/2015 | Dimmable | Continuous (Can dim down to ≤ 10% (W)) | Yes |  |  | 5092.5 | 134 | 38 | 20 | 0.9 | 5000 | 80
PQHKAY8M | GE Lighting Solutions | Albeo | ALC5x1V5814xxxxxxxxxxx | Indoor Luminaires | Linear Ambient | Direct Linear Ambient Luminaires | Premium | FALSE | [9 empty] | 10/12/2015 | Dimmable | Continuous (Can dim down to ≤ 10% (W)) | Yes |  |  | 7250 | 132 | 55 | 20 | 0.9 | 5000 | 80
P7RQ5Q5G | GE Lighting Solutions | Albeo | ALC5x1V5884xxxxxxxxxxx | Indoor Luminaires | Linear Ambient | Direct Linear Ambient Luminaires | Premium | FALSE | [9 empty] | 10/12/2015 | Dimmable | Continuous (Can dim down to ≤ 10% (W)) | Yes |  |  | 7105 | 129 | 55 | 20 | 0.9 | 5000 | 80
PHGQFU65 | GE Lighting Solutions | Albeo | ALC5x1V58D4xxxxxxxxxxx | Indoor Luminaires | Linear Ambient | Direct Linear Ambient Luminaires | Premium | FALSE | [9 empty] | 10/12/2015 | Dimmable | Continuous (Can dim down to ≤ 10% (W)) | Yes |  |  | 7032.5 | 128 | 55 | 20 | 0.9 | 5000 | 80
PZ4JHAAC | GE Lighting Solutions | Albeo | ALC5x1T4818xxxxxxxxxxx | Indoor Luminaires | Linear Ambient | Direct Linear Ambient Luminaires | Premium | FALSE | [9 empty] | 10/12/2015 | Dimmable | Continuous (Can dim down to ≤ 10% (W)) | Yes |  |  | 5800 | 141 | 41 | 20 | 0.9 | 4000 | 80
P3Y8G424 | GE Lighting Solutions | Albeo | ALC5x1T4888xxxxxxxxxxx | Indoor Luminaires | Linear Ambient | Direct Linear Ambient Luminaires | Premium | FALSE | [9 empty] | 10/12/2015 | Dimmable | Continuous (Can dim down to ≤ 10% (W)) | Yes |  |  | 5684 | 139 | 41 | 20 | 0.9 | 4000 | 80
PWBXZQBF | GE Lighting Solutions | Albeo | ALC5x1T48D8xxxxxxxxxxx | Indoor Luminaires | Linear Ambient | Direct Linear Ambient Luminaires | Premium | FALSE | [9 empty] | 10/12/2015 | Dimmable | Continuous (Can dim down to ≤ 10% (W)) | Yes |  |  | 5626 | 137 | 41 | 20 | 0.9 | 4000 | 80
PJUADA44 | GE Lighting Solutions | Albeo | ALC5x1H4818xxxxxxxxxxx | Indoor Luminaires | Linear Ambient | Direct Linear Ambient Luminaires | Premium | FALSE | [9 empty] | 10/12/2015 | Dimmable | Continuous (Can dim down to ≤ 10% (W)) | Yes |  |  | 9700 | 129 | 75 | 20 | 0.9 | 4000 | 80
PXYQQUR1 | GE Lighting Solutions | Albeo | ALC5x1H4888xxxxxxxxxxx | Indoor Luminaires | Linear Ambient | Direct Linear Ambient Luminaires | Premium | FALSE | [9 empty] | 10/12/2015 | Dimmable | Continuous (Can dim down to ≤ 10% (W)) | Yes |  |  | 9506 | 127 | 75 | 20 | 0.9 | 4000 | 80
PPB3X7JD | GE Lighting Solutions | Albeo | ALC5x1H48D8xxxxxxxxxxx | Indoor Luminaires | Linear Ambient | Direct Linear Ambient Luminaires | Premium | FALSE | [9 empty] | 10/12/2015 | Dimmable | Continuous (Can dim down to ≤ 10% (W)) | Yes |  |  | 9409 | 125 | 75 | 20 | 0.9 | 4000 | 80
P2RXWCPW | GE Lighting Solutions | Albeo | ALC5x1V4818xxxxxxxxxxx | Indoor Luminaires | Linear Ambient | Direct Linear Ambient Luminaires | Premium | FALSE | [9 empty] | 10/12/2015 | Dimmable | Continuous (Can dim down to ≤ 10% (W)) | Yes |  |  | 13500 | 122 | 111 | 20 | 0.9 | 4000 | 80
PE3RD5YQ | GE Lighting Solutions | Albeo | ALC5x1V4888xxxxxxxxxxx | Indoor Luminaires | Linear Ambient | Direct Linear Ambient Luminaires | Premium | FALSE | [9 empty] | 10/12/2015 | Dimmable | Continuous (Can dim down to ≤ 10% (W)) | Yes |  |  | 13230 | 119 | 111 | 20 | 0.9 | 4000 | 80
PKHDAGHF | GE Lighting Solutions | Albeo | ALC5x1V48D8xxxxxxxxxxx | Indoor Luminaires | Linear Ambient | Direct Linear Ambient Luminaires | Premium | FALSE | [9 empty] | 10/12/2015 | Dimmable | Continuous (Can dim down to ≤ 10% (W)) | Yes |  |  | 13095 | 118 | 111 | 20 | 0.9 | 4000 | 80
PAU2JMDH | GE Lighting Solutions | Albeo | ALC5x1T5818xxxxxxxxxxx | Indoor Luminaires | Linear Ambient | Direct Linear Ambient Luminaires | Premium | FALSE | [9 empty] | 10/12/2015 | Dimmable | Continuous (Can dim down to ≤ 10% (W)) | Yes |  |  | 6200 | 151 | 41 | 20 | 0.9 | 5000 | 80
PA4CS2CT | GE Lighting Solutions | Albeo | ALC5x1T5888xxxxxxxxxxx | Indoor Luminaires | Linear Ambient | Direct Linear Ambient Luminaires | Premium | FALSE | [9 empty] | 10/12/2015 | Dimmable | Continuous (Can dim down to ≤ 10% (W)) | Yes |  |  | 6076 | 148 | 41 | 20 | 0.9 | 5000 | 80
PCNT7QGS | GE Lighting Solutions | Albeo | ALC5x1T58D8xxxxxxxxxxx | Indoor Luminaires | Linear Ambient | Direct Linear Ambient Luminaires | Premium | FALSE | [9 empty] | 10/12/2015 | Dimmable | Continuous (Can dim down to ≤ 10% (W)) | Yes |  |  | 6014 | 147 | 41 | 20 | 0.9 | 5000 | 80
P69MZ2KD | GE Lighting Solutions | Albeo | ALC5x1H5818xxxxxxxxxxx | Indoor Luminaires | Linear Ambient | Direct Linear Ambient Luminaires | Premium | FALSE | [9 empty] | 10/12/2015 | Dimmable | Continuous (Can dim down to ≤ 10% (W)) | Yes |  |  | 10400 | 139 | 75 | 20 | 0.9 | 5000 | 80
P3ZXZA81 | GE Lighting Solutions | Albeo | ALC5x1H5888xxxxxxxxxxx | Indoor Luminaires | Linear Ambient | Direct Linear Ambient Luminaires | Premium | FALSE | [9 empty] | 10/12/2015 | Dimmable | Continuous (Can dim down to ≤ 10% (W)) | Yes |  |  | 10192 | 126 | 75 | 20 | 0.9 | 5000 | 80
P76M2KPE | GE Lighting Solutions | Albeo | ALC5x1H58D8xxxxxxxxxxx | Indoor Luminaires | Linear Ambient | Direct Linear Ambient Luminaires | Premium | FALSE | [9 empty] | 10/12/2015 | Dimmable | Continuous (Can dim down to ≤ 10% (W)) | Yes |  |  | 10088 | 135 | 75 | 20 | 0.9 | 5000 | 80
P9PWCW7G | GE Lighting Solutions | Albeo | ALC5x1V5818xxxxxxxxxxx | Indoor Luminaires | Linear Ambient | Direct Linear Ambient Luminaires | Premium | FALSE | [9 empty] | 10/12/2015 | Dimmable | Continuous (Can dim down to ≤ 10% (W)) | Yes |  |  | 14500 | 131 | 111 | 20 | 0.9 | 5000 | 80
P5WC3BZD | GE Lighting Solutions | Albeo | ALC5x1V5888xxxxxxxxxxx | Indoor Luminaires | Linear Ambient | Direct Linear Ambient Luminaires | Premium | FALSE | [9 empty] | 10/12/2015 | Dimmable | Continuous (Can dim down to ≤ 10% (W)) | Yes |  |  | 14210 | 128 | 111 | 20 | 0.9 | 5000 | 80
PVRVU3DH | GE Lighting Solutions | Albeo | ALC5x1V58D8xxxxxxxxxxx | Indoor Luminaires | Linear Ambient | Direct Linear Ambient Luminaires | Premium | FALSE | [9 empty] | 10/12/2015 | Dimmable | Continuous (Can dim down to ≤ 10% (W)) | Yes |  |  | 14065 | 127 | 111 | 20 | 0.9 | 5000 | 80
PEQ31D2F | GE Lighting Solutions | Albeo | ALC5D1T4814xxxxxxxxxxx | Indoor Luminaires | Linear Ambient | Direct Linear Ambient Luminaires | Premium | FALSE | [9 empty] | 10/12/2015 | Dimmable | Continuous (Can dim down to ≤ 10% (W)) | Yes |  |  | 3050 | 113 | 27 | 20 | 0.9 | 4000 | 80
PSFEE3N7 | GE Lighting Solutions | Albeo | ALC5D1T4884xxxxxxxxxxx | Indoor Luminaires | Linear Ambient | Direct Linear Ambient Luminaires | Premium | FALSE | [9 empty] | 10/12/2015 | Dimmable | Continuous (Can dim down to ≤ 10% (W)) | Yes |  |  | 2989 | 111 | 27 | 20 | 0.9 | 4000 | 80
P13QFYGS | GE Lighting Solutions | Albeo | ALC5D1T5818xxxxxxxxxxx | Indoor Luminaires | Linear Ambient | Direct Linear Ambient Luminaires | Premium | FALSE | [9 empty] | 10/12/2015 | Dimmable | Continuous (Can dim down to ≤ 10% (W)) | Yes |  |  | 6200 | 138 | 45 | 20 | 0.9 | 5000 | 80
P1DMTGBT | GE Lighting Solutions | Albeo | ALC5D1T5888xxxxxxxxxxx | Indoor Luminaires | Linear Ambient | Direct Linear Ambient Luminaires | Premium | FALSE | [9 empty] | 10/12/2015 | Dimmable | Continuous (Can dim down to ≤ 10% (W)) | Yes |  |  | 6076 | 135 | 45 | 20 | 0.9 | 5000 | 80
PR6MHABX | GE Lighting Solutions | Albeo | ALC5D1T58D8xxxxxxxxxxx | Indoor Luminaires | Linear Ambient | Direct Linear Ambient Luminaires | Premium | FALSE | [9 empty] | 10/12/2015 | Dimmable | Continuous (Can dim down to ≤ 10% (W)) | Yes |  |  | 6014 | 134 | 45 | 20 | 0.9 | 5000 | 80
PVF7EV2E | GE Lighting Solutions | Albeo | ALC5D1H5818xxxxxxxxxxx | Indoor Luminaires | Linear Ambient | Direct Linear Ambient Luminaires | Premium | FALSE | [9 empty] | 10/12/2015 | Dimmable | Continuous (Can dim down to ≤ 10% (W)) | Yes |  |  | 10400 | 132 | 79 | 20 | 0.9 | 5000 | 80
PJ2HZ9SJ | GE Lighting Solutions | Albeo | ALC5D1H5888xxxxxxxxxxx | Indoor Luminaires | Linear Ambient | Direct Linear Ambient Luminaires | Premium | FALSE | [9 empty] | 10/12/2015 | Dimmable | Continuous (Can dim down to ≤ 10% (W)) | Yes |  |  | 10192 | 129 | 79 | 20 | 0.9 | 5000 | 80
PKAJ9HQB | GE Lighting Solutions | Albeo | ALC5D1H58D8xxxxxxxxxxx | Indoor Luminaires | Linear Ambient | Direct Linear Ambient Luminaires | Premium | FALSE | [9 empty] | 10/12/2015 | Dimmable | Continuous (Can dim down to ≤ 10% (W)) | Yes |  |  | 10088 | 128 | 79 | 20 | 0.9 | 5000 | 80
PVWQSRYB | GE Lighting Solutions | Albeo | ALC5D1V5818xxxxxxxxxxx | Indoor Luminaires | Linear Ambient | Direct Linear Ambient Luminaires | Premium | FALSE | [9 empty] | 10/12/2015 | Dimmable | Continuous (Can dim down to ≤ 10% (W)) | Yes |  |  | 14500 | 124 | 117 | 20 | 0.9 | 5000 | 80
P7VCDWHF | GE Lighting Solutions | Albeo | ALC5D1V5888xxxxxxxxxxx | Indoor Luminaires | Linear Ambient | Direct Linear Ambient Luminaires | Premium | FALSE | [9 empty] | 10/12/2015 | Dimmable | Continuous (Can dim down to ≤ 10% (W)) | Yes |  |  | 14210 | 121 | 117 | 20 | 0.9 | 5000 | 80
PXTBDRNR | GE Lighting Solutions | Albeo | ALC5D1V58D8xxxxxxxxxxx | Indoor Luminaires | Linear Ambient | Direct Linear Ambient Luminaires | Premium | FALSE | [9 empty] | 10/12/2015 | Dimmable | Continuous (Can dim down to ≤ 10% (W)) | Yes |  |  | 14065 | 120 | 117 | 20 | 0.9 | 5000 | 80
PPEYYCXF | GE Lighting Solutions | Lumination | ALM20A3LW4AVBaabc | Indoor Luminaires | Linear Ambient | Direct Linear Ambient Luminaires | Standard | TRUE | 3885.2 | 101 | 38.6 | 20.3 | 0.93 | 3945 | 83 | 5 | 60000 | 4/12/2016 | Dimmable | Continuous (Can dim down to ≤ 10% (W)) | No |  | 3.1 | 4000 | 118 | 44 | 20 | 0.9 | 4000 | 80
P6UGAGY1 | GE Lighting Solutions | Lumination | ALM20A3SW4AVBaabc | Indoor Luminaires | Linear Ambient | Direct Linear Ambient Luminaires | Standard | TRUE | 4285.5 | 100.7 | 42.5 | 19.2 | 0.93 | 3943 | 82.9 | 5 | 60000 | 4/12/2016 | Dimmable | Continuous (Can dim down to ≤ 10% (W)) | No |  | 3.1 | 4400 | 116 | 48 | 20 | 0.9 | 4000 | 80
PV7PTAXA | GE Lighting Solutions | Lumination | ALM20A3TW4AVBaabc | Indoor Luminaires | Linear Ambient | Direct Linear Ambient Luminaires | Premium | TRUE | 5905.4 | 108.6 | 54.4 | 17.1 | 0.94 | 3950 | 83.3 | 5 | 60000 | 4/12/2016 | Dimmable | Continuous (Can dim down to ≤ 10% (W)) | No |  | 3.1 | 5900 | 126 | 57 | 20 | 0.9 | 4000 | 80
PERCJZXJ | GE Lighting Solutions | Lumination | ALM20A2LW4AVNSTNW | Indoor Luminaires | Linear Ambient | Direct Linear Ambient Luminaires | Premium | TRUE | 3812.9 | 112.6 | 33.9 | 11.2 | 0.95 | 3430 | 82.4 | 5 | 60000 | 8/9/2016 | Dimmable | Stepped | No |  | 3.1 | 3830.3 | 112.9 | 33.9 | 20 | 0.9 | 3500 | 80
P5AANXCQ | GE Lighting Solutions | Lumination | ALM20A2SW4AVNSTNW | Indoor Luminaires | Linear Ambient | Direct Linear Ambient Luminaires | Premium | FALSE | [9 empty] | 8/9/2016 | Dimmable | Stepped | No |  |  | 4195.7 | 111.3 | 37.7 | 20 | 0.9 | 3500 | 80
P7X9CJDH | GE Lighting Solutions | Lumination | ALM20A2TW4AVNSTNW | Indoor Luminaires | Linear Ambient | Direct Linear Ambient Luminaires | Premium | FALSE | [9 empty] | 8/9/2016 | Dimmable | Stepped | No |  |  | 5620.1 | 116.7 | 48.2 | 20 | 0.9 | 3500 | 80
P81XP66S | GE Lighting Solutions | Lumination | ALM20A3TW4AVNaabc | Indoor Luminaires | Linear Ambient | Direct Linear Ambient Luminaires | Premium | FALSE | [9 empty] | 4/12/2016 | Dimmable | Continuous (Can dim down to ≤ 10% (W)) | No |  |  | 5900 | 126 | 47 | 20 | 0.9 | 4000 | 80
P77HMJEB | GE Lighting Solutions | Lumination | ALM20A3TW4DVBaabc | Indoor Luminaires | Linear Ambient | Direct Linear Ambient Luminaires | Premium | FALSE | [9 empty] | 4/12/2016 | Dimmable | Stepped | Yes |  |  | 5900 | 126 | 57 | 20 | 0.9 | 4000 | 80
PJQNCGJN | GE Lighting Solutions | Lumination | ALM20A3TW4DVNaabc | Indoor Luminaires | Linear Ambient | Direct Linear Ambient Luminaires | Premium | FALSE | [9 empty] | 4/12/2016 | Dimmable | Stepped | Yes |  |  | 5900 | 126 | 47 | 20 | 0.9 | 4000 | 80
PCTJ8YFC | GE Lighting Solutions | Lumination | ALM20A3SW4AVNaabc | Indoor Luminaires | Linear Ambient | Direct Linear Ambient Luminaires | Standard | FALSE | [9 empty] | 4/12/2016 | Dimmable | Continuous (Can dim down to ≤ 10% (W)) | No |  |  | 4400 | 116 | 38 | 20 | 0.9 | 4000 | 80
PPKM7RPJ | GE Lighting Solutions | Lumination | ALM20A3SW4DVBaabc | Indoor Luminaires | Linear Ambient | Direct Linear Ambient Luminaires | Standard | FALSE | [9 empty] | 4/12/2016 | Dimmable | Stepped | Yes |  |  | 4400 | 116 | 48 | 20 | 0.9 | 4000 | 80
PT7PP439 | GE Lighting Solutions | Lumination | ALM20A3SW4DVNaabc | Indoor Luminaires | Linear Ambient | Direct Linear Ambient Luminaires | Standard | FALSE | [9 empty] | 4/12/2016 | Dimmable | Stepped | Yes |  |  | 4400 | 116 | 38 | 20 | 0.9 | 4000 | 80
P7T7YWUW | GE Lighting Solutions | Lumination | ALM20A3LW4AVNaabc | Indoor Luminaires | Linear Ambient | Direct Linear Ambient Luminaires | Standard | FALSE | [9 empty] | 4/12/2016 | Dimmable | Continuous (Can dim down to ≤ 10% (W)) | No |  |  | 4000 | 118 | 34 | 20 | 0.9 | 4000 | 80
PVQGGARG | GE Lighting Solutions | Lumination | ALM20A3LW4DVBaabc | Indoor Luminaires | Linear Ambient | Direct Linear Ambient Luminaires | Standard | FALSE | [9 empty] | 4/12/2016 | Dimmable | Stepped | Yes |  |  | 4000 | 118 | 44 | 20 | 0.9 | 4000 | 80
PQU1KUWU | GE Lighting Solutions | Lumination | ALM20A3LW4DVNaabc | Indoor Luminaires | Linear Ambient | Direct Linear Ambient Luminaires | Standard | FALSE | [9 empty] | 4/12/2016 | Dimmable | Stepped | Yes |  |  | 4000 | 118 | 34 | 20 | 0.9 | 4000 | 80
PQ4Y3QSX | GE Lighting Solutions | Lumination | ALM20A3HW4AVBaabc | Indoor Luminaires | Linear Ambient | Direct Linear Ambient Luminaires | Standard | FALSE | [9 empty] | 4/12/2016 | Dimmable | Continuous (Can dim down to ≤ 10% (W)) | No |  |  | 7600 | 119 | 74 | 20 | 0.9 | 4000 | 80
PEHF8AMN | GE Lighting Solutions | Lumination | ALM20A3HW4AVNaabc | Indoor Luminaires | Linear Ambient | Direct Linear Ambient Luminaires | Standard | FALSE | [9 empty] | 4/12/2016 | Dimmable | Continuous (Can dim down to ≤ 10% (W)) | No |  |  | 7600 | 119 | 64 | 20 | 0.9 | 4000 | 80
P96G9UA9 | GE Lighting Solutions | Lumination | ALM20A3HW4DVBaabc | Indoor Luminaires | Linear Ambient | Direct Linear Ambient Luminaires | Standard | FALSE | [9 empty] | 4/12/2016 | Dimmable | Stepped | Yes |  |  | 7600 | 119 | 74 | 20 | 0.9 | 4000 | 80
P58DWPJ9 | GE Lighting Solutions | Lumination | ALM20A3HW4DVNaabc | Indoor Luminaires | Linear Ambient | Direct Linear Ambient Luminaires | Standard | FALSE | [9 empty] | 4/12/2016 | Dimmable | Stepped | Yes |  |  | 7600 | 119 | 64 | 20 | 0.9 | 4000 | 80
P14KUPEN | GE Lighting Solutions | Lumination | ALM20A2HW4AVNSTNW | Indoor Luminaires | Linear Ambient | Direct Linear Ambient Luminaires | Premium | FALSE | [9 empty] | 8/9/2016 | Dimmable | Stepped | No |  |  | 7437 | 111.8 | 66.5 | 20 | 0.9 | 3500 | 80
PWUK81UD | GE Lighting Solutions | GE | 93025121 (GEWM4835BAT) | Indoor Luminaires | Linear Ambient | Direct Linear Ambient Luminaires | Standard | TRUE | 1960 | 108.9 | 18.01 | 15.876 | 0.901 | 3465 | 83.4 | 5 |  | 4/13/2016 | Not Dimmable | Not Dimmable | No |  | 3.1 | 1970.3 | 111 | 17.75 | 15.876 | 0.901 | 3465 | 83.4
PAT3KHFK | GE Lighting Solutions | GE | 93024679 (GEWM1235BAT) | Indoor Luminaires | Linear Ambient | Direct Linear Ambient Luminaires | Standard | TRUE | 541.8 | 102.2 | 5.3 | 13.399 | 0.905 | 3464 | 83.8 | 5 |  | 4/13/2016 | Not Dimmable | Not Dimmable | No |  | 3.1 | 547.7 | 114.9 | 4.767 | 13.399 | 0.905 | 3464 | 83.8
PHHDF1J3 | GE Lighting Solutions | GE | 93025122 (GEWH4835BAT) | Indoor Luminaires | Linear Ambient | Direct Linear Ambient Luminaires | Standard | TRUE | 3162 | 109.37 | 28.91 | 11.292 | 0.942 | 3462 | 82.8 | 5 |  | 4/14/2016 | Not Dimmable | Not Dimmable | No |  | 3.1 | 3184.8 | 112 | 28.437 | 11.292 | 0.942 | 3462 | 82.9
PE2R239W | GE Lighting Solutions | GE | 93024680 (GEWH1235BAT) | Indoor Luminaires | Linear Ambient | Direct Linear Ambient Luminaires | Standard | TRUE | 852 | 96.8 | 8.8 | 4.24 | 0.915 | 3491 | 83.7 | 5 |  | 4/13/2016 | Not Dimmable | Not Dimmable | No |  | 3.1 | 857.2 | 104.7 | 8.183 | 4.24 | 0.915 | 3491 | 83.7
PJX1Z72W | GE Lighting Solutions | Lumination | LIS[C,I]4B042D1P35Vxxxxxxxxx | Indoor Luminaires | Linear Ambient | Direct Linear Ambient Luminaires | Standard | TRUE | 4022.4 | 122 | 33 | 11.2 | 0.95 | 3415 | 91.4 | 5 | 90000 | 7/7/2016 | Dimmable | Continuous (Can dim down to ≤ 10% (W)) | Yes |  | 4 | 4000 | 118 | 34 | 20 | 0.9 | 3500 | 90
PE1TBGDK | GE Lighting Solutions | Lumination | LIS[C,I]4BD42D1P35Vxxxxxxxxx | Indoor Luminaires | Linear Ambient | Direct Linear Ambient Luminaires | Standard | TRUE | 4078.4 | 109 | 37.4 | 16.9 | 0.98 | 3411 | 91.5 | 5 | 90000 | 7/7/2016 | Dimmable | Continuous (Can dim down to ≤ 10% (W)) | Yes |  | 4 | 4000 | 118 | 34 | 20 | 0.9 | 3500 | 90
PEAF6YWF | GE Lighting Solutions | Lumination | LIS[C,I]4B[0,D]42D1P40Vxxxxxxxxx | Indoor Luminaires | Linear Ambient | Direct Linear Ambient Luminaires | Standard | FALSE | [9 empty] | 7/7/2016 | Dimmable | Continuous (Can dim down to ≤ 10% (W)) | Yes |  |  | 4200 | 124 | 34 | 20 | 0.9 | 4000 | 90
PS1A83WF | GE Lighting Solutions | Lumination | LIS[C,I]4B[0,D]52D1P35Vxxxxxxxxx | Indoor Luminaires | Linear Ambient | Direct Linear Ambient Luminaires | Standard | FALSE | [9 empty] | 7/7/2016 | Dimmable | Continuous (Can dim down to ≤ 10% (W)) | Yes |  |  | 5000 | 116 | 43 | 20 | 0.9 | 3500 | 90
PYPHQ4CZ | GE Lighting Solutions | Lumination | LIS[C,I]4B[0,D]52D1P40Vxxxxxxxxx | Indoor Luminaires | Linear Ambient | Direct Linear Ambient Luminaires | Standard | FALSE | [9 empty] | 7/7/2016 | Dimmable | Continuous (Can dim down to ≤ 10% (W)) | Yes |  |  | 5200 | 121 | 43 | 20 | 0.9 | 4000 | 90
P7BFBW27 | GE Lighting Solutions | Lumination | LIS[C,I]4B[0,D]42D9P35Vxxxxxxxxx | Indoor Luminaires | Linear Ambient | Direct Linear Ambient Luminaires | Standard | FALSE | [9 empty] | 7/7/2016 | Dimmable | Continuous (Can dim down to ≤ 10% (W)) | Yes |  |  | 4000 | 118 | 34 | 20 | 0.9 | 3500 | 90
PKH71GC3 | GE Lighting Solutions | Lumination | LIS[C,I]4B[0,D]42D9P40Vxxxxxxxxx | Indoor Luminaires | Linear Ambient | Direct Linear Ambient Luminaires | Standard | FALSE | [9 empty] | 7/7/2016 | Dimmable | Continuous (Can dim down to ≤ 10% (W)) | Yes |  |  | 4200 | 124 | 34 | 20 | 0.9 | 4000 | 90
PRB5BN73 | GE Lighting Solutions | Lumination | LIS[C,I]4B[0,D]52D9P35Vxxxxxxxxx | Indoor Luminaires | Linear Ambient | Direct Linear Ambient Luminaires | Standard | FALSE | [9 empty] | 7/7/2016 | Dimmable | Continuous (Can dim down to ≤ 10% (W)) | Yes |  |  | 5000 | 116 | 43 | 20 | 0.9 | 3500 | 90
P6Z2DFRS | GE Lighting Solutions | Lumination | LIS[C,I]4B[0,D]52D9P40Vxxxxxxxxx | Indoor Luminaires | Linear Ambient | Direct Linear Ambient Luminaires | Standard | FALSE | [9 empty] | 7/7/2016 | Dimmable | Continuous (Can dim down to ≤ 10% (W)) | Yes |  |  | 5200 | 121 | 43 | 20 | 0.9 | 4000 | 90
PMJWPBWG | GE Lighting Solutions | Lumination | LIS[C,I]4B[0,D]42D8P35Vxxxxxxxxx | Indoor Luminaires | Linear Ambient | Direct Linear Ambient Luminaires | Standard | FALSE | [9 empty] | 7/7/2016 | Dimmable | Continuous (Can dim down to ≤ 10% (W)) | Yes |  |  | 4000 | 118 | 34 | 20 | 0.9 | 3500 | 90
P8A4C5JF | GE Lighting Solutions | Lumination | LIS[C,I]4B[0,D]42D8P40Vxxxxxxxxx | Indoor Luminaires | Linear Ambient | Direct Linear Ambient Luminaires | Standard | FALSE | [9 empty] | 7/7/2016 | Dimmable | Continuous (Can dim down to ≤ 10% (W)) | Yes |  |  | 4200 | 124 | 34 | 20 | 0.9 | 4000 | 90
PTDHWTPG | GE Lighting Solutions | Lumination | LIS[C,I]4B[0,D]52D8P35Vxxxxxxxxx | Indoor Luminaires | Linear Ambient | Direct Linear Ambient Luminaires | Standard | FALSE | [9 empty] | 7/7/2016 | Dimmable | Continuous (Can dim down to ≤ 10% (W)) | Yes |  |  | 5000 | 116 | 43 | 20 | 0.9 | 3500 | 90
PNPPRE6A | GE Lighting Solutions | Lumination | LIS[C,I]4B[0,D]52D8P40Vxxxxxxxxx | Indoor Luminaires | Linear Ambient | Direct Linear Ambient Luminaires | Standard | FALSE | [9 empty] | 7/7/2016 | Dimmable | Continuous (Can dim down to ≤ 10% (W)) | Yes |  |  | 5200 | 121 | 43 | 20 | 0.9 | 4000 | 90
PNQ8QMR9 | GE Lighting Solutions | Lumination | LIS[C,I]8B[0,D]84D1P35Vxxxxxxxxx | Indoor Luminaires | Linear Ambient | Direct Linear Ambient Luminaires | Standard | FALSE | [9 empty] | 7/7/2016 | Dimmable | Continuous (Can dim down to ≤ 10% (W)) | Yes |  |  | 8000 | 121 | 66 | 20 | 0.9 | 3500 | 90
P8KNFSVT | GE Lighting Solutions | Lumination | LIS[C,I]8B[0,D]84D1P40Vxxxxxxxxx | Indoor Luminaires | Linear Ambient | Direct Linear Ambient Luminaires | Standard | FALSE | [9 empty] | 7/7/2016 | Dimmable | Continuous (Can dim down to ≤ 10% (W)) | Yes |  |  | 8400 | 127 | 66 | 20 | 0.9 | 4000 | 90
PBB8TXXP | GE Lighting Solutions | Lumination | LIS[C,I]8B[0,D]A0D1P35Vxxxxxxxxx | Indoor Luminaires | Linear Ambient | Direct Linear Ambient Luminaires | Standard | FALSE | [9 empty] | 7/7/2016 | Dimmable | Continuous (Can dim down to ≤ 10% (W)) | Yes |  |  | 9900 | 118 | 84 | 20 | 0.9 | 3500 | 90
PWUTYCJ9 | GE Lighting Solutions | Lumination | LIS[C,I]8B[0,D]A0D1P40Vxxxxxxxxx | Indoor Luminaires | Linear Ambient | Direct Linear Ambient Luminaires | Standard | FALSE | [9 empty] | 7/7/2016 | Dimmable | Continuous (Can dim down to ≤ 10% (W)) | Yes |  |  | 10400 | 124 | 84 | 20 | 0.9 | 4000 | 90
P6H76ZFW | GE Lighting Solutions | Lumination | LIS[C,I]8B[0,D]84D9P35Vxxxxxxxxx | Indoor Luminaires | Linear Ambient | Direct Linear Ambient Luminaires | Standard | FALSE | [9 empty] | 7/7/2016 | Dimmable | Continuous (Can dim down to ≤ 10% (W)) | Yes |  |  | 8000 | 121 | 66 | 20 | 0.9 | 3500 | 90
PW6YU3GU | GE Lighting Solutions | Lumination | LIS[C,I]8B[0,D]84D9P40Vxxxxxxxxx | Indoor Luminaires | Linear Ambient | Direct Linear Ambient Luminaires | Standard | FALSE | [9 empty] | 7/7/2016 | Dimmable | Continuous (Can dim down to ≤ 10% (W)) | Yes |  |  | 8400 | 127 | 66 | 20 | 0.9 | 4000 | 90
P45RB3ZM | GE Lighting Solutions | Lumination | LIS[C,I]8B[0,D]A0D9P35Vxxxxxxxxx | Indoor Luminaires | Linear Ambient | Direct Linear Ambient Luminaires | Standard | FALSE | [9 empty] | 7/7/2016 | Dimmable | Continuous (Can dim down to ≤ 10% (W)) | Yes |  |  | 9900 | 118 | 84 | 20 | 0.9 | 3500 | 90
PNQ8THX1 | GE Lighting Solutions | Lumination | LIS[C,I]8B[0,D]A0D9P40Vxxxxxxxxx | Indoor Luminaires | Linear Ambient | Direct Linear Ambient Luminaires | Standard | FALSE | [9 empty] | 7/7/2016 | Dimmable | Continuous (Can dim down to ≤ 10% (W)) | Yes |  |  | 10400 | 124 | 84 | 20 | 0.9 | 4000 | 90
P5Q2HG9C | GE Lighting Solutions | Lumination | LIS[C,I]8B[0,D]84D8P35Vxxxxxxxxx | Indoor Luminaires | Linear Ambient | Direct Linear Ambient Luminaires | Standard | FALSE | [9 empty] | 7/7/2016 | Dimmable | Continuous (Can dim down to ≤ 10% (W)) | Yes |  |  | 8000 | 121 | 66 | 20 | 0.9 | 3500 | 90
PBRJ2P7Q | GE Lighting Solutions | Lumination | LIS[C,I]8B[0,D]84D8P40Vxxxxxxxxx | Indoor Luminaires | Linear Ambient | Direct Linear Ambient Luminaires | Standard | FALSE | [9 empty] | 7/7/2016 | Dimmable | Continuous (Can dim down to ≤ 10% (W)) | Yes |  |  | 8400 | 127 | 66 | 20 | 0.9 | 4000 | 90
PEK94R42 | GE Lighting Solutions | Lumination | LIS[C,I]8B[0,D]A0D8P35Vxxxxxxxxx | Indoor Luminaires | Linear Ambient | Direct Linear Ambient Luminaires | Standard | FALSE | [9 empty] | 7/7/2016 | Dimmable | Continuous (Can dim down to ≤ 10% (W)) | Yes |  |  | 9900 | 118 | 84 | 20 | 0.9 | 3500 | 90
PYCWJUYT | GE Lighting Solutions | Lumination | LIS[C,I]8B[0,D]A0D8P40Vxxxxxxxxx | Indoor Luminaires | Linear Ambient | Direct Linear Ambient Luminaires | Standard | FALSE | [9 empty] | 7/7/2016 | Dimmable | Continuous (Can dim down to ≤ 10% (W)) | Yes |  |  | 10400 | 124 | 84 | 20 | 0.9 | 4000 | 90
PS9YFQUT | GE Lighting Solutions | Lumination | LIS[C,I]4BD42D1830Vxxxxxxxxx | Indoor Luminaires | Linear Ambient | Direct Linear Ambient Luminaires | Standard | TRUE | 3987.4 | 107.8 | 37 | 17 | 0.99 | 3062 | 82.3 | 5 | 90000 | 8/5/2016 | Dimmable | Continuous (Can dim down to ≤ 10% (W)) | Yes |  | 3.1 | 3800 | 100 | 38 | 20 | 0.9 | 3000 | 83
P854U29J | GE Lighting Solutions | Lumination | LIS[C,I]4B042D1850Vxxxxxxxxx | Indoor Luminaires | Linear Ambient | Direct Linear Ambient Luminaires | Premium | TRUE | 4293.8 | 128.5 | 33.4 | 11.5 | 0.95 | 5028 | 82.7 | 5 | 90000 | 8/5/2016 | Dimmable | Continuous (Can dim down to ≤ 10% (W)) | Yes |  | 3.1 | 4300 | 126 | 34 | 20 | 0.9 | 5000 | 83
PEKS1YQJ | GE Lighting Solutions | Lumination | LIS[C,I]4B042D1830Vxxxxxxxxx | Indoor Luminaires | Linear Ambient | Direct Linear Ambient Luminaires | Premium | TRUE | 3991.2 | 120.9 | 33 | 11 | 0.95 | 3062 | 82.3 | 5 | 90000 | 8/5/2016 | Dimmable | Continuous (Can dim down to ≤ 10% (W)) | Yes |  | 3.1 | 3800 | 112 | 34 | 20 | 0.9 | 3000 | 83
PSGRHW9R | GE Lighting Solutions | Lumination | LIS[C,I]4B042D1835Vxxxxxxxxx | Indoor Luminaires | Linear Ambient | Direct Linear Ambient Luminaires | Premium | FALSE | [9 empty] | 8/5/2016 | Dimmable | Continuous (Can dim down to ≤ 10% (W)) | Yes |  |  | 4000 | 118 | 34 | 20 | 0.9 | 3500 | 83
PYEESBNB | GE Lighting Solutions | Lumination | LIS[C,I]4B042D1840Vxxxxxxxxx | Indoor Luminaires | Linear Ambient | Direct Linear Ambient Luminaires | Premium | FALSE | [9 empty] | 8/5/2016 | Dimmable | Continuous (Can dim down to ≤ 10% (W)) | Yes |  |  | 4200 | 124 | 34 | 20 | 0.9 | 4000 | 83
PTWFGC4C | GE Lighting Solutions | Lumination | LIS[C,I]4B085D1840Vxxxxxxxxx | Indoor Luminaires | Linear Ambient | Direct Linear Ambient Luminaires | Standard | FALSE | [9 empty] | 10/3/2016 | Dimmable | Continuous (Can dim down to ≤ 10% (W)) | Yes |  |  | 8100 | 119 | 68 | 20 | 0.9 | 4000 | 83
PMQW6BSY | GE Lighting Solutions | Lumination | LIS[C,I]4B052D1830Vxxxxxxxxx | Indoor Luminaires | Linear Ambient | Direct Linear Ambient Luminaires | Premium | FALSE | [9 empty] | 8/5/2016 | Dimmable | Continuous (Can dim down to ≤ 10% (W)) | Yes |  |  | 4800 | 112 | 43 | 20 | 0.9 | 3000 | 83
PTZJ2CHX | GE Lighting Solutions | Lumination | LIS[C,I]4B052D1835Vxxxxxxxxx | Indoor Luminaires | Linear Ambient | Direct Linear Ambient Luminaires | Premium | FALSE | [9 empty] | 8/5/2016 | Dimmable | Continuous (Can dim down to ≤ 10% (W)) | Yes |  |  | 4950 | 115 | 43 | 20 | 0.9 | 3500 | 83
PDHCZU85 | GE Lighting Solutions | Lumination | LIS[C,I]4B052D1840Vxxxxxxxxx | Indoor Luminaires | Linear Ambient | Direct Linear Ambient Luminaires | Premium | FALSE | [9 empty] | 8/5/2016 | Dimmable | Continuous (Can dim down to ≤ 10% (W)) | Yes |  |  | 5200 | 121 | 43 | 20 | 0.9 | 4000 | 83
PMW6SU5G | GE Lighting Solutions | Lumination | LIS[C,I]4B052D1850Vxxxxxxxxx | Indoor Luminaires | Linear Ambient | Direct Linear Ambient Luminaires | Premium | FALSE | [9 empty] | 8/5/2016 | Dimmable | Continuous (Can dim down to ≤ 10% (W)) | Yes |  |  | 5300 | 123 | 43 | 20 | 0.9 | 5000 | 83
PQYF6Q9F | GE Lighting Solutions | Lumination | LIS[C,I]4B042D9830Vxxxxxxxxx | Indoor Luminaires | Linear Ambient | Direct Linear Ambient Luminaires | Premium | FALSE | [9 empty] | 8/5/2016 | Dimmable | Continuous (Can dim down to ≤ 10% (W)) | Yes |  |  | 3800 | 112 | 34 | 20 | 0.9 | 3000 | 83
P34MVT2F | GE Lighting Solutions | Lumination | LIS[C,I]4B042D9835Vxxxxxxxxx | Indoor Luminaires | Linear Ambient | Direct Linear Ambient Luminaires | Premium | FALSE | [9 empty] | 8/5/2016 | Dimmable | Continuous (Can dim down to ≤ 10% (W)) | Yes |  |  | 4000 | 118 | 34 | 20 | 0.9 | 3500 | 83
PQ5Z9DQ4 | GE Lighting Solutions | Lumination | LIS[C,I]4B042D9840Vxxxxxxxxx | Indoor Luminaires | Linear Ambient | Direct Linear Ambient Luminaires | Premium | FALSE | [9 empty] | 8/5/2016 | Dimmable | Continuous (Can dim down to ≤ 10% (W)) | Yes |  |  | 4200 | 124 | 34 | 20 | 0.9 | 4000 | 83
PX25HAQA | GE Lighting Solutions | Lumination | LIS[C,I]4B042D9850Vxxxxxxxxx | Indoor Luminaires | Linear Ambient | Direct Linear Ambient Luminaires | Premium | FALSE | [9 empty] | 8/5/2016 | Dimmable | Continuous (Can dim down to ≤ 10% (W)) | Yes |  |  | 4300 | 126 | 34 | 20 | 0.9 | 5000 | 83
P31QSXSC | GE Lighting Solutions | Lumination | LIS[C,I]4B052D9830Vxxxxxxxxx | Indoor Luminaires | Linear Ambient | Direct Linear Ambient Luminaires | Premium | FALSE | [9 empty] | 8/5/2016 | Dimmable | Continuous (Can dim down to ≤ 10% (W)) | Yes |  |  | 4800 | 112 | 43 | 20 | 0.9 | 3000 | 83
PBD6XJRM | GE Lighting Solutions | Lumination | LIS[C,I]4B052D9835Vxxxxxxxxx | Indoor Luminaires | Linear Ambient | Direct Linear Ambient Luminaires | Premium | FALSE | [9 empty] | 8/5/2016 | Dimmable | Continuous (Can dim down to ≤ 10% (W)) | Yes |  |  | 4950 | 115 | 43 | 20 | 0.9 | 3500 | 83
PP1DAFY6 | GE Lighting Solutions | Lumination | LIS[C,I]4B052D9840Vxxxxxxxxx | Indoor Luminaires | Linear Ambient | Direct Linear Ambient Luminaires | Premium | FALSE | [9 empty] | 8/5/2016 | Dimmable | Continuous (Can dim down to ≤ 10% (W)) | Yes |  |  | 5200 | 121 | 43 | 20 | 0.9 | 4000 | 83
P1FTQQN3 | GE Lighting Solutions | Lumination | LIS[C,I]4B052D9850Vxxxxxxxxx | Indoor Luminaires | Linear Ambient | Direct Linear Ambient Luminaires | Premium | FALSE | [9 empty] | 8/5/2016 | Dimmable | Continuous (Can dim down to ≤ 10% (W)) | Yes |  |  | 5300 | 123 | 43 | 20 | 0.9 | 5000 | 83
P7KXQUF9 | GE Lighting Solutions | Lumination | LIS[C,I]4B042D8830Vxxxxxxxxx | Indoor Luminaires | Linear Ambient | Direct Linear Ambient Luminaires | Premium | FALSE | [9 empty] | 8/5/2016 | Dimmable | Continuous (Can dim down to ≤ 10% (W)) | Yes |  |  | 3800 | 112 | 34 | 20 | 0.9 | 3000 | 83
PD7C6KDP | GE Lighting Solutions | Lumination | LIS[C,I]4B042D8835Vxxxxxxxxx | Indoor Luminaires | Linear Ambient | Direct Linear Ambient Luminaires | Premium | FALSE | [9 empty] | 8/5/2016 | Dimmable | Continuous (Can dim down to ≤ 10% (W)) | Yes |  |  | 4000 | 118 | 34 | 20 | 0.9 | 3500 | 83
P24M58TH | GE Lighting Solutions | Lumination | LIS[C,I]4B042D8840Vxxxxxxxxx | Indoor Luminaires | Linear Ambient | Direct Linear Ambient Luminaires | Premium | FALSE | [9 empty] | 8/5/2016 | Dimmable | Continuous (Can dim down to ≤ 10% (W)) | Yes |  |  | 4200 | 124 | 34 | 20 | 0.9 | 4000 | 83
PA1H42EB | GE Lighting Solutions | Lumination | LIS[C,I]4B042D8850Vxxxxxxxxx | Indoor Luminaires | Linear Ambient | Direct Linear Ambient Luminaires | Premium | FALSE | [9 empty] | 8/5/2016 | Dimmable | Continuous (Can dim down to ≤ 10% (W)) | Yes |  |  | 4300 | 126 | 34 | 20 | 0.9 | 5000 | 83
PU7BGEJE | GE Lighting Solutions | Lumination | LIS[C,I]4B052D8830Vxxxxxxxxx | Indoor Luminaires | Linear Ambient | Direct Linear Ambient Luminaires | Premium | FALSE | [9 empty] | 8/5/2016 | Dimmable | Continuous (Can dim down to ≤ 10% (W)) | Yes |  |  | 4800 | 112 | 43 | 20 | 0.9 | 3000 | 83
P3HH1KMK | GE Lighting Solutions | Lumination | LIS[C,I]4B052D8835Vxxxxxxxxx | Indoor Luminaires | Linear Ambient | Direct Linear Ambient Luminaires | Premium | FALSE | [9 empty] | 8/5/2016 | Dimmable | Continuous (Can dim down to ≤ 10% (W)) | Yes |  |  | 4950 | 115 | 43 | 20 | 0.9 | 3500 | 83
P4BE6UT9 | GE Lighting Solutions | Lumination | LIS[C,I]4B052D8840Vxxxxxxxxx | Indoor Luminaires | Linear Ambient | Direct Linear Ambient Luminaires | Premium | FALSE | [9 empty] | 8/5/2016 | Dimmable | Continuous (Can dim down to ≤ 10% (W)) | Yes |  |  | 5200 | 121 | 43 | 20 | 0.9 | 4000 | 83
PNFVS5U6 | GE Lighting Solutions | Lumination | LIS[C,I]4B052D8850Vxxxxxxxxx | Indoor Luminaires | Linear Ambient | Direct Linear Ambient Luminaires | Premium | FALSE | [9 empty] | 8/5/2016 | Dimmable | Continuous (Can dim down to ≤ 10% (W)) | Yes |  |  | 5300 | 123 | 43 | 20 | 0.9 | 5000 | 83
PVQV2A8U | GE Lighting Solutions | Lumination | LIS[C,I]8B084D1830Vxxxxxxxxx | Indoor Luminaires | Linear Ambient | Direct Linear Ambient Luminaires | Premium | FALSE | [9 empty] | 8/5/2016 | Dimmable | Continuous (Can dim down to ≤ 10% (W)) | Yes |  |  | 7600 | 115 | 66 | 20 | 0.9 | 3000 | 83
P9BZF4H9 | GE Lighting Solutions | Lumination | LIS[C,I]8B084D1835Vxxxxxxxxx | Indoor Luminaires | Linear Ambient | Direct Linear Ambient Luminaires | Premium | FALSE | [9 empty] | 8/5/2016 | Dimmable | Continuous (Can dim down to ≤ 10% (W)) | Yes |  |  | 8000 | 121 | 66 | 20 | 0.9 | 3500 | 83
PWDDXF8G | GE Lighting Solutions | Lumination | LIS[C,I]8B084D1840Vxxxxxxxxx | Indoor Luminaires | Linear Ambient | Direct Linear Ambient Luminaires | Premium | FALSE | [9 empty] | 8/5/2016 | Dimmable | Continuous (Can dim down to ≤ 10% (W)) | Yes |  |  | 8400 | 127 | 66 | 20 | 0.9 | 4000 | 83
PZC8GXCG | GE Lighting Solutions | Lumination | LIS[C,I]8B084D1850Vxxxxxxxxx | Indoor Luminaires | Linear Ambient | Direct Linear Ambient Luminaires | Premium | FALSE | [9 empty] | 8/5/2016 | Dimmable | Continuous (Can dim down to ≤ 10% (W)) | Yes |  |  | 8600 | 130 | 66 | 20 | 0.9 | 5000 | 83
P1RZJ1HG | GE Lighting Solutions | Lumination | LIS[C,I]8B0A0D1830Vxxxxxxxxx | Indoor Luminaires | Linear Ambient | Direct Linear Ambient Luminaires | Premium | FALSE | [9 empty] | 8/5/2016 | Dimmable | Continuous (Can dim down to ≤ 10% (W)) | Yes |  |  | 9600 | 114 | 84 | 20 | 0.9 | 3000 | 83
P3X8JP14 | GE Lighting Solutions | Lumination | LIS[C,I]8B0A0D1835Vxxxxxxxxx | Indoor Luminaires | Linear Ambient | Direct Linear Ambient Luminaires | Premium | FALSE | [9 empty] | 8/5/2016 | Dimmable | Continuous (Can dim down to ≤ 10% (W)) | Yes |  |  | 9900 | 118 | 84 | 20 | 0.9 | 3500 | 83
P9QZ1J91 | GE Lighting Solutions | Lumination | LIS[C,I]8B0A0D1840Vxxxxxxxxx | Indoor Luminaires | Linear Ambient | Direct Linear Ambient Luminaires | Premium | FALSE | [9 empty] | 8/5/2016 | Dimmable | Continuous (Can dim down to ≤ 10% (W)) | Yes |  |  | 10400 | 124 | 84 | 20 | 0.9 | 4000 | 83
PBS4YVZ6 | GE Lighting Solutions | Lumination | LIS[C,I]8B0A0D1850Vxxxxxxxxx | Indoor Luminaires | Linear Ambient | Direct Linear Ambient Luminaires | Premium | FALSE | [9 empty] | 8/5/2016 | Dimmable | Continuous (Can dim down to ≤ 10% (W)) | Yes |  |  | 10600 | 126 | 84 | 20 | 0.9 | 5000 | 83
PMWUP5MH | GE Lighting Solutions | Lumination | LIS[C,I]8B084D9830Vxxxxxxxxx | Indoor Luminaires | Linear Ambient | Direct Linear Ambient Luminaires | Premium | FALSE | [9 empty] | 8/5/2016 | Dimmable | Continuous (Can dim down to ≤ 10% (W)) | Yes |  |  | 7600 | 115 | 66 | 20 | 0.9 | 3000 | 83
PV96C923 | GE Lighting Solutions | Lumination | LIS[C,I]8B084D9835Vxxxxxxxxx | Indoor Luminaires | Linear Ambient | Direct Linear Ambient Luminaires | Premium | FALSE | [9 empty] | 8/5/2016 | Dimmable | Continuous (Can dim down to ≤ 10% (W)) | Yes |  |  | 8000 | 121 | 66 | 20 | 0.9 | 3500 | 83
PREP2HNZ | GE Lighting Solutions | Lumination | LIS[C,I]8B084D9840Vxxxxxxxxx | Indoor Luminaires | Linear Ambient | Direct Linear Ambient Luminaires | Premium | FALSE | [9 empty] | 8/5/2016 | Dimmable | Continuous (Can dim down to ≤ 10% (W)) | Yes |  |  | 8400 | 127 | 66 | 20 | 0.9 | 4000 | 83
PYJSNCRY | GE Lighting Solutions | Lumination | LIS[C,I]8B084D9850Vxxxxxxxxx | Indoor Luminaires | Linear Ambient | Direct Linear Ambient Luminaires | Premium | FALSE | [9 empty] | 8/5/2016 | Dimmable | Continuous (Can dim down to ≤ 10% (W)) | Yes |  |  | 8600 | 130 | 66 | 20 | 0.9 | 5000 | 83
P96WFUMR | GE Lighting Solutions | Lumination | LIS[C,I]8B0A0D9830Vxxxxxxxxx | Indoor Luminaires | Linear Ambient | Direct Linear Ambient Luminaires | Premium | FALSE | [9 empty] | 8/5/2016 | Dimmable | Continuous (Can dim down to ≤ 10% (W)) | Yes |  |  | 9600 | 114 | 84 | 20 | 0.9 | 3000 | 83
PBP5UPVQ | GE Lighting Solutions | Lumination | LIS[C,I]8B0A0D9835Vxxxxxxxxx | Indoor Luminaires | Linear Ambient | Direct Linear Ambient Luminaires | Premium | FALSE | [9 empty] | 8/5/2016 | Dimmable | Continuous (Can dim down to ≤ 10% (W)) | Yes |  |  | 9900 | 118 | 84 | 20 | 0.9 | 3500 | 83
PR4XJG8W | GE Lighting Solutions | Lumination | LIS[C,I]8B0A0D9840Vxxxxxxxxx | Indoor Luminaires | Linear Ambient | Direct Linear Ambient Luminaires | Premium | FALSE | [9 empty] | 8/5/2016 | Dimmable | Continuous (Can dim down to ≤ 10% (W)) | Yes |  |  | 10400 | 124 | 84 | 20 | 0.9 | 4000 | 83
PMR6NNFY | GE Lighting Solutions | Lumination | LIS[C,I]8B0A0D9850Vxxxxxxxxx | Indoor Luminaires | Linear Ambient | Direct Linear Ambient Luminaires | Premium | FALSE | [9 empty] | 8/5/2016 | Dimmable | Continuous (Can dim down to ≤ 10% (W)) | Yes |  |  | 10600 | 126 | 84 | 20 | 0.9 | 5000 | 83
PNCB25UV | GE Lighting Solutions | Lumination | LIS[C,I]8B084D8830Vxxxxxxxxx | Indoor Luminaires | Linear Ambient | Direct Linear Ambient Luminaires | Premium | FALSE | [9 empty] | 8/5/2016 | Dimmable | Continuous (Can dim down to ≤ 10% (W)) | Yes |  |  | 7600 | 115 | 66 | 20 | 0.9 | 3000 | 83
PCK7RQNQ | GE Lighting Solutions | Lumination | LIS[C,I]8B084D8835Vxxxxxxxxx | Indoor Luminaires | Linear Ambient | Direct Linear Ambient Luminaires | Premium | FALSE | [9 empty] | 8/5/2016 | Dimmable | Continuous (Can dim down to ≤ 10% (W)) | Yes |  |  | 8000 | 121 | 66 | 20 | 0.9 | 3500 | 83
P2TH42KG | GE Lighting Solutions | Lumination | LIS[C,I]8B084D8840Vxxxxxxxxx | Indoor Luminaires | Linear Ambient | Direct Linear Ambient Luminaires | Premium | FALSE | [9 empty] | 8/5/2016 | Dimmable | Continuous (Can dim down to ≤ 10% (W)) | Yes |  |  | 8400 | 127 | 66 | 20 | 0.9 | 4000 | 83
PQ4C5TCY | GE Lighting Solutions | Lumination | LIS[C,I]8B084D8850Vxxxxxxxxx | Indoor Luminaires | Linear Ambient | Direct Linear Ambient Luminaires | Premium | FALSE | [9 empty] | 8/5/2016 | Dimmable | Continuous (Can dim down to ≤ 10% (W)) | Yes |  |  | 8600 | 130 | 66 | 20 | 0.9 | 5000 | 83
PRZ3FF2Z | GE Lighting Solutions | Lumination | LIS[C,I]8B0A0D8830Vxxxxxxxxx | Indoor Luminaires | Linear Ambient | Direct Linear Ambient Luminaires | Premium | FALSE | [9 empty] | 8/5/2016 | Dimmable | Continuous (Can dim down to ≤ 10% (W)) | Yes |  |  | 9600 | 114 | 84 | 20 | 0.9 | 3000 | 83
PK42UA4N | GE Lighting Solutions | Lumination | LIS[C,I]8B0A0D8835Vxxxxxxxxx | Indoor Luminaires | Linear Ambient | Direct Linear Ambient Luminaires | Premium | FALSE | [9 empty] | 8/5/2016 | Dimmable | Continuous (Can dim down to ≤ 10% (W)) | Yes |  |  | 9900 | 118 | 84 | 20 | 0.9 | 3500 | 83
PU143VFV | GE Lighting Solutions | Lumination | LIS[C,I]8B0A0D8840Vxxxxxxxxx | Indoor Luminaires | Linear Ambient | Direct Linear Ambient Luminaires | Premium | FALSE | [9 empty] | 8/5/2016 | Dimmable | Continuous (Can dim down to ≤ 10% (W)) | Yes |  |  | 10400 | 124 | 84 | 20 | 0.9 | 4000 | 83
P7XUW6R7 | GE Lighting Solutions | Lumination | LIS[C,I]8B0A0D8850Vxxxxxxxxx | Indoor Luminaires | Linear Ambient | Direct Linear Ambient Luminaires | Premium | FALSE | [9 empty] | 8/5/2016 | Dimmable | Continuous (Can dim down to ≤ 10% (W)) | Yes |  |  | 10600 | 126 | 84 | 20 | 0.9 | 5000 | 83
PJ86MS7X | GE Lighting Solutions | Lumination | LIS[C,I]8B[0,D]A3D1830Vxxxxxxxxx | Indoor Luminaires | Linear Ambient | Direct Linear Ambient Luminaires | Premium | FALSE | [9 empty] | 8/5/2016 | Dimmable | Continuous (Can dim down to ≤ 10% (W)) | Yes |  |  | 12200 | 117 | 104 | 20 | 0.9 | 3000 | 83
PVDJJV1R | GE Lighting Solutions | Lumination | LIS[C,I]8B[0,D]A3D1835Vxxxxxxxxx | Indoor Luminaires | Linear Ambient | Direct Linear Ambient Luminaires | Premium | FALSE | [9 empty] | 8/5/2016 | Dimmable | Continuous (Can dim down to ≤ 10% (W)) | Yes |  |  | 12600 | 121 | 104 | 20 | 0.9 | 3500 | 83
PYSJ1R56 | GE Lighting Solutions | Lumination | LIS[C,I]8B[0,D]A3D1840Vxxxxxxxxx | Indoor Luminaires | Linear Ambient | Direct Linear Ambient Luminaires | Premium | FALSE | [9 empty] | 8/5/2016 | Dimmable | Continuous (Can dim down to ≤ 10% (W)) | Yes |  |  | 13000 | 125 | 104 | 20 | 0.9 | 4000 | 83
PDJC86CT | GE Lighting Solutions | Lumination | LIS[C,I]8B[0,D]A3D1850Vxxxxxxxxx | Indoor Luminaires | Linear Ambient | Direct Linear Ambient Luminaires | Premium | FALSE | [9 empty] | 8/5/2016 | Dimmable | Continuous (Can dim down to ≤ 10% (W)) | Yes |  |  | 13250 | 127 | 104 | 20 | 0.9 | 5000 | 83
PCJVKK2B | GE Lighting Solutions | Lumination | LIS[C,I]8B[0,D]A7D1830Vxxxxxxxxx | Indoor Luminaires | Linear Ambient | Direct Linear Ambient Luminaires | Premium | FALSE | [9 empty] | 8/5/2016 | Dimmable | Continuous (Can dim down to ≤ 10% (W)) | Yes |  |  | 16000 | 118 | 136 | 20 | 0.9 | 3000 | 83
P65GU619 | GE Lighting Solutions | Lumination | LIS[C,I]8B[0,D]A7D1835Vxxxxxxxxx | Indoor Luminaires | Linear Ambient | Direct Linear Ambient Luminaires | Premium | FALSE | [9 empty] | 8/5/2016 | Dimmable | Continuous (Can dim down to ≤ 10% (W)) | Yes |  |  | 16500 | 121 | 136 | 20 | 0.9 | 3500 | 83
PWUTAREJ | GE Lighting Solutions | Lumination | LIS[C,I]8B[0,D]A7D1840Vxxxxxxxxx | Indoor Luminaires | Linear Ambient | Direct Linear Ambient Luminaires | Premium | FALSE | [9 empty] | 8/5/2016 | Dimmable | Continuous (Can dim down to ≤ 10% (W)) | Yes |  |  | 17000 | 125 | 136 | 20 | 0.9 | 4000 | 83
PFJ5QWAF | GE Lighting Solutions | Lumination | LIS[C,I]8B[0,D]A7D1850Vxxxxxxxxx | Indoor Luminaires | Linear Ambient | Direct Linear Ambient Luminaires | Premium | FALSE | [9 empty] | 8/5/2016 | Dimmable | Continuous (Can dim down to ≤ 10% (W)) | Yes |  |  | 17350 | 128 | 136 | 20 | 0.9 | 5000 | 83
PZ4PV5ES | GE Lighting Solutions | Lumination | LIS[C,I]8B[0,D]A3D9830Vxxxxxxxxx | Indoor Luminaires | Linear Ambient | Direct Linear Ambient Luminaires | Premium | FALSE | [9 empty] | 8/5/2016 | Dimmable | Continuous (Can dim down to ≤ 10% (W)) | Yes |  |  | 12200 | 117 | 104 | 20 | 0.9 | 3000 | 83
P5Z9J8P3 | GE Lighting Solutions | Lumination | LIS[C,I]8B[0,D]A3D9835Vxxxxxxxxx | Indoor Luminaires | Linear Ambient | Direct Linear Ambient Luminaires | Premium | FALSE | [9 empty] | 8/5/2016 | Dimmable | Continuous (Can dim down to ≤ 10% (W)) | Yes |  |  | 12600 | 121 | 104 | 20 | 0.9 | 3500 | 83
PXCFVE7T | GE Lighting Solutions | Lumination | LIS[C,I]8B[0,D]A3D9840Vxxxxxxxxx | Indoor Luminaires | Linear Ambient | Direct Linear Ambient Luminaires | Premium | FALSE | [9 empty] | 8/5/2016 | Dimmable | Continuous (Can dim down to ≤ 10% (W)) | Yes |  |  | 13000 | 125 | 104 | 20 | 0.9 | 4000 | 83
PZV8R8H7 | GE Lighting Solutions | Lumination | LIS[C,I]8B[0,D]A3D9850Vxxxxxxxxx | Indoor Luminaires | Linear Ambient | Direct Linear Ambient Luminaires | Premium | FALSE | [9 empty] | 8/5/2016 | Dimmable | Continuous (Can dim down to ≤ 10% (W)) | Yes |  |  | 13250 | 127 | 104 | 20 | 0.9 | 5000 | 83
PAZ6Z26G | GE Lighting Solutions | Lumination | LIS[C,I]8B[0,D]A7D9830Vxxxxxxxxx | Indoor Luminaires | Linear Ambient | Direct Linear Ambient Luminaires | Premium | FALSE | [9 empty] | 8/5/2016 | Dimmable | Continuous (Can dim down to ≤ 10% (W)) | Yes |  |  | 16000 | 118 | 136 | 20 | 0.9 | 3000 | 83
PB49BVS1 | GE Lighting Solutions | Lumination | LIS[C,I]8B[0,D]A7D9835Vxxxxxxxxx | Indoor Luminaires | Linear Ambient | Direct Linear Ambient Luminaires | Premium | FALSE | [9 empty] | 8/5/2016 | Dimmable | Continuous (Can dim down to ≤ 10% (W)) | Yes |  |  | 16500 | 121 | 136 | 20 | 0.9 | 3500 | 83
P5U1T1SU | GE Lighting Solutions | Lumination | LIS[C,I]8B[0,D]A7D9840Vxxxxxxxxx | Indoor Luminaires | Linear Ambient | Direct Linear Ambient Luminaires | Premium | FALSE | [9 empty] | 8/5/2016 | Dimmable | Continuous (Can dim down to ≤ 10% (W)) | Yes |  |  | 17000 | 125 | 136 | 20 | 0.9 | 4000 | 83
PFZ4SCY9 | GE Lighting Solutions | Lumination | LIS[C,I]8B[0,D]A7D9850Vxxxxxxxxx | Indoor Luminaires | Linear Ambient | Direct Linear Ambient Luminaires | Premium | FALSE | [9 empty] | 8/5/2016 | Dimmable | Continuous (Can dim down to ≤ 10% (W)) | Yes |  |  | 17350 | 128 | 136 | 20 | 0.9 | 5000 | 83
PJRE76V5 | GE Lighting Solutions | Lumination | LIS[C,I]8B[0,D]A3D8830Vxxxxxxxxx | Indoor Luminaires | Linear Ambient | Direct Linear Ambient Luminaires | Premium | FALSE | [9 empty] | 8/5/2016 | Dimmable | Continuous (Can dim down to ≤ 10% (W)) | Yes |  |  | 12200 | 117 | 104 | 20 | 0.9 | 3000 | 83
P9DVGTWW | GE Lighting Solutions | Lumination | LIS[C,I]8B[0,D]A3D8835Vxxxxxxxxx | Indoor Luminaires | Linear Ambient | Direct Linear Ambient Luminaires | Premium | FALSE | [9 empty] | 8/5/2016 | Dimmable | Continuous (Can dim down to ≤ 10% (W)) | Yes |  |  | 12600 | 121 | 104 | 20 | 0.9 | 3500 | 83
PJGUUR24 | GE Lighting Solutions | Lumination | LIS[C,I]8B[0,D]A3D8840Vxxxxxxxxx | Indoor Luminaires | Linear Ambient | Direct Linear Ambient Luminaires | Premium | FALSE | [9 empty] | 8/5/2016 | Dimmable | Continuous (Can dim down to ≤ 10% (W)) | Yes |  |  | 13000 | 125 | 104 | 20 | 0.9 | 4000 | 83
PAG8G2N4 | GE Lighting Solutions | Lumination | LIS[C,I]8B[0,D]A3D8850Vxxxxxxxxx | Indoor Luminaires | Linear Ambient | Direct Linear Ambient Luminaires | Premium | FALSE | [9 empty] | 8/5/2016 | Dimmable | Continuous (Can dim down to ≤ 10% (W)) | Yes |  |  | 13250 | 127 | 104 | 20 | 0.9 | 5000 | 83
PABHYGG2 | GE Lighting Solutions | Lumination | LIS[C,I]8B[0,D]A7D8830Vxxxxxxxxx | Indoor Luminaires | Linear Ambient | Direct Linear Ambient Luminaires | Premium | FALSE | [9 empty] | 8/5/2016 | Dimmable | Continuous (Can dim down to ≤ 10% (W)) | Yes |  |  | 16000 | 118 | 136 | 20 | 0.9 | 3000 | 83
PN4EZ666 | GE Lighting Solutions | Lumination | LIS[C,I]8B[0,D]A7D8835Vxxxxxxxxx | Indoor Luminaires | Linear Ambient | Direct Linear Ambient Luminaires | Premium | FALSE | [9 empty] | 8/5/2016 | Dimmable | Continuous (Can dim down to ≤ 10% (W)) | Yes |  |  | 16500 | 121 | 136 | 20 | 0.9 | 3500 | 83
PRFKH587 | GE Lighting Solutions | Lumination | LIS[C,I]8B[0,D]A7D8840Vxxxxxxxxx | Indoor Luminaires | Linear Ambient | Direct Linear Ambient Luminaires | Premium | FALSE | [9 empty] | 8/5/2016 | Dimmable | Continuous (Can dim down to ≤ 10% (W)) | Yes |  |  | 17000 | 125 | 136 | 20 | 0.9 | 4000 | 83
PTK7W7EH | GE Lighting Solutions | Lumination | LIS[C,I]8B[0,D]A7D8850Vxxxxxxxxx | Indoor Luminaires | Linear Ambient | Direct Linear Ambient Luminaires | Premium | FALSE | [9 empty] | 8/5/2016 | Dimmable | Continuous (Can dim down to ≤ 10% (W)) | Yes |  |  | 17350 | 128 | 136 | 20 | 0.9 | 5000 | 83
PHGZDGA9 | GE Lighting Solutions | Lumination | LIS[C,I]8B0B1D1830Vxxxxxxxxx | Indoor Luminaires | Linear Ambient | Direct Linear Ambient Luminaires | Premium | FALSE | [9 empty] | 8/5/2016 | Dimmable | Continuous (Can dim down to ≤ 10% (W)) | Yes |  |  | 19800 | 118 | 168 | 20 | 0.9 | 3000 | 83
PBNTKP46 | GE Lighting Solutions | Lumination | LIS[C,I]8B0B1D1835Vxxxxxxxxx | Indoor Luminaires | Linear Ambient | Direct Linear Ambient Luminaires | Premium | FALSE | [9 empty] | 8/5/2016 | Dimmable | Continuous (Can dim down to ≤ 10% (W)) | Yes |  |  | 20200 | 120 | 168 | 20 | 0.9 | 3500 | 83
PNQ4V58V | GE Lighting Solutions | Lumination | LIS[C,I]8B0B1D1840Vxxxxxxxxx | Indoor Luminaires | Linear Ambient | Direct Linear Ambient Luminaires | Premium | FALSE | [9 empty] | 8/5/2016 | Dimmable | Continuous (Can dim down to ≤ 10% (W)) | Yes |  |  | 20600 | 123 | 168 | 20 | 0.9 | 4000 | 83
PBX96Q6T | GE Lighting Solutions | Lumination | LIS[C,I]8B0B1D1850Vxxxxxxxxx | Indoor Luminaires | Linear Ambient | Direct Linear Ambient Luminaires | Premium | FALSE | [9 empty] | 8/5/2016 | Dimmable | Continuous (Can dim down to ≤ 10% (W)) | Yes |  |  | 21000 | 125 | 168 | 20 | 0.9 | 5000 | 83
P2KBKBUE | GE Lighting Solutions | Lumination | LIS[C,I]8B0B4D1830Vxxxxxxxxx | Indoor Luminaires | Linear Ambient | Direct Linear Ambient Luminaires | Premium | FALSE | [9 empty] | 8/5/2016 | Dimmable | Continuous (Can dim down to ≤ 10% (W)) | Yes |  |  | 23100 | 120 | 192 | 20 | 0.9 | 3000 | 83
PXQWY57P | GE Lighting Solutions | Lumination | LIS[C,I]8B0B4D1835Vxxxxxxxxx | Indoor Luminaires | Linear Ambient | Direct Linear Ambient Luminaires | Premium | FALSE | [9 empty] | 8/5/2016 | Dimmable | Continuous (Can dim down to ≤ 10% (W)) | Yes |  |  | 23300 | 121 | 192 | 20 | 0.9 | 3500 | 83
P437SDBE | GE Lighting Solutions | Lumination | LIS[C,I]8B0B4D1840Vxxxxxxxxx | Indoor Luminaires | Linear Ambient | Direct Linear Ambient Luminaires | Premium | FALSE | [9 empty] | 8/5/2016 | Dimmable | Continuous (Can dim down to ≤ 10% (W)) | Yes |  |  | 23500 | 122 | 192 | 20 | 0.9 | 4000 | 83
P5DBBGYG | GE Lighting Solutions | Lumination | LIS[C,I]8B0B4D1850Vxxxxxxxxx | Indoor Luminaires | Linear Ambient | Direct Linear Ambient Luminaires | Premium | FALSE | [9 empty] | 8/5/2016 | Dimmable | Continuous (Can dim down to ≤ 10% (W)) | Yes |  |  | 23700 | 123 | 192 | 20 | 0.9 | 5000 | 83
PU1G2ESK | GE Lighting Solutions | Lumination | LIS[C,I]8B0B1D9830Vxxxxxxxxx | Indoor Luminaires | Linear Ambient | Direct Linear Ambient Luminaires | Premium | FALSE | [9 empty] | 8/5/2016 | Dimmable | Continuous (Can dim down to ≤ 10% (W)) | Yes |  |  | 19800 | 118 | 168 | 20 | 0.9 | 3000 | 83
PBR9NJ2Z | GE Lighting Solutions | Lumination | LIS[C,I]8B0B1D9835Vxxxxxxxxx | Indoor Luminaires | Linear Ambient | Direct Linear Ambient Luminaires | Premium | FALSE | [9 empty] | 8/5/2016 | Dimmable | Continuous (Can dim down to ≤ 10% (W)) | Yes |  |  | 20200 | 120 | 168 | 20 | 0.9 | 3500 | 83
P9H79BFG | GE Lighting Solutions | Lumination | LIS[C,I]8B0B1D9840Vxxxxxxxxx | Indoor Luminaires | Linear Ambient | Direct Linear Ambient Luminaires | Premium | FALSE | [9 empty] | 8/5/2016 | Dimmable | Continuous (Can dim down to ≤ 10% (W)) | Yes |  |  | 20600 | 123 | 168 | 20 | 0.9 | 4000 | 83
P4BQM5N6 | GE Lighting Solutions | Lumination | LIS[C,I]8B0B1D9850Vxxxxxxxxx | Indoor Luminaires | Linear Ambient | Direct Linear Ambient Luminaires | Premium | FALSE | [9 empty] | 8/5/2016 | Dimmable | Continuous (Can dim down to ≤ 10% (W)) | Yes |  |  | 21000 | 125 | 168 | 20 | 0.9 | 5000 | 83
PGAH557D | GE Lighting Solutions | Lumination | LIS[C,I]8B0B4D9830Vxxxxxxxxx | Indoor Luminaires | Linear Ambient | Direct Linear Ambient Luminaires | Premium | FALSE | [9 empty] | 8/5/2016 | Dimmable | Continuous (Can dim down to ≤ 10% (W)) | Yes |  |  | 23100 | 120 | 192 | 20 | 0.9 | 3000 | 83
PZP61QD2 | GE Lighting Solutions | Lumination | LIS[C,I]8B0B4D9835Vxxxxxxxxx | Indoor Luminaires | Linear Ambient | Direct Linear Ambient Luminaires | Premium | FALSE | [9 empty] | 8/5/2016 | Dimmable | Continuous (Can dim down to ≤ 10% (W)) | Yes |  |  | 23300 | 121 | 192 | 20 | 0.9 | 3500 | 83
PM7E5JQ6 | GE Lighting Solutions | Lumination | LIS[C,I]8B0B4D9840Vxxxxxxxxx | Indoor Luminaires | Linear Ambient | Direct Linear Ambient Luminaires | Premium | FALSE | [9 empty] | 8/5/2016 | Dimmable | Continuous (Can dim down to ≤ 10% (W)) | Yes |  |  | 23500 | 122 | 192 | 20 | 0.9 | 4000 | 83
P5DCFS9Z | GE Lighting Solutions | Lumination | LIS[C,I]8B0B4D9850Vxxxxxxxxx | Indoor Luminaires | Linear Ambient | Direct Linear Ambient Luminaires | Premium | FALSE | [9 empty] | 8/5/2016 | Dimmable | Continuous (Can dim down to ≤ 10% (W)) | Yes |  |  | 23700 | 123 | 192 | 20 | 0.9 | 5000 | 83
PY3RJDQ5 | GE Lighting Solutions | Lumination | LIS[C,I]8B0B1D8830Vxxxxxxxxx | Indoor Luminaires | Linear Ambient | Direct Linear Ambient Luminaires | Premium | FALSE | [9 empty] | 8/5/2016 | Dimmable | Continuous (Can dim down to ≤ 10% (W)) | Yes |  |  | 19800 | 118 | 168 | 20 | 0.9 | 3000 | 83
PQ2SP5WK | GE Lighting Solutions | Lumination | LIS[C,I]8B0B1D8835Vxxxxxxxxx | Indoor Luminaires | Linear Ambient | Direct Linear Ambient Luminaires | Premium | FALSE | [9 empty] | 8/5/2016 | Dimmable | Continuous (Can dim down to ≤ 10% (W)) | Yes |  |  | 20200 | 120 | 168 | 20 | 0.9 | 3500 | 83
P4BHWCRS | GE Lighting Solutions | Lumination | LIS[C,I]8B0B1D8840Vxxxxxxxxx | Indoor Luminaires | Linear Ambient | Direct Linear Ambient Luminaires | Premium | FALSE | [9 empty] | 8/5/2016 | Dimmable | Continuous (Can dim down to ≤ 10% (W)) | Yes |  |  | 20600 | 123 | 168 | 20 | 0.9 | 4000 | 83
PEKRW7AM | GE Lighting Solutions | Lumination | LIS[C,I]8B0B1D8850Vxxxxxxxxx | Indoor Luminaires | Linear Ambient | Direct Linear Ambient Luminaires | Premium | FALSE | [9 empty] | 8/5/2016 | Dimmable | Continuous (Can dim down to ≤ 10% (W)) | Yes |  |  | 21000 | 125 | 168 | 20 | 0.9 | 5000 | 83
P6FYP7PB | GE Lighting Solutions | Lumination | LIS[C,I]8B0B4D8830Vxxxxxxxxx | Indoor Luminaires | Linear Ambient | Direct Linear Ambient Luminaires | Premium | FALSE | [9 empty] | 8/5/2016 | Dimmable | Continuous (Can dim down to ≤ 10% (W)) | Yes |  |  | 23100 | 120 | 192 | 20 | 0.9 | 3000 | 83
PWQSMY67 | GE Lighting Solutions | Lumination | LIS[C,I]8B0B4D8835Vxxxxxxxxx | Indoor Luminaires | Linear Ambient | Direct Linear Ambient Luminaires | Premium | FALSE | [9 empty] | 8/5/2016 | Dimmable | Continuous (Can dim down to ≤ 10% (W)) | Yes |  |  | 23300 | 121 | 192 | 20 | 0.9 | 3500 | 83
PFXRQ4WA | GE Lighting Solutions | Lumination | LIS[C,I]8B0B4D8840Vxxxxxxxxx | Indoor Luminaires | Linear Ambient | Direct Linear Ambient Luminaires | Premium | FALSE | [9 empty] | 8/5/2016 | Dimmable | Continuous (Can dim down to ≤ 10% (W)) | Yes |  |  | 23500 | 122 | 192 | 20 | 0.9 | 4000 | 83
PC5UQUGU | GE Lighting Solutions | Lumination | LIS[C,I]8B0B4D8850Vxxxxxxxxx | Indoor Luminaires | Linear Ambient | Direct Linear Ambient Luminaires | Premium | FALSE | [9 empty] | 8/5/2016 | Dimmable | Continuous (Can dim down to ≤ 10% (W)) | Yes |  |  | 23700 | 123 | 192 | 20 | 0.9 | 5000 | 83
PV3A7GHH | GE Lighting Solutions | Lumination | LIS[C,I]4BD42D1835Vxxxxxxxxx | Indoor Luminaires | Linear Ambient | Direct Linear Ambient Luminaires | Standard | FALSE | [9 empty] | 8/5/2016 | Dimmable | Continuous (Can dim down to ≤ 10% (W)) | Yes |  |  | 4000 | 105 | 38 | 20 | 0.9 | 3500 | 83
PW2JPUV8 | GE Lighting Solutions | Lumination | LIS[C,I]4BD42D1840Vxxxxxxxxx | Indoor Luminaires | Linear Ambient | Direct Linear Ambient Luminaires | Standard | FALSE | [9 empty] | 8/5/2016 | Dimmable | Continuous (Can dim down to ≤ 10% (W)) | Yes |  |  | 4200 | 111 | 38 | 20 | 0.9 | 4000 | 83
PYAFDQK3 | GE Lighting Solutions | Lumination | LIS[C,I]4BD52D1830Vxxxxxxxxx | Indoor Luminaires | Linear Ambient | Direct Linear Ambient Luminaires | Standard | FALSE | [9 empty] | 8/5/2016 | Dimmable | Continuous (Can dim down to ≤ 10% (W)) | Yes |  |  | 4800 | 102 | 47 | 20 | 0.9 | 3000 | 83
PKE9PFTD | GE Lighting Solutions | Lumination | LIS[C,I]4BD52D1835Vxxxxxxxxx | Indoor Luminaires | Linear Ambient | Direct Linear Ambient Luminaires | Standard | FALSE | [9 empty] | 8/5/2016 | Dimmable | Continuous (Can dim down to ≤ 10% (W)) | Yes |  |  | 4950 | 105 | 47 | 20 | 0.9 | 3500 | 83
PQ3EJNPV | GE Lighting Solutions | Lumination | LIS[C,I]4BD52D1840Vxxxxxxxxx | Indoor Luminaires | Linear Ambient | Direct Linear Ambient Luminaires | Standard | FALSE | [9 empty] | 8/5/2016 | Dimmable | Continuous (Can dim down to ≤ 10% (W)) | Yes |  |  | 5200 | 111 | 47 | 20 | 0.9 | 4000 | 83
P4QTWN3S | GE Lighting Solutions | Lumination | LIS[C,I]4BD42D9830Vxxxxxxxxx | Indoor Luminaires | Linear Ambient | Direct Linear Ambient Luminaires | Standard | FALSE | [9 empty] | 8/5/2016 | Dimmable | Continuous (Can dim down to ≤ 10% (W)) | Yes |  |  | 3800 | 100 | 38 | 20 | 0.9 | 3000 | 83
PCJA9XV4 | GE Lighting Solutions | Lumination | LIS[C,I]4BD42D9835Vxxxxxxxxx | Indoor Luminaires | Linear Ambient | Direct Linear Ambient Luminaires | Standard | FALSE | [9 empty] | 8/5/2016 | Dimmable | Continuous (Can dim down to ≤ 10% (W)) | Yes |  |  | 4000 | 105 | 38 | 20 | 0.9 | 3500 | 83
P9TCAJ1K | GE Lighting Solutions | Lumination | LIS[C,I]4BD42D9840Vxxxxxxxxx | Indoor Luminaires | Linear Ambient | Direct Linear Ambient Luminaires | Standard | FALSE | [9 empty] | 8/5/2016 | Dimmable | Continuous (Can dim down to ≤ 10% (W)) | Yes |  |  | 4200 | 111 | 38 | 20 | 0.9 | 4000 | 83
PYBTB1DG | GE Lighting Solutions | Lumination | LIS[C,I]4BD52D9830Vxxxxxxxxx | Indoor Luminaires | Linear Ambient | Direct Linear Ambient Luminaires | Standard | FALSE | [9 empty] | 8/5/2016 | Dimmable | Continuous (Can dim down to ≤ 10% (W)) | Yes |  |  | 4800 | 102 | 47 | 20 | 0.9 | 3000 | 83
P8EEGGN4 | GE Lighting Solutions | Lumination | LIS[C,I]4BD52D9835Vxxxxxxxxx | Indoor Luminaires | Linear Ambient | Direct Linear Ambient Luminaires | Standard | FALSE | [9 empty] | 8/5/2016 | Dimmable | Continuous (Can dim down to ≤ 10% (W)) | Yes |  |  | 4950 | 105 | 47 | 20 | 0.9 | 3500 | 83
PWYSBSMH | GE Lighting Solutions | Lumination | LIS[C,I]4BD52D9840Vxxxxxxxxx | Indoor Luminaires | Linear Ambient | Direct Linear Ambient Luminaires | Standard | FALSE | [9 empty] | 8/5/2016 | Dimmable | Continuous (Can dim down to ≤ 10% (W)) | Yes |  |  | 5200 | 111 | 47 | 20 | 0.9 | 4000 | 83
P59PU7KR | GE Lighting Solutions | Lumination | LIS[C,I]4BD42D8830Vxxxxxxxxx | Indoor Luminaires | Linear Ambient | Direct Linear Ambient Luminaires | Standard | FALSE | [9 empty] | 8/5/2016 | Dimmable | Continuous (Can dim down to ≤ 10% (W)) | Yes |  |  | 3800 | 100 | 38 | 20 | 0.9 | 3000 | 83
PKCJDYKE | GE Lighting Solutions | Lumination | LIS[C,I]4BD42D8835Vxxxxxxxxx | Indoor Luminaires | Linear Ambient | Direct Linear Ambient Luminaires | Standard | FALSE | [9 empty] | 8/5/2016 | Dimmable | Continuous (Can dim down to ≤ 10% (W)) | Yes |  |  | 4000 | 105 | 38 | 20 | 0.9 | 3500 | 83
PP9VWYKE | GE Lighting Solutions | Lumination | LIS[C,I]4BD42D8840Vxxxxxxxxx | Indoor Luminaires | Linear Ambient | Direct Linear Ambient Luminaires | Standard | FALSE | [9 empty] | 8/5/2016 | Dimmable | Continuous (Can dim down to ≤ 10% (W)) | Yes |  |  | 4200 | 111 | 38 | 20 | 0.9 | 4000 | 83
PE53QH9N | GE Lighting Solutions | Lumination | LIS[C,I]4BD52D8830Vxxxxxxxxx | Indoor Luminaires | Linear Ambient | Direct Linear Ambient Luminaires | Standard | FALSE | [9 empty] | 8/5/2016 | Dimmable | Continuous (Can dim down to ≤ 10% (W)) | Yes |  |  | 4800 | 102 | 47 | 20 | 0.9 | 3000 | 83
P4W82PC4 | GE Lighting Solutions | Lumination | LIS[C,I]4BD52D8835Vxxxxxxxxx | Indoor Luminaires | Linear Ambient | Direct Linear Ambient Luminaires | Standard | FALSE | [9 empty] | 8/5/2016 | Dimmable | Continuous (Can dim down to ≤ 10% (W)) | Yes |  |  | 4950 | 105 | 47 | 20 | 0.9 | 3500 | 83
PCDS441Y | GE Lighting Solutions | Lumination | LIS[C,I]4BD52D8840Vxxxxxxxxx | Indoor Luminaires | Linear Ambient | Direct Linear Ambient Luminaires | Standard | FALSE | [9 empty] | 8/5/2016 | Dimmable | Continuous (Can dim down to ≤ 10% (W)) | Yes |  |  | 5200 | 111 | 47 | 20 | 0.9 | 4000 | 83
PC6CUBZH | GE Lighting Solutions | Lumination | LIS[C,I]8BD84D1830Vxxxxxxxxx | Indoor Luminaires | Linear Ambient | Direct Linear Ambient Luminaires | Standard | FALSE | [9 empty] | 8/5/2016 | Dimmable | Continuous (Can dim down to ≤ 10% (W)) | Yes |  |  | 7600 | 109 | 70 | 20 | 0.9 | 3000 | 83
PY7R3BCZ | GE Lighting Solutions | Lumination | LIS[C,I]8BDA0D1830Vxxxxxxxxx | Indoor Luminaires | Linear Ambient | Direct Linear Ambient Luminaires | Standard | FALSE | [9 empty] | 8/5/2016 | Dimmable | Continuous (Can dim down to ≤ 10% (W)) | Yes |  |  | 9600 | 109 | 88 | 20 | 0.9 | 3000 | 83
PDWDYKCR | GE Lighting Solutions | Lumination | LIS[C,I]8BD84D9830Vxxxxxxxxx | Indoor Luminaires | Linear Ambient | Direct Linear Ambient Luminaires | Standard | FALSE | [9 empty] | 8/5/2016 | Dimmable | Continuous (Can dim down to ≤ 10% (W)) | Yes |  |  | 7600 | 109 | 70 | 20 | 0.9 | 3000 | 83
PSKNJHKK | GE Lighting Solutions | Lumination | LIS[C,I]8BDA0D9830Vxxxxxxxxx | Indoor Luminaires | Linear Ambient | Direct Linear Ambient Luminaires | Standard | FALSE | [9 empty] | 8/5/2016 | Dimmable | Continuous (Can dim down to ≤ 10% (W)) | Yes |  |  | 9600 | 109 | 88 | 20 | 0.9 | 3000 | 83
P5C35URC | GE Lighting Solutions | Lumination | LIS[C,I]8BD84D8830Vxxxxxxxxx | Indoor Luminaires | Linear Ambient | Direct Linear Ambient Luminaires | Standard | FALSE | [9 empty] | 8/5/2016 | Dimmable | Continuous (Can dim down to ≤ 10% (W)) | Yes |  |  | 7600 | 109 | 70 | 20 | 0.9 | 3000 | 83
P816FKEE | GE Lighting Solutions | Lumination | LIS[C,I]8BDA0D8830Vxxxxxxxxx | Indoor Luminaires | Linear Ambient | Direct Linear Ambient Luminaires | Standard | FALSE | [9 empty] | 8/5/2016 | Dimmable | Continuous (Can dim down to ≤ 10% (W)) | Yes |  |  | 9600 | 109 | 88 | 20 | 0.9 | 3000 | 83
PXFD1A78 | GE Lighting Solutions | Lumination | LIS[C,I]4BD42D1850Vxxxxxxxxx | Indoor Luminaires | Linear Ambient | Direct Linear Ambient Luminaires | Premium | FALSE | [9 empty] | 8/5/2016 | Dimmable | Continuous (Can dim down to ≤ 10% (W)) | Yes |  |  | 4300 | 113 | 38 | 20 | 0.9 | 5000 | 83
PQD7ZUZW | GE Lighting Solutions | Lumination | LIS[C,I]4BD52D1850Vxxxxxxxxx | Indoor Luminaires | Linear Ambient | Direct Linear Ambient Luminaires | Premium | FALSE | [9 empty] | 8/5/2016 | Dimmable | Continuous (Can dim down to ≤ 10% (W)) | Yes |  |  | 5300 | 113 | 47 | 20 | 0.9 | 5000 | 83
PA3FPYVY | GE Lighting Solutions | Lumination | LIS[C,I]4BD42D9850Vxxxxxxxxx | Indoor Luminaires | Linear Ambient | Direct Linear Ambient Luminaires | Premium | FALSE | [9 empty] | 8/5/2016 | Dimmable | Continuous (Can dim down to ≤ 10% (W)) | Yes |  |  | 4300 | 113 | 38 | 20 | 0.9 | 5000 | 83
PK3YX524 | GE Lighting Solutions | Lumination | LIS[C,I]4BD52D9850Vxxxxxxxxx | Indoor Luminaires | Linear Ambient | Direct Linear Ambient Luminaires | Premium | FALSE | [9 empty] | 8/5/2016 | Dimmable | Continuous (Can dim down to ≤ 10% (W)) | Yes |  |  | 5300 | 113 | 47 | 20 | 0.9 | 5000 | 83
PNG8NA1S | GE Lighting Solutions | Lumination | LIS[C,I]4BD42D8850Vxxxxxxxxx | Indoor Luminaires | Linear Ambient | Direct Linear Ambient Luminaires | Premium | FALSE | [9 empty] | 8/5/2016 | Dimmable | Continuous (Can dim down to ≤ 10% (W)) | Yes |  |  | 4300 | 113 | 38 | 20 | 0.9 | 5000 | 83
PSQA5647 | GE Lighting Solutions | Lumination | LIS[C,I]4BD52D8850Vxxxxxxxxx | Indoor Luminaires | Linear Ambient | Direct Linear Ambient Luminaires | Premium | FALSE | [9 empty] | 8/5/2016 | Dimmable | Continuous (Can dim down to ≤ 10% (W)) | Yes |  |  | 5300 | 113 | 47 | 20 | 0.9 | 5000 | 83
PHWTA2SA | GE Lighting Solutions | Lumination | LIS[C,I]8BD84D1835Vxxxxxxxxx | Indoor Luminaires | Linear Ambient | Direct Linear Ambient Luminaires | Premium | FALSE | [9 empty] | 8/5/2016 | Dimmable | Continuous (Can dim down to ≤ 10% (W)) | Yes |  |  | 8000 | 114 | 70 | 20 | 0.9 | 3500 | 83
P4R9SGHM | GE Lighting Solutions | Lumination | LIS[C,I]8BD84D1840Vxxxxxxxxx | Indoor Luminaires | Linear Ambient | Direct Linear Ambient Luminaires | Premium | FALSE | [9 empty] | 8/5/2016 | Dimmable | Continuous (Can dim down to ≤ 10% (W)) | Yes |  |  | 8400 | 120 | 70 | 20 | 0.9 | 4000 | 83
PNQCFEEB | GE Lighting Solutions | Lumination | LIS[C,I]8BD84D1850Vxxxxxxxxx | Indoor Luminaires | Linear Ambient | Direct Linear Ambient Luminaires | Premium | FALSE | [9 empty] | 8/5/2016 | Dimmable | Continuous (Can dim down to ≤ 10% (W)) | Yes |  |  | 8600 | 123 | 70 | 20 | 0.9 | 5000 | 83
P68MT9DU | GE Lighting Solutions | Lumination | LIS[C,I]8BDA0D1835Vxxxxxxxxx | Indoor Luminaires | Linear Ambient | Direct Linear Ambient Luminaires | Premium | FALSE | [9 empty] | 8/5/2016 | Dimmable | Continuous (Can dim down to ≤ 10% (W)) | Yes |  |  | 9900 | 113 | 88 | 20 | 0.9 | 3500 | 83
PPET211B | GE Lighting Solutions | Lumination | LIS[C,I]8BDA0D1840Vxxxxxxxxx | Indoor Luminaires | Linear Ambient | Direct Linear Ambient Luminaires | Premium | FALSE | [9 empty] | 8/5/2016 | Dimmable | Continuous (Can dim down to ≤ 10% (W)) | Yes |  |  | 10400 | 118 | 88 | 20 | 0.9 | 4000 | 83
PGFXCK3T | GE Lighting Solutions | Lumination | LIS[C,I]8BDA0D1850Vxxxxxxxxx | Indoor Luminaires | Linear Ambient | Direct Linear Ambient Luminaires | Premium | FALSE | [9 empty] | 8/5/2016 | Dimmable | Continuous (Can dim down to ≤ 10% (W)) | Yes |  |  | 10600 | 120 | 88 | 20 | 0.9 | 5000 | 83
P1954TED | GE Lighting Solutions | Lumination | LIS[C,I]8BD84D9835Vxxxxxxxxx | Indoor Luminaires | Linear Ambient | Direct Linear Ambient Luminaires | Premium | FALSE | [9 empty] | 8/5/2016 | Dimmable | Continuous (Can dim down to ≤ 10% (W)) | Yes |  |  | 8000 | 114 | 70 | 20 | 0.9 | 3500 | 83
P97Z2Z6M | GE Lighting Solutions | Lumination | LIS[C,I]8BD84D9840Vxxxxxxxxx | Indoor Luminaires | Linear Ambient | Direct Linear Ambient Luminaires | Premium | FALSE | [9 empty] | 8/5/2016 | Dimmable | Continuous (Can dim down to ≤ 10% (W)) | Yes |  |  | 8400 | 120 | 70 | 20 | 0.9 | 4000 | 83
PXFS3PRR | GE Lighting Solutions | Lumination | LIS[C,I]8BD84D9850Vxxxxxxxxx | Indoor Luminaires | Linear Ambient | Direct Linear Ambient Luminaires | Premium | FALSE | [9 empty] | 8/5/2016 | Dimmable | Continuous (Can dim down to ≤ 10% (W)) | Yes |  |  | 8600 | 123 | 70 | 20 | 0.9 | 5000 | 83
PMRZRSKE | GE Lighting Solutions | Lumination | LIS[C,I]8BDA0D9835Vxxxxxxxxx | Indoor Luminaires | Linear Ambient | Direct Linear Ambient Luminaires | Premium | FALSE | [9 empty] | 8/5/2016 | Dimmable | Continuous (Can dim down to ≤ 10% (W)) | Yes |  |  | 9900 | 113 | 88 | 20 | 0.9 | 3500 | 83
PJRC4MTE | GE Lighting Solutions | Lumination | LIS[C,I]8BDA0D9840Vxxxxxxxxx | Indoor Luminaires | Linear Ambient | Direct Linear Ambient Luminaires | Premium | FALSE | [9 empty] | 8/5/2016 | Dimmable | Continuous (Can dim down to ≤ 10% (W)) | Yes |  |  | 10400 | 118 | 88 | 20 | 0.9 | 4000 | 83
P9SZR8QP | GE Lighting Solutions | Lumination | LIS[C,I]8BDA0D9850Vxxxxxxxxx | Indoor Luminaires | Linear Ambient | Direct Linear Ambient Luminaires | Premium | FALSE | [9 empty] | 8/5/2016 | Dimmable | Continuous (Can dim down to ≤ 10% (W)) | Yes |  |  | 10600 | 120 | 88 | 20 | 0.9 | 5000 | 83
PG39B5ZU | GE Lighting Solutions | Lumination | LIS[C,I]8BD84D8835Vxxxxxxxxx | Indoor Luminaires | Linear Ambient | Direct Linear Ambient Luminaires | Premium | FALSE | [9 empty] | 8/5/2016 | Dimmable | Continuous (Can dim down to ≤ 10% (W)) | Yes |  |  | 8000 | 114 | 70 | 20 | 0.9 | 3500 | 83
P9EK7MCQ | GE Lighting Solutions | Lumination | LIS[C,I]8BD84D8840Vxxxxxxxxx | Indoor Luminaires | Linear Ambient | Direct Linear Ambient Luminaires | Premium | FALSE | [9 empty] | 8/5/2016 | Dimmable | Continuous (Can dim down to ≤ 10% (W)) | Yes |  |  | 8400 | 120 | 70 | 20 | 0.9 | 4000 | 83
PTFPA591 | GE Lighting Solutions | Lumination | LIS[C,I]8BD84D8850Vxxxxxxxxx | Indoor Luminaires | Linear Ambient | Direct Linear Ambient Luminaires | Premium | FALSE | [9 empty] | 8/5/2016 | Dimmable | Continuous (Can dim down to ≤ 10% (W)) | Yes |  |  | 8600 | 123 | 70 | 20 | 0.9 | 5000 | 83
PSX7NNGY | GE Lighting Solutions | Lumination | LIS[C,I]8BDA0D8835Vxxxxxxxxx | Indoor Luminaires | Linear Ambient | Direct Linear Ambient Luminaires | Premium | FALSE | [9 empty] | 8/5/2016 | Dimmable | Continuous (Can dim down to ≤ 10% (W)) | Yes |  |  | 9900 | 113 | 88 | 20 | 0.9 | 3500 | 83
PZ3MQBBD | GE Lighting Solutions | Lumination | LIS[C,I]8BDA0D8840Vxxxxxxxxx | Indoor Luminaires | Linear Ambient | Direct Linear Ambient Luminaires | Premium | FALSE | [9 empty] | 8/5/2016 | Dimmable | Continuous (Can dim down to ≤ 10% (W)) | Yes |  |  | 10400 | 118 | 88 | 20 | 0.9 | 4000 | 83
PYZPWVWJ | GE Lighting Solutions | Lumination | LIS[C,I]8BDA0D8850Vxxxxxxxxx | Indoor Luminaires | Linear Ambient | Direct Linear Ambient Luminaires | Premium | FALSE | [9 empty] | 8/5/2016 | Dimmable | Continuous (Can dim down to ≤ 10% (W)) | Yes |  |  | 10600 | 120 | 88 | 20 | 0.9 | 5000 | 83
P00000SZT | GE Lighting Solutions | GE Lighting | IS140A3M[D, V]SLVR-EL | Indoor Luminaires | Linear Ambient | Direct Linear Ambient Luminaires | Standard | TRUE | 4184 | 102.1 | 41 | 19 | 0.9 | 3998 | 85 | 5 | 50000 | 1/24/2014 | Not Yet Verified | Not Yet Verified | Not Yet Verified |  | 2.1 |  |  |  |  | 0.9 | 4000 | 80
P00000SZS | GE Lighting Solutions | GE Luminations | IS-[1, C, S]4-0-A2-M-[V, D]-SLVR | Indoor Luminaires | Linear Ambient | Direct Linear Ambient Luminaires | Standard | TRUE | 3904.5 | 117 | 33.4 | 11.9 | 0.9 | 3419 | 83.7 | 5 | 75000 | 1/24/2014 | Dimmable | Continuous (Can dim down to ≤ 10% (W)) | Not Yet Verified |  | 2.1 | 4000 | 121 | 33 | 20 | 0.9 | 3500 | 83
P00000SZZ | GE Lighting Solutions | GE Luminations | IS-[1, C, S]4-0-B2-M-[V, D]-XXXX | Indoor Luminaires | Linear Ambient | Direct Linear Ambient Luminaires | Standard | TRUE | 4808.4 | 111.5 | 43.1 | 11.9 | 0.9 | 3438 | 83.7 | 5 | 75000 | 1/24/2014 | Dimmable | Continuous (Can dim down to ≤ 10% (W)) | Not Yet Verified |  | 2.1 | 4950 | 118 | 42 | 20 | 0.9 | 3500 | 83
P00000T05 | GE Lighting Solutions | GE Lighting | IS140B3M[D,V]SLVR-EL | Indoor Luminaires | Linear Ambient | Direct Linear Ambient Luminaires | Standard | FALSE | [9 empty] | 1/24/2014 | Not Yet Verified | Not Yet Verified | Not Yet Verified |  |  | 5000 | 106 | 47 |  | 0.9 | 4000 | 80
P00000T06 | GE Lighting Solutions | GE Lighting | ISC40A3M[D,V]SLVR-EL | Indoor Luminaires | Linear Ambient | Direct Linear Ambient Luminaires | Standard | FALSE | [9 empty] | 1/24/2014 | Not Yet Verified | Not Yet Verified | Not Yet Verified |  |  | 4050 | 107 | 38 |  | 0.9 | 4000 | 80
P00000T07 | GE Lighting Solutions | GE Lighting | ISC40B3M[D,V]SLVR-EL | Indoor Luminaires | Linear Ambient | Direct Linear Ambient Luminaires | Standard | FALSE | [9 empty] | 1/24/2014 | Not Yet Verified | Not Yet Verified | Not Yet Verified |  |  | 5000 | 106 | 47 |  | 0.9 | 4000 | 80
P00000T08 | GE Lighting Solutions | GE Lighting | ISS40A3M[D,V]SLVR-EL | Indoor Luminaires | Linear Ambient | Direct Linear Ambient Luminaires | Standard | FALSE | [9 empty] | 1/24/2014 | Not Yet Verified | Not Yet Verified | Not Yet Verified |  |  | 4050 | 107 | 38 |  | 0.9 | 4000 | 80
P00000T09 | GE Lighting Solutions | GE Lighting | ISS40B3M[D,V]SLVR-EL | Indoor Luminaires | Linear Ambient | Direct Linear Ambient Luminaires | Standard | FALSE | [9 empty] | 1/24/2014 | Not Yet Verified | Not Yet Verified | Not Yet Verified |  |  | 5000 | 106 | 47 |  | 0.9 | 4000 | 80
P00000T02 | GE Lighting Solutions | GE Luminations | IS-[1, C, S]4-0-A3-M-[V, D]-SLVR | Indoor Luminaires | Linear Ambient | Direct Linear Ambient Luminaires | Standard | FALSE | [9 empty] | 1/24/2014 | Dimmable | Continuous (Can dim down to ≤ 10% (W)) | Not Yet Verified |  |  | 4200 | 127 | 33 | 20 | 0.9 | 4000 | 83
P00000T04 | GE Lighting Solutions | GE Luminations | IS-[1, C, S]4-0-B3-M-[V, D]-XXXX | Indoor Luminaires | Linear Ambient | Direct Linear Ambient Luminaires | Standard | FALSE | [9 empty] | 1/24/2014 | Dimmable | Continuous (Can dim down to ≤ 10% (W)) | Not Yet Verified |  |  | 5200 | 124 | 42 | 20 | 0.9 | 4000 | 83
P00000T0R | GE Lighting Solutions | GE Lighting | IS180A3M[D,V]SLVR-EL | Indoor Luminaires | Linear Ambient | Direct Linear Ambient Luminaires | Standard | TRUE | 8374 | 110.2 | 76 | 23.4 | 0.87 | 3970 | 85 | 5 |  | 1/28/2014 | Not Yet Verified | Not Yet Verified | Not Yet Verified |  | 2.1 | 8400 |  | 73 |  | 0.9 | 4000 | 80
PDZHY3N4 | GE Lighting Solutions | GE Lumination | IS-[1, C, S]8-0-A2-M-X-XXXX-EL | Indoor Luminaires | Linear Ambient | Direct Linear Ambient Luminaires | Premium | TRUE | 7756.2 | 112 | 69.3 | 15.9 | 0.91 | 3418 | 83.7 | 5 | 75000 | 7/23/2015 | Dimmable | Continuous (Can dim down to ≤ 10% (W)) | No |  | 3 | 7700 | 110 | 70 | 20 | 0.9 | 3500 | 83
P5X4YHJY | GE Lighting Solutions | GE Lumination | IS-[1, C, S]8-0-B2-M-X-XXXX-EL | Indoor Luminaires | Linear Ambient | Direct Linear Ambient Luminaires | Premium | TRUE | 9563.9 | 109.1 | 87.7 | 15.9 | 0.91 | 3424 | 83.7 | 5 | 75000 | 7/23/2015 | Dimmable | Continuous (Can dim down to ≤ 10% (W)) | No |  | 3 | 9500 | 108 | 88 | 20 | 0.9 | 3500 | 83
P00000T0Q | GE Lighting Solutions | GE Luminations | IS-[1, C, S]8-0-A2-M-[V, D]-XXXX | Indoor Luminaires | Linear Ambient | Direct Linear Ambient Luminaires | Premium | TRUE | 7999.4 | 122.3 | 65.4 | 13.6 | 0.91 | 3417 | 83.7 | 5 | 75000 | 1/28/2014 | Dimmable | Continuous (Can dim down to ≤ 10% (W)) | No |  | 3 | 8000 | 121 | 66 | 20 | 0.9 | 3500 | 83
P00000T11 | GE Lighting Solutions | GE Luminations | IS-[1, C, S]8-0-B2-M-[V, D]-XXXX | Indoor Luminaires | Linear Ambient | Direct Linear Ambient Luminaires | Premium | TRUE | 9862.5 | 117.1 | 84.2 | 13.6 | 0.91 | 3425 | 83.6 | 5 | 75000 | 1/28/2014 | Dimmable | Continuous (Can dim down to ≤ 10% (W)) | No |  | 3 | 9900 | 118 | 84 | 20 | 0.9 | 3500 | 83
P00000T13 | GE Lighting Solutions | GE Lighting | IS180B3M[D,V]SLVR-EL | Indoor Luminaires | Linear Ambient | Direct Linear Ambient Luminaires | Standard | FALSE | [9 empty] | 1/28/2014 | Not Yet Verified | Not Yet Verified | Not Yet Verified |  |  | 10400 | 110 | 94.5 | 20 | 0.9 | 4000 | 80
P00000T14 | GE Lighting Solutions | GE Lighting | ISC80A3M[D,V]SLVR-EL | Indoor Luminaires | Linear Ambient | Direct Linear Ambient Luminaires | Standard | FALSE | [9 empty] | 1/28/2014 | Not Yet Verified | Not Yet Verified | Not Yet Verified |  |  | 8400 | 108 | 77.5 | 20 | 0.9 | 3500 | 80
P00000T15 | GE Lighting Solutions | GE Lighting | ISC80B3M[D,V]SLVR-EL | Indoor Luminaires | Linear Ambient | Direct Linear Ambient Luminaires | Standard | FALSE | [9 empty] | 1/28/2014 | Not Yet Verified | Not Yet Verified | Not Yet Verified |  |  | 10400 | 110 | 94.5 | 20 | 0.9 | 4000 | 80
P00000T16 | GE Lighting Solutions | GE Lighting | ISS80A3M[D,V]SLVR-EL | Indoor Luminaires | Linear Ambient | Direct Linear Ambient Luminaires | Standard | FALSE | [9 empty] | 1/28/2014 | Not Yet Verified | Not Yet Verified | Not Yet Verified |  |  | 8400 | 108 | 77.5 | 20 | 0.9 | 3500 | 80
P00000T17 | GE Lighting Solutions | GE Lighting | ISS80B3M[D,V]SLVR-EL | Indoor Luminaires | Linear Ambient | Direct Linear Ambient Luminaires | Standard | FALSE | [9 empty] | 1/28/2014 | Not Yet Verified | Not Yet Verified | Not Yet Verified |  |  | 10400 | 110 | 94.5 | 20 | 0.9 | 4000 | 80
P3CX5Z64 | GE Lighting Solutions | GE Lumination | IS-[1, C, S]8-0-B3-M-X-XXXX-EL | Indoor Luminaires | Linear Ambient | Direct Linear Ambient Luminaires | Premium | FALSE | [9 empty] | 7/23/2015 | Dimmable | Continuous (Can dim down to ≤ 10% (W)) | No |  |  | 9700 | 110 | 88 | 20 | 0.9 | 4000 | 83
PVWYEKME | GE Lighting Solutions | GE Lumination | IS-[1, C, S]8-0-B5-M-X-XXXX-EL | Indoor Luminaires | Linear Ambient | Direct Linear Ambient Luminaires | Premium | FALSE | [9 empty] | 7/23/2015 | Dimmable | Continuous (Can dim down to ≤ 10% (W)) | No |  |  | 11000 | 125 | 88 | 20 | 0.9 | 5000 | 82
PXAA562E | GE Lighting Solutions | GE Lumination | IS-[1, C, S]8-0-E2-M-X-XXXX | Indoor Luminaires | Linear Ambient | Direct Linear Ambient Luminaires | Premium | FALSE | [9 empty] | 7/23/2015 | Dimmable | Continuous (Can dim down to ≤ 10% (W)) | No |  |  | 8000 | 121 | 66 | 20 | 0.9 | 3500 | 83
PVRVG5AJ | GE Lighting Solutions | GE Lumination | IS-[1, C, S]8-0-E3-M-X-XXXX | Indoor Luminaires | Linear Ambient | Direct Linear Ambient Luminaires | Premium | FALSE | [9 empty] | 7/23/2015 | Dimmable | Continuous (Can dim down to ≤ 10% (W)) | No |  |  | 8400 | 127 | 66 | 20 | 0.9 | 4000 | 83
PBPAVDF8 | GE Lighting Solutions | GE Lumination | IS-[1, C, S]8-0-E5-M-X-XXXX | Indoor Luminaires | Linear Ambient | Direct Linear Ambient Luminaires | Premium | FALSE | [9 empty] | 7/23/2015 | Dimmable | Continuous (Can dim down to ≤ 10% (W)) | No |  |  | 8600 | 130 | 66 | 20 | 0.9 | 5000 | 82
PUE5DEPQ | GE Lighting Solutions | GE Lumination | IS-[1, C, S]8-0-F2-M-X-XXXX | Indoor Luminaires | Linear Ambient | Direct Linear Ambient Luminaires | Premium | FALSE | [9 empty] | 7/23/2015 | Dimmable | Continuous (Can dim down to ≤ 10% (W)) | No |  |  | 9900 | 118 | 84 | 20 | 0.9 | 3500 | 83
PYME3KAG | GE Lighting Solutions | GE Lumination | IS-[1, C, S]8-0-F3-M-X-XXXX | Indoor Luminaires | Linear Ambient | Direct Linear Ambient Luminaires | Premium | FALSE | [9 empty] | 7/23/2015 | Dimmable | Continuous (Can dim down to ≤ 10% (W)) | No |  |  | 10400 | 124 | 84 | 20 | 0.9 | 4000 | 83
PX34MSTH | GE Lighting Solutions | GE Lumination | IS-[1, C, S]8-0-F5-M-X-XXXX | Indoor Luminaires | Linear Ambient | Direct Linear Ambient Luminaires | Premium | FALSE | [9 empty] | 7/23/2015 | Dimmable | Continuous (Can dim down to ≤ 10% (W)) | No |  |  | 11000 | 131 | 84 | 20 | 0.9 | 5000 | 82
PWCY56UT | GE Lighting Solutions | GE Lumination | IS-[1, C, S]8-0-J2-M-X-XXXX | Indoor Luminaires | Linear Ambient | Direct Linear Ambient Luminaires | Premium | FALSE | [9 empty] | 7/23/2015 | Dimmable | Continuous (Can dim down to ≤ 10% (W)) | No |  |  | 8000 | 121 | 66 | 20 | 0.9 | 3500 | 83
PGXUGEFC | GE Lighting Solutions | GE Lumination | IS-[1, C, S]8-0-J3-M-X-XXXX | Indoor Luminaires | Linear Ambient | Direct Linear Ambient Luminaires | Premium | FALSE | [9 empty] | 7/23/2015 | Dimmable | Continuous (Can dim down to ≤ 10% (W)) | No |  |  | 8400 | 127 | 66 | 20 | 0.9 | 4000 | 83
P5F21PZ7 | GE Lighting Solutions | GE Lumination | IS-[1, C, S]8-0-J5-M-X-XXXX | Indoor Luminaires | Linear Ambient | Direct Linear Ambient Luminaires | Premium | FALSE | [9 empty] | 7/23/2015 | Dimmable | Continuous (Can dim down to ≤ 10% (W)) | No |  |  | 8600 | 130 | 66 | 20 | 0.9 | 5000 | 82
PEQPU9BQ | GE Lighting Solutions | GE Lumination | IS-[1, C, S]8-0-K2-M-X-XXXX | Indoor Luminaires | Linear Ambient | Direct Linear Ambient Luminaires | Premium | FALSE | [9 empty] | 7/23/2015 | Dimmable | Continuous (Can dim down to ≤ 10% (W)) | No |  |  | 9900 | 118 | 84 | 20 | 0.9 | 3500 | 83
PWGHWX18 | GE Lighting Solutions | GE Lumination | IS-[1, C, S]8-0-K3-M-X-XXXX | Indoor Luminaires | Linear Ambient | Direct Linear Ambient Luminaires | Premium | FALSE | [9 empty] | 7/23/2015 | Dimmable | Continuous (Can dim down to ≤ 10% (W)) | No |  |  | 10400 | 124 | 84 | 20 | 0.9 | 4000 | 83
PCFHJ47R | GE Lighting Solutions | GE Lumination | IS-[1, C, S]8-0-K5-M-X-XXXX | Indoor Luminaires | Linear Ambient | Direct Linear Ambient Luminaires | Premium | FALSE | [9 empty] | 7/23/2015 | Dimmable | Continuous (Can dim down to ≤ 10% (W)) | No |  |  | 11000 | 131 | 84 | 20 | 0.9 | 5000 | 82
PYVVE5E2 | GE Lighting Solutions | GE Lumination | IS-[1, C, S]8-0-E2-M-X-XXXX-EL | Indoor Luminaires | Linear Ambient | Direct Linear Ambient Luminaires | Premium | FALSE | [9 empty] | 7/23/2015 | Dimmable | Continuous (Can dim down to ≤ 10% (W)) | No |  |  | 8000 | 114 | 70 | 20 | 0.9 | 3500 | 83
PXCVD4KR | GE Lighting Solutions | GE Lumination | IS-[1, C, S]8-0-E3-M-X-XXXX-EL | Indoor Luminaires | Linear Ambient | Direct Linear Ambient Luminaires | Premium | FALSE | [9 empty] | 7/23/2015 | Dimmable | Continuous (Can dim down to ≤ 10% (W)) | No |  |  | 8400 | 120 | 70 | 20 | 0.9 | 4000 | 83
PXJM7TCW | GE Lighting Solutions | GE Lumination | IS-[1, C, S]8-0-E5-M-X-XXXX-EL | Indoor Luminaires | Linear Ambient | Direct Linear Ambient Luminaires | Premium | FALSE | [9 empty] | 7/23/2015 | Dimmable | Continuous (Can dim down to ≤ 10% (W)) | No |  |  | 8600 | 123 | 70 | 20 | 0.9 | 5000 | 82
PRKVTRE3 | GE Lighting Solutions | GE Lumination | IS-[1, C, S]8-0-F2-M-X-XXXX-EL | Indoor Luminaires | Linear Ambient | Direct Linear Ambient Luminaires | Premium | FALSE | [9 empty] | 7/23/2015 | Dimmable | Continuous (Can dim down to ≤ 10% (W)) | No |  |  | 9900 | 113 | 88 | 20 | 0.9 | 3500 | 83
P9TSU3SS | GE Lighting Solutions | GE Lumination | IS-[1, C, S]8-0-F3-M-X-XXXX-EL | Indoor Luminaires | Linear Ambient | Direct Linear Ambient Luminaires | Premium | FALSE | [9 empty] | 7/23/2015 | Dimmable | Continuous (Can dim down to ≤ 10% (W)) | No |  |  | 10400 | 118 | 88 | 20 | 0.9 | 4000 | 83
P53PE7X9 | GE Lighting Solutions | GE Lumination | IS-[1, C, S]8-0-F5-M-X-XXXX-EL | Indoor Luminaires | Linear Ambient | Direct Linear Ambient Luminaires | Premium | FALSE | [9 empty] | 7/23/2015 | Dimmable | Continuous (Can dim down to ≤ 10% (W)) | No |  |  | 11000 | 125 | 88 | 20 | 0.9 | 5000 | 82
PEYS4QSR | GE Lighting Solutions | GE Lumination | IS-[1, C, S]8-0-J2-M-X-XXXX-EL | Indoor Luminaires | Linear Ambient | Direct Linear Ambient Luminaires | Premium | FALSE | [9 empty] | 7/23/2015 | Dimmable | Continuous (Can dim down to ≤ 10% (W)) | No |  |  | 8000 | 114 | 70 | 20 | 0.9 | 3500 | 83
P77NM44G | GE Lighting Solutions | GE Lumination | IS-[1, C, S]8-0-J3-M-X-XXXX-EL | Indoor Luminaires | Linear Ambient | Direct Linear Ambient Luminaires | Premium | FALSE | [9 empty] | 7/23/2015 | Dimmable | Continuous (Can dim down to ≤ 10% (W)) | No |  |  | 8400 | 120 | 70 | 20 | 0.9 | 4000 | 83
PJAXP99X | GE Lighting Solutions | GE Lumination | IS-[1, C, S]8-0-J5-M-X-XXXX-EL | Indoor Luminaires | Linear Ambient | Direct Linear Ambient Luminaires | Premium | FALSE | [9 empty] | 7/23/2015 | Dimmable | Continuous (Can dim down to ≤ 10% (W)) | No |  |  | 8600 | 123 | 70 | 20 | 0.9 | 5000 | 82
PUDVB493 | GE Lighting Solutions | GE Lumination | IS-[1, C, S]8-0-K2-M-X-XXXX-EL | Indoor Luminaires | Linear Ambient | Direct Linear Ambient Luminaires | Premium | FALSE | [9 empty] | 7/23/2015 | Dimmable | Continuous (Can dim down to ≤ 10% (W)) | No |  |  | 9900 | 113 | 88 | 20 | 0.9 | 3500 | 83
PR72WRXM | GE Lighting Solutions | GE Lumination | IS-[1, C, S]8-0-K3-M-X-XXXX-EL | Indoor Luminaires | Linear Ambient | Direct Linear Ambient Luminaires | Premium | FALSE | [9 empty] | 7/23/2015 | Dimmable | Continuous (Can dim down to ≤ 10% (W)) | No |  |  | 10400 | 118 | 88 | 20 | 0.9 | 4000 | 83
PXCYAXNC | GE Lighting Solutions | GE Lumination | IS-[1, C, S]8-0-K5-M-X-XXXX-EL | Indoor Luminaires | Linear Ambient | Direct Linear Ambient Luminaires | Premium | FALSE | [9 empty] | 7/23/2015 | Dimmable | Continuous (Can dim down to ≤ 10% (W)) | No |  |  | 11000 | 125 | 88 | 20 | 0.9 | 5000 | 82
P4FANW1G | GE Lighting Solutions | GE Lumination | IS-[1, C, S]8-D-A2-M-X-XXXX | Indoor Luminaires | Linear Ambient | Direct Linear Ambient Luminaires | Premium | FALSE | [9 empty] | 8/5/2015 | Dimmable | Continuous (Can dim down to ≤ 10% (W)) | No |  |  | 8000 | 114 | 70 | 20 | 0.9 | 3500 | 83
P3JUWG17 | GE Lighting Solutions | GE Lumination | IS-[1, C, S]8-D-A3-M-X-XXXX | Indoor Luminaires | Linear Ambient | Direct Linear Ambient Luminaires | Premium | FALSE | [9 empty] | 8/5/2015 | Dimmable | Continuous (Can dim down to ≤ 10% (W)) | No |  |  | 8200 | 117 | 70 | 20 | 0.9 | 4000 | 83
PVE6BUGK | GE Lighting Solutions | GE Lumination | IS-[1, C, S]8-D-A5-M-X-XXXX | Indoor Luminaires | Linear Ambient | Direct Linear Ambient Luminaires | Premium | FALSE | [9 empty] | 8/5/2015 | Dimmable | Continuous (Can dim down to ≤ 10% (W)) | No |  |  | 8400 | 120 | 70 | 20 | 0.9 | 5000 | 82
P5X52DA8 | GE Lighting Solutions | GE Lumination | IS-[1, C, S]8-D-B2-M-X-XXXX | Indoor Luminaires | Linear Ambient | Direct Linear Ambient Luminaires | Premium | FALSE | [9 empty] | 8/5/2015 | Dimmable | Continuous (Can dim down to ≤ 10% (W)) | No |  |  | 9800 | 109 | 90 | 20 | 0.9 | 3500 | 83
P8WGFY6N | GE Lighting Solutions | GE Lumination | IS-[1, C, S]8-D-B3-M-X-XXXX | Indoor Luminaires | Linear Ambient | Direct Linear Ambient Luminaires | Premium | FALSE | [9 empty] | 8/5/2015 | Dimmable | Continuous (Can dim down to ≤ 10% (W)) | No |  |  | 10100 | 112 | 90 | 20 | 0.9 | 4000 | 83
PAZE46W8 | GE Lighting Solutions | GE Lumination | IS-[1, C, S]8-D-B5-M-X-XXXX | Indoor Luminaires | Linear Ambient | Direct Linear Ambient Luminaires | Premium | FALSE | [9 empty] | 8/5/2015 | Dimmable | Continuous (Can dim down to ≤ 10% (W)) | No |  |  | 10400 | 116 | 90 | 20 | 0.9 | 5000 | 82
PGSBGB5J | GE Lighting Solutions | GE Lumination | IS-[1, C, S]8-D-E2-M-X-XXXX | Indoor Luminaires | Linear Ambient | Direct Linear Ambient Luminaires | Premium | FALSE | [9 empty] | 8/5/2015 | Dimmable | Continuous (Can dim down to ≤ 10% (W)) | No |  |  | 8000 | 114 | 70 | 20 | 0.9 | 3500 | 83
PB4M53U8 | GE Lighting Solutions | GE Lumination | IS-[1, C, S]8-D-E3-M-X-XXXX | Indoor Luminaires | Linear Ambient | Direct Linear Ambient Luminaires | Premium | FALSE | [9 empty] | 8/5/2015 | Dimmable | Continuous (Can dim down to ≤ 10% (W)) | No |  |  | 8400 | 120 | 70 | 20 | 0.9 | 4000 | 83
PUEWT1H4 | GE Lighting Solutions | GE Lumination | IS-[1, C, S]8-D-E5-M-X-XXXX | Indoor Luminaires | Linear Ambient | Direct Linear Ambient Luminaires | Premium | FALSE | [9 empty] | 8/5/2015 | Dimmable | Continuous (Can dim down to ≤ 10% (W)) | No |  |  | 8600 | 123 | 70 | 20 | 0.9 | 5000 | 82
PYNRT5UU | GE Lighting Solutions | GE Lumination | IS-[1, C, S]8-D-F2-M-X-XXXX | Indoor Luminaires | Linear Ambient | Direct Linear Ambient Luminaires | Premium | FALSE | [9 empty] | 8/5/2015 | Dimmable | Continuous (Can dim down to ≤ 10% (W)) | No |  |  | 9900 | 110 | 90 | 20 | 0.9 | 3500 | 83
PR1HXWNY | GE Lighting Solutions | GE Lumination | IS-[1, C, S]8-D-F3-M-X-XXXX | Indoor Luminaires | Linear Ambient | Direct Linear Ambient Luminaires | Premium | FALSE | [9 empty] | 8/5/2015 | Dimmable | Continuous (Can dim down to ≤ 10% (W)) | No |  |  | 10400 | 116 | 90 | 20 | 0.9 | 4000 | 83
PF3VBEZ6 | GE Lighting Solutions | GE Lumination | IS-[1, C, S]8-D-F5-M-X-XXXX | Indoor Luminaires | Linear Ambient | Direct Linear Ambient Luminaires | Premium | FALSE | [9 empty] | 8/5/2015 | Dimmable | Continuous (Can dim down to ≤ 10% (W)) | No |  |  | 11000 | 122 | 90 | 20 | 0.9 | 5000 | 82
P25K5MPS | GE Lighting Solutions | GE Lumination | IS-[1, C, S]8-D-J2-M-X-XXXX | Indoor Luminaires | Linear Ambient | Direct Linear Ambient Luminaires | Premium | FALSE | [9 empty] | 8/5/2015 | Dimmable | Continuous (Can dim down to ≤ 10% (W)) | No |  |  | 8000 | 114 | 70 | 20 | 0.9 | 3500 | 83
PVUMFNDU | GE Lighting Solutions | GE Lumination | IS-[1, C, S]8-D-J3-M-X-XXXX | Indoor Luminaires | Linear Ambient | Direct Linear Ambient Luminaires | Premium | FALSE | [9 empty] | 8/5/2015 | Dimmable | Continuous (Can dim down to ≤ 10% (W)) | No |  |  | 8400 | 120 | 70 | 20 | 0.9 | 4000 | 83
PDVYGMZW | GE Lighting Solutions | GE Lumination | IS-[1, C, S]8-D-J5-M-X-XXXX | Indoor Luminaires | Linear Ambient | Direct Linear Ambient Luminaires | Premium | FALSE | [9 empty] | 8/5/2015 | Dimmable | Continuous (Can dim down to ≤ 10% (W)) | No |  |  | 8600 | 123 | 70 | 20 | 0.9 | 5000 | 82
PCCGGGKP | GE Lighting Solutions | GE Lumination | IS-[1, C, S]8-D-K2-M-X-XXXX | Indoor Luminaires | Linear Ambient | Direct Linear Ambient Luminaires | Premium | FALSE | [9 empty] | 8/5/2015 | Dimmable | Continuous (Can dim down to ≤ 10% (W)) | No |  |  | 9900 | 110 | 90 | 20 | 0.9 | 3500 | 83
PMBRVU86 | GE Lighting Solutions | GE Lumination | IS-[1, C, S]8-D-K3-M-X-XXXX | Indoor Luminaires | Linear Ambient | Direct Linear Ambient Luminaires | Premium | FALSE | [9 empty] | 8/5/2015 | Dimmable | Continuous (Can dim down to ≤ 10% (W)) | No |  |  | 10400 | 116 | 90 | 20 | 0.9 | 4000 | 83
PSFXTFC6 | GE Lighting Solutions | GE Lumination | IS-[1, C, S]8-D-K5-M-X-XXXX | Indoor Luminaires | Linear Ambient | Direct Linear Ambient Luminaires | Premium | FALSE | [9 empty] | 8/5/2015 | Dimmable | Continuous (Can dim down to ≤ 10% (W)) | No |  |  | 11000 | 122 | 90 | 20 | 0.9 | 5000 | 82
P1W2Z4BG | GE Lighting Solutions | GE Lumination | IS-[1, C, S]8-0-A3-M-X-XXXX-EL | Indoor Luminaires | Linear Ambient | Direct Linear Ambient Luminaires | Premium | FALSE | [9 empty] | 7/23/2015 | Dimmable | Continuous (Can dim down to ≤ 10% (W)) | No |  |  | 7800 | 111 | 70 | 20 | 0.9 | 4000 | 83
PAJ9JCXF | GE Lighting Solutions | GE Lumination | IS-[1, C, S]8-0-A5-M-X-XXXX-EL | Indoor Luminaires | Linear Ambient | Direct Linear Ambient Luminaires | Premium | FALSE | [9 empty] | 7/23/2015 | Dimmable | Continuous (Can dim down to ≤ 10% (W)) | No |  |  | 8600 | 123 | 70 | 20 | 0.9 | 5000 | 82
P6H21Y89 | GE Lighting Solutions | GE Lumination | IS-[1, C, S]8-0-A5-M-X-XXXX | Indoor Luminaires | Linear Ambient | Direct Linear Ambient Luminaires | Premium | FALSE | [9 empty] | 7/23/2015 | Dimmable | Continuous (Can dim down to ≤ 10% (W)) | No |  |  | 8600 | 130 | 66 | 20 | 0.9 | 5000 | 82
PE5Q4JSF | GE Lighting Solutions | GE Lumination | IS-[1, C, S]8-0-B5-M-X-XXXX | Indoor Luminaires | Linear Ambient | Direct Linear Ambient Luminaires | Premium | FALSE | [9 empty] | 7/23/2015 | Dimmable | Continuous (Can dim down to ≤ 10% (W)) | No |  |  | 11000 | 131 | 84 | 20 | 0.9 | 5000 | 82
P00000T12 | GE Lighting Solutions | GE Luminations | IS-[1, C, S]8-0-B3-M-[V, D]-XXXX | Indoor Luminaires | Linear Ambient | Direct Linear Ambient Luminaires | Premium | FALSE | [9 empty] | 1/28/2014 | Dimmable | Continuous (Can dim down to ≤ 10% (W)) | No |  |  | 10400 | 124 | 84 | 20 | 0.9 | 4000 | 83
P00000T0W | GE Lighting Solutions | GE Luminations | IS-[1, C, S]8-0-A3-M-[V, D]-XXXX | Indoor Luminaires | Linear Ambient | Direct Linear Ambient Luminaires | Premium | FALSE | [9 empty] | 1/28/2014 | Dimmable | Continuous (Can dim down to ≤ 10% (W)) | No |  |  | 8400 | 127 | 66 | 20 | 0.9 | 4000 | 80
P00000TKV | GE Lighting Solutions | Lumination | EL-06-0-A4-[C, G]-V-WHTE-XXX | Indoor Luminaires | Linear Ambient | Direct Linear Ambient Luminaires | Standard | TRUE | 8756.1 | 83.9 | 104.3 | 18.1 | 0.93 | 2674 | 83 | 5 | 50000 | 6/30/2014 | Not Yet Verified | Not Yet Verified | Not Yet Verified |  | 2.1 | 8700 |  | 104 |  | 0.9 | 2700 | 80
P00000TKW | GE Lighting Solutions | Lumination | EL-06-0-A1-[C, G]-V-WHTE-XXX | Indoor Luminaires | Linear Ambient | Direct Linear Ambient Luminaires | Standard | FALSE | [9 empty] | 6/30/2014 | Not Yet Verified | Not Yet Verified | Not Yet Verified |  |  | 9000 | 86.5 | 104 | 20 | 0.9 | 3000 | 80
P00000TKX | GE Lighting Solutions | Lumination | EL-06-0-A2-[C, G]-V-WHTE-XXX | Indoor Luminaires | Linear Ambient | Direct Linear Ambient Luminaires | Standard | FALSE | [9 empty] | 6/30/2014 | Not Yet Verified | Not Yet Verified | Not Yet Verified |  |  | 9300 | 89.4 | 104 | 20 | 0.9 | 3500 | 80
P00000TKY | GE Lighting Solutions | Lumination | EL-06-0-A3-[C, G]-V-WHTE-XXX | Indoor Luminaires | Linear Ambient | Direct Linear Ambient Luminaires | Standard | FALSE | [9 empty] | 6/30/2014 | Not Yet Verified | Not Yet Verified | Not Yet Verified |  |  | 9600 | 92 | 104 |  | 0.9 | 4000 | 80
P00000TKZ | GE Lighting Solutions | Lumination | EL-06-0-A1-[C, G]-D-WHTE-XXX | Indoor Luminaires | Linear Ambient | Direct Linear Ambient Luminaires | Standard | FALSE | [9 empty] | 6/30/2014 | Not Yet Verified | Not Yet Verified | Not Yet Verified |  |  | 9000 | 86.5 | 104 | 20 | 0.9 | 3000 | 80
P00000TL0 | GE Lighting Solutions | Lumination | EL-06-0-A2-[C, G]-D-WHTE-XXX | Indoor Luminaires | Linear Ambient | Direct Linear Ambient Luminaires | Standard | FALSE | [9 empty] | 6/30/2014 | Not Yet Verified | Not Yet Verified | Not Yet Verified |  |  | 9300 | 89.4 | 104 | 20 | 0.9 | 3500 | 80
P00000TL1 | GE Lighting Solutions | Lumination | EL-06-0-A3-[C, G]-D-WHTE-XXX | Indoor Luminaires | Linear Ambient | Direct Linear Ambient Luminaires | Standard | FALSE | [9 empty] | 6/30/2014 | Not Yet Verified | Not Yet Verified | Not Yet Verified |  |  | 9600 | 92 | 104 |  | 0.9 | 4000 | 80
PKWCSQWA | GE Lighting Solutions | GE | GEWM9630BAT | Indoor Luminaires | Linear Ambient | Direct Linear Ambient Luminaires | Standard | TRUE | 3357.5 | 95.11 | 35.3 | 17.4 | 0.9 | 2999 | 83.2 | 5 | 50000 | 7/30/2015 | Not Dimmable | Not Dimmable | Not Yet Verified |  | 2.1 | 3342.8 | 94.7 | 36.5 | 17.4 | 0.906 | 2997 | 83.2
PW698DV3 | GE Lighting Solutions | GE | GEWM4830BAT | Indoor Luminaires | Linear Ambient | Direct Linear Ambient Luminaires | Standard | TRUE | 1835.25 | 100.84 | 18.2 | 16.32 | 0.91 | 2997 | 83 | 5 | 50000 | 7/30/2015 | Not Dimmable | Not Dimmable | Not Yet Verified |  | 2.1 | 1835.3 | 96.8 | 18.6 | 16.79 | 0.91 | 2995 | 83
P6Y3XYS7 | GE Lighting Solutions | GE | GEWM4840BAT | Indoor Luminaires | Linear Ambient | Direct Linear Ambient Luminaires | Standard | FALSE | [9 empty] | 7/30/2015 | Not Dimmable | Not Dimmable | Not Yet Verified |  |  | 1977.8 | 104.6 | 18.9 | 16.79 | 0.9 | 4167 | 84
PU9K397V | GE Lighting Solutions | GE | GEWM4850BAT | Indoor Luminaires | Linear Ambient | Direct Linear Ambient Luminaires | Standard | FALSE | [9 empty] | 7/30/2015 | Not Dimmable | Not Dimmable | Not Yet Verified |  |  | 2091.6 | 112.1 | 18.9 | 16.53 | 0.9 | 5101 | 83
PVBETZQG | GE Lighting Solutions | GE | GEWM9640BAT | Indoor Luminaires | Linear Ambient | Direct Linear Ambient Luminaires | Standard | FALSE | [9 empty] | 7/30/2015 | Not Dimmable | Not Dimmable | Not Yet Verified |  |  | 3602.3 | 100 | 36 | 17.4 | 0.906 | 4167 | 84
PMKATPHE | GE Lighting Solutions | GE | GEWM9650BAT | Indoor Luminaires | Linear Ambient | Direct Linear Ambient Luminaires | Standard | FALSE | [9 empty] | 7/30/2015 | Not Dimmable | Not Dimmable | Not Yet Verified |  |  | 3946.8 | 109.8 | 37.1 | 17.2 | 0.908 | 5135 | 83
PCZUBP74 | GE Lighting Solutions | GE | 82446 (GEWH2430BAT) | Indoor Luminaires | Linear Ambient | Direct Linear Ambient Luminaires | Standard | TRUE | 1436.2 | 99.7 | 14.4 | 12.2 | 0.94 | 2995 | 83 | 5 | 50000 | 6/25/2015 | Not Dimmable | Not Dimmable | Not Yet Verified |  | 2.1 | 1436.2 | 93.6 | 15.1 | 12.39 | 0.94 | 3004 | 83
PNJTN89B | GE Lighting Solutions | GE | 83086 (GEWH9630BAT) | Indoor Luminaires | Linear Ambient | Direct Linear Ambient Luminaires | Standard | TRUE | 5349.9 | 92.4 | 57.9 | 11.2 | 0.941 | 3005 | 82.6 | 5 | 50000 | 6/25/2015 | Not Dimmable | Not Dimmable | Not Yet Verified |  | 2.1 | 5323.1 | 91.2 | 60.1 | 11.2 | 0.941 | 3009 | 82.6
PBP36A9J | GE Lighting Solutions | GE | 83166 (GEWH9650BAT) | Indoor Luminaires | Linear Ambient | Direct Linear Ambient Luminaires | Standard | TRUE | 6406.8 | 108.6 | 59 | 12.5 | 0.942 | 5139 | 83.4 | 5 | 50000 | 6/25/2015 | Not Dimmable | Not Dimmable | Not Yet Verified |  | 2.1 | 6371.8 | 107.5 | 61 | 12.5 | 0.942 | 5159 | 83.2
P9Q5E2NC | GE Lighting Solutions | GE | 82551 (GEWH4830BAT) | Indoor Luminaires | Linear Ambient | Direct Linear Ambient Luminaires | Standard | FALSE | [9 empty] | 6/25/2015 | Not Dimmable | Not Dimmable | Not Yet Verified |  |  | 2897.9 | 93.2 | 30.4 | 12.25 | 0.94 | 2982 | 82
P9XCHSBX | GE Lighting Solutions | GE | 82581 (GEWH4840BAT) | Indoor Luminaires | Linear Ambient | Direct Linear Ambient Luminaires | Standard | FALSE | [9 empty] | 6/25/2015 | Not Dimmable | Not Dimmable | Not Yet Verified |  |  | 2897.9 | 93.2 | 30.8 | 12.35 | 0.94 | 4000 | 82
PSZWEMGW | GE Lighting Solutions | GE | 82596 (GEWH4850BAT) | Indoor Luminaires | Linear Ambient | Direct Linear Ambient Luminaires | Standard | FALSE | [9 empty] | 6/25/2015 | Not Dimmable | Not Dimmable | Not Yet Verified |  |  | 3365.3 | 108.5 | 30.8 | 12.35 | 0.94 | 5122 | 83
PDHY4FVX | GE Lighting Solutions | GE | 83121 (GEWH9640BAT) | Indoor Luminaires | Linear Ambient | Direct Linear Ambient Luminaires | Standard | FALSE | [9 empty] | 6/25/2015 | Not Dimmable | Not Dimmable | Not Yet Verified |  |  | 5323.1 | 91.2 | 61 | 12.5 | 0.941 | 4000 | 82.6
PJFUDGTP | GE Lighting Solutions | GE | 82461 (GEWH2440BAT) | Indoor Luminaires | Linear Ambient | Direct Linear Ambient Luminaires | Standard | FALSE | [9 empty] | 6/25/2015 | Not Dimmable | Not Dimmable | Not Yet Verified |  |  | 1436.2 | 93.6 | 15.3 | 12.39 | 0.94 | 4000 | 83
P5YHGW8E | GE Lighting Solutions | GE | 82521 (GEWH2450BAT) | Indoor Luminaires | Linear Ambient | Direct Linear Ambient Luminaires | Standard | FALSE | [9 empty] | 6/25/2015 | Not Dimmable | Not Dimmable | Not Yet Verified |  |  | 1696.9 | 109.4 | 15.3 | 12.36 | 0.94 | 5146 | 83
PVWWYTAU | GE Lighting Solutions | GE | 82349 (GEWM2430BAT) | Indoor Luminaires | Linear Ambient | Direct Linear Ambient Luminaires | Standard | TRUE | 904.71 | 92.31 | 9.8 | 13.36 | 0.9 | 2993 | 83 | 5 | 50000 | 6/25/2015 | Not Dimmable | Not Dimmable | Not Yet Verified |  | 2.1 | 904.8 | 92.3 | 10 | 13.56 | 0.9 | 2991 | 83
PZG2Y2X7 | GE Lighting Solutions | GE | 82351 (GEWM2440BAT) | Indoor Luminaires | Linear Ambient | Direct Linear Ambient Luminaires | Standard | FALSE | [9 empty] | 6/25/2015 | Not Dimmable | Not Dimmable | Not Yet Verified |  |  | 1033.2 | 108.7 | 9.5 | 13.56 | 0.9 | 3940 | 82
PZMCPRJZ | GE Lighting Solutions | GE | 82355 (GEWM2450BAT) | Indoor Luminaires | Linear Ambient | Direct Linear Ambient Luminaires | Standard | FALSE | [9 empty] | 6/25/2015 | Not Dimmable | Not Dimmable | Not Yet Verified |  |  | 1060.6 | 107.1 | 10 | 13.47 | 0.9 | 5104 | 83
PAXG7HUF | GE Lighting Solutions | GE Lighting Solutions | 93027304 (GEWM2435BAT) | Indoor Luminaires | Linear Ambient | Direct Linear Ambient Luminaires | Standard | FALSE | [9 empty] | 5/17/2016 | Not Dimmable | Not Dimmable | No |  |  | 970.8 | 105.5 | 9.2 | 13.56 | 0.9 | 3552 | 82.6
PT9D3G7K | Global Energy & Lighting | Global Energy & Lighting | GLEDLL100W-5-3K-YY-ZZ[D] | Indoor Luminaires | Linear Ambient | Direct Linear Ambient Luminaires | Standard | TRUE | 11379 | 113.89 | 99.91 | 10.74 | 0.9312 | 2977 | 83.6 | 5 | 50000 | 8/8/2016 | Dimmable | Continuous (Can dim down to ≤ 10% (W)) | No |  | 4 | 11379 | 113.89 | 99.91 | 10.74 | 0.93 | 3000 | 83.6
PQMTWK1N | Global Energy & Lighting | Global Energy & Lighting | GLEDLL100W-5-4K-YY-ZZ[D] | Indoor Luminaires | Linear Ambient | Direct Linear Ambient Luminaires | Standard | FALSE | [9 empty] | 8/8/2016 | Dimmable | Continuous (Can dim down to ≤ 10% (W)) | No |  |  | 11717 | 116.87 | 100.3 | 10.74 | 0.93 | 4000 | 83.6
P2SRNQG6 | Global Energy & Lighting | Global Energy & Lighting | GLEDLL100W-5-5K-YY-ZZ[D] | Indoor Luminaires | Linear Ambient | Direct Linear Ambient Luminaires | Standard | FALSE | [9 empty] | 8/8/2016 | Dimmable | Continuous (Can dim down to ≤ 10% (W)) | No |  |  | 12054 | 119.82 | 100.6 | 10.44 | 0.93 | 5000 | 81.4
PE8R43UH | Global Energy & Lighting | Global Energy & Lighting | GLEDLL100W-5-3K-YY | Indoor Luminaires | Linear Ambient | Direct Linear Ambient Luminaires | Standard | FALSE | [9 empty] | 8/8/2016 | Not Dimmable | Not Dimmable | No |  |  | 11379 | 113.89 | 99.91 | 10.74 | 0.93 | 3000 | 83.6
PMSSM94C | Global Energy & Lighting | Global Energy & Lighting | GLEDLL100W-5-4K-YY | Indoor Luminaires | Linear Ambient | Direct Linear Ambient Luminaires | Standard | FALSE | [9 empty] | 8/8/2016 | Not Dimmable | Not Dimmable | No |  |  | 11717 | 116.87 | 100.3 | 10.74 | 0.93 | 4000 | 83.6
P52H63P8 | Global Energy & Lighting | Global Energy & Lighting | GLEDLL100W-5-5K-YY | Indoor Luminaires | Linear Ambient | Direct Linear Ambient Luminaires | Standard | FALSE | [9 empty] | 8/8/2016 | Not Dimmable | Not Dimmable | No |  |  | 12054 | 119.82 | 100.6 | 10.44 | 0.93 | 5000 | 81.4
PF8ZZDZD | Global Energy & Lighting | Global Energy & Lighting | GLEDLL80W-4-3K-YY-ZZ[D] | Indoor Luminaires | Linear Ambient | Direct Linear Ambient Luminaires | Standard | TRUE | 9553.3 | 118.82 | 80.4 | 11.06 | 0.9025 | 2936 | 82.9 | 5 | 50000 | 8/8/2016 | Dimmable | Continuous (Can dim down to ≤ 10% (W)) | No |  | 4 | 9553.3 | 118.82 | 80.4 | 11.06 | 0.9 | 3000 | 82.9
PJ3TPFCV | Global Energy & Lighting | Global Energy & Lighting | GLEDLL80W-4-4K-YY-ZZ[D] | Indoor Luminaires | Linear Ambient | Direct Linear Ambient Luminaires | Standard | FALSE | [9 empty] | 8/8/2016 | Dimmable | Continuous (Can dim down to ≤ 10% (W)) | No |  |  | 9885.2 | 122.02 | 81.02 | 11.06 | 0.9 | 4000 | 82.9
PS7CU4V8 | Global Energy & Lighting | Global Energy & Lighting | GLEDLL80W-4-5K-YY-ZZ[D] | Indoor Luminaires | Linear Ambient | Direct Linear Ambient Luminaires | Standard | FALSE | [9 empty] | 8/8/2016 | Dimmable | Continuous (Can dim down to ≤ 10% (W)) | No |  |  | 10217 | 125.16 | 81.63 | 10.82 | 0.9 | 5000 | 82.4
P8TGZXCZ | Global Energy & Lighting | Global Energy & Lighting | GLEDLL80W-4-3K-YY | Indoor Luminaires | Linear Ambient | Direct Linear Ambient Luminaires | Standard | FALSE | [9 empty] | 8/8/2016 | Not Dimmable | Not Dimmable | No |  |  | 9553.3 | 118.82 | 80.4 | 11.06 | 0.9 | 3000 | 82.9
PS3P5BRW | Global Energy & Lighting | Global Energy & Lighting | GLEDLL80W-4-4K-YY | Indoor Luminaires | Linear Ambient | Direct Linear Ambient Luminaires | Standard | FALSE | [9 empty] | 8/8/2016 | Not Dimmable | Not Dimmable | No |  |  | 9885.2 | 122.02 | 81.02 | 11.06 | 0.9 | 4000 | 82.9
P8MBVW76 | Global Energy & Lighting | Global Energy & Lighting | GLEDLL80W-4-5K-YY | Indoor Luminaires | Linear Ambient | Direct Linear Ambient Luminaires | Standard | FALSE | [9 empty] | 8/8/2016 | Not Dimmable | Not Dimmable | No |  |  | 10217 | 125.16 | 81.63 | 10.82 | 0.9 | 5000 | 82.4
PJKRXFBU | Global Energy & Lighting | Global Energy & Lighting | GLEDSL-20W-CC-3K | Indoor Luminaires | Linear Ambient | Direct Linear Ambient Luminaires | Standard | TRUE | 2034.52 | 108.51 | 18.75 | 14.5 | 0.907 | 2932 | 83 | 5 |  | 8/24/2016 | Not Yet Verified | Not Yet Verified | Not Yet Verified |  | 2.1 | 2034.52 | 108.51 | 18.75 | 14.5 | 0.982 | 2932 | 83
PH1ED5BW | Global Energy & Lighting | Global Energy & Lighting | GLEDSL-20W-CC-4K | Indoor Luminaires | Linear Ambient | Direct Linear Ambient Luminaires | Standard | FALSE | [9 empty] | 8/24/2016 | Not Yet Verified | Not Yet Verified | Not Yet Verified |  |  | 2100 | 105 | 20 | 14.5 | 0.982 | 4000 | 80
PG35S7BC | Global Energy & Lighting | Global Energy & Lighting | GLEDSL-20W-CC-5K | Indoor Luminaires | Linear Ambient | Direct Linear Ambient Luminaires | Standard | FALSE | [9 empty] | 8/24/2016 | Not Yet Verified | Not Yet Verified | Not Yet Verified |  |  | 2100 | 105 | 20 | 14.5 | 0.982 | 5000 | 80
P5RD4DGZ | Global Energy & Lighting | Global Energy & Lighting | GLEDSL-20W-FC-3K | Indoor Luminaires | Linear Ambient | Direct Linear Ambient Luminaires | Standard | TRUE | 1766.55 | 94.82 | 18.63 | 13.3 | 0.912 | 2952 | 83.8 | 5 |  | 8/24/2016 | Not Yet Verified | Not Yet Verified | Not Yet Verified |  | 2.1 | 1766.55 | 94.82 | 18.63 | 13.3 | 0.987 | 2952 | 84
P2GW2TCT | Global Energy & Lighting | Global Energy & Lighting | GLEDSL-20W-FC-4K | Indoor Luminaires | Linear Ambient | Direct Linear Ambient Luminaires | Standard | FALSE | [9 empty] | 8/24/2016 | Not Yet Verified | Not Yet Verified | Not Yet Verified |  |  | 1900 | 95 | 20 | 13.3 | 0.987 | 4000 | 80
PE76J2UB | Global Energy & Lighting | Global Energy & Lighting | GLEDSL-20W-FC-5K | Indoor Luminaires | Linear Ambient | Direct Linear Ambient Luminaires | Standard | FALSE | [9 empty] | 8/24/2016 | Not Yet Verified | Not Yet Verified | Not Yet Verified |  |  | 1900 | 95 | 20 | 13.3 | 0.987 | 5000 | 80
P15GBNQP | Global Energy & Lighting | Global Energy & Lighting | GLEDSL-30W-CC-3K | Indoor Luminaires | Linear Ambient | Direct Linear Ambient Luminaires | Standard | TRUE | 3040.79 | 107.75 | 28.22 | 9.6 | 0.935 | 2937 | 83 | 5 |  | 8/24/2016 | Not Yet Verified | Not Yet Verified | Not Yet Verified |  | 2.1 | 3070.79 | 107.75 | 28.22 | 9.6 | 0.993 | 2937 | 83
PT79QEZQ | Global Energy & Lighting | Global Energy & Lighting | GLEDSL-30W-CC-4K | Indoor Luminaires | Linear Ambient | Direct Linear Ambient Luminaires | Standard | FALSE | [9 empty] | 8/24/2016 | Not Yet Verified | Not Yet Verified | Not Yet Verified |  |  | 3150 | 105 | 30 | 9.6 | 0.993 | 4000 | 80
P4M4C55R | Global Energy & Lighting | Global Energy & Lighting | GLEDSL-30W-CC-5K | Indoor Luminaires | Linear Ambient | Direct Linear Ambient Luminaires | Standard | FALSE | [9 empty] | 8/24/2016 | Not Yet Verified | Not Yet Verified | Not Yet Verified |  |  | 3150 | 105 | 30 | 9.6 | 0.993 | 5000 | 80
PUTNM8DC | Global Energy & Lighting | Global Energy & Lighting | GLEDSL-30W-FC-3K | Indoor Luminaires | Linear Ambient | Direct Linear Ambient Luminaires | Standard | TRUE | 2733.18 | 95.97 | 28.5 | 10.7 | 0.937 | 2950 | 83.8 | 5 |  | 8/24/2016 | Not Yet Verified | Not Yet Verified | Not Yet Verified |  | 2.1 | 2733.18 | 95.97 | 28.48 | 10.7 | 0.992 | 2950 | 84
P69HETBD | Global Energy & Lighting | Global Energy & Lighting | GLEDSL-30W-FC-4K | Indoor Luminaires | Linear Ambient | Direct Linear Ambient Luminaires | Standard | FALSE | [9 empty] | 8/24/2016 | Not Yet Verified | Not Yet Verified | Not Yet Verified |  |  | 2850 | 95 | 30 | 10.7 | 0.992 | 4000 | 80
PW6212KJ | Global Energy & Lighting | Global Energy & Lighting | GLEDSL-30W-FC-5K | Indoor Luminaires | Linear Ambient | Direct Linear Ambient Luminaires | Standard | FALSE | [9 empty] | 8/24/2016 | Not Yet Verified | Not Yet Verified | Not Yet Verified |  |  | 2850 | 95 | 30 | 10.7 | 0.992 | 5000 | 80
PSNM6H8M | Global Energy & Lighting | Global Energy & Lighting | GLEDSL-4-40W-YY-4K-[D,LD] | Indoor Luminaires | Linear Ambient | Direct Linear Ambient Luminaires | Standard | TRUE | 4815 | 118.57 | 40.61 | 15.06 | 0.9298 | 2982 | 83.5 | 5 | 50000 | 8/29/2016 | Dimmable | Continuous (Can dim down to ≤ 10% (W)) | No |  | 3.1 | 4815 | 118.57 | 40.61 | 15.06 | 0.93 | 3000 | 83.5
PFHT9TPQ | Global Energy & Lighting | Global Energy & Lighting | GLEDSL-4-40W-YY-3K-[D,LD] | Indoor Luminaires | Linear Ambient | Direct Linear Ambient Luminaires | Standard | FALSE | [9 empty] | 8/29/2016 | Dimmable | Continuous (Can dim down to ≤ 10% (W)) | No |  |  | 4909 | 120.05 | 40.89 | 15.06 | 0.93 | 4000 | 83.5
P8TS65HC | Global Energy & Lighting | Global Energy & Lighting | GLEDSL-4-40W-YY-5K-[D,LD] | Indoor Luminaires | Linear Ambient | Direct Linear Ambient Luminaires | Standard | FALSE | [9 empty] | 8/29/2016 | Dimmable | Continuous (Can dim down to ≤ 10% (W)) | No |  |  | 5003 | 121.52 | 41.17 | 14.93 | 0.93 | 5000 | 84.9
PS82H6TC | Global Energy & Lighting | Global Energy & Lighting | GLEDSL-4-40W-YY-3K-[blank,L] | Indoor Luminaires | Linear Ambient | Direct Linear Ambient Luminaires | Standard | FALSE | [9 empty] | 8/29/2016 | Not Dimmable | Not Dimmable | No |  |  | 4815 | 118.57 | 40.61 | 15.06 | 0.93 | 3000 | 83.5
PBMEKBTR | Global Energy & Lighting | Global Energy & Lighting | GLEDSL-4-40W-YY-4K-[blank,L] | Indoor Luminaires | Linear Ambient | Direct Linear Ambient Luminaires | Standard | FALSE | [9 empty] | 8/29/2016 | Not Dimmable | Not Dimmable | No |  |  | 4909 | 120.05 | 40.89 | 15.06 | 0.93 | 4000 | 83.5
PA67A3V1 | Global Energy & Lighting | Global Energy & Lighting | GLEDSL-4-40W-YY-5K-[blank,L] | Indoor Luminaires | Linear Ambient | Direct Linear Ambient Luminaires | Standard | FALSE | [9 empty] | 8/29/2016 | Not Dimmable | Not Dimmable | No |  |  | 5003 | 121.52 | 41.17 | 14.93 | 0.93 | 5000 | 84.9
PC1CYKZC | Global Energy & Lighting | Global Energy & Lighting | GLEDSL-5-65W-YY-3K-[D,LD] | Indoor Luminaires | Linear Ambient | Direct Linear Ambient Luminaires | Standard | TRUE | 7127.9 | 119.48 | 59.66 | 12.64 | 0.9093 | 2957 | 82.1 | 5 | 50000 | 8/29/2016 | Dimmable | Continuous (Can dim down to ≤ 10% (W)) | No |  | 3.1 | 7127.9 | 119.48 | 59.66 | 12.64 | 0.909 | 3000 | 82.1
PT2R13CB | Global Energy & Lighting | Global Energy & Lighting | GLEDSL-5-65W-YY-4K-[D,LD] | Indoor Luminaires | Linear Ambient | Direct Linear Ambient Luminaires | Standard | FALSE | [9 empty] | 8/29/2016 | Dimmable | Continuous (Can dim down to ≤ 10% (W)) | No |  |  | 7235.5 | 120.81 | 59.89 | 12.64 | 0.909 | 4000 | 82.1
PY4X5FTT | Global Energy & Lighting | Global Energy & Lighting | GLEDSL-5-65W-YY-5K-[D,LD] | Indoor Luminaires | Linear Ambient | Direct Linear Ambient Luminaires | Standard | FALSE | [9 empty] | 8/29/2016 | Dimmable | Continuous (Can dim down to ≤ 10% (W)) | No |  |  | 7343 | 122.14 | 60.12 | 12.47 | 0.907 | 5000 | 85.2
PZN5A7RR | Global Energy & Lighting | Global Energy & Lighting | GLEDSL-5-65W-YY-3K-[blank,L] | Indoor Luminaires | Linear Ambient | Direct Linear Ambient Luminaires | Standard | FALSE | [9 empty] | 8/29/2016 | Not Dimmable | Not Dimmable | No |  |  | 7127.9 | 119.48 | 59.66 | 12.64 | 0.909 | 3000 | 82.1
PR439FKS | Global Energy & Lighting | Global Energy & Lighting | GLEDSL-5-65W-YY-4K-[blank,L] | Indoor Luminaires | Linear Ambient | Direct Linear Ambient Luminaires | Standard | FALSE | [9 empty] | 8/29/2016 | Not Dimmable | Not Dimmable | No |  |  | 7235.5 | 120.81 | 59.89 | 12.64 | 0.909 | 4000 | 82.1
PYZYS4CM | Global Energy & Lighting | Global Energy & Lighting | GLEDSL-5-65W-YY-5K-[blank,L] | Indoor Luminaires | Linear Ambient | Direct Linear Ambient Luminaires | Standard | FALSE | [9 empty] | 8/29/2016 | Not Dimmable | Not Dimmable | No |  |  | 7343 | 122.14 | 60.12 | 12.47 | 0.907 | 5000 | 85.2
P79VNXP1 | Global Energy & Lighting | Global Energy & Lighting | GLEDSL-5-50W-YY-3K-[D,LD] | Indoor Luminaires | Linear Ambient | Direct Linear Ambient Luminaires | Standard | TRUE | 6550.7 | 124.14 | 52.77 | 13.68 | 0.9219 | 2999 | 84.1 | 5 | 50000 | 8/29/2016 | Dimmable | Continuous (Can dim down to ≤ 10% (W)) | No |  | 3.1 | 6550.7 | 124.14 | 52.77 | 13.68 | 0.922 | 3000 | 84.1
PCGPTPWH | Global Energy & Lighting | Global Energy & Lighting | GLEDSL-5-50W-YY-4K-[D,LD] | Indoor Luminaires | Linear Ambient | Direct Linear Ambient Luminaires | Standard | FALSE | [9 empty] | 8/29/2016 | Dimmable | Continuous (Can dim down to ≤ 10% (W)) | No |  |  | 6639.4 | 125.75 | 52.8 | 13.68 | 0.922 | 4000 | 84.1
PG7JHN3A | Global Energy & Lighting | Global Energy & Lighting | GLEDSL-5-50W-YY-5K-[D,LD] | Indoor Luminaires | Linear Ambient | Direct Linear Ambient Luminaires | Standard | FALSE | [9 empty] | 8/29/2016 | Dimmable | Continuous (Can dim down to ≤ 10% (W)) | No |  |  | 6728 | 127.35 | 52.83 | 13.61 | 0.921 | 5000 | 85.1
PJQNUBVG | Global Energy & Lighting | Global Energy & Lighting | GLEDSL-5-50W-YY-3K-[blank,L] | Indoor Luminaires | Linear Ambient | Direct Linear Ambient Luminaires | Standard | FALSE | [9 empty] | 8/29/2016 | Not Dimmable | Not Dimmable | No |  |  | 6550.7 | 124.14 | 52.77 | 13.68 | 0.922 | 3000 | 84.1
PN2B6S92 | Global Energy & Lighting | Global Energy & Lighting | GLEDSL-5-50W-YY-4K-[blank,L] | Indoor Luminaires | Linear Ambient | Direct Linear Ambient Luminaires | Standard | FALSE | [9 empty] | 8/29/2016 | Not Dimmable | Not Dimmable | No |  |  | 6639.4 | 125.75 | 52.8 | 13.68 | 0.922 | 4000 | 84.1
PW6H8BXV | Global Energy & Lighting | Global Energy & Lighting | GLEDSL-5-50W-YY-5K-[blank,L] | Indoor Luminaires | Linear Ambient | Direct Linear Ambient Luminaires | Standard | FALSE | [9 empty] | 8/29/2016 | Not Dimmable | Not Dimmable | No |  |  | 6728 | 127.35 | 52.83 | 13.61 | 0.921 | 5000 | 85.1
PKYYFN25W | Global Energy Efficiency Holdings | G-Lite | LU-1G-484345.FX [120V ONLY] | Indoor Luminaires | Linear Ambient | Direct Linear Ambient Luminaires | Standard | TRUE | 4041 | 100.5 | 40.2 | 12.9 | 0.986 | 4591 | 83.1 | 5 | 50000 | 1/12/2015 | Not Dimmable | Not Dimmable | Not Yet Verified |  | 2.1 | 4041 | 100 | 40.2 | 12.9 | 0.986 | 4591 | 83
PVTNMW4N | Global Energy Efficiency Holdings | G-Lite | LU-1G-484335.FX [120V ONLY] | Indoor Luminaires | Linear Ambient | Direct Linear Ambient Luminaires | Standard | TRUE | 3401 | 84.1 | 42.36 | 19.7 | 0.889 | 2933 | 83.4 | 5 | 50000 | 3/23/2015 | Not Dimmable | Not Dimmable | Not Yet Verified |  | 2.1 | 4041 | 100 | 40.2 | 12.9 | 0.986 | 3500 | 83
P00000U0T | Global Energy Efficiency Holdings | G-Lite | LU-1G-484345.XX [120V] | Indoor Luminaires | Linear Ambient | Direct Linear Ambient Luminaires | Standard | TRUE | 4585 | 110 | 41.7 | 12.61 | 0.987 | 4726 | 83 | 5 | 50000 | 11/19/2013 | Not Yet Verified | Not Yet Verified | Not Yet Verified |  | 2.1 | 4585 | 107 | 41.7 | 12.61 | 0.987 | 4726 | 83
P00000U0U | Global Energy Efficiency Holdings | G-Lite | LU-1G-483345.XX [120V] | Indoor Luminaires | Linear Ambient | Direct Linear Ambient Luminaires | Standard | TRUE | 3491 | 111.5 | 31.3 | 11.57 | 0.925 | 4639 | 82.5 | 5 | 50000 | 11/19/2013 | Not Yet Verified | Not Yet Verified | Not Yet Verified |  | 2.1 | 3491 | 111 | 31.3 | 11 | 0.92 | 4639 | 83
P00000U0V | Global Energy Efficiency Holdings | G-Lite | LU-1G-482345.XX [120V] | Indoor Luminaires | Linear Ambient | Direct Linear Ambient Luminaires | Standard | TRUE | 2630 | 105.2 | 25 | 8.08 | 0.931 | 4718 | 82 | 5 | 50000 | 11/19/2013 | Not Yet Verified | Not Yet Verified | Not Yet Verified |  | 2.1 | 2630 | 105 | 25 | 8 | 0.92 | 4718 | 82
PT511KTX | Globalux Lighting | Globalux | LEW-5-34LED-MV-840 | Indoor Luminaires | Linear Ambient | Direct Linear Ambient Luminaires | Standard | TRUE | 3398.47 | 105.25 | 32.29 | 19.4 | 0.902 | 4233 | 81.6 | 5 | 50000 | 4/24/2015 | Not Dimmable | Not Dimmable | Not Yet Verified |  | 2.1 | 3398.47 | 105.25 | 32.29 | 15.9 | 0.984 | 4233 | 82
P3AVM3A4 | Globalux Lighting | Globalux | LEW-5-34LED-MV-845 | Indoor Luminaires | Linear Ambient | Direct Linear Ambient Luminaires | Standard | FALSE | [9 empty] | 4/24/2015 | Not Dimmable | Not Dimmable | Not Yet Verified |  |  | 3520 | 103.53 | 34 | 15.9 | 0.984 | 4500 | 82
P372UCD3 | Globalux Lighting | Globalux | LEW-5-34LED-MV-850 | Indoor Luminaires | Linear Ambient | Direct Linear Ambient Luminaires | Standard | FALSE | [9 empty] | 4/24/2015 | Not Dimmable | Not Dimmable | Not Yet Verified |  |  | 3520 | 103.53 | 34 | 15.9 | 0.984 | 5000 | 82
PSBDC5QC | Globalux Lighting | Globalux | LVTS-34-MV-840 | Indoor Luminaires | Linear Ambient | Direct Linear Ambient Luminaires | Standard | TRUE | 2868.19 | 89.94 | 32.28 | 18.04 | 0.909 | 4152 | 83.4 | 5 | 50000 | 4/24/2015 | Not Dimmable | Not Dimmable | Not Yet Verified |  | 2.1 | 2868.19 | 89.94 | 31.89 | 15.58 | 0.985 | 4152 | 83
PXANZYUB | Globalux Lighting | Globalux | LVTS-34-MV-845 | Indoor Luminaires | Linear Ambient | Direct Linear Ambient Luminaires | Standard | FALSE | [9 empty] | 4/24/2015 | Not Dimmable | Not Dimmable | Not Yet Verified |  |  | 3520 | 103.53 | 34 | 15.58 | 0.985 | 4500 | 83
P49CT71U | Globalux Lighting | Globalux | LVTS-34-MV-850 | Indoor Luminaires | Linear Ambient | Direct Linear Ambient Luminaires | Standard | FALSE | [9 empty] | 4/24/2015 | Not Dimmable | Not Dimmable | Not Yet Verified |  |  | 3520 | 103.53 | 34 | 15.58 | 0.985 | 5000 | 83
PFVJ4SNB | Globalux Lighting | Globalux | LVTS-52-MV-830 | Indoor Luminaires | Linear Ambient | Direct Linear Ambient Luminaires | Standard | TRUE | 4603.67 | 89.57 | 51.4 | 20.7 | 0.958 | 3069 | 81 | 5 | 50000 | 4/24/2015 | Not Dimmable | Not Dimmable | Not Yet Verified |  | 2.1 | 4603.67 | 89.57 | 51.4 | 14.6 | 0.996 | 3000 | 81
PK5B5PTG | Globalux Lighting | Globalux | LVTS-52-MV-835 | Indoor Luminaires | Linear Ambient | Direct Linear Ambient Luminaires | Standard | FALSE | [9 empty] | 4/24/2015 | Not Dimmable | Not Dimmable | Not Yet Verified |  |  | 5200 | 100 | 52 | 14.6 | 0.996 | 3500 | 81
PRYFS24N | Globalux Lighting | Globalux | LVTS-52-MV-840 | Indoor Luminaires | Linear Ambient | Direct Linear Ambient Luminaires | Standard | FALSE | [9 empty] | 4/24/2015 | Not Dimmable | Not Dimmable | Not Yet Verified |  |  | 5200 | 100 | 52 | 14.6 | 0.996 | 4000 | 81
PT3JHFVA | Globalux Lighting | Globalux | LVTS-52-MV-845 | Indoor Luminaires | Linear Ambient | Direct Linear Ambient Luminaires | Standard | FALSE | [9 empty] | 4/24/2015 | Not Dimmable | Not Dimmable | Not Yet Verified |  |  | 5200 | 100 | 52 | 14.6 | 0.996 | 4500 | 81
PFQ37QRT | Globalux Lighting | Globalux | LCS-4-40-MV-840 | Indoor Luminaires | Linear Ambient | Direct Linear Ambient Luminaires | Standard | TRUE | 4153.35 | 106.33 | 39.06 | 14.28 | 0.894 | 4078 | 84 | 5 | 50000 | 3/24/2016 | Not Dimmable | Not Dimmable | No |  | 3.1 | 4100 | 102.5 | 40 | 25 | 0.9 | 4000 | 80
P3UTA372 | Globalux Lighting | Globalux | LCS-4-40-MV-845 | Indoor Luminaires | Linear Ambient | Direct Linear Ambient Luminaires | Standard | FALSE | [9 empty] | 3/24/2016 | Not Dimmable | Not Dimmable | No |  |  | 4100 | 102.5 | 40 | 25 | 0.9 | 4500 | 80
PJKZKQNA | Globalux Lighting | Globalux | LCS-4-40-MV-850 | Indoor Luminaires | Linear Ambient | Direct Linear Ambient Luminaires | Standard | FALSE | [9 empty] | 3/24/2016 | Not Dimmable | Not Dimmable | No |  |  | 4100 | 102.5 | 40 | 25 | 0.9 | 5000 | 80
PPJ916VD | Globalux Lighting | Globalux | LVTS-40-MV-840 | Indoor Luminaires | Linear Ambient | Direct Linear Ambient Luminaires | Standard | TRUE | 3893.71 | 97.25 | 40.04 | 12.66 | 0.907 | 3910 | 84.9 | 5 | 50000 | 3/24/2016 | Not Dimmable | Not Dimmable | No |  | 3 | 3500 | 87.5 | 40 | 25 | 0.9 | 4000 | 80
PZTFB131 | Globalux Lighting | Globalux | LVTS-40-MV-845 | Indoor Luminaires | Linear Ambient | Direct Linear Ambient Luminaires | Standard | FALSE | [9 empty] | 3/24/2016 | Not Dimmable | Not Dimmable | No |  |  | 3500 | 87.5 | 40 | 25 | 0.9 | 4500 | 80
PAY77RN1 | Globalux Lighting | Globalux | LVTS-40-MV-850 | Indoor Luminaires | Linear Ambient | Direct Linear Ambient Luminaires | Standard | FALSE | [9 empty] | 3/24/2016 | Not Dimmable | Not Dimmable | No |  |  | 3500 | 87.5 | 40 | 25 | 0.9 | 5000 | 80
PDXSGWDW | Globalux Lighting | Globalux | LEW-5-40-MV-840 | Indoor Luminaires | Linear Ambient | Direct Linear Ambient Luminaires | Standard | TRUE | 3907.12 | 95.88 | 40.75 | 14.15 | 0.9 | 3914 | 84.2 | 5 | 50000 | 3/24/2016 | Not Dimmable | Not Dimmable | No |  | 3 | 3500 | 87.5 | 40 | 25 | 0.9 | 4000 | 80
PJUHK463 | Globalux Lighting | Globalux | LEW-5-40-MV-845 | Indoor Luminaires | Linear Ambient | Direct Linear Ambient Luminaires | Standard | FALSE | [9 empty] | 3/24/2016 | Not Dimmable | Not Dimmable | No |  |  | 3500 | 87.5 | 40 | 25 | 0.9 | 4500 | 80
PF4GT5PC | Globalux Lighting | Globalux | LEW-5-40-MV-850 | Indoor Luminaires | Linear Ambient | Direct Linear Ambient Luminaires | Standard | FALSE | [9 empty] | 3/24/2016 | Not Dimmable | Not Dimmable | No |  |  | 3500 | 87.5 | 40 | 25 | 0.9 | 5000 | 80
PYM3XSM3 | Globalux Lighting | Globalux | LCS-4-34-MV-830 | Indoor Luminaires | Linear Ambient | Direct Linear Ambient Luminaires | Standard | TRUE | 3139.36 | 101.8 | 30.84 | 9.4 | 0.898 | 3052 | 84.1 | 5 | 50000 | 6/17/2015 | Not Dimmable | Not Dimmable | Not Yet Verified |  | 2.1 | 3139.36 | 101.8 | 30.84 | 5.8 | 0.984 | 3052 | 84
PE2W2WE5 | Globalux Lighting | Globalux | LCS-4-34-MV-835 | Indoor Luminaires | Linear Ambient | Direct Linear Ambient Luminaires | Standard | FALSE | [9 empty] | 6/17/2015 | Not Dimmable | Not Dimmable | Not Yet Verified |  |  | 3520 | 103.53 | 34 | 5.8 | 0.984 | 3500 | 84
PMXTPJ8W | Globalux Lighting | Globalux | LCS-4-34-MV-840 | Indoor Luminaires | Linear Ambient | Direct Linear Ambient Luminaires | Standard | FALSE | [9 empty] | 6/17/2015 | Not Dimmable | Not Dimmable | Not Yet Verified |  |  | 3520 | 103.53 | 34 | 5.8 | 0.984 | 4000 | 84
P8HKGF6C | Globalux Lighting | Globalux | LCS-4-34-MV-845 | Indoor Luminaires | Linear Ambient | Direct Linear Ambient Luminaires | Standard | FALSE | [9 empty] | 6/17/2015 | Not Dimmable | Not Dimmable | Not Yet Verified |  |  | 3520 | 103.53 | 34 | 5.8 | 0.984 | 4500 | 84
PYPM6GAT | Globalux Lighting | Globalux | LCS-4-34-MV-850 | Indoor Luminaires | Linear Ambient | Direct Linear Ambient Luminaires | Standard | FALSE | [9 empty] | 6/17/2015 | Not Dimmable | Not Dimmable | Not Yet Verified |  |  | 3520 | 103.53 | 34 | 5.8 | 0.984 | 5000 | 84
P1ADARAK | GNP Energy | GNP Energy LED | GNP -LED20-FPC 4000K | Indoor Luminaires | Linear Ambient | Direct Linear Ambient Luminaires | Standard | TRUE | 1902.06 | 99 | 19.15 | 12.21 | 0.893 | 4050 | 81.9 | 5 | 50000 | 2/11/2016 | Not Dimmable | Not Dimmable | Not Yet Verified |  | 2.1 | 1902.06 | 99 | 19.15 | 6.84 |  | 4050 | 82
P4BKY5PP | GNP Energy | GNP Energy LED | GNP -LED20-FPC 4500K | Indoor Luminaires | Linear Ambient | Direct Linear Ambient Luminaires | Standard | FALSE | [9 empty] | 2/11/2016 | Not Dimmable | Not Dimmable | Not Yet Verified |  |  | 1900 | 95 | 20 | 6.84 |  | 4500 | 82
PQBGZH1V | GNP Energy | GNP Energy LED | GNP -LED20-FPC 5000K | Indoor Luminaires | Linear Ambient | Direct Linear Ambient Luminaires | Standard | FALSE | [9 empty] | 2/11/2016 | Not Dimmable | Not Dimmable | Not Yet Verified |  |  | 1900 | 95 | 20 | 6.84 |  | 5000 | 82
PRFXTEW8 | GNP Energy | GNP Energy LED | GNP -LED210-YPC 4000K | Indoor Luminaires | Linear Ambient | Direct Linear Ambient Luminaires | Standard | TRUE | 1858.29 | 91.09 | 20.4 | 13.99 | 0.875 | 4103 | 82.6 | 5 | 50000 | 2/11/2016 | Not Dimmable | Not Dimmable | Not Yet Verified |  | 2.1 | 1858.29 | 91.09 | 20.4 | 7.59 | 0.991 | 4103 | 83
P7EFBTF5 | GNP Energy | GNP Energy LED | GNP -LED210-YPC 4500K | Indoor Luminaires | Linear Ambient | Direct Linear Ambient Luminaires | Standard | FALSE | [9 empty] | 2/11/2016 | Not Dimmable | Not Dimmable | Not Yet Verified |  |  | 2000 | 100 | 20 | 7.59 | 0.991 | 4500 | 83
PHWUDKSN | GNP Energy | GNP Energy LED | GNP -LED210-YPC 5000K | Indoor Luminaires | Linear Ambient | Direct Linear Ambient Luminaires | Standard | FALSE | [9 empty] | 2/11/2016 | Not Dimmable | Not Dimmable | Not Yet Verified |  |  | 2100 | 105 | 20 | 7.59 | 0.991 | 5000 | 83
PKYVK1QP | GNP Energy | GNP Energy LED | GNP -LED220-FPC 4000K | Indoor Luminaires | Linear Ambient | Direct Linear Ambient Luminaires | Standard | TRUE | 3642.05 | 95 | 38.38 | 12.63 | 0.895 | 4016 | 81.7 | 5 | 50000 | 2/11/2016 | Not Dimmable | Not Dimmable | Not Yet Verified |  | 2.1 | 3600 | 90 | 40 | 6.84 |  | 4050 | 82
P52WTVNK | GNP Energy | GNP Energy LED | GNP -LED220-FPC 4500K | Indoor Luminaires | Linear Ambient | Direct Linear Ambient Luminaires | Standard | FALSE | [9 empty] | 2/11/2016 | Not Dimmable | Not Dimmable | Not Yet Verified |  |  | 3600 | 90 | 40 | 6.84 |  | 4500 | 82
P4RTMQM7 | GNP Energy | GNP Energy LED | GNP -LED220-FPC 5000K | Indoor Luminaires | Linear Ambient | Direct Linear Ambient Luminaires | Standard | FALSE | [9 empty] | 2/11/2016 | Not Dimmable | Not Dimmable | Not Yet Verified |  |  | 3600 | 90 | 40 | 6.84 |  | 5000 | 82
P6EXNGTG | GNP Energy | GNP Energy LED | GNP -LED220-JLPC 4000K | Indoor Luminaires | Linear Ambient | Direct Linear Ambient Luminaires | Standard | TRUE | 3509.21 | 92 | 38.16 | 12.24 | 0.879 | 4050 | 81.7 | 5 | 50000 | 2/11/2016 | Not Dimmable | Not Dimmable | Not Yet Verified |  | 2.1 | 3509.21 | 92 | 38.16 | 7.27 |  | 4050 | 82
PRXW7JGF | GNP Energy | GNP Energy LED | GNP LED220-JLPC4500K | Indoor Luminaires | Linear Ambient | Direct Linear Ambient Luminaires | Standard | FALSE | [9 empty] | 2/11/2016 | Not Dimmable | Not Dimmable | Not Yet Verified |  |  | 3500 | 87.5 | 40 | 7.27 |  | 4500 | 82
PTCGPFUC | GNP Energy | GNP Energy LED | GNP -LED220-JLPC 5000K | Indoor Luminaires | Linear Ambient | Direct Linear Ambient Luminaires | Standard | FALSE | [9 empty] | 2/11/2016 | Not Dimmable | Not Dimmable | Not Yet Verified |  |  | 3500 | 87.5 | 40 | 7.27 |  | 5000 | 82
PPVU74VP | GNP Energy | GNP Energy LED | GNP -LED220-SF4000K | Indoor Luminaires | Linear Ambient | Direct Linear Ambient Luminaires | Standard | TRUE | 3433.11 | 90.37 | 37.99 | 12.66 | 0.892 | 4034 | 82.2 | 5 | 50000 | 2/11/2016 | Not Dimmable | Not Dimmable | Not Yet Verified |  | 2.1 | 3433.11 | 90.37 | 37.99 | 7.98 |  | 4034 | 82
PEB26ERP | GNP Energy | GNP Energy LED | GNP -LED220-SF 4500K | Indoor Luminaires | Linear Ambient | Direct Linear Ambient Luminaires | Standard | FALSE | [9 empty] | 2/11/2016 | Not Dimmable | Not Dimmable | Not Yet Verified |  |  | 3400 | 85 | 40 | 7.98 |  | 4500 | 82
PU88T7GQ | GNP Energy | GNP Energy LED | GNP -LED220-SF 5000K | Indoor Luminaires | Linear Ambient | Direct Linear Ambient Luminaires | Standard | FALSE | [9 empty] | 2/11/2016 | Not Dimmable | Not Dimmable | Not Yet Verified |  |  | 3400 | 85 | 40 | 7.98 |  | 5000 | 82
PD9VMEEK | GNP Energy | GNP Energy LED | GNP -LED220-YPC 4000K | Indoor Luminaires | Linear Ambient | Direct Linear Ambient Luminaires | Standard | TRUE | 3636.9 | 95 | 38.4 | 12.53 | 0.891 | 4090 | 81.8 | 5 | 50000 | 2/11/2016 | Not Dimmable | Not Dimmable | Not Yet Verified |  | 2.1 | 3636.9 | 95 | 38.4 | 7.09 |  | 4090 | 82
PPK7H24S | GNP Energy | GNP Energy LED | GNP -LED220-YPC 4500K | Indoor Luminaires | Linear Ambient | Direct Linear Ambient Luminaires | Standard | FALSE | [9 empty] | 2/11/2016 | Not Dimmable | Not Dimmable | Not Yet Verified |  |  | 3600 | 90 | 40 | 7.09 |  | 4500 | 82
PVCQP83K | GNP Energy | GNP Energy LED | GNP-LED220-YPC 5000K | Indoor Luminaires | Linear Ambient | Direct Linear Ambient Luminaires | Standard | FALSE | [9 empty] | 2/11/2016 | Not Dimmable | Not Dimmable | Not Yet Verified |  |  | 3600 | 90 | 40 | 7.09 |  | 5000 | 82
P52X72CA | Green Apple International, Ltd | Green Apple | GAI-30-LED-PAN-4-35 | Indoor Luminaires | Linear Ambient | Direct Linear Ambient Luminaires | Standard | TRUE | 2066.9 | 101.67 | 20.33 | 13.37 | 0.9085 | 3397 | 83.8 | 5 | 50000 | 10/13/2015 | Dimmable | Continuous (Can dim down to ≤ 10% (W)) | No |  | 3 | 2073 | 103.49 | 20.03 | 13.37 | 0.9085 | 3500 | 83.8
PCBSZRUW | Green Apple International, Ltd | Green Apple | GAI-30-LED-PAN-4-40 | Indoor Luminaires | Linear Ambient | Direct Linear Ambient Luminaires | Standard | FALSE | [9 empty] | 10/13/2015 | Dimmable | Continuous (Can dim down to ≤ 10% (W)) | No |  |  | 2109 | 104.82 | 20.12 | 13.06 | 0.9043 | 4000 | 82.9
PMHMA7UN | Green Apple International, Ltd | Green Apple | GAI-30-LED-PAN-4-50 | Indoor Luminaires | Linear Ambient | Direct Linear Ambient Luminaires | Standard | FALSE | [9 empty] | 10/13/2015 | Dimmable | Continuous (Can dim down to ≤ 10% (W)) | No |  |  | 2126 | 106.62 | 19.94 | 13.55 | 0.9096 | 5000 | 83.2
PFMP5ZQA | Green Apple International, Ltd | Green Apple International Ltd | GAI-06-LED-T5-4-15W(2700K) | Indoor Luminaires | Linear Ambient | Direct Linear Ambient Luminaires | Standard | TRUE | 1739.9 | 114.17 | 15.24 | 15.63 | 0.947 | 2753 | 82.7 | 5 | 50000 | 10/15/2015 | Not Yet Verified | Not Yet Verified | Not Yet Verified |  | 2.1 | 1740 | 114.17 | 15.24 | 9.12 | 0.991 | 2753 | 83
PF8VE3WP | Green Apple International, Ltd | Green Apple International Ltd | GAI-06-LED-T5-4-15W(3000K) | Indoor Luminaires | Linear Ambient | Direct Linear Ambient Luminaires | Standard | FALSE | [9 empty] | 10/15/2015 | Not Yet Verified | Not Yet Verified | Not Yet Verified |  |  | 1740 | 114.17 | 15 | 9.12 | 0.991 | 3000 | 83
PDSWCDZP | Green Apple International, Ltd | Green Apple International Ltd | GAI-06-LED-T5-4-15W(3500K) | Indoor Luminaires | Linear Ambient | Direct Linear Ambient Luminaires | Standard | FALSE | [9 empty] | 10/15/2015 | Not Yet Verified | Not Yet Verified | Not Yet Verified |  |  | 1740 | 114.17 | 15 | 9.12 | 0.991 | 3500 | 83
PBSQR3NW | Green Apple International, Ltd | Green Apple International Ltd | GAI-06-LED-T5-4-15W(4000K) | Indoor Luminaires | Linear Ambient | Direct Linear Ambient Luminaires | Standard | FALSE | [9 empty] | 10/15/2015 | Not Yet Verified | Not Yet Verified | Not Yet Verified |  |  | 1740 | 114.17 | 15 | 9.12 | 0.991 | 4000 | 83
PSKXN1RM | Green Apple International, Ltd | Green Apple International Ltd | GAI-06-LED-T5-4-15W(4500K) | Indoor Luminaires | Linear Ambient | Direct Linear Ambient Luminaires | Standard | FALSE | [9 empty] | 10/15/2015 | Not Yet Verified | Not Yet Verified | Not Yet Verified |  |  | 1740 | 114.17 | 15 | 9.12 | 0.991 | 4500 | 83
PHB3QB7N | Green Apple International, Ltd | Green Apple International Ltd | GAI-06-LED-T5-4-15W(5000K) | Indoor Luminaires | Linear Ambient | Direct Linear Ambient Luminaires | Standard | FALSE | [9 empty] | 10/15/2015 | Not Yet Verified | Not Yet Verified | Not Yet Verified |  |  | 1740 | 114.17 | 15 | 9.12 | 0.991 | 5000 | 83
PBF6VP37 | Green Efficiency Solutions | GEFFSO | G-Proof40wld-30D | Indoor Luminaires | Linear Ambient | Direct Linear Ambient Luminaires | Standard | TRUE | 4088.46 | 106.94 | 38.23 | 14 | 0.887 | 3063 | 84.6 | 5 | 50000 | 3/16/2016 | Dimmable | Continuous (Can dim down to ≤ 10% (W)) | Not Yet Verified |  | 2.1 | 4088.46 | 106.94 | 38.23 | 11.6 | 0.989 | 3063 | 85
P48CRXMQ | Green Efficiency Solutions | GEFFSO | G-Proof40wld-35D | Indoor Luminaires | Linear Ambient | Direct Linear Ambient Luminaires | Standard | FALSE | [9 empty] | 3/16/2016 | Dimmable | Continuous (Can dim down to ≤ 10% (W)) | Not Yet Verified |  |  | 4400 | 110 | 40 | 11.6 | 0.989 | 3500 | 85
PCA8HYY6 | Green Efficiency Solutions | GEFFSO | G-Proof40wld-40D | Indoor Luminaires | Linear Ambient | Direct Linear Ambient Luminaires | Standard | FALSE | [9 empty] | 3/16/2016 | Dimmable | Continuous (Can dim down to ≤ 10% (W)) | Not Yet Verified |  |  | 4400 | 110 | 40 | 11.6 | 0.989 | 4000 | 85
P4FUYU6X | Green Efficiency Solutions | GEFFSO | G-Proof40wld-45D | Indoor Luminaires | Linear Ambient | Direct Linear Ambient Luminaires | Standard | FALSE | [9 empty] | 3/16/2016 | Dimmable | Continuous (Can dim down to ≤ 10% (W)) | Not Yet Verified |  |  | 4400 | 110 | 40 | 11.6 | 0.989 | 4500 | 85
PDZ7MV31 | Green Efficiency Solutions | GEFFSO | G-Proof40wld-50D | Indoor Luminaires | Linear Ambient | Direct Linear Ambient Luminaires | Standard | FALSE | [9 empty] | 3/16/2016 | Dimmable | Continuous (Can dim down to ≤ 10% (W)) | Not Yet Verified |  |  | 4400 | 110 | 40 | 11.6 | 0.989 | 5000 | 85
PXUQD6BT | Green Efficiency Solutions | GEFFSO | G-Proof40wld-30F | Indoor Luminaires | Linear Ambient | Direct Linear Ambient Luminaires | Standard | FALSE | [9 empty] | 3/16/2016 | Not Dimmable | Not Dimmable | Not Yet Verified |  |  | 4088.46 | 106.94 | 38.23 | 11.6 | 0.989 | 3063 | 85
P19W1PGV | Green Efficiency Solutions | GEFFSO | G-Proof40wld-35F | Indoor Luminaires | Linear Ambient | Direct Linear Ambient Luminaires | Standard | FALSE | [9 empty] | 3/16/2016 | Not Dimmable | Not Dimmable | Not Yet Verified |  |  | 4400 | 110 | 40 | 11.6 | 0.989 | 3500 | 85
P4SHUFMG | Green Efficiency Solutions | GEFFSO | G-Proof40wld-40F | Indoor Luminaires | Linear Ambient | Direct Linear Ambient Luminaires | Standard | FALSE | [9 empty] | 3/16/2016 | Not Dimmable | Not Dimmable | Not Yet Verified |  |  | 4400 | 110 | 40 | 11.6 | 0.989 | 4000 | 85
P9M646J1 | Green Efficiency Solutions | GEFFSO | G-Proof40wld-45F | Indoor Luminaires | Linear Ambient | Direct Linear Ambient Luminaires | Standard | FALSE | [9 empty] | 3/16/2016 | Not Dimmable | Not Dimmable | Not Yet Verified |  |  | 4400 | 110 | 40 | 11.6 | 0.989 | 4500 | 85
PJEDCUYQ | Green Efficiency Solutions | GEFFSO | G-Proof40wld-50F | Indoor Luminaires | Linear Ambient | Direct Linear Ambient Luminaires | Standard | FALSE | [9 empty] | 3/16/2016 | Not Dimmable | Not Dimmable | Not Yet Verified |  |  | 4400 | 110 | 40 | 11.6 | 0.989 | 5000 | 85
PSUE2XND | Green Efficiency Solutions | GEFFSO | G-Proof60wld-30D | Indoor Luminaires | Linear Ambient | Direct Linear Ambient Luminaires | Standard | TRUE | 6185.15 | 107.89 | 57.33 | 18.8 | 0.889 | 3059 | 84.5 | 5 | 50000 | 3/16/2016 | Dimmable | Continuous (Can dim down to ≤ 10% (W)) | Not Yet Verified |  | 2.1 | 6185.15 | 107.89 | 57.33 | 13.4 | 0.99 | 3059 | 85
PF78EZBK | Green Efficiency Solutions | GEFFSO | G-Proof60wld-35D | Indoor Luminaires | Linear Ambient | Direct Linear Ambient Luminaires | Standard | FALSE | [9 empty] | 3/16/2016 | Dimmable | Continuous (Can dim down to ≤ 10% (W)) | Not Yet Verified |  |  | 6600 | 110 | 60 | 13.4 | 0.99 | 3500 | 85
PGY2QSUX | Green Efficiency Solutions | GEFFSO | G-Proof60wld-40D | Indoor Luminaires | Linear Ambient | Direct Linear Ambient Luminaires | Standard | FALSE | [9 empty] | 3/16/2016 | Dimmable | Continuous (Can dim down to ≤ 10% (W)) | Not Yet Verified |  |  | 6600 | 110 | 60 | 13.4 | 0.99 | 4000 | 85
PGTJA23R | Green Efficiency Solutions | GEFFSO | G-Proof60wld-45D | Indoor Luminaires | Linear Ambient | Direct Linear Ambient Luminaires | Standard | FALSE | [9 empty] | 3/16/2016 | Dimmable | Continuous (Can dim down to ≤ 10% (W)) | Not Yet Verified |  |  | 6600 | 110 | 60 | 13.4 | 0.99 | 4500 | 85
P4TY5TEM | Green Efficiency Solutions | GEFFSO | G-Proof60wld-50D | Indoor Luminaires | Linear Ambient | Direct Linear Ambient Luminaires | Standard | FALSE | [9 empty] | 3/16/2016 | Dimmable | Continuous (Can dim down to ≤ 10% (W)) | Not Yet Verified |  |  | 6600 | 110 | 60 | 13.4 | 0.99 | 5000 | 85
PST7799Z | Green Image Tech | Green Image Tech | GX-436L-60 | Indoor Luminaires | Linear Ambient | Direct Linear Ambient Luminaires | Standard | TRUE | 5907.64 | 95.48 | 63.4 | 15.7 | 0.93 | 4398 | 86 | 5 | 50000 | 3/28/2016 | Dimmable | Continuous (Cannot dim down to ≤ 10% (W) | Not Yet Verified |  | 2.1 | 5907 | 95.48 | 63.4 |  |  | 4500 | 86
P2USZFG3 | Green Image Tech | Green Image Tech | GD-SFX-30 | Indoor Luminaires | Linear Ambient | Direct Linear Ambient Luminaires | Standard | TRUE | 3355.264 | 130.402 | 25.73 | 22.35 | 0.908 | 2996 | 83 | 5 | 50000 | 3/28/2016 | Not Dimmable | Not Dimmable | No |  | 3.1 | 3355.264 | 130.402 | 25.73 | 22.35 | 0.982 | 3000 | 83
PH927PKG | Green Image Tech | Green Image Tech | GD-SFX-40 | Indoor Luminaires | Linear Ambient | Direct Linear Ambient Luminaires | Standard | FALSE | [9 empty] | 3/28/2016 | Not Dimmable | Not Dimmable | No |  |  | 3355.264 | 130.402 | 25.73 | 22.35 | 0.982 | 4000 | 83
PVTD2MB4S | GTech Services, Inc. | Gtech Services, Inc. | G-WC262056LG5A3 | Indoor Luminaires | Linear Ambient | Direct Linear Ambient Luminaires | Standard | TRUE | 2611.6 | 102.42 | 25.5 | 20.3 | 0.914 | 4065 | 85.6 | 5 | 50000 | 12/3/2014 | Not Dimmable | Not Dimmable | Not Yet Verified |  | 2.1 | 2500 | 95 | 26 |  |  | 4000 | 80
PZMVDEUCC | GTech Services, Inc. | GTech Services, Inc. | G-WC504112LG5A3 (4000K) | Indoor Luminaires | Linear Ambient | Direct Linear Ambient Luminaires | Standard | TRUE | 5101.93 | 99.22 | 51.42 | 13.92 | 0.914 | 4116 | 85.6 | 5 | 50000 | 4/17/2015 | Not Dimmable | Not Dimmable | Not Yet Verified |  | 2.1 | 5000 | 95 | 52 |  |  | 4000 | 80
P85GWTD2 | Guangzhou Ledia Lighting Technology Company Limited | Ledia | LD-TL-B024-RX-35C | Indoor Luminaires | Linear Ambient | Direct Linear Ambient Luminaires | Premium | TRUE | 3181.75 | 137.26 | 23.18 | 15 | 0.948 | 3674 | 84.4 | 5 | 50000 | 7/12/2016 | Not Dimmable | Not Dimmable | No |  | 4 | 3360 | 140 | 24 | 25 | 0.9 | 3500 | 80
P8ZUZGYQ | Guangzhou Ledia Lighting Technology Company Limited | Ledia | LD-TL-B024-RX-40C | Indoor Luminaires | Linear Ambient | Direct Linear Ambient Luminaires | Premium | FALSE | [9 empty] | 7/12/2016 | Not Dimmable | Not Dimmable | No |  |  | 3360 | 140 | 24 | 25 | 0.9 | 4000 | 80
P2U24QW7 | Guangzhou Ledia Lighting Technology Company Limited | Ledia | LD-TL-B024-RX-45C | Indoor Luminaires | Linear Ambient | Direct Linear Ambient Luminaires | Premium | FALSE | [9 empty] | 7/12/2016 | Not Dimmable | Not Dimmable | No |  |  | 3360 | 140 | 24 | 25 | 0.9 | 4500 | 80
P4K2EN5U | Guangzhou Ledia Lighting Technology Company Limited | Ledia | LD-TL-B024-RX-50C | Indoor Luminaires | Linear Ambient | Direct Linear Ambient Luminaires | Premium | FALSE | [9 empty] | 7/12/2016 | Not Dimmable | Not Dimmable | No |  |  | 3360 | 140 | 24 | 25 | 0.9 | 5000 | 80
PPGQ2QS5 | Guangzhou Ledia Lighting Technology Company Limited | LEDIA | LD-TL-B040-RD-30F | Indoor Luminaires | Linear Ambient | Direct Linear Ambient Luminaires | Standard | TRUE | 4088.46 | 106.94 | 38.23 | 14 | 0.887 | 3063 | 84.6 | 5 | 50000 | 8/5/2015 | Dimmable | Continuous (Can dim down to ≤ 10% (W)) | Not Yet Verified |  | 2.1 | 4088.46 | 106.94 | 38.23 | 11.6 | 0.989 | 3063 | 85
PESPAVAH | Guangzhou Ledia Lighting Technology Company Limited | LEDIA | LD-TL-B040-RD-35F | Indoor Luminaires | Linear Ambient | Direct Linear Ambient Luminaires | Standard | FALSE | [9 empty] | 8/5/2015 | Dimmable | Continuous (Can dim down to ≤ 10% (W)) | Not Yet Verified |  |  | 4400 | 110 | 40 | 11.6 | 0.989 | 3500 | 85
P4D2FD19 | Guangzhou Ledia Lighting Technology Company Limited | LEDIA | LD-TL-B040-RD-40F | Indoor Luminaires | Linear Ambient | Direct Linear Ambient Luminaires | Standard | FALSE | [9 empty] | 8/5/2015 | Dimmable | Continuous (Can dim down to ≤ 10% (W)) | Not Yet Verified |  |  | 4400 | 110 | 40 | 11.6 | 0.989 | 4000 | 85
PP6E3NS8 | Guangzhou Ledia Lighting Technology Company Limited | LEDIA | LD-TL-B040-RD-45F | Indoor Luminaires | Linear Ambient | Direct Linear Ambient Luminaires | Standard | FALSE | [9 empty] | 8/5/2015 | Dimmable | Continuous (Can dim down to ≤ 10% (W)) | Not Yet Verified |  |  | 4400 | 110 | 40 | 11.6 | 0.989 | 4500 | 85
PPW3NQ5J | Guangzhou Ledia Lighting Technology Company Limited | LEDIA | LD-TL-B040-RD-50F | Indoor Luminaires | Linear Ambient | Direct Linear Ambient Luminaires | Standard | FALSE | [9 empty] | 8/5/2015 | Dimmable | Continuous (Can dim down to ≤ 10% (W)) | Not Yet Verified |  |  | 4400 | 110 | 40 | 11.6 | 0.989 | 5000 | 85
P8GSE4JD | Guangzhou Ledia Lighting Technology Company Limited | LEDIA | LD-TL-B040-RD-37F | Indoor Luminaires | Linear Ambient | Direct Linear Ambient Luminaires | Standard | FALSE | [9 empty] | 9/9/2015 | Dimmable | Continuous (Can dim down to ≤ 10% (W)) | Not Yet Verified |  |  | 4400 | 110 | 40 | 11.6 | 0.989 | 3700 | 85
P7MSVSAE | Guangzhou Ledia Lighting Technology Company Limited | LEDIA | LD-TL-B040-RX-37F | Indoor Luminaires | Linear Ambient | Direct Linear Ambient Luminaires | Standard | FALSE | [9 empty] | 9/9/2015 | Not Dimmable | Not Dimmable | Not Yet Verified |  |  | 4400 | 110 | 40 | 11.6 | 0.989 | 3700 | 85
PKVSMJVS | Guangzhou Ledia Lighting Technology Company Limited | LEDIA | LD-TL-B040-RX-30F | Indoor Luminaires | Linear Ambient | Direct Linear Ambient Luminaires | Standard | FALSE | [9 empty] | 8/5/2015 | Not Dimmable | Not Dimmable | Not Yet Verified |  |  | 4088.46 | 106.94 | 38.23 | 11.6 | 0.989 | 3063 | 85
PQAAQ95J | Guangzhou Ledia Lighting Technology Company Limited | LEDIA | LD-TL-B040-RX-35F | Indoor Luminaires | Linear Ambient | Direct Linear Ambient Luminaires | Standard | FALSE | [9 empty] | 8/5/2015 | Not Dimmable | Not Dimmable | Not Yet Verified |  |  | 4400 | 110 | 40 | 11.6 | 0.989 | 3500 | 85
PAQ88YSQ | Guangzhou Ledia Lighting Technology Company Limited | LEDIA | LD-TL-B040-RX-40F | Indoor Luminaires | Linear Ambient | Direct Linear Ambient Luminaires | Standard | FALSE | [9 empty] | 8/5/2015 | Not Dimmable | Not Dimmable | Not Yet Verified |  |  | 4400 | 110 | 40 | 11.6 | 0.989 | 4000 | 85
PG56Z4M4 | Guangzhou Ledia Lighting Technology Company Limited | LEDIA | LD-TL-B040-RX-45F | Indoor Luminaires | Linear Ambient | Direct Linear Ambient Luminaires | Standard | FALSE | [9 empty] | 8/5/2015 | Not Dimmable | Not Dimmable | Not Yet Verified |  |  | 4400 | 110 | 40 | 11.6 | 0.989 | 4500 | 85
PXASQKVE | Guangzhou Ledia Lighting Technology Company Limited | LEDIA | LD-TL-B040-RX-50F | Indoor Luminaires | Linear Ambient | Direct Linear Ambient Luminaires | Standard | FALSE | [9 empty] | 8/5/2015 | Not Dimmable | Not Dimmable | Not Yet Verified |  |  | 4400 | 110 | 40 | 11.6 | 0.989 | 5000 | 85
PWRJYTEK | Guangzhou Ledia Lighting Technology Company Limited | LEDIA | LD-TL-B030-RD-30F | Indoor Luminaires | Linear Ambient | Direct Linear Ambient Luminaires | Standard | TRUE | 2918.95 | 102.89 | 28.37 | 22.5 | 0.909 | 3030 | 84.2 | 5 | 50000 | 8/5/2015 | Dimmable | Continuous (Can dim down to ≤ 10% (W)) | Not Yet Verified |  | 2.1 | 2918.95 | 102.89 | 28.37 | 13.1 | 0.988 | 3030 | 84
P1MANCXJ | Guangzhou Ledia Lighting Technology Company Limited | LEDIA | LD-TL-B030-RD-35F | Indoor Luminaires | Linear Ambient | Direct Linear Ambient Luminaires | Standard | FALSE | [9 empty] | 8/5/2015 | Dimmable | Continuous (Can dim down to ≤ 10% (W)) | Not Yet Verified |  |  | 3300 | 110 | 30 | 13.1 | 0.988 | 3500 | 84
PMP7FD89 | Guangzhou Ledia Lighting Technology Company Limited | LEDIA | LD-TL-B030-RD-40F | Indoor Luminaires | Linear Ambient | Direct Linear Ambient Luminaires | Standard | FALSE | [9 empty] | 8/5/2015 | Dimmable | Continuous (Can dim down to ≤ 10% (W)) | Not Yet Verified |  |  | 3300 | 110 | 30 | 13.1 | 0.988 | 4000 | 84
PMK9BA61 | Guangzhou Ledia Lighting Technology Company Limited | LEDIA | LD-TL-B030-RD-45F | Indoor Luminaires | Linear Ambient | Direct Linear Ambient Luminaires | Standard | FALSE | [9 empty] | 8/5/2015 | Dimmable | Continuous (Can dim down to ≤ 10% (W)) | Not Yet Verified |  |  | 3300 | 110 | 30 | 13.1 | 0.988 | 4500 | 84
P5WXEF8G | Guangzhou Ledia Lighting Technology Company Limited | LEDIA | LD-TL-B030-RD-50F | Indoor Luminaires | Linear Ambient | Direct Linear Ambient Luminaires | Standard | FALSE | [9 empty] | 8/5/2015 | Dimmable | Continuous (Can dim down to ≤ 10% (W)) | Not Yet Verified |  |  | 3300 | 110 | 30 | 13.1 | 0.988 | 5000 | 84
PTZRJUT4 | Guangzhou Ledia Lighting Technology Company Limited | LEDIA | LD-TL-B030-RX-30F | Indoor Luminaires | Linear Ambient | Direct Linear Ambient Luminaires | Standard | FALSE | [9 empty] | 8/5/2015 | Not Dimmable | Not Dimmable | Not Yet Verified |  |  | 2918.95 | 102.89 | 28.37 | 13.1 | 0.988 | 3030 | 84
P32M955Y | Guangzhou Ledia Lighting Technology Company Limited | LEDIA | LD-TL-B030-RX-35F | Indoor Luminaires | Linear Ambient | Direct Linear Ambient Luminaires | Standard | FALSE | [9 empty] | 8/5/2015 | Not Dimmable | Not Dimmable | Not Yet Verified |  |  | 3300 | 110 | 30 | 13.1 | 0.988 | 3500 | 84
P8HYMGDD | Guangzhou Ledia Lighting Technology Company Limited | LEDIA | LD-TL-B030-RX-40F | Indoor Luminaires | Linear Ambient | Direct Linear Ambient Luminaires | Standard | FALSE | [9 empty] | 8/5/2015 | Not Dimmable | Not Dimmable | Not Yet Verified |  |  | 3300 | 110 | 30 | 13.1 | 0.988 | 4000 | 84
PZVXRHY3 | Guangzhou Ledia Lighting Technology Company Limited | LEDIA | LD-TL-B030-RX-45F | Indoor Luminaires | Linear Ambient | Direct Linear Ambient Luminaires | Standard | FALSE | [9 empty] | 8/5/2015 | Not Dimmable | Not Dimmable | Not Yet Verified |  |  | 3300 | 110 | 30 | 13.1 | 0.988 | 4500 | 84
P9TAZKDT | Guangzhou Ledia Lighting Technology Company Limited | LEDIA | LD-TL-B030-RX-50F | Indoor Luminaires | Linear Ambient | Direct Linear Ambient Luminaires | Standard | FALSE | [9 empty] | 8/5/2015 | Not Dimmable | Not Dimmable | Not Yet Verified |  |  | 3300 | 110 | 30 | 13.1 | 0.988 | 5000 | 84
PYTTWWYY | Guangzhou Ledia Lighting Technology Company Limited | LEDIA | LD-TL-B024-RD-30F | Indoor Luminaires | Linear Ambient | Direct Linear Ambient Luminaires | Standard | TRUE | 2482.38 | 102.32 | 24.26 | 22.9 | 0.881 | 3059 | 84.5 | 5 | 50000 | 8/5/2015 | Dimmable | Continuous (Can dim down to ≤ 10% (W)) | Not Yet Verified |  | 2.1 | 2482.38 | 102.32 | 24.26 | 12.6 | 0.984 | 3059 | 85
PUEQJ4ZC | Guangzhou Ledia Lighting Technology Company Limited | LEDIA | LD-TL-B024-RD-35F | Indoor Luminaires | Linear Ambient | Direct Linear Ambient Luminaires | Standard | FALSE | [9 empty] | 8/5/2015 | Dimmable | Continuous (Can dim down to ≤ 10% (W)) | Not Yet Verified |  |  | 2640 | 110 | 24 | 12.6 | 0.984 | 3500 | 85
PH5FM6KK | Guangzhou Ledia Lighting Technology Company Limited | LEDIA | LD-TL-B024-RD-40F | Indoor Luminaires | Linear Ambient | Direct Linear Ambient Luminaires | Standard | FALSE | [9 empty] | 8/5/2015 | Dimmable | Continuous (Can dim down to ≤ 10% (W)) | Not Yet Verified |  |  | 2640 | 110 | 24 | 12.6 | 0.984 | 4000 | 85
PFKWSHU6 | Guangzhou Ledia Lighting Technology Company Limited | LEDIA | LD-TL-B024-RD-45F | Indoor Luminaires | Linear Ambient | Direct Linear Ambient Luminaires | Standard | FALSE | [9 empty] | 8/5/2015 | Dimmable | Continuous (Can dim down to ≤ 10% (W)) | Not Yet Verified |  |  | 2640 | 110 | 24 | 12.6 | 0.984 | 4500 | 85
P1NH7YCY | Guangzhou Ledia Lighting Technology Company Limited | LEDIA | LD-TL-B024-RD-50F | Indoor Luminaires | Linear Ambient | Direct Linear Ambient Luminaires | Standard | FALSE | [9 empty] | 8/5/2015 | Dimmable | Continuous (Can dim down to ≤ 10% (W)) | Not Yet Verified |  |  | 2640 | 110 | 24 | 12.6 | 0.984 | 5000 | 85
P1TYE8VQ | Guangzhou Ledia Lighting Technology Company Limited | LEDIA | LD-TL-B024-RX-30F | Indoor Luminaires | Linear Ambient | Direct Linear Ambient Luminaires | Standard | FALSE | [9 empty] | 8/5/2015 | Not Dimmable | Not Dimmable | Not Yet Verified |  |  | 2482.38 | 102.32 | 24.26 | 12.6 | 0.984 | 3059 | 85
PDV18SFY | Guangzhou Ledia Lighting Technology Company Limited | LEDIA | LD-TL-B024-RX-35F | Indoor Luminaires | Linear Ambient | Direct Linear Ambient Luminaires | Standard | FALSE | [9 empty] | 8/5/2015 | Not Dimmable | Not Dimmable | Not Yet Verified |  |  | 2640 | 110 | 24 | 12.6 | 0.984 | 3500 | 85
P34CCRB3 | Guangzhou Ledia Lighting Technology Company Limited | LEDIA | LD-TL-B024-RX-40F | Indoor Luminaires | Linear Ambient | Direct Linear Ambient Luminaires | Standard | FALSE | [9 empty] | 8/5/2015 | Not Dimmable | Not Dimmable | Not Yet Verified |  |  | 2640 | 110 | 24 | 12.6 | 0.984 | 4000 | 85
PD43K5B3 | Guangzhou Ledia Lighting Technology Company Limited | LEDIA | LD-TL-B024-RX-45F | Indoor Luminaires | Linear Ambient | Direct Linear Ambient Luminaires | Standard | FALSE | [9 empty] | 8/5/2015 | Not Dimmable | Not Dimmable | Not Yet Verified |  |  | 2640 | 110 | 24 | 12.6 | 0.984 | 4500 | 85
PHMJV1EH | Guangzhou Ledia Lighting Technology Company Limited | LEDIA | LD-TL-B024-RX-50F | Indoor Luminaires | Linear Ambient | Direct Linear Ambient Luminaires | Standard | FALSE | [9 empty] | 8/5/2015 | Not Dimmable | Not Dimmable | Not Yet Verified |  |  | 2640 | 110 | 24 | 12.6 | 0.984 | 5000 | 85
PWV15294 | Guangzhou Ledia Lighting Technology Company Limited | LEDIA | LD-TL-B024-RD-37F | Indoor Luminaires | Linear Ambient | Direct Linear Ambient Luminaires | Standard | FALSE | [9 empty] | 9/9/2015 | Dimmable | Continuous (Can dim down to ≤ 10% (W)) | Not Yet Verified |  |  | 2640 | 110 | 24 | 12.6 | 0.984 | 3700 | 85
PFMXKP9U | Guangzhou Ledia Lighting Technology Company Limited | LEDIA | LD-TL-B024-RX-37F | Indoor Luminaires | Linear Ambient | Direct Linear Ambient Luminaires | Standard | FALSE | [9 empty] | 9/9/2015 | Not Yet Verified | Not Yet Verified | Not Yet Verified |  |  | 2640 | 110 | 24 | 12.6 | 0.984 | 3700 | 85
P6QVSKM3 | Guangzhou Ledia Lighting Technology Company Limited | LEDIA | LD-PD-C036-RD30 | Indoor Luminaires | Linear Ambient | Direct Linear Ambient Luminaires | Standard | TRUE | 3607.93 | 104.52 | 34.52 | 11.6 | 0.876 | 2961 | 83 | 5 | 50000 | 8/5/2015 | Dimmable | Continuous (Can dim down to ≤ 10% (W)) | Not Yet Verified |  | 2.1 | 3607.93 | 104.52 | 34.52 | 11.3 | 0.988 | 2961 | 83
PEU3GGYW | Guangzhou Ledia Lighting Technology Company Limited | LEDIA | LD-PD-C036-RD35 | Indoor Luminaires | Linear Ambient | Direct Linear Ambient Luminaires | Standard | FALSE | [9 empty] | 8/5/2015 | Dimmable | Continuous (Can dim down to ≤ 10% (W)) | Not Yet Verified |  |  | 3960 | 110 | 36 | 11.3 | 0.988 | 3500 | 83
P1S4JY6S | Guangzhou Ledia Lighting Technology Company Limited | LEDIA | LD-PD-C036-RD40 | Indoor Luminaires | Linear Ambient | Direct Linear Ambient Luminaires | Standard | FALSE | [9 empty] | 8/5/2015 | Dimmable | Continuous (Can dim down to ≤ 10% (W)) | Not Yet Verified |  |  | 3960 | 110 | 36 | 11.3 | 0.988 | 4000 | 83
PG6DND23 | Guangzhou Ledia Lighting Technology Company Limited | LEDIA | LD-PD-C036-RD45 | Indoor Luminaires | Linear Ambient | Direct Linear Ambient Luminaires | Standard | FALSE | [9 empty] | 8/5/2015 | Dimmable | Continuous (Can dim down to ≤ 10% (W)) | Not Yet Verified |  |  | 3960 | 110 | 36 | 11.3 | 0.988 | 4500 | 83
P2GNEWPN | Guangzhou Ledia Lighting Technology Company Limited | LEDIA | LD-PD-C036-RD50 | Indoor Luminaires | Linear Ambient | Direct Linear Ambient Luminaires | Standard | FALSE | [9 empty] | 8/5/2015 | Dimmable | Continuous (Can dim down to ≤ 10% (W)) | Not Yet Verified |  |  | 3960 | 110 | 36 | 11.3 | 0.988 | 5000 | 83
PJMHKGFV | Guangzhou Ledia Lighting Technology Company Limited | LEDIA | LD-PD-C036-RD37 | Indoor Luminaires | Linear Ambient | Direct Linear Ambient Luminaires | Standard | FALSE | [9 empty] | 9/9/2015 | Dimmable | Continuous (Can dim down to ≤ 10% (W)) | Not Yet Verified |  |  | 3960 | 110 | 36 | 11.3 | 0.988 | 3700 | 83
P8WN48V4 | Guangzhou Ledia Lighting Technology Company Limited | LEDIA | LD-PD-C036-RX37 | Indoor Luminaires | Linear Ambient | Direct Linear Ambient Luminaires | Standard | FALSE | [9 empty] | 9/9/2015 | Not Dimmable | Not Dimmable | Not Yet Verified |  |  | 3960 | 110 | 36 | 11.3 | 0.988 | 3700 | 83
PZ9GHUYW | Guangzhou Ledia Lighting Technology Company Limited | LEDIA | LD-PD-C036-RX30 | Indoor Luminaires | Linear Ambient | Direct Linear Ambient Luminaires | Standard | FALSE | [9 empty] | 8/5/2015 | Not Dimmable | Not Dimmable | Not Yet Verified |  |  | 3607.93 | 104.52 | 34.52 | 11.3 | 0.988 | 2961 | 83
PA6S1SDF | Guangzhou Ledia Lighting Technology Company Limited | LEDIA | LD-PD-C036-RX35 | Indoor Luminaires | Linear Ambient | Direct Linear Ambient Luminaires | Standard | FALSE | [9 empty] | 8/5/2015 | Not Dimmable | Not Dimmable | Not Yet Verified |  |  | 3960 | 110 | 36 | 11.3 | 0.988 | 3500 | 83
PZ8W4BZW | Guangzhou Ledia Lighting Technology Company Limited | LEDIA | LD-PD-C036-RX40 | Indoor Luminaires | Linear Ambient | Direct Linear Ambient Luminaires | Standard | FALSE | [9 empty] | 8/5/2015 | Not Dimmable | Not Dimmable | Not Yet Verified |  |  | 3960 | 110 | 36 | 11.3 | 0.988 | 4000 | 83
PZ64DUW6 | Guangzhou Ledia Lighting Technology Company Limited | LEDIA | LD-PD-C036-RX45 | Indoor Luminaires | Linear Ambient | Direct Linear Ambient Luminaires | Standard | FALSE | [9 empty] | 8/5/2015 | Not Dimmable | Not Dimmable | Not Yet Verified |  |  | 3960 | 110 | 36 | 11.3 | 0.988 | 4500 | 83
PJSP1ARC | Guangzhou Ledia Lighting Technology Company Limited | LEDIA | LD-PD-C036-RX50 | Indoor Luminaires | Linear Ambient | Direct Linear Ambient Luminaires | Standard | FALSE | [9 empty] | 8/5/2015 | Not Dimmable | Not Dimmable | Not Yet Verified |  |  | 3960 | 110 | 36 | 11.3 | 0.988 | 5000 | 83
PQV4W9TA | Guangzhou Ledia Lighting Technology Company Limited | LEDIA | LD-PD-C030-RD30 | Indoor Luminaires | Linear Ambient | Direct Linear Ambient Luminaires | Standard | TRUE | 3024.53 | 106.24 | 28.47 | 17.7 | 0.876 | 2924 | 82.7 | 5 | 50000 | 8/5/2015 | Dimmable | Continuous (Can dim down to ≤ 10% (W)) | Not Yet Verified |  | 2.1 | 3024.53 | 106.24 | 28.47 | 11.4 | 0.988 | 2924 | 83
P24KB6J9 | Guangzhou Ledia Lighting Technology Company Limited | LEDIA | LD-PD-C030-RD35 | Indoor Luminaires | Linear Ambient | Direct Linear Ambient Luminaires | Standard | FALSE | [9 empty] | 8/5/2015 | Dimmable | Continuous (Can dim down to ≤ 10% (W)) | Not Yet Verified |  |  | 3300 | 110 | 30 | 11.4 | 0.988 | 3500 | 83
P6PXAFFY | Guangzhou Ledia Lighting Technology Company Limited | LEDIA | LD-PD-C030-RD40 | Indoor Luminaires | Linear Ambient | Direct Linear Ambient Luminaires | Standard | FALSE | [9 empty] | 8/5/2015 | Dimmable | Continuous (Can dim down to ≤ 10% (W)) | Not Yet Verified |  |  | 3300 | 110 | 30 | 11.4 | 0.988 | 4000 | 83
PUSEFU9P | Guangzhou Ledia Lighting Technology Company Limited | LEDIA | LD-PD-C030-RD45 | Indoor Luminaires | Linear Ambient | Direct Linear Ambient Luminaires | Standard | FALSE | [9 empty] | 8/5/2015 | Dimmable | Continuous (Can dim down to ≤ 10% (W)) | Not Yet Verified |  |  | 3300 | 110 | 30 | 11.4 | 0.988 | 4500 | 83
PMRBWKJM | Guangzhou Ledia Lighting Technology Company Limited | LEDIA | LD-PD-C030-RD50 | Indoor Luminaires | Linear Ambient | Direct Linear Ambient Luminaires | Standard | FALSE | [9 empty] | 8/5/2015 | Dimmable | Continuous (Can dim down to ≤ 10% (W)) | Not Yet Verified |  |  | 3300 | 110 | 30 | 11.4 | 0.988 | 5000 | 83
PAG8U4N4 | Guangzhou Ledia Lighting Technology Company Limited | LEDIA | LD-PD-C030-RD37 | Indoor Luminaires | Linear Ambient | Direct Linear Ambient Luminaires | Standard | FALSE | [9 empty] | 9/9/2015 | Dimmable | Continuous (Can dim down to ≤ 10% (W)) | Not Yet Verified |  |  | 3300 | 110 | 30 | 11.4 | 0.988 | 3700 | 83
P2R5DZ24 | Guangzhou Ledia Lighting Technology Company Limited | LEDIA | LD-PD-C030-RX37 | Indoor Luminaires | Linear Ambient | Direct Linear Ambient Luminaires | Standard | FALSE | [9 empty] | 9/9/2015 | Not Dimmable | Not Dimmable | Not Yet Verified |  |  | 3300 | 110 | 30 | 11.4 | 0.988 | 3700 | 83
P5547PFC | Guangzhou Ledia Lighting Technology Company Limited | LEDIA | LD-PD-C030-RX30 | Indoor Luminaires | Linear Ambient | Direct Linear Ambient Luminaires | Standard | FALSE | [9 empty] | 8/5/2015 | Not Dimmable | Not Dimmable | Not Yet Verified |  |  | 3024.53 | 106.24 | 28.47 | 11.4 | 0.988 | 2924 | 83
P8KVN7WT | Guangzhou Ledia Lighting Technology Company Limited | LEDIA | LD-PD-C030-RX35 | Indoor Luminaires | Linear Ambient | Direct Linear Ambient Luminaires | Standard | FALSE | [9 empty] | 8/5/2015 | Not Dimmable | Not Dimmable | Not Yet Verified |  |  | 3300 | 110 | 30 | 11.4 | 0.988 | 3500 | 83
PNX1ZRWA | Guangzhou Ledia Lighting Technology Company Limited | LEDIA | LD-PD-C030-RX40 | Indoor Luminaires | Linear Ambient | Direct Linear Ambient Luminaires | Standard | FALSE | [9 empty] | 8/5/2015 | Not Dimmable | Not Dimmable | Not Yet Verified |  |  | 3300 | 110 | 30 | 11.4 | 0.988 | 4000 | 83
PCPE9B12 | Guangzhou Ledia Lighting Technology Company Limited | LEDIA | LD-PD-C030-RX45 | Indoor Luminaires | Linear Ambient | Direct Linear Ambient Luminaires | Standard | FALSE | [9 empty] | 8/5/2015 | Not Dimmable | Not Dimmable | Not Yet Verified |  |  | 3300 | 110 | 30 | 11.4 | 0.988 | 4500 | 83
PQD9SYC5 | Guangzhou Ledia Lighting Technology Company Limited | LEDIA | LD-PD-C030-RX50 | Indoor Luminaires | Linear Ambient | Direct Linear Ambient Luminaires | Standard | FALSE | [9 empty] | 8/5/2015 | Not Dimmable | Not Dimmable | Not Yet Verified |  |  | 3300 | 110 | 30 | 11.4 | 0.988 | 5000 | 83
P5YAMNC3 | Guangzhou Ledia Lighting Technology Company Limited | LEDIA | LD-PD-C054-RD37 | Indoor Luminaires | Linear Ambient | Direct Linear Ambient Luminaires | Standard | FALSE | [9 empty] | 9/9/2015 | Dimmable | Continuous (Can dim down to ≤ 10% (W)) | Not Yet Verified |  |  | 5940 | 110 | 54 | 10.1 | 0.99 | 3700 | 83
P36V9M4B | Guangzhou Ledia Lighting Technology Company Limited | LEDIA | LD-PD-C054-RX37 | Indoor Luminaires | Linear Ambient | Direct Linear Ambient Luminaires | Standard | FALSE | [9 empty] | 9/9/2015 | Not Dimmable | Not Dimmable | Not Yet Verified |  |  | 5940 | 110 | 54 | 10.1 | 0.99 | 3700 | 83
PP9N3ZJR | Guangzhou Ledia Lighting Technology Company Limited | LEDIA | LD-PD-C045-RD30 | Indoor Luminaires | Linear Ambient | Direct Linear Ambient Luminaires | Standard | TRUE | 4553.53 | 105.14 | 43.31 | 6.1 | 0.934 | 2920 | 82.7 | 5 | 50000 | 8/5/2015 | Dimmable | Continuous (Can dim down to ≤ 10% (W)) | Not Yet Verified |  | 2.1 | 4553.53 | 105.14 | 43.31 | 9.8 | 0.99 | 2920 | 83
PX47AFTT | Guangzhou Ledia Lighting Technology Company Limited | LEDIA | LD-PD-C045-RD35 | Indoor Luminaires | Linear Ambient | Direct Linear Ambient Luminaires | Standard | FALSE | [9 empty] | 8/5/2015 | Dimmable | Continuous (Can dim down to ≤ 10% (W)) | Not Yet Verified |  |  | 4950 | 110 | 45 | 9.8 | 0.99 | 3500 | 83
P16FCWQ2 | Guangzhou Ledia Lighting Technology Company Limited | LEDIA | LD-PD-C045-RD40 | Indoor Luminaires | Linear Ambient | Direct Linear Ambient Luminaires | Standard | FALSE | [9 empty] | 8/5/2015 | Dimmable | Continuous (Can dim down to ≤ 10% (W)) | Not Yet Verified |  |  | 4950 | 110 | 45 | 9.8 | 0.99 | 4000 | 83
PMHG559Z | Guangzhou Ledia Lighting Technology Company Limited | LEDIA | LD-PD-C045-RD45 | Indoor Luminaires | Linear Ambient | Direct Linear Ambient Luminaires | Standard | FALSE | [9 empty] | 8/5/2015 | Dimmable | Continuous (Can dim down to ≤ 10% (W)) | Not Yet Verified |  |  | 4950 | 110 | 45 | 9.8 | 0.99 | 4500 | 83
PV5XTF5Q | Guangzhou Ledia Lighting Technology Company Limited | LEDIA | LD-PD-C045-RD50 | Indoor Luminaires | Linear Ambient | Direct Linear Ambient Luminaires | Standard | FALSE | [9 empty] | 8/5/2015 | Dimmable | Continuous (Can dim down to ≤ 10% (W)) | Not Yet Verified |  |  | 4950 | 110 | 45 | 9.8 | 0.99 | 5000 | 83
P8KTSPN4 | Guangzhou Ledia Lighting Technology Company Limited | LEDIA | LD-PD-C045-RD37 | Indoor Luminaires | Linear Ambient | Direct Linear Ambient Luminaires | Standard | FALSE | [9 empty] | 9/9/2015 | Dimmable | Continuous (Can dim down to ≤ 10% (W)) | Not Yet Verified |  |  | 4950 | 110 | 45 | 9.8 | 0.99 | 3700 | 83
P1PB3CNK | Guangzhou Ledia Lighting Technology Company Limited | LEDIA | LD-PD-C045-RX37 | Indoor Luminaires | Linear Ambient | Direct Linear Ambient Luminaires | Standard | FALSE | [9 empty] | 9/9/2015 | Not Dimmable | Not Dimmable | Not Yet Verified |  |  | 4950 | 110 | 45 | 9.8 | 0.99 | 3700 | 83
P55B7CJS | Guangzhou Ledia Lighting Technology Company Limited | LEDIA | LD-PD-C045-RX30 | Indoor Luminaires | Linear Ambient | Direct Linear Ambient Luminaires | Standard | FALSE | [9 empty] | 8/5/2015 | Not Dimmable | Not Dimmable | Not Yet Verified |  |  | 4553.53 | 105.14 | 43.31 | 9.8 | 0.99 | 2920 | 83
PEPPBP6V | Guangzhou Ledia Lighting Technology Company Limited | LEDIA | LD-PD-C045-RX35 | Indoor Luminaires | Linear Ambient | Direct Linear Ambient Luminaires | Standard | FALSE | [9 empty] | 8/5/2015 | Not Dimmable | Not Dimmable | Not Yet Verified |  |  | 4950 | 110 | 45 | 9.8 | 0.99 | 3500 | 83
PQ874ACV | Guangzhou Ledia Lighting Technology Company Limited | LEDIA | LD-PD-C045-RX40 | Indoor Luminaires | Linear Ambient | Direct Linear Ambient Luminaires | Standard | FALSE | [9 empty] | 8/5/2015 | Not Dimmable | Not Dimmable | Not Yet Verified |  |  | 4950 | 110 | 45 | 9.8 | 0.99 | 4000 | 83
PC8MCHHP | Guangzhou Ledia Lighting Technology Company Limited | LEDIA | LD-PD-C045-RX45 | Indoor Luminaires | Linear Ambient | Direct Linear Ambient Luminaires | Standard | FALSE | [9 empty] | 8/5/2015 | Not Dimmable | Not Dimmable | Not Yet Verified |  |  | 4950 | 110 | 45 | 9.8 | 0.99 | 4500 | 83
PY5MSYW8 | Guangzhou Ledia Lighting Technology Company Limited | LEDIA | LD-PD-C045-RX50 | Indoor Luminaires | Linear Ambient | Direct Linear Ambient Luminaires | Standard | FALSE | [9 empty] | 8/5/2015 | Not Dimmable | Not Dimmable | Not Yet Verified |  |  | 4950 | 110 | 45 | 9.8 | 0.99 | 5000 | 83
PZ3XTQRR | Guangzhou Ledia Lighting Technology Company Limited | LEDIA | LD-TL-B060-RD-30F | Indoor Luminaires | Linear Ambient | Direct Linear Ambient Luminaires | Standard | TRUE | 6185.15 | 107.89 | 57.33 | 18.8 | 0.889 | 3059 | 84.5 | 5 | 50000 | 8/5/2015 | Dimmable | Continuous (Can dim down to ≤ 10% (W)) | Not Yet Verified |  | 2.1 | 6185.15 | 107.89 | 57.33 | 13.4 | 0.99 | 3059 | 85
P5SQND7W | Guangzhou Ledia Lighting Technology Company Limited | LEDIA | LD-TL-B060-RD-35F | Indoor Luminaires | Linear Ambient | Direct Linear Ambient Luminaires | Standard | FALSE | [9 empty] | 8/5/2015 | Dimmable | Continuous (Can dim down to ≤ 10% (W)) | Not Yet Verified |  |  | 6600 | 110 | 60 | 13.4 | 0.99 | 3500 | 85
PNJTPHHC | Guangzhou Ledia Lighting Technology Company Limited | LEDIA | LD-TL-B060-RD-40F | Indoor Luminaires | Linear Ambient | Direct Linear Ambient Luminaires | Standard | FALSE | [9 empty] | 8/5/2015 | Dimmable | Continuous (Can dim down to ≤ 10% (W)) | Not Yet Verified |  |  | 6600 | 110 | 60 | 13.4 | 0.99 | 4000 | 85
P1E74J1C | Guangzhou Ledia Lighting Technology Company Limited | LEDIA | LD-TL-B060-RD-45F | Indoor Luminaires | Linear Ambient | Direct Linear Ambient Luminaires | Standard | FALSE | [9 empty] | 8/5/2015 | Dimmable | Continuous (Can dim down to ≤ 10% (W)) | Not Yet Verified |  |  | 6600 | 110 | 60 | 13.4 | 0.99 | 4500 | 85
P8KTAXCA | Guangzhou Ledia Lighting Technology Company Limited | LEDIA | LD-TL-B060-RD-50F | Indoor Luminaires | Linear Ambient | Direct Linear Ambient Luminaires | Standard | FALSE | [9 empty] | 8/5/2015 | Dimmable | Continuous (Can dim down to ≤ 10% (W)) | Not Yet Verified |  |  | 6600 | 110 | 60 | 13.4 | 0.99 | 5000 | 85
P4AX23JN | Guangzhou Ledia Lighting Technology Company Limited | LEDIA | LD-TL-B060-RX-30F | Indoor Luminaires | Linear Ambient | Direct Linear Ambient Luminaires | Standard | FALSE | [9 empty] | 8/5/2015 | Not Dimmable | Not Dimmable | Not Yet Verified |  |  | 6185.15 | 107.89 | 57.33 | 13.4 | 0.99 | 3059 | 85
PKUKBQ82 | Guangzhou Ledia Lighting Technology Company Limited | LEDIA | LD-TL-B060-RX-35F | Indoor Luminaires | Linear Ambient | Direct Linear Ambient Luminaires | Standard | FALSE | [9 empty] | 8/5/2015 | Not Dimmable | Not Dimmable | Not Yet Verified |  |  | 6600 | 110 | 60 | 13.4 | 0.99 | 3500 | 85
PX9RTVZ3 | Guangzhou Ledia Lighting Technology Company Limited | LEDIA | LD-TL-B060-RX-40F | Indoor Luminaires | Linear Ambient | Direct Linear Ambient Luminaires | Standard | FALSE | [9 empty] | 8/5/2015 | Not Dimmable | Not Dimmable | Not Yet Verified |  |  | 6600 | 110 | 60 | 13.4 | 0.99 | 4000 | 85
P6Z55BDR | Guangzhou Ledia Lighting Technology Company Limited | LEDIA | LD-TL-B060-RX-45F | Indoor Luminaires | Linear Ambient | Direct Linear Ambient Luminaires | Standard | FALSE | [9 empty] | 8/5/2015 | Not Dimmable | Not Dimmable | Not Yet Verified |  |  | 6600 | 110 | 60 | 13.4 | 0.99 | 4500 | 85
PUCVZJXW | Guangzhou Ledia Lighting Technology Company Limited | LEDIA | LD-TL-B060-RX-50F | Indoor Luminaires | Linear Ambient | Direct Linear Ambient Luminaires | Standard | FALSE | [9 empty] | 8/5/2015 | Not Dimmable | Not Dimmable | Not Yet Verified |  |  | 6600 | 110 | 60 | 13.4 | 0.99 | 5000 | 85
PMNB9DJ5 | Guangzhou Ledia Lighting Technology Company Limited | LEDIA | LD-TL-B060-RD-37F | Indoor Luminaires | Linear Ambient | Direct Linear Ambient Luminaires | Standard | FALSE | [9 empty] | 9/9/2015 | Dimmable | Continuous (Can dim down to ≤ 10% (W)) | Not Yet Verified |  |  | 6600 | 110 | 60 | 13.4 | 0.99 | 3700 | 85
PZC4TV8Y | Guangzhou Ledia Lighting Technology Company Limited | LEDIA | LD-TL-B060-RX-37F | Indoor Luminaires | Linear Ambient | Direct Linear Ambient Luminaires | Standard | FALSE | [9 empty] | 9/9/2015 | Not Dimmable | Not Dimmable | Not Yet Verified |  |  | 6600 | 110 | 60 | 13.4 | 0.99 | 3700 | 85
PDUVG9KR | Guangzhou Ledia Lighting Technology Company Limited | LEDIA | LD-TL-B050-RD-30F | Indoor Luminaires | Linear Ambient | Direct Linear Ambient Luminaires | Standard | TRUE | 5259.24 | 104.91 | 50.13 | 10.1 | 0.907 | 3033 | 84.3 | 5 | 50000 | 8/5/2015 | Dimmable | Continuous (Can dim down to ≤ 10% (W)) | Not Yet Verified |  | 2.1 | 5259.24 | 104.91 | 50.13 | 11.8 | 0.989 | 3033 | 84
P13T2BCG | Guangzhou Ledia Lighting Technology Company Limited | LEDIA | LD-TL-B050-RD-35F | Indoor Luminaires | Linear Ambient | Direct Linear Ambient Luminaires | Standard | FALSE | [9 empty] | 8/5/2015 | Dimmable | Continuous (Can dim down to ≤ 10% (W)) | Not Yet Verified |  |  | 5500 | 110 | 50 | 11.8 | 0.989 | 3500 | 84
PWEE7XN9 | Guangzhou Ledia Lighting Technology Company Limited | LEDIA | LD-TL-B050-RD-40F | Indoor Luminaires | Linear Ambient | Direct Linear Ambient Luminaires | Standard | FALSE | [9 empty] | 8/5/2015 | Dimmable | Continuous (Can dim down to ≤ 10% (W)) | Not Yet Verified |  |  | 5500 | 110 | 50 | 11.8 | 0.989 | 4000 | 84
PXZYEZP6 | Guangzhou Ledia Lighting Technology Company Limited | LEDIA | LD-TL-B050-RD-45F | Indoor Luminaires | Linear Ambient | Direct Linear Ambient Luminaires | Standard | FALSE | [9 empty] | 8/5/2015 | Dimmable | Continuous (Can dim down to ≤ 10% (W)) | Not Yet Verified |  |  | 5500 | 110 | 50 | 11.8 | 0.989 | 4500 | 84
PG7MR5VH | Guangzhou Ledia Lighting Technology Company Limited | LEDIA | LD-TL-B050-RD-50F | Indoor Luminaires | Linear Ambient | Direct Linear Ambient Luminaires | Standard | FALSE | [9 empty] | 8/5/2015 | Dimmable | Continuous (Can dim down to ≤ 10% (W)) | Not Yet Verified |  |  | 5500 | 110 | 50 | 11.8 | 0.989 | 5000 | 84
P8JCG4H2 | Guangzhou Ledia Lighting Technology Company Limited | LEDIA | LD-TL-B050-RX-30F | Indoor Luminaires | Linear Ambient | Direct Linear Ambient Luminaires | Standard | FALSE | [9 empty] | 8/5/2015 | Not Dimmable | Not Dimmable | Not Yet Verified |  |  | 5259.24 | 104.91 | 50.13 | 11.8 | 0.989 | 3033 | 84
PQBA3JWA | Guangzhou Ledia Lighting Technology Company Limited | LEDIA | LD-TL-B050-RX-35F | Indoor Luminaires | Linear Ambient | Direct Linear Ambient Luminaires | Standard | FALSE | [9 empty] | 8/5/2015 | Not Dimmable | Not Dimmable | Not Yet Verified |  |  | 5500 | 110 | 50 | 11.8 | 0.989 | 3500 | 84
P669C7F7 | Guangzhou Ledia Lighting Technology Company Limited | LEDIA | LD-TL-B050-RX-40F | Indoor Luminaires | Linear Ambient | Direct Linear Ambient Luminaires | Standard | FALSE | [9 empty] | 8/5/2015 | Not Dimmable | Not Dimmable | Not Yet Verified |  |  | 5500 | 110 | 50 | 11.8 | 0.989 | 4000 | 84
PK262F62 | Guangzhou Ledia Lighting Technology Company Limited | LEDIA | LD-TL-B050-RX-45F | Indoor Luminaires | Linear Ambient | Direct Linear Ambient Luminaires | Standard | FALSE | [9 empty] | 8/5/2015 | Not Dimmable | Not Dimmable | Not Yet Verified |  |  | 5500 | 110 | 50 | 11.8 | 0.989 | 4500 | 84
PR1MFKEZ | Guangzhou Ledia Lighting Technology Company Limited | LEDIA | LD-TL-B050-RX-50F | Indoor Luminaires | Linear Ambient | Direct Linear Ambient Luminaires | Standard | FALSE | [9 empty] | 8/5/2015 | Not Dimmable | Not Dimmable | Not Yet Verified |  |  | 5500 | 110 | 50 | 11.8 | 0.989 | 5000 | 84
PQ7SCT2E | Guangzhou Ledia Lighting Technology Company Limited | LEDIA | LD-TL-B050-RD-37F | Indoor Luminaires | Linear Ambient | Direct Linear Ambient Luminaires | Standard | FALSE | [9 empty] | 9/9/2015 | Dimmable | Continuous (Can dim down to ≤ 10% (W)) | Not Yet Verified |  |  | 5500 | 110 | 50 | 11.8 | 0.989 | 3700 | 84
P3K7KNSY | Guangzhou Ledia Lighting Technology Company Limited | LEDIA | LD-TL-B050-RX-37F | Indoor Luminaires | Linear Ambient | Direct Linear Ambient Luminaires | Standard | FALSE | [9 empty] | 9/9/2015 | Not Dimmable | Not Dimmable | Not Yet Verified |  |  | 5500 | 110 | 50 | 11.8 | 0.989 | 3700 | 84
PMH4EVPR | Guangzhou Ledia Lighting Technology Company Limited | LEDIA | LD-PD-D040-30Y | Indoor Luminaires | Linear Ambient | Direct Linear Ambient Luminaires | Standard | TRUE | 4163.44 | 111.25 | 37.42 | 16.4 | 0.896 | 2976 | 83.4 | 5 | 50000 | 2/22/2016 | Dimmable | Continuous (Can dim down to ≤ 10% (W)) | No |  | 3.1 | 4000 | 100 | 40 | 16.4 | 0.896 | 3000 | 80
PMUBR1HS | Guangzhou Ledia Lighting Technology Company Limited | LEDIA | LD-PD-D040-35Y | Indoor Luminaires | Linear Ambient | Direct Linear Ambient Luminaires | Standard | FALSE | [9 empty] | 2/22/2016 | Dimmable | Continuous (Can dim down to ≤ 10% (W)) | No |  |  | 4000 | 100 | 40 | 16.4 | 0.896 | 3500 | 80
PBGA81RS | Guangzhou Ledia Lighting Technology Company Limited | LEDIA | LD-PD-D040-37Y | Indoor Luminaires | Linear Ambient | Direct Linear Ambient Luminaires | Standard | FALSE | [9 empty] | 2/22/2016 | Dimmable | Continuous (Can dim down to ≤ 10% (W)) | No |  |  | 4000 | 100 | 40 | 16.4 | 0.896 | 3700 | 80
P8T1QKNS | Guangzhou Ledia Lighting Technology Company Limited | LEDIA | LD-PD-D040-40Y | Indoor Luminaires | Linear Ambient | Direct Linear Ambient Luminaires | Standard | FALSE | [9 empty] | 2/22/2016 | Dimmable | Continuous (Can dim down to ≤ 10% (W)) | No |  |  | 4000 | 100 | 40 | 16.4 | 0.896 | 4000 | 80
PM72HZMG | Guangzhou Ledia Lighting Technology Company Limited | LEDIA | LD-PD-D040-45Y | Indoor Luminaires | Linear Ambient | Direct Linear Ambient Luminaires | Standard | FALSE | [9 empty] | 2/22/2016 | Dimmable | Continuous (Can dim down to ≤ 10% (W)) | No |  |  | 4000 | 100 | 40 | 16.4 | 0.896 | 4500 | 80
PRYJ6UX5 | Guangzhou Ledia Lighting Technology Company Limited | LEDIA | LD-PD-D040-50Y | Indoor Luminaires | Linear Ambient | Direct Linear Ambient Luminaires | Standard | FALSE | [9 empty] | 2/22/2016 | Dimmable | Continuous (Can dim down to ≤ 10% (W)) | No |  |  | 4000 | 100 | 40 | 16.4 | 0.896 | 5000 | 80
PKA8SR4M | Guangzhou Ledia Lighting Technology Company Limited | LEDIA | LD-PD-D040-30C | Indoor Luminaires | Linear Ambient | Direct Linear Ambient Luminaires | Standard | TRUE | 4727.77 | 126.12 | 37.49 | 16.5 | 0.896 | 2980 | 83 | 5 | 50000 | 2/22/2016 | Dimmable | Continuous (Can dim down to ≤ 10% (W)) | No |  | 3.1 | 4400 | 110 | 40 | 16.5 | 0.896 | 3000 | 80
P7TTXN1D | Guangzhou Ledia Lighting Technology Company Limited | LEDIA | LD-PD-D040-35C | Indoor Luminaires | Linear Ambient | Direct Linear Ambient Luminaires | Standard | FALSE | [9 empty] | 2/22/2016 | Dimmable | Continuous (Can dim down to ≤ 10% (W)) | No |  |  | 4400 | 110 | 40 | 16.5 | 0.896 | 3500 | 80
PZKB99WJ | Guangzhou Ledia Lighting Technology Company Limited | LEDIA | LD-PD-D040-37C | Indoor Luminaires | Linear Ambient | Direct Linear Ambient Luminaires | Standard | FALSE | [9 empty] | 2/22/2016 | Dimmable | Continuous (Can dim down to ≤ 10% (W)) | No |  |  | 4400 | 110 | 40 | 16.5 | 0.896 | 3700 | 80
PHB7KWU2 | Guangzhou Ledia Lighting Technology Company Limited | LEDIA | LD-PD-D040-40C | Indoor Luminaires | Linear Ambient | Direct Linear Ambient Luminaires | Standard | FALSE | [9 empty] | 2/22/2016 | Dimmable | Continuous (Can dim down to ≤ 10% (W)) | No |  |  | 4400 | 110 | 40 | 16.5 | 0.896 | 4000 | 80
PCG4WK7Q | Guangzhou Ledia Lighting Technology Company Limited | LEDIA | LD-PD-D040-45C | Indoor Luminaires | Linear Ambient | Direct Linear Ambient Luminaires | Standard | FALSE | [9 empty] | 2/22/2016 | Dimmable | Continuous (Can dim down to ≤ 10% (W)) | No |  |  | 4400 | 110 | 40 | 16.5 | 0.896 | 4500 | 80
PPM5ASV5 | Guangzhou Ledia Lighting Technology Company Limited | LEDIA | LD-PD-D040-50C | Indoor Luminaires | Linear Ambient | Direct Linear Ambient Luminaires | Standard | FALSE | [9 empty] | 2/22/2016 | Dimmable | Continuous (Can dim down to ≤ 10% (W)) | No |  |  | 4400 | 110 | 40 | 16.5 | 0.896 | 5000 | 80
PZFY41UV | Guangzhou Ledia Lighting Technology Company Limited | LEDIA | LD-PD-D036-30Y | Indoor Luminaires | Linear Ambient | Direct Linear Ambient Luminaires | Standard | TRUE | 3724.74 | 109.55 | 34 | 18 | 0.881 | 2981 | 83.3 | 5 | 50000 | 2/22/2016 | Dimmable | Continuous (Can dim down to ≤ 10% (W)) | No |  | 3.1 | 3600 | 100 | 36 | 18 | 0.881 | 3000 | 80
PVTX5AMC | Guangzhou Ledia Lighting Technology Company Limited | LEDIA | LD-PD-D036-35Y | Indoor Luminaires | Linear Ambient | Direct Linear Ambient Luminaires | Standard | FALSE | [9 empty] | 2/22/2016 | Dimmable | Continuous (Can dim down to ≤ 10% (W)) | No |  |  | 3600 | 100 | 36 | 18 | 0.881 | 3500 | 80
P9AG5KV4 | Guangzhou Ledia Lighting Technology Company Limited | LEDIA | LD-PD-D036-37Y | Indoor Luminaires | Linear Ambient | Direct Linear Ambient Luminaires | Standard | FALSE | [9 empty] | 2/22/2016 | Dimmable | Continuous (Can dim down to ≤ 10% (W)) | No |  |  | 3600 | 100 | 36 | 18 | 0.881 | 3700 | 80
PKZAB3YK | Guangzhou Ledia Lighting Technology Company Limited | LEDIA | LD-PD-D036-40Y | Indoor Luminaires | Linear Ambient | Direct Linear Ambient Luminaires | Standard | FALSE | [9 empty] | 2/22/2016 | Dimmable | Continuous (Can dim down to ≤ 10% (W)) | No |  |  | 3600 | 100 | 36 | 18 | 0.881 | 4000 | 80
P8F8SBQT | Guangzhou Ledia Lighting Technology Company Limited | LEDIA | LD-PD-D036-45Y | Indoor Luminaires | Linear Ambient | Direct Linear Ambient Luminaires | Standard | FALSE | [9 empty] | 2/22/2016 | Dimmable | Continuous (Can dim down to ≤ 10% (W)) | No |  |  | 3600 | 100 | 36 | 18 | 0.881 | 4500 | 80
P5HR69GS | Guangzhou Ledia Lighting Technology Company Limited | LEDIA | LD-PD-D036-50Y | Indoor Luminaires | Linear Ambient | Direct Linear Ambient Luminaires | Standard | FALSE | [9 empty] | 2/22/2016 | Dimmable | Continuous (Can dim down to ≤ 10% (W)) | No |  |  | 3600 | 100 | 36 | 18 | 0.881 | 5000 | 80
PZF1KVNQ | Guangzhou Ledia Lighting Technology Company Limited | LEDIA | LD-PD-D036-30C | Indoor Luminaires | Linear Ambient | Direct Linear Ambient Luminaires | Standard | TRUE | 4214.26 | 123.9 | 34.01 | 18 | 0.881 | 2984 | 82.9 | 5 | 50000 | 2/22/2016 | Dimmable | Continuous (Can dim down to ≤ 10% (W)) | No |  | 3.1 | 3960 | 110 | 36 | 18 | 0.881 | 3000 | 80
PKXFGAAQ | Guangzhou Ledia Lighting Technology Company Limited | LEDIA | LD-PD-D036-35C | Indoor Luminaires | Linear Ambient | Direct Linear Ambient Luminaires | Standard | FALSE | [9 empty] | 2/22/2016 | Dimmable | Continuous (Can dim down to ≤ 10% (W)) | No |  |  | 3960 | 110 | 36 | 18 | 0.881 | 3500 | 80
PRX376JW | Guangzhou Ledia Lighting Technology Company Limited | LEDIA | LD-PD-D036-37C | Indoor Luminaires | Linear Ambient | Direct Linear Ambient Luminaires | Standard | FALSE | [9 empty] | 2/22/2016 | Dimmable | Continuous (Can dim down to ≤ 10% (W)) | No |  |  | 3960 | 110 | 36 | 18 | 0.881 | 3700 | 80
PMYP97UE | Guangzhou Ledia Lighting Technology Company Limited | LEDIA | LD-PD-D036-40C | Indoor Luminaires | Linear Ambient | Direct Linear Ambient Luminaires | Standard | FALSE | [9 empty] | 2/22/2016 | Dimmable | Continuous (Can dim down to ≤ 10% (W)) | No |  |  | 3960 | 110 | 36 | 18 | 0.881 | 4000 | 80
P228MNNW | Guangzhou Ledia Lighting Technology Company Limited | LEDIA | LD-PD-D036-45C | Indoor Luminaires | Linear Ambient | Direct Linear Ambient Luminaires | Standard | FALSE | [9 empty] | 2/22/2016 | Dimmable | Continuous (Can dim down to ≤ 10% (W)) | No |  |  | 3960 | 110 | 36 | 18 | 0.881 | 4500 | 80
PTK2HM6Y | Guangzhou Ledia Lighting Technology Company Limited | LEDIA | LD-PD-D036-50C | Indoor Luminaires | Linear Ambient | Direct Linear Ambient Luminaires | Standard | FALSE | [9 empty] | 2/22/2016 | Dimmable | Continuous (Can dim down to ≤ 10% (W)) | No |  |  | 3960 | 110 | 36 | 18 | 0.881 | 5000 | 80
PT3KAPDP | Guangzhou Ledia Lighting Technology Company Limited | LEDIA | LD-PD-D030-30Y | Indoor Luminaires | Linear Ambient | Direct Linear Ambient Luminaires | Standard | TRUE | 3258.83 | 106.91 | 30.54 | 20.2 | 0.903 | 2986 | 83.4 | 5 | 50000 | 2/22/2016 | Dimmable | Continuous (Can dim down to ≤ 10% (W)) | No |  | 3.1 | 3000 | 100 | 30 | 20.2 | 0.903 | 3000 | 80
PVX8C75N | Guangzhou Ledia Lighting Technology Company Limited | LEDIA | LD-PD-D030-35Y | Indoor Luminaires | Linear Ambient | Direct Linear Ambient Luminaires | Standard | FALSE | [9 empty] | 2/22/2016 | Dimmable | Continuous (Can dim down to ≤ 10% (W)) | No |  |  | 3000 | 100 | 30 | 20.2 | 0.903 | 3500 | 80
PSNKX4KT | Guangzhou Ledia Lighting Technology Company Limited | LEDIA | LD-PD-D030-37Y | Indoor Luminaires | Linear Ambient | Direct Linear Ambient Luminaires | Standard | FALSE | [9 empty] | 2/22/2016 | Dimmable | Continuous (Can dim down to ≤ 10% (W)) | No |  |  | 3000 | 100 | 30 | 20.2 | 0.903 | 3700 | 80
P6G6XY37 | Guangzhou Ledia Lighting Technology Company Limited | LEDIA | LD-PD-D030-40Y | Indoor Luminaires | Linear Ambient | Direct Linear Ambient Luminaires | Standard | FALSE | [9 empty] | 2/22/2016 | Dimmable | Continuous (Can dim down to ≤ 10% (W)) | No |  |  | 3000 | 100 | 30 | 20.2 | 0.903 | 4000 | 80
PNAZVP84 | Guangzhou Ledia Lighting Technology Company Limited | LEDIA | LD-PD-D030-45Y | Indoor Luminaires | Linear Ambient | Direct Linear Ambient Luminaires | Standard | FALSE | [9 empty] | 2/22/2016 | Dimmable | Continuous (Can dim down to ≤ 10% (W)) | No |  |  | 3000 | 100 | 30 | 20.2 | 0.903 | 4500 | 80
P5C8UQ1G | Guangzhou Ledia Lighting Technology Company Limited | LEDIA | LD-PD-D030-50Y | Indoor Luminaires | Linear Ambient | Direct Linear Ambient Luminaires | Standard | FALSE | [9 empty] | 2/22/2016 | Dimmable | Continuous (Can dim down to ≤ 10% (W)) | No |  |  | 3000 | 100 | 30 | 20.2 | 0.903 | 5000 | 80
PD9HRSJB | Guangzhou Ledia Lighting Technology Company Limited | LEDIA | LD-PD-D030-30C | Indoor Luminaires | Linear Ambient | Direct Linear Ambient Luminaires | Standard | TRUE | 3338.79 | 109.38 | 30.52 | 20.2 | 0.903 | 2991 | 82.9 | 5 | 50000 | 2/22/2016 | Dimmable | Continuous (Can dim down to ≤ 10% (W)) | No |  | 3.1 | 3100 | 100 | 30 | 20.2 | 0.903 | 3000 | 80
P8RVSVEX | Guangzhou Ledia Lighting Technology Company Limited | LEDIA | LD-PD-D030-35C | Indoor Luminaires | Linear Ambient | Direct Linear Ambient Luminaires | Standard | FALSE | [9 empty] | 2/22/2016 | Dimmable | Continuous (Can dim down to ≤ 10% (W)) | No |  |  | 3100 | 100 | 30 | 20.2 | 0.903 | 3500 | 80
PWQPZKRH | Guangzhou Ledia Lighting Technology Company Limited | LEDIA | LD-PD-D030-37C | Indoor Luminaires | Linear Ambient | Direct Linear Ambient Luminaires | Standard | FALSE | [9 empty] | 2/22/2016 | Dimmable | Continuous (Can dim down to ≤ 10% (W)) | No |  |  | 3100 | 100 | 30 | 20.2 | 0.903 | 3700 | 80
PXJTT6TW | Guangzhou Ledia Lighting Technology Company Limited | LEDIA | LD-PD-D030-40C | Indoor Luminaires | Linear Ambient | Direct Linear Ambient Luminaires | Standard | FALSE | [9 empty] | 2/22/2016 | Dimmable | Continuous (Can dim down to ≤ 10% (W)) | No |  |  | 3100 | 100 | 30 | 20.2 | 0.903 | 4000 | 80
PJMDPUM2 | Guangzhou Ledia Lighting Technology Company Limited | LEDIA | LD-PD-D030-45C | Indoor Luminaires | Linear Ambient | Direct Linear Ambient Luminaires | Standard | FALSE | [9 empty] | 2/22/2016 | Dimmable | Continuous (Can dim down to ≤ 10% (W)) | No |  |  | 3100 | 100 | 30 | 20.2 | 0.903 | 4500 | 80
PGYFGU6Q | Guangzhou Ledia Lighting Technology Company Limited | LEDIA | LD-PD-D030-50C | Indoor Luminaires | Linear Ambient | Direct Linear Ambient Luminaires | Standard | FALSE | [9 empty] | 2/22/2016 | Dimmable | Continuous (Can dim down to ≤ 10% (W)) | No |  |  | 3100 | 100 | 30 | 20.2 | 0.903 | 5000 | 80
PGCYW6R4 | Guangzhou Ledia Lighting Technology Company Limited | LEDIA | LD-TL-C040-RD-40F-[Blank, MS] | Indoor Luminaires | Linear Ambient | Direct Linear Ambient Luminaires | Premium | TRUE | 4527 | 118.2 | 38.3 | 9.1 | 0.937 | 4194 | 83.9 | 5 | 50000 | 8/29/2016 | Dimmable | Continuous (Can dim down to ≤ 10% (W)) | Yes |  | 3.1 | 4557 | 119 | 38.3 | 9.1 | 0.937 | 4000 | 83.9
PBHP7VGF | Guangzhou Ledia Lighting Technology Company Limited | LEDIA | LD-TL-C040-RD-50F-[Blank, MS] | Indoor Luminaires | Linear Ambient | Direct Linear Ambient Luminaires | Premium | FALSE | [9 empty] | 8/29/2016 | Dimmable | Continuous (Can dim down to ≤ 10% (W)) | Yes |  |  | 4681 | 121.9 | 38.4 | 9.1 | 0.937 | 5000 | 84.8
PSVKCN3J | Guangzhou Ledia Lighting Technology Company Limited | LEDIA | LD-TL-C060-RD-40F-[Blank, MS] | Indoor Luminaires | Linear Ambient | Direct Linear Ambient Luminaires | Premium | TRUE | 7368 | 119.4 | 61.7 | 8.9 | 0.939 | 4187 | 83.8 | 5 | 50000 | 8/29/2016 | Dimmable | Continuous (Can dim down to ≤ 10% (W)) | Yes |  | 3.1 | 7384 | 119.7 | 61.7 | 8.9 | 0.939 | 4000 | 83.8
PCBC8EJA | Guangzhou Ledia Lighting Technology Company Limited | LEDIA | LD-TL-C060-RD-50F-[Blank, MS] | Indoor Luminaires | Linear Ambient | Direct Linear Ambient Luminaires | Premium | FALSE | [9 empty] | 8/29/2016 | Dimmable | Continuous (Can dim down to ≤ 10% (W)) | Yes |  |  | 7615 | 120.1 | 63.4 | 8.9 | 0.939 | 5000 | 84.9
PUDAG2FG | Guangzhou Comfolite Lighting Science and Technology Ltd. | CFL | CFL-BA-4D-EW-1G | Indoor Luminaires | Linear Ambient | Direct Linear Ambient Luminaires | Standard | TRUE | 6152.1 | 105.94 | 58.07 | 18.62 | 0.9071 | 2712 | 82.9 | 5 | 50000 | 8/29/2016 | Not Dimmable | Not Dimmable | No |  | 4 | 6152.1 | 105.94 | 58.07 | 18.62 | 0.91 | 2700 | 82.9
PJV2BJEY | Guangzhou Comfolite Lighting Science and Technology Ltd. | CFL | CFL-BA-4D-EW-2G | Indoor Luminaires | Linear Ambient | Direct Linear Ambient Luminaires | Standard | FALSE | [9 empty] | 8/29/2016 | Not Dimmable | Not Dimmable | No |  |  | 6359.9 | 107.8 | 59 | 18.62 | 0.91 | 3000 | 82.9
PB9XJQNW | Guangzhou Comfolite Lighting Science and Technology Ltd. | CFL | CFL-BA-4D-EW-3G | Indoor Luminaires | Linear Ambient | Direct Linear Ambient Luminaires | Standard | FALSE | [9 empty] | 8/29/2016 | Not Dimmable | Not Dimmable | No |  |  | 6567.7 | 111.33 | 59 | 18.62 | 0.91 | 3500 | 82.9
PZ3SQXTV | Guangzhou Comfolite Lighting Science and Technology Ltd. | CFL | CFL-BA-4D-EW-4G | Indoor Luminaires | Linear Ambient | Direct Linear Ambient Luminaires | Standard | FALSE | [9 empty] | 8/29/2016 | Not Dimmable | Not Dimmable | No |  |  | 6775.4 | 114.85 | 59 | 18.62 | 0.91 | 4000 | 82.9
PY8YTXPK | Guangzhou Comfolite Lighting Science and Technology Ltd. | CFL | CFL-BA-4D-EW-5G | Indoor Luminaires | Linear Ambient | Direct Linear Ambient Luminaires | Standard | FALSE | [9 empty] | 8/29/2016 | Not Dimmable | Not Dimmable | No |  |  | 6983.2 | 118.37 | 59 | 18.62 | 0.91 | 4500 | 82.9
PGSHZTP9 | Guangzhou Comfolite Lighting Science and Technology Ltd. | CFL | CFL-BA-4D-EW-6G | Indoor Luminaires | Linear Ambient | Direct Linear Ambient Luminaires | Standard | FALSE | [9 empty] | 8/29/2016 | Not Dimmable | Not Dimmable | No |  |  | 7191 | 120.01 | 59.92 | 16.89 | 0.9 | 5000 | 84.8
P8E53A7A | Guangzhou Comfolite Lighting Science and Technology Ltd. | CFL | CFL-BA-2D-EW-1G | Indoor Luminaires | Linear Ambient | Direct Linear Ambient Luminaires | Standard | TRUE | 5782 | 102.96 | 56.16 | 18.26 | 0.9094 | 2773 | 82.7 | 5 | 50000 | 8/29/2016 | Not Dimmable | Not Dimmable | No |  | 4 | 5487.7 | 107.57 | 51.02 | 18.26 | 0.91 | 2700 | 82.7
PCNM4SN5 | Guangzhou Comfolite Lighting Science and Technology Ltd. | CFL | CFL-BA-2D-EW-2G | Indoor Luminaires | Linear Ambient | Direct Linear Ambient Luminaires | Standard | FALSE | [9 empty] | 8/29/2016 | Not Dimmable | Not Dimmable | No |  |  | 5781 | 108.65 | 53.21 | 18.26 | 0.91 | 3000 | 82.7
PA3PU4WQ | Guangzhou Comfolite Lighting Science and Technology Ltd. | CFL | CFL-BA-2D-EW-3G | Indoor Luminaires | Linear Ambient | Direct Linear Ambient Luminaires | Standard | FALSE | [9 empty] | 8/29/2016 | Not Dimmable | Not Dimmable | No |  |  | 6074 | 114.16 | 53.21 | 18.26 | 0.91 | 3500 | 82.7
PTC4MSPJ | Guangzhou Comfolite Lighting Science and Technology Ltd. | CFL | CFL-BA-2D-EW-4G | Indoor Luminaires | Linear Ambient | Direct Linear Ambient Luminaires | Standard | FALSE | [9 empty] | 8/29/2016 | Not Dimmable | Not Dimmable | No |  |  | 6367 | 119.67 | 53.21 | 18.26 | 0.91 | 4000 | 82.7
PW9Q899Z | Guangzhou Comfolite Lighting Science and Technology Ltd. | CFL | CFL-BA-2D-EW-5G | Indoor Luminaires | Linear Ambient | Direct Linear Ambient Luminaires | Standard | FALSE | [9 empty] | 8/29/2016 | Not Dimmable | Not Dimmable | No |  |  | 6660 | 125.18 | 53.21 | 18.26 | 0.91 | 4500 | 82.7
P1BZTKFK | Guangzhou Comfolite Lighting Science and Technology Ltd. | CFL | CFL-BA-2D-EW-6G | Indoor Luminaires | Linear Ambient | Direct Linear Ambient Luminaires | Standard | FALSE | [9 empty] | 8/29/2016 | Not Dimmable | Not Dimmable | No |  |  | 6953 | 125.53 | 55.39 | 17.83 | 0.91 | 5000 | 84.4
PXAFR235 | H.E. Williams, Inc. | H.E. Williams, Inc. | 75-8-LED-PH67-840-96HSG-EDD-PH-BD-UNV | Indoor Luminaires | Linear Ambient | Direct Linear Ambient Luminaires | Standard | TRUE | 5942 | 122.9 | 48.363 | 19.08 | 0.9358 | 4098 | 83.74 | 5 | 50000 | 3/16/2015 | Dimmable | Continuous (Can dim down to ≤ 10% (W)) | Not Yet Verified |  | 2.1 | 6700 | 118.3 | 48.363 | 19.08 | 0.9358 | 4000 | 83.74
PJ7MNXHV | H.E. Williams, Inc. | H.E. Williams, Inc. | 75-8-LED-PH60-840-96HSG-EDD-PH-BD-UNV | Indoor Luminaires | Linear Ambient | Direct Linear Ambient Luminaires | Standard | TRUE | 5344 | 125.4 | 42.601 | 19.61 | 0.9245 | 4096 | 83.75 | 5 | 50000 | 3/16/2015 | Dimmable | Continuous (Can dim down to ≤ 10% (W)) | Not Yet Verified |  | 2.1 | 6000 | 118.3 | 42.601 | 19.61 | 0.9245 | 4000 | 80
PFKEW8NH | H.E. Williams, Inc. | H.E. Williams, Inc. | 75-4-LED-PH34-840-48HSG-EDD-PH-BD-UNV | Indoor Luminaires | Linear Ambient | Direct Linear Ambient Luminaires | Standard | TRUE | 2895 | 112.7 | 25.686 | 17.29 | 0.9497 | 4073 | 83.85 | 5 | 50000 | 3/16/2015 | Dimmable | Continuous (Can dim down to ≤ 10% (W)) | Not Yet Verified |  | 2.1 | 3400 | 118.3 | 25.686 | 17.29 | 0.9497 | 4000 | 80
P424WBXZ | H.E. Williams, Inc. | Williams Linear | ASMS-4-L46-835-A-DIM-UNV | Indoor Luminaires | Linear Ambient | Direct Linear Ambient Luminaires | Standard | TRUE | 4629 | 99.5 | 46.51 | 8.7 | 0.9733 | 3456 | 82.16 | 5 | 50000 | 7/22/2015 | Dimmable | Continuous (Can dim down to ≤ 10% (W)) | Not Yet Verified |  | 2.1 | 4600 | 99.5 | 46 | 9 | 0.97 | 3500 | 82
PQBFJUAD | H.E. Williams, Inc. | Williams Linear | 76-4-L53-840-DRV-UNV | Indoor Luminaires | Linear Ambient | Direct Linear Ambient Luminaires | Standard | TRUE | 5288 | 110 | 48.087 | 7.99 | 0.9762 | 3975 | 83.36 | 5 | 50000 | 7/22/2015 | Dimmable | Continuous (Can dim down to ≤ 10% (W)) | Not Yet Verified |  | 2.1 | 5300 | 110 | 48 | 8 | 0.97 | 4000 | 82
PA44XYQQ | H.E. Williams, Inc. | Williams Linear | 82-4-L107-840-DRV-UNV | Indoor Luminaires | Linear Ambient | Direct Linear Ambient Luminaires | Standard | TRUE | 10730 | 123.3 | 87.017 | 10.19 | 0.984 | 3956 | 82.31 | 5 | 50000 | 7/22/2015 | Dimmable | Continuous (Can dim down to ≤ 10% (W)) | Not Yet Verified |  | 2.1 | 10700 | 123 | 87 | 10 | 0.98 | 4000 | 82
PUR1PB3X | H.E. Williams, Inc. | Williams Linear | 80-4-L63-840-DRV-UNV | Indoor Luminaires | Linear Ambient | Direct Linear Ambient Luminaires | Standard | TRUE | 6278 | 121.5 | 51.662 | 8.17 | 0.9765 | 4052 | 84.44 | 5 | 50000 | 7/22/2015 | Dimmable | Continuous (Can dim down to ≤ 10% (W)) | Not Yet Verified |  | 2.1 | 6300 | 121 | 52 | 8 | 0.97 | 4000 | 82
PB94QUTJ | H.E. Williams, Inc. | Williams Linear | GLN-4-L105/840-DRV-UNV [All options, excluding WG] | Indoor Luminaires | Linear Ambient | Direct Linear Ambient Luminaires | Standard | TRUE | 10500 | 123 | 85.355 | 10.331 | 0.9831 | 3974 | 82.29 | 5 | 50000 | 10/7/2015 | Dimmable | Continuous (Can dim down to ≤ 10% (W)) | No |  | 3 | 10500 | 123 | 85.355 | 5.2644 | 0.9984 | 3974 | 82.29
PXAJU59KG | H.E. Williams, Inc. | WILLIAM LINEAR | 39-4-L52-835-A-DIM-UNV | Indoor Luminaires | Linear Ambient | Direct Linear Ambient Luminaires | Standard | TRUE | 5198 | 101.7 | 51.101 | 8.25 | 0.9764 | 3531 | 84.31 | 5 | 50000 | 12/23/2015 | Dimmable | Continuous (Can dim down to ≤ 10% (W)) | No |  | 3 | 5198 | 101.7 | 51.101 | 4.9745 | 0.9984 | 3531 | 84.31
PV158J7VU | H.E. Williams, Inc. | WILLIAMS INDOOR | EGL2-4-L107-840-HIAFR-DRV-UNV | Indoor Luminaires | Linear Ambient | Direct Linear Ambient Luminaires | Standard | TRUE | 9168 | 108.4 | 84.556 | 12.253 | 0.9636 | 4023 | 83.89 | 5 | 50000 | 2/8/2016 | Dimmable | Continuous (Can dim down to ≤ 10% (W)) | No |  | 3 | 9168 | 108.4 | 84.556 | 5.4669 | 0.9976 | 4023 | 83.89
PDD34STF | H.E. Williams, Inc. | WILLIAMS INDOOR | 39W-4-L52-835-A-DIM-UNV | Indoor Luminaires | Linear Ambient | Direct Linear Ambient Luminaires | Standard | TRUE | 5198 | 101.7 | 51.1 | 8.24 | 0.9764 | 3531 | 84.31 | 5 | 50000 | 4/13/2016 | Dimmable | Continuous (Can dim down to ≤ 10% (W)) | No |  | 3 | 5198 | 101.7 | 51.101 | 4.9745 | 0.9984 | 3531 | 84.31
P71UPPTH | H.E. Williams, Inc. | WILLIAMS INDOOR | 96-4-L62-840-HIAFR-WET/2-SD40-UNV | Indoor Luminaires | Linear Ambient | Direct Linear Ambient Luminaires | Standard | TRUE | 6137 | 115.2 | 53.28 | 16.888 | 0.9464 | 4050 | 83.57 | 5 | 50000 | 7/21/2016 | Dimmable | Stepped | No |  | 4 | 6137 | 115.2 | 53.28 | 11.3 | 0.99 | 4050 | 83.57
PRWG7HUZ | Hangzhou Chengyue Lighting Technology Co., Ltd | Hangzhou Chengyue Lighting | CYVT50W-840US-AS-TG | Indoor Luminaires | Linear Ambient | Direct Linear Ambient Luminaires | Standard | TRUE | 5900.1 | 119.67 | 49.3 | 21.93 | 0.8713 | 4080 | 81.7 | 5 | 50000 | 5/3/2016 | Dimmable | Continuous (Can dim down to ≤ 10% (W)) | No |  | 3.1 | 5500 | 110 | 50 | 21 | 0.95 | 4000 | 80
P8HSNNX2 | Hangzhou Chengyue Lighting Technology Co., Ltd | Hangzhou Chengyue Lighting | CYVT50W-850US-AS-TG | Indoor Luminaires | Linear Ambient | Direct Linear Ambient Luminaires | Standard | FALSE | [9 empty] | 5/3/2016 | Dimmable | Continuous (Can dim down to ≤ 10% (W)) | No |  |  | 5500 | 110 | 50 | 21 | 0.95 | 5000 | 80
PBJ19G2R | Hangzhou Chengyue Lighting Technology Co., Ltd | Hangzhou Chengyue Lighting | CYVT50W-840US-GM-TG | Indoor Luminaires | Linear Ambient | Direct Linear Ambient Luminaires | Standard | FALSE | [9 empty] | 5/3/2016 | Not Dimmable | Not Dimmable | No |  |  | 5500 | 110 | 50 | 21 | 0.95 | 4000 | 80
PVZSX63Y | Hangzhou Chengyue Lighting Technology Co., Ltd | Hangzhou Chengyue Lighting | CYVT50W-850US-GM-TG | Indoor Luminaires | Linear Ambient | Direct Linear Ambient Luminaires | Standard | FALSE | [9 empty] | 5/3/2016 | Not Dimmable | Not Dimmable | No |  |  | 5500 | 110 | 50 | 21 | 0.95 | 5000 | 80
PD73HQ6P | Hangzhou Chengyue Lighting Technology Co., Ltd | Hangzhou Chengyue Lighting | CYVT60W-840US-AS-TG | Indoor Luminaires | Linear Ambient | Direct Linear Ambient Luminaires | Standard | TRUE | 7100.7 | 121.13 | 58.62 | 12.45 | 0.9219 | 4127 | 81.9 | 5 | 50000 | 5/3/2016 | Dimmable | Continuous (Can dim down to ≤ 10% (W)) | Yes |  | 3.1 | 6600 | 110 | 60 | 12 | 0.95 | 4000 | 80
PE48YHSC | Hangzhou Chengyue Lighting Technology Co., Ltd | Hangzhou Chengyue Lighting | CYVT60W-850US-AS-TG | Indoor Luminaires | Linear Ambient | Direct Linear Ambient Luminaires | Standard | FALSE | [9 empty] | 5/3/2016 | Dimmable | Continuous (Can dim down to ≤ 10% (W)) | Yes |  |  | 6600 | 110 | 60 | 12 | 0.95 | 5000 | 80
PBZS3KYZ | Hangzhou Chengyue Lighting Technology Co., Ltd | Hangzhou Chengyue Lighting | CYVT60W-840US-GM-TG | Indoor Luminaires | Linear Ambient | Direct Linear Ambient Luminaires | Standard | FALSE | [9 empty] | 5/3/2016 | Not Dimmable | Not Dimmable | Yes |  |  | 6600 | 110 | 60 | 12 | 0.95 | 4000 | 80
PUZGS2V6 | Hangzhou Chengyue Lighting Technology Co., Ltd | Hangzhou Chengyue Lighting | CYVT60W-850US-GM-TG | Indoor Luminaires | Linear Ambient | Direct Linear Ambient Luminaires | Standard | FALSE | [9 empty] | 5/3/2016 | Not Dimmable | Not Dimmable | Yes |  |  | 6600 | 110 | 60 | 12 | 0.95 | 5000 | 80
P7ZJM1B4 | Hangzhou Chengyue Lighting Technology Co., Ltd | Hangzhou Chengyue Lighting | CYVT30W-840US-AS-TG | Indoor Luminaires | Linear Ambient | Direct Linear Ambient Luminaires | Standard | TRUE | 3274 | 109.06 | 30.02 | 15.62 | 0.9145 | 4143 | 82 | 5 | 50000 | 5/3/2016 | Dimmable | Continuous (Can dim down to ≤ 10% (W)) | No |  | 3.1 | 3300 | 110 | 30 | 15 | 0.95 | 4000 | 80
PKZD72N6 | Hangzhou Chengyue Lighting Technology Co., Ltd | Hangzhou Chengyue Lighting | CYVT30W-850US-AS-TG | Indoor Luminaires | Linear Ambient | Direct Linear Ambient Luminaires | Standard | FALSE | [9 empty] | 5/3/2016 | Dimmable | Continuous (Can dim down to ≤ 10% (W)) | No |  |  | 3300 | 110 | 30 | 15 | 0.95 | 5000 | 80
PQ2M9JPT | Hangzhou Chengyue Lighting Technology Co., Ltd | Hangzhou Chengyue Lighting | CYVT30W-840US-GM-TG | Indoor Luminaires | Linear Ambient | Direct Linear Ambient Luminaires | Standard | FALSE | [9 empty] | 5/3/2016 | Not Dimmable | Not Dimmable | No |  |  | 3300 | 110 | 30 | 15 | 0.95 | 4000 | 80
P9A5VD8U | Hangzhou Chengyue Lighting Technology Co., Ltd | Hangzhou Chengyue Lighting | CYVT30W-850US-GM-TG | Indoor Luminaires | Linear Ambient | Direct Linear Ambient Luminaires | Standard | FALSE | [9 empty] | 5/3/2016 | Not Dimmable | Not Dimmable | No |  |  | 3300 | 110 | 30 | 15 | 0.95 | 5000 | 80
PHW1XMTH | Hangzhou Chengyue Lighting Technology Co., Ltd | Hangzhou Chengyue Lighting | CYVT40W-840US-AS-TG | Indoor Luminaires | Linear Ambient | Direct Linear Ambient Luminaires | Standard | TRUE | 4652.9 | 116.1 | 40.07 | 14.6 | 0.9339 | 4095 | 82.4 | 5 | 50000 | 5/3/2016 | Dimmable | Continuous (Can dim down to ≤ 10% (W)) | No |  | 3.1 | 4400 | 110 | 40 | 14 | 0.95 | 4000 | 80
PDYMTRH1 | Hangzhou Chengyue Lighting Technology Co., Ltd | Hangzhou Chengyue Lighting | CYVT40W-850US-AS-TG | Indoor Luminaires | Linear Ambient | Direct Linear Ambient Luminaires | Standard | FALSE | [9 empty] | 5/3/2016 | Dimmable | Continuous (Can dim down to ≤ 10% (W)) | No |  |  | 4400 | 110 | 40 | 14 | 0.95 | 5000 | 80
PAN5UM3D | Hangzhou Chengyue Lighting Technology Co., Ltd | Hangzhou Chengyue Lighting | CYVT40W-840US-GM-TG | Indoor Luminaires | Linear Ambient | Direct Linear Ambient Luminaires | Standard | FALSE | [9 empty] | 5/3/2016 | Not Dimmable | Not Dimmable | No |  |  | 4400 | 110 | 40 | 14 | 0.95 | 4000 | 80
P76TSFN7 | Hangzhou Chengyue Lighting Technology Co., Ltd | Hangzhou Chengyue Lighting | CYVT40W-850US-GM-TG | Indoor Luminaires | Linear Ambient | Direct Linear Ambient Luminaires | Standard | FALSE | [9 empty] | 5/3/2016 | Not Dimmable | Not Dimmable | No |  |  | 4400 | 110 | 40 | 14 | 0.95 | 5000 | 80
PX445EER | Hangzhou Chengyue Lighting Technology Co., Ltd | Hangzhou Chengyue Lighting | CYSF20M-840 | Indoor Luminaires | Linear Ambient | Direct Linear Ambient Luminaires | Standard | TRUE | 2171.2 | 103.9 | 20.9 | 17.83 | 0.903 | 4228 | 87 | 5 | 50000 | 8/13/2015 | Not Dimmable | Not Dimmable | Yes |  | 3 | 2171.2 | 103.9 | 20.9 | 17.83 | 0.985 | 4228 | 87
PHRW6N2P | Hangzhou Chengyue Lighting Technology Co., Ltd | Hangzhou Chengyue Lighting | CYSF20M-850 | Indoor Luminaires | Linear Ambient | Direct Linear Ambient Luminaires | Standard | FALSE | 2214.1 |  |  |  |  | 5226 | 85.9 |  |  | 8/13/2015 | Not Dimmable | Not Dimmable | Yes |  | 3 | 2214.1 | 104.4 | 21.21 | 17.83 | 0.986 | 5226 | 85.9
PCJ7H3YH | Hangzhou Chengyue Lighting Technology Co., Ltd | Hangzhou Chengyue Lighting | CYSF45M-840 | Indoor Luminaires | Linear Ambient | Direct Linear Ambient Luminaires | Standard | TRUE | 4634.8 | 96.72 | 47.92 | 21.03 | 0.903 | 4215 | 87.2 | 5 | 50000 | 8/13/2015 | Not Dimmable | Not Dimmable | Yes |  | 3 | 4634.8 | 96.72 | 47.92 | 21.03 | 0.9809 | 4215 | 87.2
PZ6BRCZR | Hangzhou Chengyue Lighting Technology Co., Ltd | Hangzhou Chengyue Lighting | CYSF45M-850 | Indoor Luminaires | Linear Ambient | Direct Linear Ambient Luminaires | Standard | FALSE | 4707.1 |  |  |  |  | 5200 | 86 |  |  | 8/13/2015 | Not Dimmable | Not Dimmable | Yes |  | 3 | 4707.1 | 99.47 | 47.32 | 21.03 | 0.9818 | 5200 | 86
PD33R7M1 | Hangzhou Junction Imp. and Exp. Co., Ltd | Thinklux Lighting | TKUWP232-827 | Indoor Luminaires | Linear Ambient | Direct Linear Ambient Luminaires | Standard | TRUE | 4581.86 | 113.78 | 40.27 | 11.31 | 0.98 | 2717 | 83.2 | 5 | 50000 | 7/25/2016 | Not Dimmable | Not Dimmable | No |  | 3 | 4000 | 100 | 40 | 11 | 0.9 | 2700 | 80
PFSCH189 | Hangzhou Junction Imp. and Exp. Co., Ltd | Thinklux Lighting | TKUWP232-830 | Indoor Luminaires | Linear Ambient | Direct Linear Ambient Luminaires | Standard | FALSE | [9 empty] | 7/25/2016 | Not Dimmable | Not Dimmable | No |  |  | 4000 | 100 | 40 | 11 | 0.9 | 3000 | 80
PA4UKTD2 | Hangzhou Junction Imp. and Exp. Co., Ltd | Thinklux Lighting | TKUWP232-835 | Indoor Luminaires | Linear Ambient | Direct Linear Ambient Luminaires | Standard | FALSE | [9 empty] | 7/25/2016 | Not Dimmable | Not Dimmable | No |  |  | 4000 | 100 | 40 | 11 | 0.9 | 3500 | 80
PBNFGDS8 | Hangzhou Junction Imp. and Exp. Co., Ltd | Thinklux Lighting | TKUWP232-840 | Indoor Luminaires | Linear Ambient | Direct Linear Ambient Luminaires | Standard | FALSE | [9 empty] | 7/25/2016 | Not Dimmable | Not Dimmable | No |  |  | 4000 | 100 | 40 | 11 | 0.9 | 4000 | 80
P3K87VWZ | Hangzhou Junction Imp. and Exp. Co., Ltd | Thinklux Lighting | TKUWP232-850 | Indoor Luminaires | Linear Ambient | Direct Linear Ambient Luminaires | Standard | FALSE | [9 empty] | 7/25/2016 | Not Dimmable | Not Dimmable | No |  |  | 4000 | 100 | 40 | 11 | 0.9 | 5000 | 80
PZQJNYE2 | Hengdian Group Tospo Lighting Co.,Ltd | TOSPO | TP-WRAP01-442-DIM 3000K | Indoor Luminaires | Linear Ambient | Direct Linear Ambient Luminaires | Standard | TRUE | 4543.09 | 110.24 | 41.21 | 5.8 | 0.931 | 3069 | 81.3 | 5 | 50000 | 9/21/2016 | Dimmable | Continuous (Can dim down to ≤ 10% (W)) | No |  | 4 | 4620 | 110 | 42 | 20 | 0.9 | 3000 | 80
PDKV1SQV | Hengdian Group Tospo Lighting Co.,Ltd | TOSPO | TP-WRAP01-442-DIM 4000K | Indoor Luminaires | Linear Ambient | Direct Linear Ambient Luminaires | Standard | FALSE | [9 empty] | 9/21/2016 | Dimmable | Continuous (Can dim down to ≤ 10% (W)) | No |  |  | 4620 | 110 | 42 | 20 | 0.9 | 4000 | 80
P6N4PA6C | Hengdian Group Tospo Lighting Co.,Ltd | TOSPO | TP-WRAP01-442-DIM 5000K | Indoor Luminaires | Linear Ambient | Direct Linear Ambient Luminaires | Standard | FALSE | [9 empty] | 9/21/2016 | Dimmable | Continuous (Can dim down to ≤ 10% (W)) | No |  |  | 4620 | 110 | 42 | 20 | 0.9 | 5000 | 80
PJ876QKG | Hera Lighting L.P. | Hera Lighting | EL12-LED/DIM 2700K [120 volts only] | Indoor Luminaires | Linear Ambient | Direct Linear Ambient Luminaires | Standard | TRUE | 451 | 91.66 | 4.92 | 20 | 0.89 | 2771 | 82 | 5 | 50000 | 8/4/2016 | Dimmable | Continuous (Cannot dim down to ≤ 10% (W) | No |  | 3.1 | 450.66 | 92 | 4.92 | 20 | 0.89 | 2771 | 82
PADYN2SB | Hera Lighting L.P. | Hera Lighting | EL12-LED/DIM 3000K [120 volts only] | Indoor Luminaires | Linear Ambient | Direct Linear Ambient Luminaires | Standard | FALSE | [9 empty] | 8/4/2016 | Dimmable | Continuous (Cannot dim down to ≤ 10% (W) | No |  |  | 455.1 | 92.5 | 4.92 | 20 | 0.89 | 3000 | 82
PQ29132K | Hera Lighting L.P. | Hera Lighting | EL12-LED/DIM 4000K [120 volts only] | Indoor Luminaires | Linear Ambient | Direct Linear Ambient Luminaires | Standard | FALSE | [9 empty] | 8/4/2016 | Dimmable | Continuous (Cannot dim down to ≤ 10% (W) | No |  |  | 457.56 | 93 | 4.92 | 20 | 0.89 | 4000 | 82
P8K1TPUG | Hera Lighting L.P. | Hera Lighting | EL12-LED/DIM 5000K [120 volts only] | Indoor Luminaires | Linear Ambient | Direct Linear Ambient Luminaires | Standard | FALSE | [9 empty] | 8/4/2016 | Dimmable | Continuous (Cannot dim down to ≤ 10% (W) | No |  |  | 460.02 | 93.5 | 4.92 | 20 | 0.89 | 5000 | 82
P9MF7149 | Hera Lighting L.P. | Hera Lighting | EL18-LED/DIM 2700K [120 volts only] | Indoor Luminaires | Linear Ambient | Direct Linear Ambient Luminaires | Standard | FALSE | [9 empty] | 8/4/2016 | Dimmable | Continuous (Cannot dim down to ≤ 10% (W) | No |  |  | 614.56 | 92 | 6.68 | 20 | 0.89 | 2700 | 82
PQEJHBS2 | Hera Lighting L.P. | Hera Lighting | EL18-LED/DIM 3000K [120 volts only] | Indoor Luminaires | Linear Ambient | Direct Linear Ambient Luminaires | Standard | FALSE | [9 empty] | 8/4/2016 | Dimmable | Continuous (Cannot dim down to ≤ 10% (W) | No |  |  | 617.9 | 92.5 | 6.68 | 20 | 0.89 | 3000 | 82
P4D2GKPK | Hera Lighting L.P. | Hera Lighting | EL18-LED/DIM 4000K [120 volts only] | Indoor Luminaires | Linear Ambient | Direct Linear Ambient Luminaires | Standard | FALSE | [9 empty] | 8/4/2016 | Dimmable | Continuous (Cannot dim down to ≤ 10% (W) | No |  |  | 621.24 | 93 | 6.68 | 20 | 0.89 | 4000 | 82
PR945KJK | Hera Lighting L.P. | Hera Lighting | EL18-LED/DIM 5000K [120 volts only] | Indoor Luminaires | Linear Ambient | Direct Linear Ambient Luminaires | Standard | FALSE | [9 empty] | 8/4/2016 | Dimmable | Continuous (Cannot dim down to ≤ 10% (W) | No |  |  | 624.58 | 93.5 | 6.68 | 20 | 0.89 | 5000 | 82
PYGNA29A | Hera Lighting L.P. | Hera Lighting | EL22-LED/DIM 2700K [120 volts only] | Indoor Luminaires | Linear Ambient | Direct Linear Ambient Luminaires | Standard | FALSE | [9 empty] | 8/4/2016 | Dimmable | Continuous (Cannot dim down to ≤ 10% (W) | No |  |  | 717.6 | 92 | 7.8 | 20 | 0.89 | 2700 | 82
P3TRAYCA | Hera Lighting L.P. | Hera Lighting | EL22-LED/DIM 3000K [120 volts only] | Indoor Luminaires | Linear Ambient | Direct Linear Ambient Luminaires | Standard | FALSE | [9 empty] | 8/4/2016 | Dimmable | Continuous (Cannot dim down to ≤ 10% (W) | No |  |  | 721.5 | 92.5 | 7.8 | 20 | 0.89 | 3000 | 82
PXZT1KTE | Hera Lighting L.P. | Hera Lighting | EL22-LED/DIM 4000K [120 volts only] | Indoor Luminaires | Linear Ambient | Direct Linear Ambient Luminaires | Standard | FALSE | [9 empty] | 8/4/2016 | Dimmable | Continuous (Cannot dim down to ≤ 10% (W) | No |  |  | 725.4 | 93 | 7.8 | 20 | 0.89 | 4000 | 82
PF9MDE7T | Hera Lighting L.P. | Hera Lighting | EL22-LED/DIM 5000K [120 volts only] | Indoor Luminaires | Linear Ambient | Direct Linear Ambient Luminaires | Standard | FALSE | [9 empty] | 8/4/2016 | Dimmable | Continuous (Cannot dim down to ≤ 10% (W) | No |  |  | 729.3 | 93.5 | 7.8 | 20 | 0.89 | 5000 | 82
PMNBRUY2 | Hera Lighting L.P. | Hera Lighting | EL29-LED/DIM 2700K [120 volts only] | Indoor Luminaires | Linear Ambient | Direct Linear Ambient Luminaires | Standard | FALSE | [9 empty] | 8/4/2016 | Dimmable | Continuous (Cannot dim down to ≤ 10% (W) | No |  |  | 897.92 | 92 | 9.76 | 20 | 0.89 | 2700 | 82
P77GKS2B | Hera Lighting L.P. | Hera Lighting | EL29-LED/DIM 3000K [120 volts only] | Indoor Luminaires | Linear Ambient | Direct Linear Ambient Luminaires | Standard | FALSE | [9 empty] | 8/4/2016 | Dimmable | Continuous (Cannot dim down to ≤ 10% (W) | No |  |  | 902.8 | 92.5 | 9.76 | 20 | 0.89 | 3000 | 82
PWMFWKJ3 | Hera Lighting L.P. | Hera Lighting | EL29-LED/DIM 4000K [120 volts only] | Indoor Luminaires | Linear Ambient | Direct Linear Ambient Luminaires | Standard | FALSE | [9 empty] | 8/4/2016 | Dimmable | Continuous (Cannot dim down to ≤ 10% (W) | No |  |  | 907.68 | 93 | 9.76 | 20 | 0.89 | 4000 | 82
PKKEA2FS | Hera Lighting L.P. | Hera Lighting | EL29-LED/DIM 5000K [120 volts only] | Indoor Luminaires | Linear Ambient | Direct Linear Ambient Luminaires | Standard | FALSE | [9 empty] | 8/4/2016 | Dimmable | Continuous (Cannot dim down to ≤ 10% (W) | No |  |  | 912.56 | 93.5 | 9.76 | 20 | 0.89 | 5000 | 82
PHB7WCSS | Hera Lighting L.P. | Hera Lighting | EL34-LED/DIM 2700K [120 volts only] | Indoor Luminaires | Linear Ambient | Direct Linear Ambient Luminaires | Standard | FALSE | [9 empty] | 8/4/2016 | Dimmable | Continuous (Cannot dim down to ≤ 10% (W) | No |  |  | 1026.72 | 92 | 11.16 | 20 | 0.89 | 2700 | 82
PEPVDPJZ | Hera Lighting L.P. | Hera Lighting | EL34-LED/DIM 3000K [120 volts only] | Indoor Luminaires | Linear Ambient | Direct Linear Ambient Luminaires | Standard | FALSE | [9 empty] | 8/4/2016 | Dimmable | Continuous (Cannot dim down to ≤ 10% (W) | No |  |  | 1032.3 | 92.5 | 11.16 | 20 | 0.89 | 3000 | 82
P3MR32DV | Hera Lighting L.P. | Hera Lighting | EL34-LED/DIM 4000K [120 volts only] | Indoor Luminaires | Linear Ambient | Direct Linear Ambient Luminaires | Standard | FALSE | [9 empty] | 8/4/2016 | Dimmable | Continuous (Cannot dim down to ≤ 10% (W) | No |  |  | 1037.88 | 93 | 11.16 | 20 | 0.89 | 4000 | 82
PXES4X1B | Hera Lighting L.P. | Hera Lighting | EL34-LED/DIM 5000K [120 volts only] | Indoor Luminaires | Linear Ambient | Direct Linear Ambient Luminaires | Standard | FALSE | [9 empty] | 8/4/2016 | Dimmable | Continuous (Cannot dim down to ≤ 10% (W) | No |  |  | 1043.46 | 93.5 | 11.16 | 20 | 0.89 | 5000 | 82
PB7R3TJZ | Hera Lighting L.P. | Hera Lighting | EL46-LED/DIM 2700K [120 volts only] | Indoor Luminaires | Linear Ambient | Direct Linear Ambient Luminaires | Standard | FALSE | [9 empty] | 8/4/2016 | Dimmable | Continuous (Cannot dim down to ≤ 10% (W) | No |  |  | 1335.84 | 92 | 14.52 | 20 | 0.89 | 2700 | 82
P5JYQJUR | Hera Lighting L.P. | Hera Lighting | EL46-LED/DIM 3000K [120 volts only] | Indoor Luminaires | Linear Ambient | Direct Linear Ambient Luminaires | Standard | FALSE | [9 empty] | 8/4/2016 | Dimmable | Continuous (Cannot dim down to ≤ 10% (W) | No |  |  | 1343.1 | 92.5 | 14.52 | 20 | 0.89 | 3000 | 82
P7WS6ACS | Hera Lighting L.P. | Hera Lighting | EL46-LED/DIM 4000K [120 volts only] | Indoor Luminaires | Linear Ambient | Direct Linear Ambient Luminaires | Standard | FALSE | [9 empty] | 8/4/2016 | Dimmable | Continuous (Cannot dim down to ≤ 10% (W) | No |  |  | 1350.36 | 93 | 14.52 | 20 | 0.89 | 4000 | 82
P9ZGAC7V | Hera Lighting L.P. | Hera Lighting | EL46-LED/DIM 5000K [120 volts only] | Indoor Luminaires | Linear Ambient | Direct Linear Ambient Luminaires | Standard | FALSE | [9 empty] | 8/4/2016 | Dimmable | Continuous (Cannot dim down to ≤ 10% (W) | No |  |  | 1357.62 | 93.5 | 14.52 | 20 | 0.89 | 5000 | 82
P6Q2R2QD | Hera Lighting L.P. | Hera Lighting | EL59-LED/DIM 2700K [120 volts only] | Indoor Luminaires | Linear Ambient | Direct Linear Ambient Luminaires | Standard | FALSE | [9 empty] | 8/4/2016 | Dimmable | Continuous (Cannot dim down to ≤ 10% (W) | No |  |  | 1670.72 | 92 | 18.16 | 20 | 0.89 | 2700 | 82
PRDM69A8 | Hera Lighting L.P. | Hera Lighting | EL59-LED/DIM 3000K [120 volts only] | Indoor Luminaires | Linear Ambient | Direct Linear Ambient Luminaires | Standard | FALSE | [9 empty] | 8/4/2016 | Dimmable | Continuous (Cannot dim down to ≤ 10% (W) | No |  |  | 1679.8 | 92.5 | 18.16 | 20 | 0.89 | 3000 | 82
PB2PSUDZ | Hera Lighting L.P. | Hera Lighting | EL59-LED/DIM 4000K [120 volts only] | Indoor Luminaires | Linear Ambient | Direct Linear Ambient Luminaires | Standard | FALSE | [9 empty] | 8/4/2016 | Dimmable | Continuous (Cannot dim down to ≤ 10% (W) | No |  |  | 1688.88 | 93 | 18.16 | 20 | 0.89 | 4000 | 82
P57UUADK | Hera Lighting L.P. | Hera Lighting | EL59-LED/DIM 5000K [120 volts only] | Indoor Luminaires | Linear Ambient | Direct Linear Ambient Luminaires | Standard | FALSE | [9 empty] | 8/4/2016 | Dimmable | Continuous (Cannot dim down to ≤ 10% (W) | No |  |  | 1697.96 | 93.5 | 18.16 | 20 | 0.89 | 5000 | 82
PGU73FVP | HILUX LED CO LTD | Hilux LED | MC-LFUV-60B | Indoor Luminaires | Linear Ambient | Direct Linear Ambient Luminaires | Standard | TRUE | 6352.61 | 115.85 | 54.84 | 19.9 | 0.888 | 3507 | 82.7 | 5 | 50000 | 8/25/2016 | Not Dimmable | Not Dimmable | No |  | 4 | 6500 | 120 | 60 | 20 | 0.9 | 3500 | 82
PQKTKDN5 | HILUX LED CO LTD | Hilux LED | MC-LFUV-60C | Indoor Luminaires | Linear Ambient | Direct Linear Ambient Luminaires | Standard | FALSE | [9 empty] | 8/25/2016 | Not Dimmable | Not Dimmable | No |  |  | 6600 | 122 | 60 | 20 | 0.9 | 4000 | 82
PW1HPVXU | HILUX LED CO LTD | Hilux LED | MC-LFUV-60G | Indoor Luminaires | Linear Ambient | Direct Linear Ambient Luminaires | Standard | FALSE | [9 empty] | 8/25/2016 | Not Dimmable | Not Dimmable | No |  |  | 6700 | 124 | 60 | 20 | 0.9 | 4500 | 82
PQ1DNWAH | HILUX LED CO LTD | Hilux LED | MC-LFUV-60D | Indoor Luminaires | Linear Ambient | Direct Linear Ambient Luminaires | Standard | FALSE | [9 empty] | 8/25/2016 | Not Dimmable | Not Dimmable | No |  |  | 6800 | 125 | 60 | 20 | 0.9 | 5000 | 82
P43RVUFR | HILUX LED CO LTD | Hilux LED | MC-LFUV-30B | Indoor Luminaires | Linear Ambient | Direct Linear Ambient Luminaires | Standard | TRUE | 3182.2 | 117.85 | 27.03 | 20.7 | 0.88 | 3469 | 82.3 | 5 | 50000 | 8/25/2016 | Not Dimmable | Not Dimmable | No |  | 4 | 3500 | 120 | 30 | 20 | 0.9 | 3500 | 82
PE73N28U | HILUX LED CO LTD | Hilux LED | MC-LFUV-30C | Indoor Luminaires | Linear Ambient | Direct Linear Ambient Luminaires | Standard | FALSE | [9 empty] | 8/25/2016 | Not Dimmable | Not Dimmable | No |  |  | 3600 | 122 | 30 | 20 | 0.9 | 4000 | 82
PY5KCCG7 | HILUX LED CO LTD | Hilux LED | MC-LFUV-30G | Indoor Luminaires | Linear Ambient | Direct Linear Ambient Luminaires | Standard | FALSE | [9 empty] | 8/25/2016 | Not Dimmable | Not Dimmable | No |  |  | 3700 | 124 | 30 | 20 | 0.9 | 4500 | 82
PKUB71YH | HILUX LED CO LTD | Hilux LED | MC-LFUV-30D | Indoor Luminaires | Linear Ambient | Direct Linear Ambient Luminaires | Standard | FALSE | [9 empty] | 8/25/2016 | Not Dimmable | Not Dimmable | No |  |  | 3800 | 125 | 30 | 20 | 0.9 | 5000 | 82
PH2CHAN3 | HILUX LED CO LTD | Hilux LED | MC-BA-01-20B | Indoor Luminaires | Linear Ambient | Direct Linear Ambient Luminaires | Standard | TRUE | 2080.18 | 106.7 | 19.5 | 21.36 | 0.9512 | 3491 | 82.2 | 5 | 50000 | 8/29/2016 | Not Yet Verified | Not Yet Verified | No |  | 4 | 2200 | 110 | 20 | 20 | 0.9 | 3500 | 82
P9STB5GF | HILUX LED CO LTD | Hilux LED | MC-BA-01-20C | Indoor Luminaires | Linear Ambient | Direct Linear Ambient Luminaires | Standard | FALSE | [9 empty] | 8/29/2016 | Not Yet Verified | Not Yet Verified | No |  |  | 2250 | 112 | 20 | 20 | 0.9 | 4000 | 82
PYWT7SR2 | HILUX LED CO LTD | Hilux LED | MC-BA-01-20G | Indoor Luminaires | Linear Ambient | Direct Linear Ambient Luminaires | Standard | FALSE | [9 empty] | 8/29/2016 | Not Yet Verified | Not Yet Verified | No |  |  | 2300 | 114 | 20 | 20 | 0.9 | 4500 | 82
P5FMUFAH | HILUX LED CO LTD | Hilux LED | MC-BA-01-20D | Indoor Luminaires | Linear Ambient | Direct Linear Ambient Luminaires | Standard | FALSE | [9 empty] | 8/29/2016 | Not Yet Verified | Not Yet Verified | No |  |  | 2350 | 116 | 20 | 20 | 0.9 | 5000 | 82
PUHPCF48 | HILUX LED CO LTD | Hilux LED | MC-TP-03-60B | Indoor Luminaires | Linear Ambient | Direct Linear Ambient Luminaires | Standard | TRUE | 6991.44 | 132.39 | 52.81 | 12.3 | 0.917 | 3486 | 81.8 | 5 | 50000 | 6/2/2016 | Not Dimmable | Not Dimmable | No |  | 3.1 | 6556 | 100 | 60 | 15 | 0.9 | 3500 | 80
PRKFRNRV | HILUX LED CO LTD | Hilux LED | MC-TP-03-60C | Indoor Luminaires | Linear Ambient | Direct Linear Ambient Luminaires | Standard | FALSE | [9 empty] | 6/2/2016 | Not Dimmable | Not Dimmable | No |  |  | 6556 | 100 | 60 | 15 | 0.9 | 4000 | 80
PED2VTPM | HILUX LED CO LTD | Hilux LED | MC-TP-03-60G | Indoor Luminaires | Linear Ambient | Direct Linear Ambient Luminaires | Standard | FALSE | [9 empty] | 6/2/2016 | Not Dimmable | Not Dimmable | No |  |  | 6556 | 100 | 60 | 15 | 0.9 | 4500 | 80
PZAH8P47 | HILUX LED CO LTD | Hilux LED | MC-TP-03-60D | Indoor Luminaires | Linear Ambient | Direct Linear Ambient Luminaires | Standard | FALSE | [9 empty] | 6/2/2016 | Not Dimmable | Not Dimmable | No |  |  | 6556 | 100 | 60 | 15 | 0.9 | 5000 | 80
PH65UHVG | HILUX LED CO LTD | Hilux LED | MC-BA-01-40B | Indoor Luminaires | Linear Ambient | Direct Linear Ambient Luminaires | Standard | TRUE | 3932 | 106.47 | 36.93 | 14.8 | 0.971 | 3509 | 81.9 | 5 | 50000 | 6/2/2016 | Not Dimmable | Not Dimmable | No |  | 3.1 | 4066 | 100 | 40 | 15 | 0.9 | 3500 | 80
PZXRA5Y2 | HILUX LED CO LTD | Hilux LED | MC-BA-01-40C | Indoor Luminaires | Linear Ambient | Direct Linear Ambient Luminaires | Standard | FALSE | [9 empty] | 6/2/2016 | Not Dimmable | Not Dimmable | No |  |  | 4066 | 100 | 40 | 15 | 0.9 | 4000 | 80
PY61HUBN | HILUX LED CO LTD | Hilux LED | MC-BA-01-40G | Indoor Luminaires | Linear Ambient | Direct Linear Ambient Luminaires | Standard | FALSE | [9 empty] | 6/2/2016 | Not Dimmable | Not Dimmable | No |  |  | 4066 | 100 | 40 | 15 | 0.9 | 4500 | 80
PPZCT8R5 | HILUX LED CO LTD | Hilux LED | MC-BA-01-40D | Indoor Luminaires | Linear Ambient | Direct Linear Ambient Luminaires | Standard | FALSE | [9 empty] | 6/2/2016 | Not Dimmable | Not Dimmable | No |  |  | 4066 | 100 | 40 | 15 | 0.9 | 5000 | 80
P1Y295XD | HISHINE GROUP LIMITED | HISHINE GR | HS-P65F3-40-C-4000K | Indoor Luminaires | Linear Ambient | Direct Linear Ambient Luminaires | Standard | TRUE | 3729.42 | 90.83 | 41.06 | 22 | 0.895 | 4255 | 86 | 5 | 50000 | 10/22/2015 | Not Dimmable | Not Dimmable | No |  | 2.1 | 3400 | 85 | 40 | 22 | 0.895 | 4000 | 80
PDC8DDU3 | HISHINE GROUP LIMITED | HISHINE GR | HS-P65F3-40-C-5000K | Indoor Luminaires | Linear Ambient | Direct Linear Ambient Luminaires | Standard | FALSE | [9 empty] | 10/22/2015 | Not Dimmable | Not Dimmable | No |  |  | 3400 | 85 | 40 | 22 | 0.895 | 5000 | 80
PFWKJKCF | HISHINE GROUP LIMITED | HISHINE GR | HS-P65F4-60-C-4000K | Indoor Luminaires | Linear Ambient | Direct Linear Ambient Luminaires | Standard | TRUE | 5708.55 | 96.55 | 59.13 | 22.1 | 0.905 | 4258 | 85.7 | 5 | 50000 | 10/22/2015 | Not Dimmable | Not Dimmable | No |  | 2.1 | 5100 | 85 | 60 | 22.1 | 0.905 | 4000 | 80
PQMGNZ6T | HISHINE GROUP LIMITED | HISHINE GR | HS-P65F4-60-C-5000K | Indoor Luminaires | Linear Ambient | Direct Linear Ambient Luminaires | Standard | FALSE | [9 empty] | 10/22/2015 | Not Dimmable | Not Dimmable | No |  |  | 5100 | 85 | 60 | 22.1 | 0.905 | 5000 | 80
PJF11U2R | HISHINE GROUP LIMITED | HISHINE GR | HS-P65F5-80-C-4000K | Indoor Luminaires | Linear Ambient | Direct Linear Ambient Luminaires | Standard | TRUE | 7501.29 | 93.73 | 80.03 | 21.1 | 0.889 | 4270 | 85.8 | 5 | 50000 | 10/22/2015 | Not Dimmable | Not Dimmable | No |  | 2.1 | 6800 | 85 | 80 | 21.1 | 0.889 | 4000 | 80
PTZGFCXW | HISHINE GROUP LIMITED | HISHINE GR | HS-P65F5-80-C-5000K | Indoor Luminaires | Linear Ambient | Direct Linear Ambient Luminaires | Standard | FALSE | [9 empty] | 10/22/2015 | Not Dimmable | Not Dimmable | No |  |  | 6800 | 85 | 80 | 21.1 | 0.889 | 5000 | 80
PSWR7E2P | HISHINE GROUP LIMITED | HISHINE GR | HS-P65F6-90-C-4000K | Indoor Luminaires | Linear Ambient | Direct Linear Ambient Luminaires | Standard | TRUE | 8784.8 | 98.37 | 89.3 | 21.8 | 0.912 | 4265 | 85.9 | 5 | 50000 | 10/22/2015 | Not Dimmable | Not Dimmable | No |  | 2.1 | 7650 | 85 | 90 | 21.8 | 0.912 | 4000 | 80
PDR5PJWK | HISHINE GROUP LIMITED | HISHINE GR | HS-P65F6-90-C-5000K | Indoor Luminaires | Linear Ambient | Direct Linear Ambient Luminaires | Standard | FALSE | [9 empty] | 10/22/2015 | Not Dimmable | Not Dimmable | No |  |  | 7650 | 85 | 90 | 21.8 | 0.912 | 5000 | 80
PNVWF2V4 | HISHINE GROUP LIMITED | HISHINE GR | HS-P65F2-30-C-4000K | Indoor Luminaires | Linear Ambient | Direct Linear Ambient Luminaires | Standard | TRUE | 2862.39 | 97.02 | 29.5 | 21.5 | 0.884 | 4229 | 85.8 | 5 | 50000 | 10/22/2015 | Not Dimmable | Not Dimmable | No |  | 2.1 | 2550 | 85 | 30 | 21.8 | 0.884 | 4000 | 80
P6GNU3MY | HISHINE GROUP LIMITED | HISHINE GR | HS-P65F2-30-C-5000K | Indoor Luminaires | Linear Ambient | Direct Linear Ambient Luminaires | Standard | FALSE | [9 empty] | 10/22/2015 | Not Dimmable | Not Dimmable | No |  |  | 2550 | 85 | 30 | 21.8 | 0.884 | 5000 | 80
PFJNWAQ7 | Hocan Group Co. LTD | SEPICN LED Lighting | HC-TF-2FT-30W-X(3000K) | Indoor Luminaires | Linear Ambient | Direct Linear Ambient Luminaires | Standard | TRUE | 3112.6 | 107.04 | 29.08 | 18.29 | 0.9015 | 2951 | 83.5 | 5 | 50000 | 9/13/2016 | Dimmable | Continuous (Cannot dim down to ≤ 10% (W) | Yes |  | 4 | 3137.7 | 107.35 | 29.23 | 18.29 | 0.9 | 3000 | 83.5
PMN6X2V7 | Hocan Group Co. LTD | SEPICN LED Lighting | HC-TF-2FT-30W-X(5000K) | Indoor Luminaires | Linear Ambient | Direct Linear Ambient Luminaires | Standard | TRUE | 3541 | 123.55 | 28.66 | 11.49 | 0.9008 | 5128 | 83 | 5 | 50000 | 9/13/2016 | Dimmable | Continuous (Cannot dim down to ≤ 10% (W) | Yes |  | 4 | 3541 | 123.55 | 28.66 | 11.49 | 0.9 | 5000 | 83
PJAQQN5C | Hocan Group Co. LTD | SEPICN LED Lighting | HC-TF-4FT-30W-X(3000K) | Indoor Luminaires | Linear Ambient | Direct Linear Ambient Luminaires | Standard | TRUE | 3316.4 | 118.02 | 28.06 | 17.26 | 0.9033 | 2953 | 84.1 | 5 | 50000 | 9/13/2016 | Dimmable | Continuous (Cannot dim down to ≤ 10% (W) | Yes |  | 4 | 3336.2 | 118.9 | 28.06 | 17.26 | 0.9 | 3000 | 84.1
P3WHDYT1 | Hocan Group Co. LTD | SEPICN LED Lighting | HC-TF-4FT-30W-X(4000K) | Indoor Luminaires | Linear Ambient | Direct Linear Ambient Luminaires | Standard | FALSE | [9 empty] | 9/13/2016 | Dimmable | Continuous (Cannot dim down to ≤ 10% (W) | Yes |  |  | 3558.6 | 126.82 | 28.06 | 17.26 | 0.9 | 4000 | 84.1
PZD3XP8A | Hocan Group Co. LTD | SEPICN LED Lighting | HC-TF-4FT-30W-X(5000K) | Indoor Luminaires | Linear Ambient | Direct Linear Ambient Luminaires | Standard | FALSE | [9 empty] | 9/13/2016 | Dimmable | Continuous (Cannot dim down to ≤ 10% (W) | Yes |  |  | 3781 | 130.38 | 29 | 17.03 | 0.91 | 5000 | 82.5
PCGDU66K | Hocan Group Co. LTD | SEPICN LED Lighting | HC-TF-4FT-60W(3000K) | Indoor Luminaires | Linear Ambient | Direct Linear Ambient Luminaires | Standard | FALSE | [9 empty] | 9/13/2016 | Not Dimmable | Not Dimmable | No |  |  | 7170 | 118.14 | 60.69 | 18.38 | 0.9 | 3000 | 84.7
P7D9V3G6 | Hocan Group Co. LTD | SEPICN LED Lighting | HC-TF-4FT-60W(4000K) | Indoor Luminaires | Linear Ambient | Direct Linear Ambient Luminaires | Standard | FALSE | [9 empty] | 9/13/2016 | Not Dimmable | Not Dimmable | No |  |  | 7628.88 | 125.7 | 60.69 | 18.38 | 0.9 | 4000 | 84.7
PEVP3E4F | Hocan Group Co. LTD | SEPICN LED Lighting | HC-TF-4FT-60W(5000K) | Indoor Luminaires | Linear Ambient | Direct Linear Ambient Luminaires | Standard | FALSE | [9 empty] | 9/13/2016 | Not Dimmable | Not Dimmable | No |  |  | 8087.76 | 133.26 | 60.69 | 18.38 | 0.9 | 5000 | 84.7
PXVH3B9N | Hocan Group Co. LTD | SEPICN LED Lighting | HC-TF-4FT-60W-X(3000K) | Indoor Luminaires | Linear Ambient | Direct Linear Ambient Luminaires | Standard | FALSE | [9 empty] | 9/13/2016 | Dimmable | Continuous (Cannot dim down to ≤ 10% (W) | Yes |  |  | 6580.1 | 110.59 | 59.5 | 18.66 | 0.9 | 3000 | 83.7
PVF8NYWG | Hocan Group Co. LTD | SEPICN LED Lighting | HC-TF-4FT-60W-X(4000K) | Indoor Luminaires | Linear Ambient | Direct Linear Ambient Luminaires | Standard | FALSE | [9 empty] | 9/13/2016 | Dimmable | Continuous (Cannot dim down to ≤ 10% (W) | Yes |  |  | 6956.05 | 116.91 | 59.5 | 18.66 | 0.9 | 4000 | 83.7
P4K6R826 | Hocan Group Co. LTD | SEPICN LED Lighting | HC-TF-4FT-60W-X(5000K) | Indoor Luminaires | Linear Ambient | Direct Linear Ambient Luminaires | Standard | FALSE | [9 empty] | 9/13/2016 | Dimmable | Continuous (Cannot dim down to ≤ 10% (W) | Yes |  |  | 7332 | 121.11 | 60.54 | 18.5 | 0.9 | 5000 | 83.2
PV72VQDS | Hocan Group Co. LTD | SEPICN LED Lighting | HC-TF-4FT-100W(3000K) | Indoor Luminaires | Linear Ambient | Direct Linear Ambient Luminaires | Standard | FALSE | [9 empty] | 9/13/2016 | Not Dimmable | Not Dimmable | No |  |  | 11249 | 116.87 | 96.25 | 18.15 | 0.91 | 3000 | 84.8
PVVA6R3R | Hocan Group Co. LTD | SEPICN LED Lighting | HC-TF-4FT-100W(4000K) | Indoor Luminaires | Linear Ambient | Direct Linear Ambient Luminaires | Standard | FALSE | [9 empty] | 9/13/2016 | Not Dimmable | Not Dimmable | No |  |  | 11968.94 | 124.35 | 96.25 | 18.15 | 0.91 | 4000 | 84.8
PQPX5QCM | Hocan Group Co. LTD | SEPICN LED Lighting | HC-TF-4FT-100W(5000K) | Indoor Luminaires | Linear Ambient | Direct Linear Ambient Luminaires | Standard | FALSE | [9 empty] | 9/13/2016 | Not Dimmable | Not Dimmable | No |  |  | 12688.87 | 131.83 | 96.25 | 18.15 | 0.91 | 5000 | 84.6
P65DW3P5 | Hocan Group Co. LTD | SEPICN LED Lighting | HC-TF-4FT-100W-X(3000K) | Indoor Luminaires | Linear Ambient | Direct Linear Ambient Luminaires | Standard | FALSE | [9 empty] | 9/13/2016 | Dimmable | Continuous (Cannot dim down to ≤ 10% (W) | Yes |  |  | 10896 | 111.04 | 98.13 | 17.86 | 0.91 | 3000 | 84.6
P9MASARW | Hocan Group Co. LTD | SEPICN LED Lighting | HC-TF-4FT-100W-X(4000K) | Indoor Luminaires | Linear Ambient | Direct Linear Ambient Luminaires | Standard | FALSE | [9 empty] | 9/13/2016 | Dimmable | Continuous (Cannot dim down to ≤ 10% (W) | Yes |  |  | 11574.5 | 117.95 | 98.13 | 17.86 | 0.91 | 4000 | 84.6
PNVBWKQ4 | Hocan Group Co. LTD | SEPICN LED Lighting | HC-TF-4FT-100W-X(5000K) | Indoor Luminaires | Linear Ambient | Direct Linear Ambient Luminaires | Standard | FALSE | [9 empty] | 9/13/2016 | Dimmable | Continuous (Cannot dim down to ≤ 10% (W) | Yes |  |  | 12253 | 120.96 | 101.3 | 17.59 | 0.91 | 5000 | 82.8
PEFA4E96 | Hocan Group Co. LTD | SEPICN LED Lighting | HC-TF-4FT-30W(3000K) | Indoor Luminaires | Linear Ambient | Direct Linear Ambient Luminaires | Standard | FALSE | [9 empty] | 9/13/2016 | Not Dimmable | Not Dimmable | No |  |  | 3702 | 130.03 | 28.47 | 17.07 | 0.91 | 3000 | 84.1
P8H3NSVZ | Hocan Group Co. LTD | SEPICN LED Lighting | HC-TF-4FT-30W(4000K) | Indoor Luminaires | Linear Ambient | Direct Linear Ambient Luminaires | Standard | FALSE | [9 empty] | 9/13/2016 | Not Dimmable | Not Dimmable | No |  |  | 3938.93 | 138.35 | 28.47 | 17.07 | 0.91 | 4000 | 84.1
PBY8W1XW | Hocan Group Co. LTD | SEPICN LED Lighting | HC-TF-4FT-30W(5000K) | Indoor Luminaires | Linear Ambient | Direct Linear Ambient Luminaires | Standard | FALSE | [9 empty] | 9/13/2016 | Not Dimmable | Not Dimmable | No |  |  | 4175.86 | 146.68 | 28.47 | 17.07 | 0.91 | 5000 | 84.1
PQ1F7K8R | Hocan Group Co. LTD | SEPICN LED Lighting | HC-TF-2FT-30W-X(4000K) | Indoor Luminaires | Linear Ambient | Direct Linear Ambient Luminaires | Standard | FALSE | [9 empty] | 9/13/2016 | Dimmable | Continuous (Cannot dim down to ≤ 10% (W) | Yes |  |  | 3339.35 | 114.24 | 29.23 | 18.29 | 0.9 | 4000 | 83.5
PXY2H54A | Hocan Group Co. LTD | SEPICN LED Lighting | HC-TF-2FT-30W(3000K) | Indoor Luminaires | Linear Ambient | Direct Linear Ambient Luminaires | Standard | FALSE | [9 empty] | 9/13/2016 | Not Dimmable | Not Dimmable | No |  |  | 3422 | 113.73 | 30.09 | 11.15 | 0.91 | 3000 | 82.7
P2WBA724 | Hocan Group Co. LTD | SEPICN LED Lighting | HC-TF-2FT-30W(4000K) | Indoor Luminaires | Linear Ambient | Direct Linear Ambient Luminaires | Standard | FALSE | [9 empty] | 9/13/2016 | Not Dimmable | Not Dimmable | No |  |  | 3641.01 | 121 | 30.09 | 11.15 | 0.91 | 4000 | 82.7
PFMGXHVN | Hocan Group Co. LTD | SEPICN LED Lighting | HC-TF-2FT-30W(5000K) | Indoor Luminaires | Linear Ambient | Direct Linear Ambient Luminaires | Standard | FALSE | [9 empty] | 9/13/2016 | Not Dimmable | Not Dimmable | No |  |  | 3860.02 | 128.28 | 30.09 | 11.15 | 0.91 | 5000 | 82.7
PHXU674Y | Homelite Technology Co.Ltd | HOMELITE | HTVP4F70WC40K | Indoor Luminaires | Linear Ambient | Direct Linear Ambient Luminaires | Standard | TRUE | 7455.86 | 117.6 | 63.4 | 14 | 0.949 | 4082 | 83.7 | 5 | 50000 | 8/8/2016 | Not Dimmable | Not Dimmable | No |  | 4 | 7150 | 102 | 70 | 14 | 0.95 | 4000 | 80
P514X9F8 | Homelite Technology Co.Ltd | HOMELITE | HTVP4F70WC50K | Indoor Luminaires | Linear Ambient | Direct Linear Ambient Luminaires | Standard | FALSE | [9 empty] | 8/8/2016 | Not Dimmable | Not Dimmable | No |  |  | 7150 | 102 | 70 | 14 | 0.95 | 5000 | 80
PEJ91Q56 | Homelite Technology Co.Ltd | HOMELITE | HTVP4F40WC40K | Indoor Luminaires | Linear Ambient | Direct Linear Ambient Luminaires | Standard | TRUE | 4958.65 | 128.36 | 38.63 | 10.2 | 0.962 | 4092 | 83.9 | 5 | 50000 | 8/8/2016 | Not Dimmable | Not Dimmable | No |  | 4 | 4100 | 102.5 | 40 | 10.2 | 0.96 | 4000 | 80
PNZ24FN3 | Homelite Technology Co.Ltd | HOMELITE | HTVP4F40WC50K | Indoor Luminaires | Linear Ambient | Direct Linear Ambient Luminaires | Standard | FALSE | [9 empty] | 8/8/2016 | Not Dimmable | Not Dimmable | No |  |  | 4100 | 102.5 | 40 | 10.2 | 0.96 | 5000 | 80
PD663NH3 | Homelite Technology Co.Ltd | HOMELITE | HTVP4F40WF40K | Indoor Luminaires | Linear Ambient | Direct Linear Ambient Luminaires | Standard | TRUE | 4376.65 | 113.25 | 38.65 | 10.2 | 0.963 | 4075 | 84.5 | 5 | 50000 | 8/8/2016 | Not Dimmable | Not Dimmable | No |  | 4 | 4100 | 102.5 | 40 | 10.2 | 0.96 | 4000 | 80
PVSY2UX1 | Homelite Technology Co.Ltd | HOMELITE | HTVP4F40WF50K | Indoor Luminaires | Linear Ambient | Direct Linear Ambient Luminaires | Standard | FALSE | [9 empty] | 8/8/2016 | Not Dimmable | Not Dimmable | No |  |  | 4100 | 102.5 | 40 | 10.2 | 0.96 | 5000 | 80
PS7YT5TN | Homelite Technology Co.Ltd | HOMELITE | HTVP4F70WF40K | Indoor Luminaires | Linear Ambient | Direct Linear Ambient Luminaires | Standard | TRUE | 6624.92 | 104.63 | 63.22 | 14.3 | 0.949 | 4053 | 83.8 | 5 | 50000 | 8/8/2016 | Not Dimmable | Not Dimmable | No |  | 4 | 7150 | 102 | 70 | 14 | 0.95 | 4000 | 80
PPZQS456 | Homelite Technology Co.Ltd | HOMELITE | HTVP4F70WF50K | Indoor Luminaires | Linear Ambient | Direct Linear Ambient Luminaires | Standard | FALSE | [9 empty] | 8/8/2016 | Not Dimmable | Not Dimmable | No |  |  | 7150 | 102 | 70 | 14 | 0.95 | 5000 | 80
P00001JAO | HONG KONG VANAS INTERNATIONAL ILLUMINATION CO LTD | VANAS | MD936-LED | Indoor Luminaires | Linear Ambient | Direct Linear Ambient Luminaires | Standard | TRUE | 4257.56 | 93.51 | 45.56 | 15.9 | 0.93 | 4153 | 85.6 | 5 | 50000 | 4/7/2014 | Not Yet Verified | Not Yet Verified | Not Yet Verified |  | 2.1 | 4200 |  | 45 | 20 |  | 4000 | 80
P00001JAP | HONG KONG VANAS INTERNATIONAL ILLUMINATION CO LTD | VANAS | MD993-LED | Indoor Luminaires | Linear Ambient | Direct Linear Ambient Luminaires | Standard | TRUE | 4058.49 | 89.83 | 45.38 | 16.2 | 0.92 | 4191 | 85.9 | 5 | 50000 | 4/7/2014 | Not Yet Verified | Not Yet Verified | Not Yet Verified |  | 2.1 | 4000 |  | 45 | 2.1 | 0.9 | 4000
P00001JAQ | HONG KONG VANAS INTERNATIONAL ILLUMINATION CO LTD | VANAS | MX436-LED | Indoor Luminaires | Linear Ambient | Direct Linear Ambient Luminaires | Standard | TRUE | 7635.05 | 84.49 | 90.47 | 16.7 | 0.93 | 4106 | 86.5 | 5 | 50000 | 4/7/2014 | Not Yet Verified | Not Yet Verified | Not Yet Verified |  | 2.1 | 7600 |  | 90 | 20 | 0.9 | 4000 | 80
P00001JAR | HONG KONG VANAS INTERNATIONAL ILLUMINATION CO LTD | VANAS | MX438-LED | Indoor Luminaires | Linear Ambient | Direct Linear Ambient Luminaires | Standard | TRUE | 3917.7 | 85.63 | 45.76 | 16.3 | 0.93 | 3993 | 85.8 | 5 | 50000 | 4/9/2014 | Not Yet Verified | Not Yet Verified | Not Yet Verified |  | 2.1 | 3900 |  | 45 | 20 | 0.9 | 4000 | 80
P00001JAS | HONG KONG VANAS INTERNATIONAL ILLUMINATION CO LTD | VANAS | MX439-LED | Indoor Luminaires | Linear Ambient | Direct Linear Ambient Luminaires | Standard | TRUE | 4170.69 | 90.79 | 46.02 | 16.3 | 0.93 | 3994 | 85.7 | 5 | 50000 | 4/8/2014 | Not Yet Verified | Not Yet Verified | Not Yet Verified |  | 2.1 | 4100 |  | 45 | 20 | 0.9 | 4000 | 80
P00001JAT | HONG KONG VANAS INTERNATIONAL ILLUMINATION CO LTD | VANAS | MX582-LED | Indoor Luminaires | Linear Ambient | Direct Linear Ambient Luminaires | Standard | TRUE | 3971.61 | 87.29 | 45.6 | 17.2 | 0.92 | 4010 | 85.7 | 5 | 50000 | 4/9/2014 | Not Yet Verified | Not Yet Verified | Not Yet Verified |  | 2.1 | 3900 |  | 45 | 20 | 0.9 | 4000 | 80
PC4EPS7D | Hongkong Brandon Electronic Lighting Co,Limited | Brandon | MX487X-LD40W-N 3000K | Indoor Luminaires | Linear Ambient | Direct Linear Ambient Luminaires | Standard | TRUE | 5186.6 | 123.87 | 41.87 | 7.61 | 0.9584 | 3072 | 82.8 | 5 | 50000 | 8/9/2016 | Dimmable | Continuous (Can dim down to ≤ 10% (W)) | Yes |  | 4 | 5000 | 125 | 40 | 20 | 0.95 | 3000 | 80
PMSQNNAP | Hongkong Brandon Electronic Lighting Co,Limited | Brandon | MX487X-LD40W-N 3500K | Indoor Luminaires | Linear Ambient | Direct Linear Ambient Luminaires | Standard | FALSE | [9 empty] | 8/9/2016 | Dimmable | Continuous (Can dim down to ≤ 10% (W)) | Yes |  |  | 5000 | 125 | 40 | 20 | 0.95 | 3500 | 80
PF96TQEH | Hongkong Brandon Electronic Lighting Co,Limited | Brandon | MX487X-LD40W-N 4000K | Indoor Luminaires | Linear Ambient | Direct Linear Ambient Luminaires | Standard | FALSE | [9 empty] | 8/9/2016 | Dimmable | Continuous (Can dim down to ≤ 10% (W)) | Yes |  |  | 5000 | 125 | 40 | 20 | 0.95 | 4000 | 80
P1ZQ4BKA | Hongkong Brandon Electronic Lighting Co,Limited | Brandon | MX487X-LD40W-N 4500K | Indoor Luminaires | Linear Ambient | Direct Linear Ambient Luminaires | Standard | FALSE | [9 empty] | 8/9/2016 | Dimmable | Continuous (Can dim down to ≤ 10% (W)) | Yes |  |  | 5000 | 125 | 40 | 20 | 0.95 | 4500 | 80
PJSSCNUM | Hongkong Brandon Electronic Lighting Co,Limited | Brandon | MX487X-LD40W-N 5000K | Indoor Luminaires | Linear Ambient | Direct Linear Ambient Luminaires | Standard | FALSE | [9 empty] | 8/9/2016 | Dimmable | Continuous (Can dim down to ≤ 10% (W)) | Yes |  |  | 5000 | 125 | 40 | 20 | 0.95 | 5000 | 80
PTP54B3M | Hongkong Brandon Electronic Lighting Co,Limited | Brandon | MX487X-LD60W-N 3000K | Indoor Luminaires | Linear Ambient | Direct Linear Ambient Luminaires | Standard | TRUE | 7950 | 125.95 | 63.12 | 10.98 | 0.9596 | 3062 | 82.7 | 5 | 50000 | 8/9/2016 | Dimmable | Continuous (Can dim down to ≤ 10% (W)) | Yes |  | 3.1 | 7500 | 125 | 60 | 10 | 0.95 | 3000 | 80
PXC58CW1 | Hongkong Brandon Electronic Lighting Co,Limited | Brandon | MX487X-LD60W-N 3500K | Indoor Luminaires | Linear Ambient | Direct Linear Ambient Luminaires | Standard | FALSE | [9 empty] | 8/9/2016 | Dimmable | Continuous (Can dim down to ≤ 10% (W)) | Yes |  |  | 7500 | 125 | 60 | 10 | 0.95 | 3500 | 80
P2Z3S17N | Hongkong Brandon Electronic Lighting Co,Limited | Brandon | MX487X-LD60W-N 4000K | Indoor Luminaires | Linear Ambient | Direct Linear Ambient Luminaires | Standard | FALSE | [9 empty] | 8/9/2016 | Dimmable | Continuous (Can dim down to ≤ 10% (W)) | Yes |  |  | 7500 | 125 | 60 | 10 | 0.95 | 4000 | 80
PV99ZMG6 | Hongkong Brandon Electronic Lighting Co,Limited | Brandon | MX487X-LD60W-N 4500K | Indoor Luminaires | Linear Ambient | Direct Linear Ambient Luminaires | Standard | FALSE | [9 empty] | 8/9/2016 | Dimmable | Continuous (Can dim down to ≤ 10% (W)) | Yes |  |  | 7500 | 125 | 60 | 10 | 0.95 | 4500 | 80
PABC6PXR | Hongkong Brandon Electronic Lighting Co,Limited | Brandon | MX487X-LD60W-N 5000K | Indoor Luminaires | Linear Ambient | Direct Linear Ambient Luminaires | Standard | FALSE | [9 empty] | 8/9/2016 | Dimmable | Continuous (Can dim down to ≤ 10% (W)) | Yes |  |  | 7500 | 125 | 60 | 10 | 0.95 | 5000 | 80
PR1PHA8B | Hongkong Brandon Electronic Lighting Co,Limited | Brandon | MX464X-LD30W-N 3000K | Indoor Luminaires | Linear Ambient | Direct Linear Ambient Luminaires | Standard | TRUE | 3671.1 | 134.77 | 27.24 | 9.56 | 0.9508 | 3077 | 82.6 | 5 | 50000 | 9/6/2016 | Dimmable | Continuous (Can dim down to ≤ 10% (W)) | Yes |  | 4 | 3670 | 122 | 30 | 10 | 0.95 | 3000 | 80
PT5CV2AX | Hongkong Brandon Electronic Lighting Co,Limited | Brandon | MX464X-LD30W-N 3500K | Indoor Luminaires | Linear Ambient | Direct Linear Ambient Luminaires | Standard | FALSE | [9 empty] | 9/6/2016 | Dimmable | Continuous (Can dim down to ≤ 10% (W)) | Yes |  |  | 3670 | 122 | 30 | 10 | 0.95 | 3500 | 80
PN5KCMMY | Hongkong Brandon Electronic Lighting Co,Limited | Brandon | MX464X-LD30W-N 4000K | Indoor Luminaires | Linear Ambient | Direct Linear Ambient Luminaires | Standard | FALSE | [9 empty] | 9/6/2016 | Dimmable | Continuous (Can dim down to ≤ 10% (W)) | Yes |  |  | 3670 | 122 | 30 | 10 | 0.95 | 4000 | 80
PFNDPM5U | Hongkong Brandon Electronic Lighting Co,Limited | Brandon | MX464X-LD30W-N 4500K | Indoor Luminaires | Linear Ambient | Direct Linear Ambient Luminaires | Standard | FALSE | [9 empty] | 9/6/2016 | Dimmable | Continuous (Can dim down to ≤ 10% (W)) | Yes |  |  | 3670 | 122 | 30 | 10 | 0.95 | 4500 | 80
PRYMBVAB | Hongkong Brandon Electronic Lighting Co,Limited | Brandon | MX464X-LD30W-N 5000K | Indoor Luminaires | Linear Ambient | Direct Linear Ambient Luminaires | Standard | FALSE | [9 empty] | 9/6/2016 | Dimmable | Continuous (Can dim down to ≤ 10% (W)) | Yes |  |  | 3670 | 122 | 30 | 10 | 0.95 | 5000 | 80
PKMZ8Z61 | Hongkong Brandon Electronic Lighting Co,Limited | Brandon | MX878-LD25W -30K | Indoor Luminaires | Linear Ambient | Direct Linear Ambient Luminaires | Standard | TRUE | 3355.264 | 130.402 | 25.73 | 22.35 | 0.908 | 2996 | 83 | 5 | 50000 | 4/8/2016 | Not Dimmable | Not Dimmable | No |  | 3.1 | 3355.264 | 130.402 | 25.73 | 22.35 | 0.982 | 3000 | 83
P91D7AQT | Hongkong Brandon Electronic Lighting Co,Limited | Brandon | MX878-LD25W -35K | Indoor Luminaires | Linear Ambient | Direct Linear Ambient Luminaires | Standard | FALSE | [9 empty] | 4/8/2016 | Not Dimmable | Not Dimmable | No |  |  | 3355.264 | 130.402 | 25.73 | 22.35 | 0.982 | 3500 | 83
P3ZGXA6U | Hongkong Brandon Electronic Lighting Co,Limited | Brandon | MX878-LD25W -40K | Indoor Luminaires | Linear Ambient | Direct Linear Ambient Luminaires | Standard | FALSE | [9 empty] | 4/8/2016 | Not Dimmable | Not Dimmable | No |  |  | 3355.264 | 130.402 | 25.73 | 22.35 | 0.982 | 4000 | 83
PXPSSYHJ | Hongkong Brandon Electronic Lighting Co,Limited | Brandon | MX878-LD25W -45K | Indoor Luminaires | Linear Ambient | Direct Linear Ambient Luminaires | Standard | FALSE | [9 empty] | 4/8/2016 | Not Dimmable | Not Dimmable | No |  |  | 3355.264 | 130.402 | 25.73 | 22.35 | 0.982 | 4500 | 83
P36QXEVH | Hongkong Brandon Electronic Lighting Co,Limited | Brandon | MX878-LD25W -50K | Indoor Luminaires | Linear Ambient | Direct Linear Ambient Luminaires | Standard | FALSE | [9 empty] | 4/8/2016 | Not Dimmable | Not Dimmable | No |  |  | 3415.162 | 131.251 | 26.02 | 21.69 | 0.984 | 5000 | 82.5
PBQE9Z66 | Hubbell Lighting | Columbia Lighting | LCL4-30LW-EU | Indoor Luminaires | Linear Ambient | Direct Linear Ambient Luminaires | Standard | TRUE | 2595 | 101 | 25.7 | 8.1 | 0.978 | 3144 | 83.19 | 5 | 50000 | 3/20/2015 | Not Dimmable | Not Dimmable | Not Yet Verified |  | 2.1 | 2595 | 101 | 25.7 | 8.8 | 0.976 | 3144 | 83.2
PW29Z9D6 | Hubbell Lighting | Columbia Lighting | LCL4-30ML-EDU | Indoor Luminaires | Linear Ambient | Direct Linear Ambient Luminaires | Standard | TRUE | 4994 | 100.5 | 49.7 | 8.1 | 0.978 | 3144 | 83.19 | 5 | 50000 | 3/20/2015 | Dimmable | Continuous (Can dim down to ≤ 10% (W)) | Not Yet Verified |  | 2.1 | 4994 | 100.5 | 49.7 | 8.8 | 0.976 | 3144 | 83.2
PWWTCD6E | Hubbell Lighting | Columbia Lighting | LCL4-30HL-EU | Indoor Luminaires | Linear Ambient | Direct Linear Ambient Luminaires | Standard | FALSE | [9 empty] | 3/20/2015 | Not Dimmable | Not Dimmable | Not Yet Verified |  |  | 6076 | 110.7 | 54.9 | 8.8 | 0.976 | 3144 | 83.2
P7JG94Z8 | Hubbell Lighting | Columbia Lighting | LCL4-30HL-EDU | Indoor Luminaires | Linear Ambient | Direct Linear Ambient Luminaires | Standard | FALSE | [9 empty] | 3/20/2015 | Dimmable | Continuous (Can dim down to ≤ 10% (W)) | Not Yet Verified |  |  | 6076 | 110.7 | 54.9 | 8.8 | 0.976 | 3144 | 83.2
PPRJ539U | Hubbell Lighting | Columbia Lighting | LCL4-35LW-EU | Indoor Luminaires | Linear Ambient | Direct Linear Ambient Luminaires | Standard | FALSE | [9 empty] | 3/20/2015 | Not Dimmable | Not Dimmable | Not Yet Verified |  |  | 2520 | 111 | 22.7 | 8.7 | 0.976 | 3659 | 83.9
PKVUQQTQ | Hubbell Lighting | Columbia Lighting | LCL4-35LW-EDU | Indoor Luminaires | Linear Ambient | Direct Linear Ambient Luminaires | Standard | FALSE | [9 empty] | 3/20/2015 | Dimmable | Continuous (Can dim down to ≤ 10% (W)) | Not Yet Verified |  |  | 2520 | 111 | 22.7 | 8.7 | 0.976 | 3659 | 83.9
PYEJZ292 | Hubbell Lighting | Columbia Lighting | LCL4-35ML-EU | Indoor Luminaires | Linear Ambient | Direct Linear Ambient Luminaires | Standard | FALSE | [9 empty] | 3/20/2015 | Not Dimmable | Not Dimmable | Not Yet Verified |  |  | 4895 | 104.1 | 47 | 8.7 | 0.976 | 3659 | 83.9
P114ZP5G | Hubbell Lighting | Columbia Lighting | LCL4-35ML-EDU | Indoor Luminaires | Linear Ambient | Direct Linear Ambient Luminaires | Standard | FALSE | [9 empty] | 3/20/2015 | Dimmable | Continuous (Can dim down to ≤ 10% (W)) | Not Yet Verified |  |  | 4895 | 104.1 | 47 | 8.7 | 0.976 | 3659 | 83.9
PHUR6U3H | Hubbell Lighting | Columbia Lighting | LCL4-35HL-EU | Indoor Luminaires | Linear Ambient | Direct Linear Ambient Luminaires | Standard | FALSE | [9 empty] | 3/20/2015 | Not Dimmable | Not Dimmable | Not Yet Verified |  |  | 5788 | 101 | 57.3 | 8.7 | 0.976 | 3659 | 83.9
PK15FDNK | Hubbell Lighting | Columbia Lighting | LCL4-35HL-EDU | Indoor Luminaires | Linear Ambient | Direct Linear Ambient Luminaires | Standard | FALSE | [9 empty] | 3/20/2015 | Dimmable | Continuous (Can dim down to ≤ 10% (W)) | Not Yet Verified |  |  | 5788 | 101 | 57.3 | 8.7 | 0.976 | 3659 | 83.9
PB8XZPZJ | Hubbell Lighting | Columbia Lighting | LCL4-40LW-EU | Indoor Luminaires | Linear Ambient | Direct Linear Ambient Luminaires | Standard | FALSE | [9 empty] | 3/20/2015 | Not Dimmable | Not Dimmable | Not Yet Verified |  |  | 2644 | 117 | 22.6 | 8.6 | 0.976 | 4159 | 84.6
PD8JC1GX | Hubbell Lighting | Columbia Lighting | LCL4-40LW-EDU | Indoor Luminaires | Linear Ambient | Direct Linear Ambient Luminaires | Standard | FALSE | [9 empty] | 3/20/2015 | Dimmable | Continuous (Can dim down to ≤ 10% (W)) | Not Yet Verified |  |  | 2644 | 117 | 23 | 8.6 | 0.976 | 4159 | 84.6
P1QFQEMB | Hubbell Lighting | Columbia Lighting | LCL4-40ML-EU | Indoor Luminaires | Linear Ambient | Direct Linear Ambient Luminaires | Standard | FALSE | [9 empty] | 3/20/2015 | Not Dimmable | Not Dimmable | Not Yet Verified |  |  | 5107 | 109.1 | 46.8 | 8.6 | 0.976 | 4159 | 84.6
PADT61GN | Hubbell Lighting | Columbia Lighting | LCL4-40ML-EDU | Indoor Luminaires | Linear Ambient | Direct Linear Ambient Luminaires | Standard | FALSE | [9 empty] | 3/20/2015 | Dimmable | Continuous (Can dim down to ≤ 10% (W)) | Not Yet Verified |  |  | 5107 | 109.1 | 46.8 | 8.6 | 0.976 | 4159 | 84.6
PQPTXXRZ | Hubbell Lighting | Columbia Lighting | LCL4-40HL-EU | Indoor Luminaires | Linear Ambient | Direct Linear Ambient Luminaires | Standard | FALSE | [9 empty] | 3/20/2015 | Not Dimmable | Not Dimmable | Not Yet Verified |  |  | 6274 | 109.9 | 57.1 | 8.6 | 0.976 | 4159 | 84.6
P2FAAE8D | Hubbell Lighting | Columbia Lighting | LCL4-40HL-EDU | Indoor Luminaires | Linear Ambient | Direct Linear Ambient Luminaires | Standard | FALSE | [9 empty] | 3/20/2015 | Dimmable | Continuous (Can dim down to ≤ 10% (W)) | Not Yet Verified |  |  | 6274 | 109.9 | 57.1 | 8.6 | 0.976 | 4159 | 84.6
PVXCZNX8 | Hubbell Lighting | Columbia Lighting | LCL8-30LW-EU | Indoor Luminaires | Linear Ambient | Direct Linear Ambient Luminaires | Standard | FALSE | [9 empty] | 4/9/2015 | Not Dimmable | Not Dimmable | Not Yet Verified |  |  | 5190 | 100.9728 | 51.4 | 8.8 | 0.976 | 3144 | 83.2
PB4JW6DB | Hubbell Lighting | Columbia Lighting | LCL8-30LW-EDU | Indoor Luminaires | Linear Ambient | Direct Linear Ambient Luminaires | Standard | FALSE | [9 empty] | 4/9/2015 | Dimmable | Continuous (Can dim down to ≤ 10% (W)) | Not Yet Verified |  |  | 5190 | 101 | 51.4 | 8.8 | 0.976 | 3144 | 83.2
P6TF4G1K | Hubbell Lighting | Columbia Lighting | LCL8-30ML-EU | Indoor Luminaires | Linear Ambient | Direct Linear Ambient Luminaires | Standard | FALSE | [9 empty] | 4/9/2015 | Not Dimmable | Not Dimmable | Not Yet Verified |  |  | 9988 | 100.4829 | 99.4 | 8.8 | 0.976 | 3144 | 83.2
P9X6DX2P | Hubbell Lighting | Columbia Lighting | LCL8-30ML-EDU | Indoor Luminaires | Linear Ambient | Direct Linear Ambient Luminaires | Standard | FALSE | [9 empty] | 4/9/2015 | Dimmable | Continuous (Can dim down to ≤ 10% (W)) | Not Yet Verified |  |  | 9988 | 100.5 | 99.4 | 8.8 | 0.976 | 3144 | 83.2
PVMH2GS5 | Hubbell Lighting | Columbia Lighting | LCL8-30HL-EU | Indoor Luminaires | Linear Ambient | Direct Linear Ambient Luminaires | Standard | FALSE | [9 empty] | 4/9/2015 | Not Dimmable | Not Dimmable | Not Yet Verified |  |  | 12152 | 110.674 | 109.8 | 8.8 | 0.976 | 3144 | 83.2
PXATQN1J | Hubbell Lighting | Columbia Lighting | LCL8-30HL-EDU | Indoor Luminaires | Linear Ambient | Direct Linear Ambient Luminaires | Standard | FALSE | [9 empty] | 4/9/2015 | Dimmable | Continuous (Can dim down to ≤ 10% (W)) | Not Yet Verified |  |  | 12152 | 110.7 | 109.8 | 8.8 | 0.976 | 3144 | 83.2
P9Y7MHAU | Hubbell Lighting | Columbia Lighting | LCL8-35LW-EU | Indoor Luminaires | Linear Ambient | Direct Linear Ambient Luminaires | Standard | FALSE | [9 empty] | 4/9/2015 | Not Dimmable | Not Dimmable | Not Yet Verified |  |  | 5040 | 111.0132 | 45.4 | 8.7 | 0.976 | 3500 | 83.9
P67GYWHW | Hubbell Lighting | Columbia Lighting | LCL8-35LW-EDU | Indoor Luminaires | Linear Ambient | Direct Linear Ambient Luminaires | Standard | FALSE | [9 empty] | 4/9/2015 | Dimmable | Continuous (Can dim down to ≤ 10% (W)) | Not Yet Verified |  |  | 5040 | 111 | 45.4 | 8.7 | 0.976 | 3500 | 83.9
PAGWZ6VS | Hubbell Lighting | Columbia Lighting | LCL8-35ML-EU | Indoor Luminaires | Linear Ambient | Direct Linear Ambient Luminaires | Standard | FALSE | [9 empty] | 4/9/2015 | Not Dimmable | Not Dimmable | Not Yet Verified |  |  | 9790 | 104.1489 | 94 | 8.7 | 0.976 | 3500 | 83.9
PTA5YWGJ | Hubbell Lighting | Columbia Lighting | LCL8-35ML-EDU | Indoor Luminaires | Linear Ambient | Direct Linear Ambient Luminaires | Standard | FALSE | [9 empty] | 4/9/2015 | Dimmable | Continuous (Can dim down to ≤ 10% (W)) | Not Yet Verified |  |  | 9790 | 104.1 | 94 | 8.7 | 0.976 | 3500 | 83.9
PTXP49A9 | Hubbell Lighting | Columbia Lighting | LCL8-35HL-EU | Indoor Luminaires | Linear Ambient | Direct Linear Ambient Luminaires | Standard | FALSE | [9 empty] | 4/9/2015 | Not Dimmable | Not Dimmable | Not Yet Verified |  |  | 11576 | 101.0122 | 114.6 | 8.7 | 0.976 | 3500 | 83.9
P982Q14Z | Hubbell Lighting | Columbia Lighting | LCL8-35HL-EDU | Indoor Luminaires | Linear Ambient | Direct Linear Ambient Luminaires | Standard | FALSE | [9 empty] | 4/9/2015 | Dimmable | Continuous (Can dim down to ≤ 10% (W)) | Not Yet Verified |  |  | 11576 | 101 | 114.6 | 8.7 | 0.976 | 3500 | 83.9
PQACWJHW | Hubbell Lighting | Columbia Lighting | LCL8-40LW-EU | Indoor Luminaires | Linear Ambient | Direct Linear Ambient Luminaires | Standard | FALSE | [9 empty] | 4/9/2015 | Not Dimmable | Not Dimmable | Not Yet Verified |  |  | 5288 | 116.9912 | 45.2 | 8.6 | 0.976 | 4159 | 84.6
P361SF3S | Hubbell Lighting | Columbia Lighting | LCL8-40LW-EDU | Indoor Luminaires | Linear Ambient | Direct Linear Ambient Luminaires | Standard | FALSE | [9 empty] | 4/9/2015 | Dimmable | Continuous (Can dim down to ≤ 10% (W)) | Not Yet Verified |  |  | 5288 | 117 | 45.2 | 8.6 | 0.976 | 4159 | 84.6
PXBXX4KN | Hubbell Lighting | Columbia Lighting | LCL8-40ML-EU | Indoor Luminaires | Linear Ambient | Direct Linear Ambient Luminaires | Standard | FALSE | [9 empty] | 4/9/2015 | Not Dimmable | Not Dimmable | Not Yet Verified |  |  | 10214 | 109.1239 | 93.6 | 8.6 | 0.976 | 4159 | 84.6
PJ35WHXB | Hubbell Lighting | Columbia Lighting | LCL8-40ML-EDU | Indoor Luminaires | Linear Ambient | Direct Linear Ambient Luminaires | Standard | FALSE | [9 empty] | 4/9/2015 | Dimmable | Continuous (Can dim down to ≤ 10% (W)) | Not Yet Verified |  |  | 10214 | 109.1 | 93.6 | 8.6 | 0.976 | 4159 | 84.6
PJ5KE12D | Hubbell Lighting | Columbia Lighting | LCL8-40HL-EU | Indoor Luminaires | Linear Ambient | Direct Linear Ambient Luminaires | Standard | FALSE | [9 empty] | 4/9/2015 | Not Dimmable | Not Dimmable | Not Yet Verified |  |  | 12548 | 109.8774 | 114.2 | 8.6 | 0.976 | 4159 | 84.6
P93CN8XZ | Hubbell Lighting | Columbia Lighting | LCL8-40HL-EDU | Indoor Luminaires | Linear Ambient | Direct Linear Ambient Luminaires | Standard | FALSE | [9 empty] | 4/9/2015 | Dimmable | Continuous (Can dim down to ≤ 10% (W)) | Not Yet Verified |  |  | 12548 | 109.9 | 114.2 | 8.6 | 0.976 | 4159 | 84.6
PNNH64K9 | Hubbell Lighting | Columbia Lighting | LCL4-30LW-EDU | Indoor Luminaires | Linear Ambient | Direct Linear Ambient Luminaires | Standard | FALSE | [9 empty] | 3/20/2015 | Dimmable | Continuous (Can dim down to ≤ 10% (W)) | Not Yet Verified |  |  | 2595 | 101 | 25.7 | 8.8 | 0.976 | 3144 | 83.2
PET2Q1J2 | Hubbell Lighting | Columbia Lighting | LCL4-30ML-EU | Indoor Luminaires | Linear Ambient | Direct Linear Ambient Luminaires | Standard | FALSE | [9 empty] | 3/20/2015 | Not Dimmable | Not Dimmable | Not Yet Verified |  |  | 4994 | 100.5 | 49.7 | 8.8 | 0.976 | 3144 | 83.2
P00000VGM | Hubbell Lighting | Columbia Lighting | LWC4-35LW-EDU | Indoor Luminaires | Linear Ambient | Direct Linear Ambient Luminaires | Standard | TRUE | 2392 | 98.4 | 24.3 | 17.1 | 0.913 | 3771 | 84 | 5 | 50000 | 12/17/2013 | Not Yet Verified | Not Yet Verified | Not Yet Verified |  | 2.1 | 2150 |  |  |  |  | 3500 | 84
P00000VGO | Hubbell Lighting | Columbia Lighting | LWC4-35ML-EDU | Indoor Luminaires | Linear Ambient | Direct Linear Ambient Luminaires | Standard | TRUE | 4694 | 89.8 | 52.3 | 17.8 | 0.941 | 3793 | 84 | 5 | 50000 | 12/17/2013 | Not Yet Verified | Not Yet Verified | Not Yet Verified |  | 2.1 | 4300 |  |  |  |  | 3500 | 84
P00000VGP | Hubbell Lighting | Columbia Lighting | LWC4-40ML-EDU | Indoor Luminaires | Linear Ambient | Direct Linear Ambient Luminaires | Standard | TRUE | 4839 | 93.4 | 51.8 | 17.9 | 0.94 | 4116 | 83 | 5 | 50000 | 12/17/2013 | Not Yet Verified | Not Yet Verified | Not Yet Verified |  | 2.1 | 4300 |  |  |  |  | 4000 | 83
P00000VGN | Hubbell Lighting | Columbia Lighting | LWC4-40LW-EDU | Indoor Luminaires | Linear Ambient | Direct Linear Ambient Luminaires | Standard | FALSE | [9 empty] | 12/17/2013 | Not Yet Verified | Not Yet Verified | Not Yet Verified |  |  | 2500 | 103 | 24 |  |  | 4000 | 83
P4SS9SS7 | Hubbell Lighting | Alera | LP7-OA-4-30VL-100-[CM, WM]-E | Indoor Luminaires | Linear Ambient | Direct Linear Ambient Luminaires | Standard | TRUE | 6416 | 90 | 71.4 | 11.2 | 0.98 | 3116 | 84 | 5 | 100000 | 11/13/2015 | Not Dimmable | Not Dimmable | No |  | 3 | 6041 | 84.6078 | 71.4 | 11.2 | 0.98 | 3116 | 84
PU16RB3U | Hubbell Lighting | Alera | LP7-OA-4-35LW-100-[CM, WM]-E | Indoor Luminaires | Linear Ambient | Direct Linear Ambient Luminaires | Standard | TRUE | 2834 | 101.2 | 28 | 9.4 | 0.95 | 3506 | 85 | 5 | 100000 | 11/13/2015 | Not Dimmable | Not Dimmable | No |  | 3 | 2528 | 92.9412 | 27.2 | 9.9 | 0.98 | 3506 | 85
PM9UTF9W | Hubbell Lighting | Alera | LP7-OA-4-35ML-80-[CM, WM]-E | Indoor Luminaires | Linear Ambient | Direct Linear Ambient Luminaires | Standard | TRUE | 3988 | 97.3 | 41 | 9.4 | 0.95 | 3506 | 85 | 5 | 100000 | 11/13/2015 | Not Dimmable | Not Dimmable | No |  | 3 | 3988 | 90.6364 | 44 | 9.9 | 0.98 | 3506 | 85
PTKNBHBG | Hubbell Lighting | Alera | LP7-OA-4-35HL-100-[CM, WM]-E | Indoor Luminaires | Linear Ambient | Direct Linear Ambient Luminaires | Standard | TRUE | 4595 | 88.5 | 51.9 | 9.4 | 0.95 | 3506 | 85 | 5 | 100000 | 11/13/2015 | Not Dimmable | Not Dimmable | No |  | 3 | 4595 | 88.5357 | 51.9 | 9.9 | 0.98 | 3506 | 85
P5P3T9AX | Hubbell Lighting | Alera | LP7-OA-4-40HL-80-[CM, WM]-E | Indoor Luminaires | Linear Ambient | Direct Linear Ambient Luminaires | Standard | FALSE | [9 empty] | 11/13/2015 | Not Dimmable | Not Dimmable | No |  |  | 5022 | 106.8511 | 47 | 10.3 | 0.98 | 4106 | 85.3
PRZD5FFP | Hubbell Lighting | Alera | LP7-OA-4-40HL-100-[CM, WM]-E | Indoor Luminaires | Linear Ambient | Direct Linear Ambient Luminaires | Standard | FALSE | [9 empty] | 11/13/2015 | Not Dimmable | Not Dimmable | No |  |  | 5168 | 99.5761 | 51.9 | 10.3 | 0.98 | 4106 | 85.3
PGQBH32H | Hubbell Lighting | Alera | LP7-OA-4-30LW-100-[CM, WM]-E | Indoor Luminaires | Linear Ambient | Direct Linear Ambient Luminaires | Standard | FALSE | [9 empty] | 11/13/2015 | Not Dimmable | Not Dimmable | No |  |  | 2640 | 97.0588 | 27.2 | 11.2 | 0.98 | 3116 | 84
PXZKXFBJ | Hubbell Lighting | Alera | LP7-OA-4-35ML-100-[CM, WM]-E | Indoor Luminaires | Linear Ambient | Direct Linear Ambient Luminaires | Standard | FALSE | [9 empty] | 11/13/2015 | Not Dimmable | Not Dimmable | No |  |  | 3908 | 91.7371 | 42.6 | 9.9 | 0.98 | 3506 | 85
PG514UJE | Hubbell Lighting | Alera | LP7-OA-4-40ML-80-[CM, WM]-E | Indoor Luminaires | Linear Ambient | Direct Linear Ambient Luminaires | Standard | FALSE | [9 empty] | 11/13/2015 | Not Dimmable | Not Dimmable | No |  |  | 4486 | 101.9545 | 44 | 10.3 | 0.98 | 4106 | 85.3
PBTW49JU | Hubbell Lighting | Alera | LP7-OA-4-40ML-100-[CM, WM]-E | Indoor Luminaires | Linear Ambient | Direct Linear Ambient Luminaires | Standard | FALSE | [9 empty] | 11/13/2015 | Not Dimmable | Not Dimmable | No |  |  | 4396 | 103.1925 | 42.6 | 10.3 | 0.98 | 4106 | 85.3
PJDB15XK | Hubbell Lighting | Alera | LP7-OA-4-30HL-80-[CM, WM]-E | Indoor Luminaires | Linear Ambient | Direct Linear Ambient Luminaires | Standard | FALSE | [9 empty] | 11/13/2015 | Not Dimmable | Not Dimmable | No |  |  | 4663 | 99.2128 | 47 | 11.2 | 0.98 | 3116 | 84
PVHZQM75 | Hubbell Lighting | Alera | LP7-OA-4-30HL-100-[CM, WM]-E | Indoor Luminaires | Linear Ambient | Direct Linear Ambient Luminaires | Standard | FALSE | [9 empty] | 11/13/2015 | Not Dimmable | Not Dimmable | No |  |  | 4798 | 92.447 | 51.9 | 11.2 | 0.98 | 3116 | 84
PNU93EYK | Hubbell Lighting | Alera | LP7-OA-4-35HL-80-[CM, WM]-E | Indoor Luminaires | Linear Ambient | Direct Linear Ambient Luminaires | Standard | FALSE | [9 empty] | 11/13/2015 | Not Dimmable | Not Dimmable | No |  |  | 4465 | 95 | 47 | 9.9 | 0.98 | 3506 | 85
P32WQK33 | Hubbell Lighting | Alera | LP7-OA-4-40LW-100-[CM, WM]-E | Indoor Luminaires | Linear Ambient | Direct Linear Ambient Luminaires | Standard | FALSE | [9 empty] | 11/13/2015 | Not Dimmable | Not Dimmable | No |  |  | 2843 | 104.5221 | 27.2 | 10.3 | 0.98 | 4106 | 85.3
PVD6CURE | Hubbell Lighting | Alera | LP7-OA-4-30ML-80-[CM, WM]-E | Indoor Luminaires | Linear Ambient | Direct Linear Ambient Luminaires | Standard | FALSE | [9 empty] | 11/13/2015 | Not Dimmable | Not Dimmable | No |  |  | 4164 | 94.6364 | 44 | 11.2 | 0.98 | 3116 | 84
PA1MSCC8 | Hubbell Lighting | Alera | LP7-OA-4-30ML-100-[CM, WM]-E | Indoor Luminaires | Linear Ambient | Direct Linear Ambient Luminaires | Standard | FALSE | [9 empty] | 11/13/2015 | Not Dimmable | Not Dimmable | No |  |  | 4081 | 95.7981 | 42.6 | 11.2 | 0.98 | 3116 | 84
PUMBA7Y5 | Hubbell Lighting | Alera | LP7-OA-4-40VL-100-[CM, WM]-E | Indoor Luminaires | Linear Ambient | Direct Linear Ambient Luminaires | Standard | FALSE | [9 empty] | 11/13/2015 | Not Dimmable | Not Dimmable | No |  |  | 6507 | 91.519 | 71.1 | 10.3 | 0.981 | 4106 | 85.3
PTKMBKT5 | Hubbell Lighting | Alera | LP7-OA-4-30LW-100-[CM, WM]-ED | Indoor Luminaires | Linear Ambient | Direct Linear Ambient Luminaires | Standard | FALSE | [9 empty] | 11/13/2015 | Dimmable | Continuous (Can dim down to ≤ 10% (W)) | No |  |  | 2640 | 97.0588 | 27.2 | 11.2 | 0.98 | 3116 | 84
P83H4X6H | Hubbell Lighting | Alera | LP7-OA-4-35LW-100-[CM, WM]-ED | Indoor Luminaires | Linear Ambient | Direct Linear Ambient Luminaires | Standard | FALSE | [9 empty] | 11/13/2015 | Dimmable | Continuous (Can dim down to ≤ 10% (W)) | No |  |  | 2528 | 92.9412 | 27.2 | 9.9 | 0.98 | 3506 | 85
PYBUWCFR | Hubbell Lighting | Alera | LP7-OA-4-40LW-100-[CM, WM]-ED | Indoor Luminaires | Linear Ambient | Direct Linear Ambient Luminaires | Standard | FALSE | [9 empty] | 11/13/2015 | Dimmable | Continuous (Can dim down to ≤ 10% (W)) | No |  |  | 2843 | 104.5221 | 27.2 | 10.3 | 0.98 | 4106 | 85.3
P3J49J6Z | Hubbell Lighting | Alera | LP7-OA-4-30ML-80-[CM, WM]-ED | Indoor Luminaires | Linear Ambient | Direct Linear Ambient Luminaires | Standard | FALSE | [9 empty] | 11/13/2015 | Dimmable | Continuous (Can dim down to ≤ 10% (W)) | No |  |  | 4164 | 94.6364 | 44 | 11.2 | 0.98 | 3116 | 84
PN5JP62K | Hubbell Lighting | Alera | LP7-OA-4-30ML-100-[CM, WM]-ED | Indoor Luminaires | Linear Ambient | Direct Linear Ambient Luminaires | Standard | FALSE | [9 empty] | 11/13/2015 | Dimmable | Continuous (Can dim down to ≤ 10% (W)) | No |  |  | 4081 | 95.7981 | 42.6 | 11.2 | 0.98 | 3116 | 84
P5TEAJCF | Hubbell Lighting | Alera | LP7-OA-4-35ML-80-[CM, WM]-ED | Indoor Luminaires | Linear Ambient | Direct Linear Ambient Luminaires | Standard | FALSE | [9 empty] | 11/13/2015 | Dimmable | Continuous (Can dim down to ≤ 10% (W)) | No |  |  | 3988 | 90.6364 | 44 | 9.9 | 0.98 | 3506 | 85
PAYFRKW3 | Hubbell Lighting | Alera | LP7-OA-4-35ML-100-[CM, WM]-ED | Indoor Luminaires | Linear Ambient | Direct Linear Ambient Luminaires | Standard | FALSE | [9 empty] | 11/13/2015 | Dimmable | Continuous (Can dim down to ≤ 10% (W)) | No |  |  | 3908 | 91.7371 | 42.6 | 9.9 | 0.98 | 3506 | 85
PXR5F5YC | Hubbell Lighting | Alera | LP7-OA-4-40ML-80-[CM, WM]-ED | Indoor Luminaires | Linear Ambient | Direct Linear Ambient Luminaires | Standard | FALSE | [9 empty] | 11/13/2015 | Dimmable | Continuous (Can dim down to ≤ 10% (W)) | No |  |  | 4486 | 101.9545 | 44 | 10.3 | 0.98 | 4106 | 85.3
PPJ6H51Y | Hubbell Lighting | Alera | LP7-OA-4-40ML-100-[CM, WM]-ED | Indoor Luminaires | Linear Ambient | Direct Linear Ambient Luminaires | Standard | FALSE | [9 empty] | 11/13/2015 | Dimmable | Continuous (Can dim down to ≤ 10% (W)) | No |  |  | 4396 | 103.1925 | 42.6 | 10.3 | 0.98 | 4106 | 85.3
PY5KF9X3 | Hubbell Lighting | Alera | LP7-OA-4-30HL-80-[CM, WM]-ED | Indoor Luminaires | Linear Ambient | Direct Linear Ambient Luminaires | Standard | FALSE | [9 empty] | 11/13/2015 | Dimmable | Continuous (Can dim down to ≤ 10% (W)) | No |  |  | 4663 | 99.2128 | 47 | 11.2 | 0.98 | 3116 | 84
PE1SVSQS | Hubbell Lighting | Alera | LP7-OA-4-30HL-100-[CM, WM]-ED | Indoor Luminaires | Linear Ambient | Direct Linear Ambient Luminaires | Standard | FALSE | [9 empty] | 11/13/2015 | Dimmable | Continuous (Can dim down to ≤ 10% (W)) | No |  |  | 4798 | 92.447 | 51.9 | 11.2 | 0.98 | 3116 | 84
PRQAJ46A | Hubbell Lighting | Alera | LP7-OA-4-35HL-80-[CM, WM]-ED | Indoor Luminaires | Linear Ambient | Direct Linear Ambient Luminaires | Standard | FALSE | [9 empty] | 11/13/2015 | Dimmable | Continuous (Can dim down to ≤ 10% (W)) | No |  |  | 4465 | 95 | 47 | 9.9 | 0.98 | 3506 | 85
P22JPZRT | Hubbell Lighting | Alera | LP7-OA-4-35HL-100-[CM, WM]-ED | Indoor Luminaires | Linear Ambient | Direct Linear Ambient Luminaires | Standard | FALSE | [9 empty] | 11/13/2015 | Dimmable | Continuous (Can dim down to ≤ 10% (W)) | No |  |  | 4595 | 88.5357 | 51.9 | 9.9 | 0.98 | 3506 | 85
PBSM47SG | Hubbell Lighting | Alera | LP7-OA-4-40HL-80-[CM, WM]-ED | Indoor Luminaires | Linear Ambient | Direct Linear Ambient Luminaires | Standard | FALSE | [9 empty] | 11/13/2015 | Dimmable | Continuous (Can dim down to ≤ 10% (W)) | No |  |  | 5022 | 106.8511 | 47 | 10.3 | 0.98 | 4106 | 85.3
P3CW6YR3 | Hubbell Lighting | Alera | LP7-OA-4-40HL-100-[CM, WM]-ED | Indoor Luminaires | Linear Ambient | Direct Linear Ambient Luminaires | Standard | FALSE | [9 empty] | 11/13/2015 | Dimmable | Continuous (Can dim down to ≤ 10% (W)) | No |  |  | 5168 | 99.5761 | 51.9 | 10.3 | 0.98 | 4106 | 85.3
P3UAU8US | Hubbell Lighting | Alera | LP7-OA-4-30VL-100-[CM, WM]-ED | Indoor Luminaires | Linear Ambient | Direct Linear Ambient Luminaires | Standard | FALSE | [9 empty] | 11/13/2015 | Dimmable | Continuous (Can dim down to ≤ 10% (W)) | No |  |  | 6041 | 84.6078 | 71.4 | 11.2 | 0.98 | 3116 | 84
PMHVW24E | Hubbell Lighting | Alera | LP7-OA-4-40VL-100-[CM, WM]-ED | Indoor Luminaires | Linear Ambient | Direct Linear Ambient Luminaires | Standard | FALSE | [9 empty] | 11/13/2015 | Dimmable | Continuous (Can dim down to ≤ 10% (W)) | No |  |  | 6507 | 91.519 | 71.1 | 10.3 | 0.981 | 4106 | 85.3
PDBDFYTZ | Hubbell Lighting | Alera | LP7-OA-8-30LW-100-[CM, WM]-E | Indoor Luminaires | Linear Ambient | Direct Linear Ambient Luminaires | Standard | FALSE | [9 empty] | 11/13/2015 | Not Dimmable | Not Dimmable | No |  |  | 5280 | 97.0588 | 54.4 | 11.2 | 0.98 | 3116 | 84
PTT8D2Z7 | Hubbell Lighting | Alera | LP7-OA-8-35LW-100-[CM, WM]-E | Indoor Luminaires | Linear Ambient | Direct Linear Ambient Luminaires | Standard | FALSE | [9 empty] | 11/13/2015 | Not Dimmable | Not Dimmable | No |  |  | 5056 | 92.9412 | 54.4 | 9.9 | 0.98 | 3506 | 85
PZNXB2VT | Hubbell Lighting | Alera | LP7-OA-8-40LW-100-[CM, WM]-E | Indoor Luminaires | Linear Ambient | Direct Linear Ambient Luminaires | Standard | FALSE | [9 empty] | 11/13/2015 | Not Dimmable | Not Dimmable | No |  |  | 5686 | 104.5221 | 54.4 | 10.3 | 0.98 | 4106 | 85.3
PFSNPFU2 | Hubbell Lighting | Alera | LP7-OA-8-30ML-80-[CM, WM]-E | Indoor Luminaires | Linear Ambient | Direct Linear Ambient Luminaires | Standard | FALSE | [9 empty] | 11/13/2015 | Not Dimmable | Not Dimmable | No |  |  | 8328 | 94.6364 | 88 | 11.2 | 0.98 | 3116 | 84
PJ42RU2T | Hubbell Lighting | Alera | LP7-OA-8-30ML-100-[CM, WM]-E | Indoor Luminaires | Linear Ambient | Direct Linear Ambient Luminaires | Standard | FALSE | [9 empty] | 11/13/2015 | Not Dimmable | Not Dimmable | No |  |  | 8162 | 95.7981 | 85.2 | 11.2 | 0.98 | 3116 | 84
PYFQ9422 | Hubbell Lighting | Alera | LP7-OA-8-35ML-80-[CM, WM]-E | Indoor Luminaires | Linear Ambient | Direct Linear Ambient Luminaires | Standard | FALSE | [9 empty] | 11/13/2015 | Not Dimmable | Not Dimmable | No |  |  | 7976 | 90.6364 | 88 | 9.9 | 0.98 | 3506 | 85
PQUHA66U | Hubbell Lighting | Alera | LP7-OA-8-35ML-100-[CM, WM]-E | Indoor Luminaires | Linear Ambient | Direct Linear Ambient Luminaires | Standard | FALSE | [9 empty] | 11/13/2015 | Not Dimmable | Not Dimmable | No |  |  | 7816 | 91.7371 | 85.2 | 9.9 | 0.98 | 3506 | 85
PY4186HZ | Hubbell Lighting | Alera | LP7-OA-8-40ML-80-[CM, WM]-E | Indoor Luminaires | Linear Ambient | Direct Linear Ambient Luminaires | Standard | FALSE | [9 empty] | 11/13/2015 | Not Dimmable | Not Dimmable | No |  |  | 8972 | 101.9545 | 88 | 10.3 | 0.98 | 4106 | 85.3
PV43AB3Q | Hubbell Lighting | Alera | LP7-OA-8-40ML-100-[CM, WM]-E | Indoor Luminaires | Linear Ambient | Direct Linear Ambient Luminaires | Standard | FALSE | [9 empty] | 11/13/2015 | Not Dimmable | Not Dimmable | No |  |  | 8792 | 103.1925 | 85.2 | 10.3 | 0.98 | 4106 | 85.3
PQH7NJM2 | Hubbell Lighting | Alera | LP7-OA-8-30HL-80-[CM, WM]-E | Indoor Luminaires | Linear Ambient | Direct Linear Ambient Luminaires | Standard | FALSE | [9 empty] | 11/13/2015 | Not Dimmable | Not Dimmable | No |  |  | 9326 | 99.2128 | 94 | 11.2 | 0.98 | 3116 | 84
PS3KUX5Y | Hubbell Lighting | Alera | LP7-OA-8-30HL-100-[CM, WM]-E | Indoor Luminaires | Linear Ambient | Direct Linear Ambient Luminaires | Standard | FALSE | [9 empty] | 11/13/2015 | Not Dimmable | Not Dimmable | No |  |  | 9596 | 92.447 | 103.8 | 11.2 | 0.98 | 3116 | 84
PDNCJHVP | Hubbell Lighting | Alera | LP7-OA-8-35HL-80-[CM, WM]-E | Indoor Luminaires | Linear Ambient | Direct Linear Ambient Luminaires | Standard | FALSE | [9 empty] | 11/13/2015 | Not Dimmable | Not Dimmable | No |  |  | 8930 | 95 | 94 | 9.9 | 0.98 | 3506 | 85
PAPZYWDB | Hubbell Lighting | Alera | LP7-OA-8-35HL-100-[CM, WM]-E | Indoor Luminaires | Linear Ambient | Direct Linear Ambient Luminaires | Standard | FALSE | [9 empty] | 11/13/2015 | Not Dimmable | Not Dimmable | No |  |  | 9190 | 88.5357 | 103.8 | 9.9 | 0.98 | 3506 | 85
PZP8CHQA | Hubbell Lighting | Alera | LP7-OA-8-40HL-80-[CM, WM]-E | Indoor Luminaires | Linear Ambient | Direct Linear Ambient Luminaires | Standard | FALSE | [9 empty] | 11/13/2015 | Not Dimmable | Not Dimmable | No |  |  | 10044 | 106.8511 | 94 | 10.3 | 0.98 | 4106 | 85.3
PYA5F3PC | Hubbell Lighting | Alera | LP7-OA-8-40HL-100-[CM, WM]-E | Indoor Luminaires | Linear Ambient | Direct Linear Ambient Luminaires | Standard | FALSE | [9 empty] | 11/13/2015 | Not Dimmable | Not Dimmable | No |  |  | 10336 | 99.5761 | 103.8 | 10.3 | 0.98 | 4106 | 85.3
PJAWPXPT | Hubbell Lighting | Alera | LP7-OA-8-30VL-100-[CM, WM]-E | Indoor Luminaires | Linear Ambient | Direct Linear Ambient Luminaires | Standard | FALSE | [9 empty] | 11/13/2015 | Not Dimmable | Not Dimmable | No |  |  | 12082 | 84.6078 | 142.8 | 11.2 | 0.98 | 3116 | 84
PE6S9BVF | Hubbell Lighting | Alera | LP7-OA-8-40VL-100-[CM, WM]-E | Indoor Luminaires | Linear Ambient | Direct Linear Ambient Luminaires | Standard | FALSE | [9 empty] | 11/13/2015 | Not Dimmable | Not Dimmable | No |  |  | 13014 | 91.519 | 142.2 | 10.3 | 0.981 | 4106 | 85.3
P1CXMQGX | Hubbell Lighting | Alera | LP7-OA-8-30LW-100-[CM, WM]-ED | Indoor Luminaires | Linear Ambient | Direct Linear Ambient Luminaires | Standard | FALSE | [9 empty] | 11/13/2015 | Dimmable | Continuous (Can dim down to ≤ 10% (W)) | No |  |  | 5280 | 97.0588 | 54.4 | 11.2 | 0.98 | 3116 | 84
P8N11M54 | Hubbell Lighting | Alera | LP7-OA-8-35LW-80-[CM, WM]-ED | Indoor Luminaires | Linear Ambient | Direct Linear Ambient Luminaires | Standard | FALSE | [9 empty] | 11/13/2015 | Dimmable | Continuous (Can dim down to ≤ 10% (W)) | No |  |  | 5504 | 99.7101 | 55.2 | 9.9 | 0.98 | 3506 | 85
P1V2P9PC | Hubbell Lighting | Alera | LP7-OA-8-35LW-100-[CM, WM]-ED | Indoor Luminaires | Linear Ambient | Direct Linear Ambient Luminaires | Standard | FALSE | [9 empty] | 11/13/2015 | Dimmable | Continuous (Can dim down to ≤ 10% (W)) | No |  |  | 5056 | 92.9412 | 54.4 | 9.9 | 0.98 | 3506 | 85
P17VCN44 | Hubbell Lighting | Alera | LP7-OA-8-40LW-100-[CM, WM]-ED | Indoor Luminaires | Linear Ambient | Direct Linear Ambient Luminaires | Standard | FALSE | [9 empty] | 11/13/2015 | Dimmable | Continuous (Can dim down to ≤ 10% (W)) | No |  |  | 5686 | 104.5221 | 54.4 | 10.3 | 0.98 | 4106 | 85.3
PTCK8TKU | Hubbell Lighting | Alera | LP7-OA-8-30ML-80-[CM, WM]-ED | Indoor Luminaires | Linear Ambient | Direct Linear Ambient Luminaires | Standard | FALSE | [9 empty] | 11/13/2015 | Dimmable | Continuous (Can dim down to ≤ 10% (W)) | No |  |  | 8328 | 94.6364 | 88 | 11.2 | 0.98 | 3116 | 84
P5D1J7CK | Hubbell Lighting | Alera | LP7-OA-8-30ML-100-[CM, WM]-ED | Indoor Luminaires | Linear Ambient | Direct Linear Ambient Luminaires | Standard | FALSE | [9 empty] | 11/13/2015 | Dimmable | Continuous (Can dim down to ≤ 10% (W)) | No |  |  | 8162 | 95.7981 | 85.2 | 11.2 | 0.98 | 3116 | 84
P8VQYZWN | Hubbell Lighting | Alera | LP7-OA-8-35ML-80-[CM, WM]-ED | Indoor Luminaires | Linear Ambient | Direct Linear Ambient Luminaires | Standard | FALSE | [9 empty] | 11/13/2015 | Dimmable | Continuous (Can dim down to ≤ 10% (W)) | No |  |  | 7976 | 90.6364 | 88 | 9.9 | 0.98 | 3506 | 85
PB8X57UP | Hubbell Lighting | Alera | LP7-OA-8-35ML-100-[CM, WM]-ED | Indoor Luminaires | Linear Ambient | Direct Linear Ambient Luminaires | Standard | FALSE | [9 empty] | 11/13/2015 | Dimmable | Continuous (Can dim down to ≤ 10% (W)) | No |  |  | 7816 | 91.7371 | 85.2 | 9.9 | 0.98 | 3506 | 85
P4N84FW4 | Hubbell Lighting | Alera | LP7-OA-8-40ML-80-[CM, WM]-ED | Indoor Luminaires | Linear Ambient | Direct Linear Ambient Luminaires | Standard | FALSE | [9 empty] | 11/13/2015 | Dimmable | Continuous (Can dim down to ≤ 10% (W)) | No |  |  | 8972 | 101.9545 | 88 | 10.3 | 0.98 | 4106 | 85.3
PBTN8N9S | Hubbell Lighting | Alera | LP7-OA-8-40ML-100-[CM, WM]-ED | Indoor Luminaires | Linear Ambient | Direct Linear Ambient Luminaires | Standard | FALSE | [9 empty] | 11/13/2015 | Dimmable | Continuous (Can dim down to ≤ 10% (W)) | No |  |  | 8792 | 103.1925 | 85.2 | 10.3 | 0.98 | 4106 | 85.3
PP7A892B | Hubbell Lighting | Alera | LP7-OA-8-30HL-80-[CM, WM]-ED | Indoor Luminaires | Linear Ambient | Direct Linear Ambient Luminaires | Standard | FALSE | [9 empty] | 11/13/2015 | Dimmable | Continuous (Can dim down to ≤ 10% (W)) | No |  |  | 9326 | 99.2128 | 94 | 11.2 | 0.98 | 3116 | 84
PWPYAG55 | Hubbell Lighting | Alera | LP7-OA-8-30HL-100-[CM, WM]-ED | Indoor Luminaires | Linear Ambient | Direct Linear Ambient Luminaires | Standard | FALSE | [9 empty] | 11/13/2015 | Dimmable | Continuous (Can dim down to ≤ 10% (W)) | No |  |  | 9596 | 92.447 | 103.8 | 11.2 | 0.98 | 3116 | 84
P2E4Y745 | Hubbell Lighting | Alera | LP7-OA-8-35HL-80-[CM, WM]-ED | Indoor Luminaires | Linear Ambient | Direct Linear Ambient Luminaires | Standard | FALSE | [9 empty] | 11/13/2015 | Dimmable | Continuous (Can dim down to ≤ 10% (W)) | No |  |  | 8930 | 95 | 94 | 9.9 | 0.98 | 3506 | 85
PKNKHDCK | Hubbell Lighting | Alera | LP7-OA-8-35HL-100-[CM, WM]-ED | Indoor Luminaires | Linear Ambient | Direct Linear Ambient Luminaires | Standard | FALSE | [9 empty] | 11/13/2015 | Dimmable | Continuous (Can dim down to ≤ 10% (W)) | No |  |  | 9190 | 88.5357 | 103.8 | 9.9 | 0.98 | 3506 | 85
PAQTQKTP | Hubbell Lighting | Alera | LP7-OA-8-40HL-80-[CM, WM]-ED | Indoor Luminaires | Linear Ambient | Direct Linear Ambient Luminaires | Standard | FALSE | [9 empty] | 11/13/2015 | Dimmable | Continuous (Can dim down to ≤ 10% (W)) | No |  |  | 10044 | 106.8511 | 94 | 10.3 | 0.98 | 4106 | 85.3
PVGST387 | Hubbell Lighting | Alera | LP7-OA-8-40HL-100-[CM, WM]-ED | Indoor Luminaires | Linear Ambient | Direct Linear Ambient Luminaires | Standard | FALSE | [9 empty] | 11/13/2015 | Dimmable | Continuous (Can dim down to ≤ 10% (W)) | No |  |  | 10336 | 99.5761 | 103.8 | 10.3 | 0.98 | 4106 | 85.3
PGR39JMQ | Hubbell Lighting | Alera | LP7-OA-8-30VL-100-[CM, WM]-ED | Indoor Luminaires | Linear Ambient | Direct Linear Ambient Luminaires | Standard | FALSE | [9 empty] | 11/13/2015 | Dimmable | Continuous (Can dim down to ≤ 10% (W)) | No |  |  | 12082 | 84.6078 | 142.8 | 11.2 | 0.98 | 3116 | 84
PWKWGX4P | Hubbell Lighting | Alera | LP7-OA-8-40VL-100-[CM, WM]-ED | Indoor Luminaires | Linear Ambient | Direct Linear Ambient Luminaires | Standard | FALSE | [9 empty] | 11/13/2015 | Dimmable | Continuous (Can dim down to ≤ 10% (W)) | No |  |  | 13014 | 91.519 | 142.2 | 10.3 | 0.981 | 4106 | 85.3
P2TMVTZR | Hubbell Lighting | Columbia Lighting | LXEN4-30XW-RFA-EU | Indoor Luminaires | Linear Ambient | Direct Linear Ambient Luminaires | Standard | TRUE | 1985 | 112.8 | 17.5 | 10.4 | 0.966 | 3091 | 84 | 5 | 60000 | 12/2/2015 | Not Dimmable | Not Dimmable | No |  | 3.1 | 1985 | 113 | 18 | 10.4 | 0.966 | 3091 | 84
P9QVATFW | Hubbell Lighting | Columbia Lighting | LXEN4-30LW-RFA-EU | Indoor Luminaires | Linear Ambient | Direct Linear Ambient Luminaires | Standard | TRUE | 3824 | 105.3 | 36.3 | 14.3 | 0.973 | 3096 | 84 | 5 | 60000 | 12/2/2015 | Not Dimmable | Not Dimmable | No |  | 3.1 | 3824 | 105 | 36 | 14.3 | 0.973 | 3096 | 84
PDZX7WHS | Hubbell Lighting | Columbia Lighting | LXEN4-50LW-RFA-EU | Indoor Luminaires | Linear Ambient | Direct Linear Ambient Luminaires | Standard | TRUE | 4342 | 116.7 | 37.2 | 13.8 | 0.975 | 5261 | 85 | 5 | 60000 | 12/2/2015 | Not Dimmable | Not Dimmable | No |  | 3.1 | 4342 | 117 | 37 | 13.8 | 0.975 | 5261 | 84
PKAV22YC | Hubbell Lighting | Columbia Lighting | LXEN4-30LW-RFA-EDU | Indoor Luminaires | Linear Ambient | Direct Linear Ambient Luminaires | Standard | FALSE | [9 empty] | 12/2/2015 | Dimmable | Continuous (Can dim down to ≤ 10% (W)) | No |  |  | 3824 | 105 | 36 | 14.3 | 0.973 | 3096 | 84
P7JA5W75 | Hubbell Lighting | Columbia Lighting | LXEN4-35LW-RFA-EDU | Indoor Luminaires | Linear Ambient | Direct Linear Ambient Luminaires | Standard | FALSE | [9 empty] | 12/2/2015 | Dimmable | Continuous (Can dim down to ≤ 10% (W)) | No |  |  | 3889 | 105 | 37 | 14.3 | 0.973 | 3510 | 84
PBQB8QWH | Hubbell Lighting | Columbia Lighting | LXEN4-40LW-RFA-EDU | Indoor Luminaires | Linear Ambient | Direct Linear Ambient Luminaires | Standard | FALSE | [9 empty] | 12/2/2015 | Dimmable | Continuous (Can dim down to ≤ 10% (W)) | No |  |  | 4084 | 112 | 37 | 13.8 | 0.975 | 4100 | 84
PT5NDW56 | Hubbell Lighting | Columbia Lighting | LXEN4-50LW-RFA-EDU | Indoor Luminaires | Linear Ambient | Direct Linear Ambient Luminaires | Standard | FALSE | [9 empty] | 12/2/2015 | Dimmable | Continuous (Can dim down to ≤ 10% (W)) | No |  |  | 4342 | 117 | 37 | 13.8 | 0.975 | 5261 | 84
PSP2MYER | Hubbell Lighting | Columbia Lighting | LXEN4-35LW-RFA-EU | Indoor Luminaires | Linear Ambient | Direct Linear Ambient Luminaires | Standard | FALSE | [9 empty] | 12/2/2015 | Not Dimmable | Not Dimmable | No |  |  | 3889 | 105 | 37 | 14.3 | 0.973 | 3510 | 84
PRF4YU53 | Hubbell Lighting | Columbia Lighting | LXEN4-40LW-RFA-EU | Indoor Luminaires | Linear Ambient | Direct Linear Ambient Luminaires | Standard | FALSE | [9 empty] | 12/2/2015 | Not Dimmable | Not Dimmable | No |  |  | 4084 | 112 | 37 | 13.8 | 0.975 | 4100 | 84
P3RDP16R | Hubbell Lighting | Columbia Lighting | LXEN4-35XW-RFA-EU | Indoor Luminaires | Linear Ambient | Direct Linear Ambient Luminaires | Standard | FALSE | [9 empty] | 12/2/2015 | Not Dimmable | Not Dimmable | No |  |  | 2019 | 112 | 18 | 10.4 | 0.966 | 3510 | 84
PT4A5BMP | Hubbell Lighting | Columbia Lighting | LXEN4-40XW-RFA-EU | Indoor Luminaires | Linear Ambient | Direct Linear Ambient Luminaires | Standard | FALSE | [9 empty] | 12/2/2015 | Not Dimmable | Not Dimmable | No |  |  | 2086 | 116 | 18 | 11.1 | 0.957 | 4100 | 84
PDT6ATFK | Hubbell Lighting | Columbia Lighting | LXEN4-50XW-RFA-EU | Indoor Luminaires | Linear Ambient | Direct Linear Ambient Luminaires | Standard | FALSE | [9 empty] | 12/2/2015 | Not Dimmable | Not Dimmable | No |  |  | 2161 | 122 | 18 | 11.1 | 0.957 | 5171 | 84
PF9ZWPHK | Hubbell Lighting | Columbia Lighting | LXEN4-30XW-RFA-EDU | Indoor Luminaires | Linear Ambient | Direct Linear Ambient Luminaires | Standard | FALSE | [9 empty] | 12/2/2015 | Dimmable | Continuous (Can dim down to ≤ 10% (W)) | No |  |  | 1985 | 113 | 18 | 10.4 | 0.966 | 3091 | 84
PBN4AN2U | Hubbell Lighting | Columbia Lighting | LXEN4-35XW-RFA-EDU | Indoor Luminaires | Linear Ambient | Direct Linear Ambient Luminaires | Standard | FALSE | [9 empty] | 12/2/2015 | Dimmable | Continuous (Can dim down to ≤ 10% (W)) | No |  |  | 2019 | 112 | 18 | 10.4 | 0.966 | 3510 | 84
PMQGNWVB | Hubbell Lighting | Columbia Lighting | LXEN4-40XW-RFA-EDU | Indoor Luminaires | Linear Ambient | Direct Linear Ambient Luminaires | Standard | FALSE | [9 empty] | 12/2/2015 | Dimmable | Continuous (Can dim down to ≤ 10% (W)) | No |  |  | 2086 | 116 | 18 | 11.1 | 0.957 | 4100 | 84
PZYYBXRX | Hubbell Lighting | Columbia Lighting | LXEN4-50XW-RFA-EDU | Indoor Luminaires | Linear Ambient | Direct Linear Ambient Luminaires | Standard | FALSE | [9 empty] | 12/2/2015 | Dimmable | Continuous (Can dim down to ≤ 10% (W)) | No |  |  | 2161 | 122 | 18 | 11.1 | 0.957 | 5171 | 84
PZJT7Q5G | Hubbell Lighting | Alera | LCVR-L-4-40HL-100-E | Indoor Luminaires | Linear Ambient | Direct Linear Ambient Luminaires | Standard | TRUE | 4727 | 92.1 | 51.3 | 9.4 | 0.957 | 4147 | 84 | 5 | 100000 | 2/2/2016 | Not Dimmable | Not Dimmable | Yes |  | 3.1 | 4727 | 89.3 | 52.9 | 9.4 | 0.957 | 4031 | 85
PFBR9J42 | Hubbell Lighting | Alera | LCVR-L-4-35LW-100-E | Indoor Luminaires | Linear Ambient | Direct Linear Ambient Luminaires | Standard | TRUE | 2723 | 87.6 | 31.1 | 9.4 | 0.957 | 3498 | 85 | 5 | 100000 | 2/2/2016 | Not Dimmable | Not Dimmable | Yes |  | 3.1 | 2723 | 87.5 | 31.1 | 9.4 | 0.957 | 3498 | 85
PMS6NWCC | Hubbell Lighting | Alera | LCVR-L-4-40VL-100-E | Indoor Luminaires | Linear Ambient | Direct Linear Ambient Luminaires | Standard | TRUE | 6275 | 87.8 | 71.5 | 9.2 | 0.98 | 4147 | 84 | 5 | 100000 | 2/2/2016 | Not Dimmable | Not Dimmable | Yes |  | 3.1 | 6275 | 87.1 | 72 | 9.4 | 0.957 | 4031 | 85
P6PVEBR5 | Hubbell Lighting | Alera | LCVR-L-4-30LW-65-ED | Indoor Luminaires | Linear Ambient | Direct Linear Ambient Luminaires | Standard | FALSE | [9 empty] | 2/2/2016 | Dimmable | Continuous (Can dim down to ≤ 10% (W)) | Yes |  |  | 3349 | 107.6 | 31.1 | 9.4 | 0.957 | 3088 | 85
P8XKG88R | Hubbell Lighting | Alera | LCVR-L-4-30LW-100-ED | Indoor Luminaires | Linear Ambient | Direct Linear Ambient Luminaires | Standard | FALSE | [9 empty] | 2/2/2016 | Dimmable | Continuous (Can dim down to ≤ 10% (W)) | Yes |  |  | 2732 | 87.8 | 31.1 | 9.4 | 0.957 | 3088 | 85
PX429RX7 | Hubbell Lighting | Alera | LCVR-L-4-35LW-65-ED | Indoor Luminaires | Linear Ambient | Direct Linear Ambient Luminaires | Standard | FALSE | [9 empty] | 2/2/2016 | Dimmable | Continuous (Can dim down to ≤ 10% (W)) | Yes |  |  | 3338 | 107.3 | 31.1 | 9.4 | 0.957 | 3498 | 85
PBZE4HXB | Hubbell Lighting | Alera | LCVR-L-4-35LW-100-ED | Indoor Luminaires | Linear Ambient | Direct Linear Ambient Luminaires | Standard | FALSE | [9 empty] | 2/2/2016 | Dimmable | Continuous (Can dim down to ≤ 10% (W)) | Yes |  |  | 2723 | 87.5 | 31.1 | 9.4 | 0.957 | 3498 | 85
PPW6S2WP | Hubbell Lighting | Alera | LCVR-L-4-40LW-65-ED | Indoor Luminaires | Linear Ambient | Direct Linear Ambient Luminaires | Standard | FALSE | [9 empty] | 2/2/2016 | Dimmable | Continuous (Can dim down to ≤ 10% (W)) | Yes |  |  | 3856 | 123.9 | 31.1 | 9.4 | 0.957 | 4031 | 85
PB5SA6T5 | Hubbell Lighting | Alera | LCVR-L-4-40LW-100-ED | Indoor Luminaires | Linear Ambient | Direct Linear Ambient Luminaires | Standard | FALSE | [9 empty] | 2/2/2016 | Dimmable | Continuous (Can dim down to ≤ 10% (W)) | Yes |  |  | 3146 | 101.1 | 31.1 | 9.4 | 0.957 | 4031 | 85
PVTVXYDZ | Hubbell Lighting | Alera | LCVR-L-4-30ML-65-ED | Indoor Luminaires | Linear Ambient | Direct Linear Ambient Luminaires | Standard | FALSE | [9 empty] | 2/2/2016 | Dimmable | Continuous (Can dim down to ≤ 10% (W)) | Yes |  |  | 4122 | 96 | 42.9 | 9.13 | 0.971 | 3088 | 83.8
PXEPFRE4 | Hubbell Lighting | Alera | LCVR-L-4-35ML-65-ED | Indoor Luminaires | Linear Ambient | Direct Linear Ambient Luminaires | Standard | FALSE | [9 empty] | 2/2/2016 | Dimmable | Continuous (Can dim down to ≤ 10% (W)) | Yes |  |  | 4108 | 95.7 | 42.9 | 9.4 | 0.957 | 3498 | 85
PZRM433U | Hubbell Lighting | Alera | LCVR-L-4-40ML-65-ED | Indoor Luminaires | Linear Ambient | Direct Linear Ambient Luminaires | Standard | FALSE | [9 empty] | 2/2/2016 | Dimmable | Continuous (Can dim down to ≤ 10% (W)) | Yes |  |  | 4746 | 110.6 | 42.9 | 9.4 | 0.957 | 4031 | 85
PBQ1FNCV | Hubbell Lighting | Alera | LCVR-L-4-40ML-100-ED | Indoor Luminaires | Linear Ambient | Direct Linear Ambient Luminaires | Standard | FALSE | [9 empty] | 2/2/2016 | Dimmable | Continuous (Can dim down to ≤ 10% (W)) | Yes |  |  | 3968 | 92.4 | 42.9 | 9.4 | 0.957 | 4031 | 85
P9J8VDBS | Hubbell Lighting | Alera | LCVR-L-4-30HL-65-ED | Indoor Luminaires | Linear Ambient | Direct Linear Ambient Luminaires | Standard | FALSE | [9 empty] | 2/2/2016 | Dimmable | Continuous (Can dim down to ≤ 10% (W)) | Yes |  |  | 4982 | 94.1 | 52.9 | 9.13 | 0.971 | 3088 | 83.8
PGUGUUN1 | Hubbell Lighting | Alera | LCVR-L-4-35HL-65-ED | Indoor Luminaires | Linear Ambient | Direct Linear Ambient Luminaires | Standard | FALSE | [9 empty] | 2/2/2016 | Dimmable | Continuous (Can dim down to ≤ 10% (W)) | Yes |  |  | 4965 | 93.8 | 52.9 | 9.4 | 0.957 | 3498 | 85
PSTMMRUN | Hubbell Lighting | Alera | LCVR-L-4-40HL-65-ED | Indoor Luminaires | Linear Ambient | Direct Linear Ambient Luminaires | Standard | FALSE | [9 empty] | 2/2/2016 | Dimmable | Continuous (Can dim down to ≤ 10% (W)) | Yes |  |  | 5736 | 108.4 | 52.9 | 9.4 | 0.957 | 4031 | 85
PPFGCZKT | Hubbell Lighting | Alera | LCVR-L-4-40HL-100-ED | Indoor Luminaires | Linear Ambient | Direct Linear Ambient Luminaires | Standard | FALSE | [9 empty] | 2/2/2016 | Dimmable | Continuous (Can dim down to ≤ 10% (W)) | Yes |  |  | 4727 | 89.3 | 52.9 | 9.4 | 0.957 | 4031 | 85
PD5RMADY | Hubbell Lighting | Alera | LCVR-L-4-30VL-65-ED | Indoor Luminaires | Linear Ambient | Direct Linear Ambient Luminaires | Standard | FALSE | [9 empty] | 2/2/2016 | Dimmable | Continuous (Can dim down to ≤ 10% (W)) | Yes |  |  | 6681 | 92.7 | 72 | 9.13 | 0.971 | 3088 | 83.8
P5QWMDNS | Hubbell Lighting | Alera | LCVR-L-4-35VL-65-ED | Indoor Luminaires | Linear Ambient | Direct Linear Ambient Luminaires | Standard | FALSE | [9 empty] | 2/2/2016 | Dimmable | Continuous (Can dim down to ≤ 10% (W)) | Yes |  |  | 6658 | 92.4 | 72 | 9.4 | 0.957 | 3498 | 85
P6DJJR4V | Hubbell Lighting | Alera | LCVR-L-4-40VL-65-ED | Indoor Luminaires | Linear Ambient | Direct Linear Ambient Luminaires | Standard | FALSE | [9 empty] | 2/2/2016 | Dimmable | Continuous (Can dim down to ≤ 10% (W)) | Yes |  |  | 7118 | 98.8 | 72 | 9.4 | 0.957 | 4031 | 85
P6P47UHV | Hubbell Lighting | Alera | LCVR-L-4-40VL-100-ED | Indoor Luminaires | Linear Ambient | Direct Linear Ambient Luminaires | Standard | FALSE | [9 empty] | 2/2/2016 | Dimmable | Continuous (Can dim down to ≤ 10% (W)) | Yes |  |  | 6275 | 87.1 | 72 | 9.4 | 0.957 | 4031 | 85
PD1SP28D | Hubbell Lighting | Alera | LCVR-L-8-30LW-65-E | Indoor Luminaires | Linear Ambient | Direct Linear Ambient Luminaires | Standard | FALSE | [9 empty] | 2/2/2016 | Not Dimmable | Not Dimmable | Yes |  |  | 6698 | 107.6 | 62.2 | 9.4 | 0.957 | 3088 | 85
PZ2HTHBX | Hubbell Lighting | Alera | LCVR-L-8-30LW-100-E | Indoor Luminaires | Linear Ambient | Direct Linear Ambient Luminaires | Standard | FALSE | [9 empty] | 2/2/2016 | Not Dimmable | Not Dimmable | Yes |  |  | 5464 | 87.8 | 62.2 | 9.4 | 0.957 | 3088 | 85
PD1ANF5S | Hubbell Lighting | Alera | LCVR-L-8-35LW-65-E | Indoor Luminaires | Linear Ambient | Direct Linear Ambient Luminaires | Standard | FALSE | [9 empty] | 2/2/2016 | Not Dimmable | Not Dimmable | Yes |  |  | 6676 | 107.3 | 62.2 | 9.4 | 0.957 | 3498 | 85
PC83JS8G | Hubbell Lighting | Alera | LCVR-L-8-35LW-100-E | Indoor Luminaires | Linear Ambient | Direct Linear Ambient Luminaires | Standard | FALSE | [9 empty] | 2/2/2016 | Not Dimmable | Not Dimmable | Yes |  |  | 5446 | 87.5 | 62.2 | 9.4 | 0.957 | 3498 | 85
PRWQS6D2 | Hubbell Lighting | Alera | LCVR-L-8-40LW-65-E | Indoor Luminaires | Linear Ambient | Direct Linear Ambient Luminaires | Standard | FALSE | [9 empty] | 2/2/2016 | Not Dimmable | Not Dimmable | Yes |  |  | 7712 | 123.9 | 62.2 | 9.4 | 0.957 | 4031 | 85
PYD7MPPG | Hubbell Lighting | Alera | LCVR-L-8-40LW-100-E | Indoor Luminaires | Linear Ambient | Direct Linear Ambient Luminaires | Standard | FALSE | [9 empty] | 2/2/2016 | Not Dimmable | Not Dimmable | Yes |  |  | 6292 | 101.1 | 62.2 | 9.4 | 0.957 | 4031 | 85
PNB2H283 | Hubbell Lighting | Alera | LCVR-L-8-30ML-65-E | Indoor Luminaires | Linear Ambient | Direct Linear Ambient Luminaires | Standard | FALSE | [9 empty] | 2/2/2016 | Not Dimmable | Not Dimmable | Yes |  |  | 8244 | 96 | 85.8 | 9.13 | 0.971 | 3088 | 83.8
PY4UNPCB | Hubbell Lighting | Alera | LCVR-L-8-35ML-65-E | Indoor Luminaires | Linear Ambient | Direct Linear Ambient Luminaires | Standard | FALSE | [9 empty] | 2/2/2016 | Not Dimmable | Not Dimmable | Yes |  |  | 8216 | 95.7 | 85.8 | 9.4 | 0.957 | 3498 | 85
P3YEKA6H | Hubbell Lighting | Alera | LCVR-L-8-40ML-65-E | Indoor Luminaires | Linear Ambient | Direct Linear Ambient Luminaires | Standard | FALSE | [9 empty] | 2/2/2016 | Not Dimmable | Not Dimmable | Yes |  |  | 9492 | 110.6 | 85.8 | 9.4 | 0.957 | 4031 | 85
PE4BM86Q | Hubbell Lighting | Alera | LCVR-L-8-40ML-100-E | Indoor Luminaires | Linear Ambient | Direct Linear Ambient Luminaires | Standard | FALSE | [9 empty] | 2/2/2016 | Not Dimmable | Not Dimmable | Yes |  |  | 7936 | 92.4 | 85.8 | 9.4 | 0.957 | 4031 | 85
PWCA3RJZ | Hubbell Lighting | Alera | LCVR-L-8-30HL-65-E | Indoor Luminaires | Linear Ambient | Direct Linear Ambient Luminaires | Standard | FALSE | [9 empty] | 2/2/2016 | Not Dimmable | Not Dimmable | Yes |  |  | 9964 | 94.1 | 105.8 | 9.13 | 0.971 | 3088 | 83.8
P6BA1AQ3 | Hubbell Lighting | Alera | LCVR-L-8-35HL-65-E | Indoor Luminaires | Linear Ambient | Direct Linear Ambient Luminaires | Standard | FALSE | [9 empty] | 2/2/2016 | Not Dimmable | Not Dimmable | Yes |  |  | 9930 | 93.8 | 105.8 | 9.4 | 0.957 | 3498 | 85
P35DTBZ6 | Hubbell Lighting | Alera | LCVR-L-8-40HL-65-E | Indoor Luminaires | Linear Ambient | Direct Linear Ambient Luminaires | Standard | FALSE | [9 empty] | 2/2/2016 | Not Dimmable | Not Dimmable | Yes |  |  | 11472 | 108.4 | 105.8 | 9.4 | 0.957 | 4031 | 85
PQ2BPS9H | Hubbell Lighting | Alera | LCVR-L-8-40HL-100-E | Indoor Luminaires | Linear Ambient | Direct Linear Ambient Luminaires | Standard | FALSE | [9 empty] | 2/2/2016 | Not Dimmable | Not Dimmable | Yes |  |  | 9454 | 89.3 | 105.8 | 9.4 | 0.957 | 4031 | 85
PG173CNC | Hubbell Lighting | Alera | LCVR-L-8-30VL-65-E | Indoor Luminaires | Linear Ambient | Direct Linear Ambient Luminaires | Standard | FALSE | [9 empty] | 2/2/2016 | Not Dimmable | Not Dimmable | Yes |  |  | 13362 | 92.7 | 144 | 9.13 | 0.971 | 3088 | 83.8
P1UV73M6 | Hubbell Lighting | Alera | LCVR-L-8-35VL-65-E | Indoor Luminaires | Linear Ambient | Direct Linear Ambient Luminaires | Standard | FALSE | [9 empty] | 2/2/2016 | Not Dimmable | Not Dimmable | Yes |  |  | 13316 | 92.4 | 144 | 9.4 | 0.957 | 3498 | 85
PXEUARRN | Hubbell Lighting | Alera | LCVR-L-8-40VL-65-E | Indoor Luminaires | Linear Ambient | Direct Linear Ambient Luminaires | Standard | FALSE | [9 empty] | 2/2/2016 | Not Dimmable | Not Dimmable | Yes |  |  | 14236 | 98.8 | 144 | 9.4 | 0.957 | 4031 | 85
P9746FTF | Hubbell Lighting | Alera | LCVR-L-8-40VL-100-E | Indoor Luminaires | Linear Ambient | Direct Linear Ambient Luminaires | Standard | FALSE | [9 empty] | 2/2/2016 | Not Dimmable | Not Dimmable | Yes |  |  | 12550 | 87.1 | 144 | 9.4 | 0.957 | 4031 | 85
PM9Q9KSZ | Hubbell Lighting | Alera | LCVR-L-8-30LW-65-ED | Indoor Luminaires | Linear Ambient | Direct Linear Ambient Luminaires | Standard | FALSE | [9 empty] | 2/2/2016 | Dimmable | Continuous (Can dim down to ≤ 10% (W)) | Yes |  |  | 6698 | 107.6 | 62.2 | 9.4 | 0.957 | 3088 | 85
PKD77B1B | Hubbell Lighting | Alera | LCVR-L-8-30LW-100-ED | Indoor Luminaires | Linear Ambient | Direct Linear Ambient Luminaires | Standard | FALSE | [9 empty] | 2/2/2016 | Dimmable | Continuous (Can dim down to ≤ 10% (W)) | Yes |  |  | 5464 | 87.8 | 62.2 | 9.4 | 0.957 | 3088 | 85
PKUWHP93 | Hubbell Lighting | Alera | LCVR-L-8-35LW-65-ED | Indoor Luminaires | Linear Ambient | Direct Linear Ambient Luminaires | Standard | FALSE | [9 empty] | 2/2/2016 | Dimmable | Continuous (Can dim down to ≤ 10% (W)) | Yes |  |  | 6676 | 107.3 | 62.2 | 9.4 | 0.957 | 3498 | 85
PXSPBU5H | Hubbell Lighting | Alera | LCVR-L-8-35LW-100-ED | Indoor Luminaires | Linear Ambient | Direct Linear Ambient Luminaires | Standard | FALSE | [9 empty] | 2/2/2016 | Dimmable | Continuous (Can dim down to ≤ 10% (W)) | Yes |  |  | 5446 | 87.5 | 62.2 | 9.4 | 0.957 | 3498 | 85
P3C6756Q | Hubbell Lighting | Alera | LCVR-L-8-40LW-65-ED | Indoor Luminaires | Linear Ambient | Direct Linear Ambient Luminaires | Standard | FALSE | [9 empty] | 2/2/2016 | Dimmable | Continuous (Can dim down to ≤ 10% (W)) | Yes |  |  | 7712 | 123.9 | 62.2 | 9.4 | 0.957 | 4031 | 85
PUF8T4GM | Hubbell Lighting | Alera | LCVR-L-8-40LW-100-ED | Indoor Luminaires | Linear Ambient | Direct Linear Ambient Luminaires | Standard | FALSE | [9 empty] | 2/2/2016 | Dimmable | Continuous (Can dim down to ≤ 10% (W)) | Yes |  |  | 6292 | 101.1 | 62.2 | 9.4 | 0.957 | 4031 | 85
PBXCPZKY | Hubbell Lighting | Alera | LCVR-L-8-30ML-65-ED | Indoor Luminaires | Linear Ambient | Direct Linear Ambient Luminaires | Standard | FALSE | [9 empty] | 2/2/2016 | Dimmable | Continuous (Can dim down to ≤ 10% (W)) | Yes |  |  | 8244 | 96 | 85.8 | 9.13 | 0.971 | 3088 | 83.8
PNHY2UPY | Hubbell Lighting | Alera | LCVR-L-8-35ML-65-ED | Indoor Luminaires | Linear Ambient | Direct Linear Ambient Luminaires | Standard | FALSE | [9 empty] | 2/2/2016 | Dimmable | Continuous (Can dim down to ≤ 10% (W)) | Yes |  |  | 8216 | 95.7 | 85.8 | 9.4 | 0.957 | 3498 | 85
PTA71WRS | Hubbell Lighting | Alera | LCVR-L-8-40ML-65-ED | Indoor Luminaires | Linear Ambient | Direct Linear Ambient Luminaires | Standard | FALSE | [9 empty] | 2/2/2016 | Dimmable | Continuous (Can dim down to ≤ 10% (W)) | Yes |  |  | 9492 | 110.6 | 85.8 | 9.4 | 0.957 | 4031 | 85
PAAAG4W2 | Hubbell Lighting | Alera | LCVR-L-8-40ML-100-ED | Indoor Luminaires | Linear Ambient | Direct Linear Ambient Luminaires | Standard | FALSE | [9 empty] | 2/2/2016 | Dimmable | Continuous (Can dim down to ≤ 10% (W)) | Yes |  |  | 7936 | 92.4 | 85.8 | 9.4 | 0.957 | 4031 | 85
PPX1V2RV | Hubbell Lighting | Alera | LCVR-L-8-30HL-65-ED | Indoor Luminaires | Linear Ambient | Direct Linear Ambient Luminaires | Standard | FALSE | [9 empty] | 2/2/2016 | Dimmable | Continuous (Can dim down to ≤ 10% (W)) | Yes |  |  | 9964 | 94.1 | 105.8 | 9.13 | 0.971 | 3088 | 83.8
P4KX4UVR | Hubbell Lighting | Alera | LCVR-L-8-35HL-65-ED | Indoor Luminaires | Linear Ambient | Direct Linear Ambient Luminaires | Standard | FALSE | [9 empty] | 2/2/2016 | Dimmable | Continuous (Can dim down to ≤ 10% (W)) | Yes |  |  | 9930 | 93.8 | 105.8 | 9.4 | 0.957 | 3498 | 85
P5HEKT1B | Hubbell Lighting | Alera | LCVR-L-8-40HL-65-ED | Indoor Luminaires | Linear Ambient | Direct Linear Ambient Luminaires | Standard | FALSE | [9 empty] | 2/2/2016 | Dimmable | Continuous (Can dim down to ≤ 10% (W)) | Yes |  |  | 11472 | 108.4 | 105.8 | 9.4 | 0.957 | 4031 | 85
PEA2G24A | Hubbell Lighting | Alera | LCVR-L-8-40HL-100-ED | Indoor Luminaires | Linear Ambient | Direct Linear Ambient Luminaires | Standard | FALSE | [9 empty] | 2/2/2016 | Dimmable | Continuous (Can dim down to ≤ 10% (W)) | Yes |  |  | 9454 | 89.3 | 105.8 | 9.4 | 0.957 | 4031 | 85
PXBG6Z68 | Hubbell Lighting | Alera | LCVR-L-8-30VL-65-ED | Indoor Luminaires | Linear Ambient | Direct Linear Ambient Luminaires | Standard | FALSE | [9 empty] | 2/2/2016 | Dimmable | Continuous (Can dim down to ≤ 10% (W)) | Yes |  |  | 13362 | 92.7 | 144 | 9.13 | 0.971 | 3088 | 83.8
PV7G27DY | Hubbell Lighting | Alera | LCVR-L-8-35VL-65-ED | Indoor Luminaires | Linear Ambient | Direct Linear Ambient Luminaires | Standard | FALSE | [9 empty] | 2/2/2016 | Dimmable | Continuous (Can dim down to ≤ 10% (W)) | Yes |  |  | 13316 | 92.4 | 144 | 9.4 | 0.957 | 3498 | 85
PZK6C5BE | Hubbell Lighting | Alera | LCVR-L-8-40VL-65-ED | Indoor Luminaires | Linear Ambient | Direct Linear Ambient Luminaires | Standard | FALSE | [9 empty] | 2/2/2016 | Dimmable | Continuous (Can dim down to ≤ 10% (W)) | Yes |  |  | 14236 | 98.8 | 144 | 9.4 | 0.957 | 4031 | 85
P257M6ZJ | Hubbell Lighting | Alera | LCVR-L-8-40VL-100-ED | Indoor Luminaires | Linear Ambient | Direct Linear Ambient Luminaires | Standard | FALSE | [9 empty] | 2/2/2016 | Dimmable | Continuous (Can dim down to ≤ 10% (W)) | Yes |  |  | 12550 | 87.1 | 144 | 9.4 | 0.957 | 4031 | 85
PCGRFXB3 | Hubbell Lighting | Alera | LCVR-L-4-40LW-65-E | Indoor Luminaires | Linear Ambient | Direct Linear Ambient Luminaires | Standard | FALSE | [9 empty] | 2/2/2016 | Not Dimmable | Not Dimmable | Yes |  |  | 3856 | 123.9 | 31.1 | 9.4 | 0.957 | 4031 | 85
PXNX7A3D | Hubbell Lighting | Alera | LCVR-L-4-40LW-100-E | Indoor Luminaires | Linear Ambient | Direct Linear Ambient Luminaires | Standard | FALSE | [9 empty] | 2/2/2016 | Not Dimmable | Not Dimmable | Yes |  |  | 3146 | 101.1 | 31.1 | 9.4 | 0.957 | 4031 | 85
PT3W4YT8 | Hubbell Lighting | Alera | LCVR-L-4-30ML-65-E | Indoor Luminaires | Linear Ambient | Direct Linear Ambient Luminaires | Standard | FALSE | [9 empty] | 2/2/2016 | Not Dimmable | Not Dimmable | Yes |  |  | 4122 | 96 | 42.9 | 9.13 | 0.971 | 3088 | 83.8
PRRN7G99 | Hubbell Lighting | Alera | LCVR-L-4-35ML-65-E | Indoor Luminaires | Linear Ambient | Direct Linear Ambient Luminaires | Standard | FALSE | [9 empty] | 2/2/2016 | Not Dimmable | Not Dimmable | Yes |  |  | 4108 | 95.7 | 42.9 | 9.4 | 0.957 | 3498 | 85
PXXNPDPH | Hubbell Lighting | Alera | LCVR-L-4-40ML-65-E | Indoor Luminaires | Linear Ambient | Direct Linear Ambient Luminaires | Standard | FALSE | [9 empty] | 2/2/2016 | Not Dimmable | Not Dimmable | Yes |  |  | 4746 | 110.6 | 42.9 | 9.4 | 0.957 | 4031 | 85
PKQ1MQQD | Hubbell Lighting | Alera | LCVR-L-4-40ML-100-E | Indoor Luminaires | Linear Ambient | Direct Linear Ambient Luminaires | Standard | FALSE | [9 empty] | 2/2/2016 | Not Dimmable | Not Dimmable | Yes |  |  | 3968 | 92.4 | 42.9 | 9.4 | 0.957 | 4031 | 85
P3F7SV7X | Hubbell Lighting | Alera | LCVR-L-4-30HL-65-E | Indoor Luminaires | Linear Ambient | Direct Linear Ambient Luminaires | Standard | FALSE | [9 empty] | 2/2/2016 | Not Dimmable | Not Dimmable | Yes |  |  | 4982 | 94.1 | 52.9 | 9.13 | 0.971 | 3088 | 83.8
PH4EVM3W | Hubbell Lighting | Alera | LCVR-L-4-35HL-65-E | Indoor Luminaires | Linear Ambient | Direct Linear Ambient Luminaires | Standard | FALSE | [9 empty] | 2/2/2016 | Not Dimmable | Not Dimmable | Yes |  |  | 4965 | 93.8 | 52.9 | 9.4 | 0.957 | 3498 | 85
P1CJQB3A | Hubbell Lighting | Alera | LCVR-L-4-40HL-65-E | Indoor Luminaires | Linear Ambient | Direct Linear Ambient Luminaires | Standard | FALSE | [9 empty] | 2/2/2016 | Not Dimmable | Not Dimmable | Yes |  |  | 5736 | 108.4 | 52.9 | 9.4 | 0.957 | 4031 | 85
PP6TJD5Y | Hubbell Lighting | Alera | LCVR-L-4-30VL-65-E | Indoor Luminaires | Linear Ambient | Direct Linear Ambient Luminaires | Standard | FALSE | [9 empty] | 2/2/2016 | Not Dimmable | Not Dimmable | Yes |  |  | 6681 | 92.7 | 72 | 9.13 | 0.971 | 3088 | 83.8
PJRQXCMP | Hubbell Lighting | Alera | LCVR-L-4-35VL-65-E | Indoor Luminaires | Linear Ambient | Direct Linear Ambient Luminaires | Standard | FALSE | [9 empty] | 2/2/2016 | Not Dimmable | Not Dimmable | Yes |  |  | 6658 | 92.4 | 72 | 9.4 | 0.957 | 3498 | 85
P3H43VXV | Hubbell Lighting | Alera | LCVR-L-4-40VL-65-E | Indoor Luminaires | Linear Ambient | Direct Linear Ambient Luminaires | Standard | FALSE | [9 empty] | 2/2/2016 | Not Dimmable | Not Dimmable | Yes |  |  | 7118 | 98.8 | 72 | 9.4 | 0.957 | 4031 | 85
PEYCNX8E | Hubbell Lighting | Alera | LCVR-L-4-30LW-65-E | Indoor Luminaires | Linear Ambient | Direct Linear Ambient Luminaires | Standard | FALSE | [9 empty] | 2/2/2016 | Not Dimmable | Not Dimmable | Yes |  |  | 3349 | 107.6 | 31.1 | 9.4 | 0.957 | 3088 | 85
PMS579SG | Hubbell Lighting | Alera | LCVR-L-4-30LW-100-E | Indoor Luminaires | Linear Ambient | Direct Linear Ambient Luminaires | Standard | FALSE | [9 empty] | 2/2/2016 | Not Dimmable | Not Dimmable | Yes |  |  | 2732 | 87.8 | 31.1 | 9.4 | 0.957 | 3088 | 85
P2E44TNA | Hubbell Lighting | Alera | LCVR-L-4-35LW-65-E | Indoor Luminaires | Linear Ambient | Direct Linear Ambient Luminaires | Standard | FALSE | [9 empty] | 2/2/2016 | Not Dimmable | Not Dimmable | Yes |  |  | 3338 | 107.3 | 31.1 | 9.4 | 0.957 | 3498 | 85
PB7GKAPZ | Hubbell Lighting | Columbia Lighting | MPL4-30LW-AD-EU-FA | Indoor Luminaires | Linear Ambient | Direct Linear Ambient Luminaires | Premium | TRUE | 5626 | 112.7 | 49.9 | 8.2 | 0.98 | 3017 | 83 | 5 | 60000 | 4/28/2016 | Not Dimmable | Not Dimmable | Yes |  | 3.1 | 5556 | 114.8 | 48.4 | 5 | 0.998 | 3017 | 83
PJMVU81A | Hubbell Lighting | Columbia Lighting | MPL4-930LW-AD-EU-FA | Indoor Luminaires | Linear Ambient | Direct Linear Ambient Luminaires | Standard | TRUE | 4911 | 99.2 | 49.5 | 8.2 | 0.98 | 3025 | 91 | 5 | 60000 | 4/28/2016 | Not Dimmable | Not Dimmable | Yes |  | 3.1 | 4850 | 98 | 49.5 | 5 | 0.998 | 3034 | 91
PDMB8Y5M | Hubbell Lighting | Columbia Lighting | MPL4-930VL-AD-EU-FA | Indoor Luminaires | Linear Ambient | Direct Linear Ambient Luminaires | Standard | TRUE | 8587 | 89.9 | 95.5 | 5.9 | 0.98 | 3017 | 83 | 5 | 60000 | 4/28/2016 | Not Dimmable | Not Dimmable | Yes |  | 3.1 | 8726 | 91.1 | 95.8 | 5.9 | 0.978 | 3034 | 91
PX869624 | Hubbell Lighting | Columbia Lighting | MPL4-930VL-FA-EDU | Indoor Luminaires | Linear Ambient | Direct Linear Ambient Luminaires | Standard | FALSE | [9 empty] | 4/28/2016 | Dimmable | Continuous (Cannot dim down to ≤ 10% (W) | Yes |  |  | 8887 | 93.1 | 95.5 | 5.9 | 0.978 | 3034 | 91
PQHCA96E | Hubbell Lighting | Columbia Lighting | MPL4-930VL-FA-EU | Indoor Luminaires | Linear Ambient | Direct Linear Ambient Luminaires | Standard | FALSE | [9 empty] | 4/28/2016 | Not Dimmable | Not Dimmable | Yes |  |  | 8887 | 93.1 | 95.5 | 5.9 | 0.978 | 3034 | 91
P6KJT11X | Hubbell Lighting | Columbia Lighting | MPL4-930VL-W-EDU | Indoor Luminaires | Linear Ambient | Direct Linear Ambient Luminaires | Standard | FALSE | [9 empty] | 4/28/2016 | Dimmable | Continuous (Cannot dim down to ≤ 10% (W) | Yes |  |  | 9660 | 101.2 | 95.5 | 5.9 | 0.978 | 3034 | 91
PPF6FXXE | Hubbell Lighting | Columbia Lighting | MPL4-930VL-W-EU | Indoor Luminaires | Linear Ambient | Direct Linear Ambient Luminaires | Standard | FALSE | [9 empty] | 4/28/2016 | Not Dimmable | Not Dimmable | Yes |  |  | 9660 | 101.2 | 95.5 | 5.9 | 0.978 | 3034 | 91
PDSX4U5X | Hubbell Lighting | Columbia Lighting | MPL4-935HL-AC-EDU | Indoor Luminaires | Linear Ambient | Direct Linear Ambient Luminaires | Standard | FALSE | [9 empty] | 4/28/2016 | Dimmable | Continuous (Cannot dim down to ≤ 10% (W) | Yes |  |  | 8505 | 99.4 | 85.6 | 7.3 | 0.92 | 3446 | 91
PY6WQSWA | Hubbell Lighting | Columbia Lighting | MPL4-935HL-AC-EDU-FA | Indoor Luminaires | Linear Ambient | Direct Linear Ambient Luminaires | Standard | FALSE | [9 empty] | 4/28/2016 | Dimmable | Continuous (Cannot dim down to ≤ 10% (W) | Yes |  |  | 8158 | 95.3 | 85.6 | 7.3 | 0.92 | 3446 | 91
P777RUSH | Hubbell Lighting | Columbia Lighting | MPL4-935HL-AC-EU | Indoor Luminaires | Linear Ambient | Direct Linear Ambient Luminaires | Standard | FALSE | [9 empty] | 4/28/2016 | Not Dimmable | Not Dimmable | Yes |  |  | 8505 | 99.4 | 85.6 | 7.3 | 0.92 | 3446 | 91
PB2Q7DYJ | Hubbell Lighting | Columbia Lighting | MPL4-935HL-AC-EU-FA | Indoor Luminaires | Linear Ambient | Direct Linear Ambient Luminaires | Standard | FALSE | [9 empty] | 4/28/2016 | Not Dimmable | Not Dimmable | Yes |  |  | 8158 | 95.3 | 85.6 | 7.3 | 0.92 | 3446 | 91
P2A3HEZK | Hubbell Lighting | Columbia Lighting | MPL4-935HL-AD-EDU | Indoor Luminaires | Linear Ambient | Direct Linear Ambient Luminaires | Standard | FALSE | [9 empty] | 4/28/2016 | Dimmable | Continuous (Cannot dim down to ≤ 10% (W) | Yes |  |  | 8381 | 97.3 | 86.1 | 7.3 | 0.92 | 3446 | 91
P1QGRBTG | Hubbell Lighting | Columbia Lighting | MPL4-935HL-AD-EDU-FA | Indoor Luminaires | Linear Ambient | Direct Linear Ambient Luminaires | Standard | FALSE | [9 empty] | 4/28/2016 | Dimmable | Continuous (Cannot dim down to ≤ 10% (W) | Yes |  |  | 8061 | 93.6 | 86.1 | 7.3 | 0.92 | 3446 | 91
PQYDJEXR | Hubbell Lighting | Columbia Lighting | MPL4-935HL-AD-EU | Indoor Luminaires | Linear Ambient | Direct Linear Ambient Luminaires | Standard | FALSE | [9 empty] | 4/28/2016 | Not Dimmable | Not Dimmable | Yes |  |  | 8381 | 97.3 | 86.1 | 7.3 | 0.92 | 3446 | 91
PH91DE6C | Hubbell Lighting | Columbia Lighting | MPL4-935HL-AD-EU-FA | Indoor Luminaires | Linear Ambient | Direct Linear Ambient Luminaires | Standard | FALSE | [9 empty] | 4/28/2016 | Not Dimmable | Not Dimmable | Yes |  |  | 8061 | 93.6 | 86.1 | 7.3 | 0.92 | 3446 | 91
PZG6QFP6 | Hubbell Lighting | Columbia Lighting | MPL4-935HL-FA-EDU | Indoor Luminaires | Linear Ambient | Direct Linear Ambient Luminaires | Standard | FALSE | [9 empty] | 4/28/2016 | Dimmable | Continuous (Cannot dim down to ≤ 10% (W) | Yes |  |  | 8177 | 95.5 | 85.6 | 7.3 | 0.92 | 3446 | 91
P53FN6ZF | Hubbell Lighting | Columbia Lighting | MPL4-935HL-FA-EU | Indoor Luminaires | Linear Ambient | Direct Linear Ambient Luminaires | Standard | FALSE | [9 empty] | 4/28/2016 | Not Dimmable | Not Dimmable | Yes |  |  | 8177 | 95.5 | 85.6 | 7.3 | 0.92 | 3446 | 91
PSZ9T8BX | Hubbell Lighting | Columbia Lighting | MPL4-935HL-W-EDU | Indoor Luminaires | Linear Ambient | Direct Linear Ambient Luminaires | Standard | FALSE | [9 empty] | 4/28/2016 | Dimmable | Continuous (Cannot dim down to ≤ 10% (W) | Yes |  |  | 8888 | 103.8 | 85.6 | 7.3 | 0.92 | 3446 | 91
PDMY9B3U | Hubbell Lighting | Columbia Lighting | MPL4-935HL-W-EU | Indoor Luminaires | Linear Ambient | Direct Linear Ambient Luminaires | Standard | FALSE | [9 empty] | 4/28/2016 | Not Dimmable | Not Dimmable | Yes |  |  | 8888 | 103.8 | 85.6 | 7.3 | 0.92 | 3446 | 91
PBCE94HB | Hubbell Lighting | Columbia Lighting | MPL4-935LW-AC-ED1U | Indoor Luminaires | Linear Ambient | Direct Linear Ambient Luminaires | Standard | FALSE | [9 empty] | 4/28/2016 | Dimmable | Continuous (Can dim down to ≤ 10% (W)) | Yes |  |  | 5175 | 104.7 | 49.4 | 5 | 0.998 | 3446 | 91
PHMB5EMU | Hubbell Lighting | Columbia Lighting | MPL4-935LW-AC-ED1U-FA | Indoor Luminaires | Linear Ambient | Direct Linear Ambient Luminaires | Standard | FALSE | [9 empty] | 4/28/2016 | Dimmable | Continuous (Can dim down to ≤ 10% (W)) | Yes |  |  | 4962 | 100.4 | 49.4 | 5 | 0.998 | 3446 | 91
P577H7K1 | Hubbell Lighting | Columbia Lighting | MPL4-935LW-AC-EDU | Indoor Luminaires | Linear Ambient | Direct Linear Ambient Luminaires | Standard | FALSE | [9 empty] | 4/28/2016 | Dimmable | Continuous (Cannot dim down to ≤ 10% (W) | Yes |  |  | 5175 | 104.7 | 49.4 | 5 | 0.998 | 3446 | 91
PJ1VF5RW | Hubbell Lighting | Columbia Lighting | MPL4-935LW-AC-EDU-FA | Indoor Luminaires | Linear Ambient | Direct Linear Ambient Luminaires | Standard | FALSE | [9 empty] | 4/28/2016 | Dimmable | Continuous (Cannot dim down to ≤ 10% (W) | Yes |  |  | 4962 | 100.4 | 49.4 | 5 | 0.998 | 3446 | 91
P6GQEVN3 | Hubbell Lighting | Columbia Lighting | MPL4-935LW-AC-EU | Indoor Luminaires | Linear Ambient | Direct Linear Ambient Luminaires | Standard | FALSE | [9 empty] | 4/28/2016 | Not Dimmable | Not Dimmable | Yes |  |  | 5175 | 104.7 | 49.4 | 5 | 0.998 | 3446 | 91
P1BNCSDJ | Hubbell Lighting | Columbia Lighting | MPL4-935LW-AC-EU-FA | Indoor Luminaires | Linear Ambient | Direct Linear Ambient Luminaires | Standard | FALSE | [9 empty] | 4/28/2016 | Not Dimmable | Not Dimmable | Yes |  |  | 4962 | 100.4 | 49.4 | 5 | 0.998 | 3446 | 91
PP8X41CH | Hubbell Lighting | Columbia Lighting | MPL4-935LW-AD-ED1U | Indoor Luminaires | Linear Ambient | Direct Linear Ambient Luminaires | Standard | FALSE | [9 empty] | 4/28/2016 | Dimmable | Continuous (Can dim down to ≤ 10% (W)) | Yes |  |  | 5206 | 104.3 | 49.9 | 7.3 | 0.92 | 3446 | 91
PQ22DS32 | Hubbell Lighting | Columbia Lighting | MPL4-935LW-AD-ED1U-FA | Indoor Luminaires | Linear Ambient | Direct Linear Ambient Luminaires | Standard | FALSE | [9 empty] | 4/28/2016 | Dimmable | Continuous (Can dim down to ≤ 10% (W)) | Yes |  |  | 4935 | 102 | 48.4 | 5 | 0.998 | 3446 | 91
PMU393RM | Hubbell Lighting | Columbia Lighting | MPL4-935LW-AD-EDU | Indoor Luminaires | Linear Ambient | Direct Linear Ambient Luminaires | Standard | FALSE | [9 empty] | 4/28/2016 | Dimmable | Continuous (Cannot dim down to ≤ 10% (W) | Yes |  |  | 5206 | 104.3 | 49.9 | 5 | 0.998 | 3446 | 91
PDW1U82D | Hubbell Lighting | Columbia Lighting | MPL4-935LW-AD-EDU-FA | Indoor Luminaires | Linear Ambient | Direct Linear Ambient Luminaires | Standard | FALSE | [9 empty] | 4/28/2016 | Dimmable | Continuous (Cannot dim down to ≤ 10% (W) | Yes |  |  | 4935 | 102 | 48.4 | 5 | 0.998 | 3446 | 91
P5UEQGS6 | Hubbell Lighting | Columbia Lighting | MPL4-935LW-AD-EU | Indoor Luminaires | Linear Ambient | Direct Linear Ambient Luminaires | Standard | FALSE | [9 empty] | 4/28/2016 | Not Dimmable | Not Dimmable | Yes |  |  | 5206 | 104.3 | 49.9 | 5 | 0.998 | 3446 | 91
P38NENNS | Hubbell Lighting | Columbia Lighting | MPL4-935LW-AD-EU-FA | Indoor Luminaires | Linear Ambient | Direct Linear Ambient Luminaires | Standard | FALSE | [9 empty] | 4/28/2016 | Not Dimmable | Not Dimmable | Yes |  |  | 4935 | 102 | 48.4 | 5 | 0.998 | 3446 | 91
PRXADVBQ | Hubbell Lighting | Columbia Lighting | MPL4-935LW-FA-ED1U | Indoor Luminaires | Linear Ambient | Direct Linear Ambient Luminaires | Standard | FALSE | [9 empty] | 4/28/2016 | Dimmable | Continuous (Can dim down to ≤ 10% (W)) | Yes |  |  | 4975 | 100.7 | 49.4 | 5.9 | 0.978 | 3446 | 91
PSUDZY7J | Hubbell Lighting | Columbia Lighting | MPL4-935LW-FA-EDU | Indoor Luminaires | Linear Ambient | Direct Linear Ambient Luminaires | Standard | FALSE | [9 empty] | 4/28/2016 | Dimmable | Continuous (Cannot dim down to ≤ 10% (W) | Yes |  |  | 4975 | 100.7 | 49.4 | 5 | 0.998 | 3446 | 91
PM7J2MEU | Hubbell Lighting | Columbia Lighting | MPL4-935LW-FA-EU | Indoor Luminaires | Linear Ambient | Direct Linear Ambient Luminaires | Standard | FALSE | [9 empty] | 4/28/2016 | Not Dimmable | Not Dimmable | Yes |  |  | 4975 | 100.7 | 49.4 | 5 | 0.998 | 3446 | 91
PGXZKK6T | Hubbell Lighting | Columbia Lighting | MPL4-935LW-W-ED1U | Indoor Luminaires | Linear Ambient | Direct Linear Ambient Luminaires | Standard | FALSE | [9 empty] | 4/28/2016 | Dimmable | Continuous (Can dim down to ≤ 10% (W)) | Yes |  |  | 5408 | 109.5 | 49.4 | 7.3 | 0.92 | 3446 | 91
PWR5QD5Y | Hubbell Lighting | Columbia Lighting | MPL4-935LW-W-EDU | Indoor Luminaires | Linear Ambient | Direct Linear Ambient Luminaires | Standard | FALSE | [9 empty] | 4/28/2016 | Dimmable | Continuous (Cannot dim down to ≤ 10% (W) | Yes |  |  | 5408 | 109.5 | 49.4 | 5 | 0.998 | 3446 | 91
P9ZRPZZP | Hubbell Lighting | Columbia Lighting | MPL4-935LW-W-EU | Indoor Luminaires | Linear Ambient | Direct Linear Ambient Luminaires | Standard | FALSE | [9 empty] | 4/28/2016 | Not Dimmable | Not Dimmable | Yes |  |  | 5408 | 109.5 | 49.4 | 5 | 0.998 | 3446 | 91
PAA1UUXR | Hubbell Lighting | Columbia Lighting | MPL4-935ML-AC-EDU | Indoor Luminaires | Linear Ambient | Direct Linear Ambient Luminaires | Standard | FALSE | [9 empty] | 4/28/2016 | Dimmable | Continuous (Cannot dim down to ≤ 10% (W) | Yes |  |  | 7102 | 100.4 | 70.7 | 7.3 | 0.92 | 3446 | 91
PADNBH8H | Hubbell Lighting | Columbia Lighting | MPL4-935ML-AC-EDU-FA | Indoor Luminaires | Linear Ambient | Direct Linear Ambient Luminaires | Standard | FALSE | [9 empty] | 4/28/2016 | Dimmable | Continuous (Cannot dim down to ≤ 10% (W) | Yes |  |  | 6811 | 96.3 | 70.7 | 7.3 | 0.92 | 3446 | 91
PAM4JE65 | Hubbell Lighting | Columbia Lighting | MPL4-935ML-AC-EU | Indoor Luminaires | Linear Ambient | Direct Linear Ambient Luminaires | Standard | FALSE | [9 empty] | 4/28/2016 | Not Dimmable | Not Dimmable | Yes |  |  | 7102 | 100.4 | 70.7 | 7.3 | 0.92 | 3446 | 91
PDJKVCWN | Hubbell Lighting | Columbia Lighting | MPL4-935ML-AC-EU-FA | Indoor Luminaires | Linear Ambient | Direct Linear Ambient Luminaires | Standard | FALSE | [9 empty] | 4/28/2016 | Not Dimmable | Not Dimmable | Yes |  |  | 6811 | 96.3 | 70.7 | 7.3 | 0.92 | 3446 | 91
PG3NWREG | Hubbell Lighting | Columbia Lighting | MPL4-935ML-AD-EDU | Indoor Luminaires | Linear Ambient | Direct Linear Ambient Luminaires | Standard | FALSE | [9 empty] | 4/28/2016 | Dimmable | Continuous (Cannot dim down to ≤ 10% (W) | Yes |  |  | 7063 | 99.5 | 71 | 7.3 | 0.92 | 3446 | 91
PW912JCW | Hubbell Lighting | Columbia Lighting | MPL4-935ML-AD-EDU-FA | Indoor Luminaires | Linear Ambient | Direct Linear Ambient Luminaires | Standard | FALSE | [9 empty] | 4/28/2016 | Dimmable | Continuous (Cannot dim down to ≤ 10% (W) | Yes |  |  | 6794 | 95.7 | 71 | 7.3 | 0.92 | 3446 | 91
PMSN57Q9 | Hubbell Lighting | Columbia Lighting | MPL4-935ML-AD-EU | Indoor Luminaires | Linear Ambient | Direct Linear Ambient Luminaires | Standard | FALSE | [9 empty] | 4/28/2016 | Not Dimmable | Not Dimmable | Yes |  |  | 7063 | 99.5 | 71 | 7.3 | 0.92 | 3446 | 91
PPXEU3T6 | Hubbell Lighting | Columbia Lighting | MPL4-935ML-AD-EU-FA | Indoor Luminaires | Linear Ambient | Direct Linear Ambient Luminaires | Standard | FALSE | [9 empty] | 4/28/2016 | Not Dimmable | Not Dimmable | Yes |  |  | 6794 | 95.7 | 71 | 7.3 | 0.92 | 3446 | 91
P2Q9RAD3 | Hubbell Lighting | Columbia Lighting | MPL4-935ML-FA-EDU | Indoor Luminaires | Linear Ambient | Direct Linear Ambient Luminaires | Standard | FALSE | [9 empty] | 4/28/2016 | Dimmable | Continuous (Cannot dim down to ≤ 10% (W) | Yes |  |  | 6828 | 96.6 | 70.7 | 7.3 | 0.92 | 3446 | 91
PKAR33BP | Hubbell Lighting | Columbia Lighting | MPL4-935ML-FA-EU | Indoor Luminaires | Linear Ambient | Direct Linear Ambient Luminaires | Standard | FALSE | [9 empty] | 4/28/2016 | Not Dimmable | Not Dimmable | Yes |  |  | 6828 | 96.6 | 70.7 | 7.3 | 0.92 | 3446 | 91
PNCS64J2 | Hubbell Lighting | Columbia Lighting | MPL4-935ML-W-EDU | Indoor Luminaires | Linear Ambient | Direct Linear Ambient Luminaires | Standard | FALSE | [9 empty] | 4/28/2016 | Dimmable | Continuous (Cannot dim down to ≤ 10% (W) | Yes |  |  | 7422 | 105 | 70.7 | 7.3 | 0.92 | 3446 | 91
P38ZFFP4 | Hubbell Lighting | Columbia Lighting | MPL4-935ML-W-EU | Indoor Luminaires | Linear Ambient | Direct Linear Ambient Luminaires | Standard | FALSE | [9 empty] | 4/28/2016 | Not Dimmable | Not Dimmable | Yes |  |  | 7422 | 105 | 70.7 | 7.3 | 0.92 | 3446 | 91
PFGBXXK4 | Hubbell Lighting | Columbia Lighting | MPL4-935VL-AC-EDU | Indoor Luminaires | Linear Ambient | Direct Linear Ambient Luminaires | Standard | FALSE | [9 empty] | 4/28/2016 | Dimmable | Continuous (Cannot dim down to ≤ 10% (W) | Yes |  |  | 9406 | 98.5 | 95.5 | 5.9 | 0.978 | 3446 | 91
PU2KH93B | Hubbell Lighting | Columbia Lighting | MPL4-935VL-AC-EDU-FA | Indoor Luminaires | Linear Ambient | Direct Linear Ambient Luminaires | Standard | FALSE | [9 empty] | 4/28/2016 | Dimmable | Continuous (Cannot dim down to ≤ 10% (W) | Yes |  |  | 8991 | 94 | 95.7 | 5.9 | 0.978 | 3446 | 91
PR6CDPVA | Hubbell Lighting | Columbia Lighting | MPL4-935VL-AC-EU | Indoor Luminaires | Linear Ambient | Direct Linear Ambient Luminaires | Standard | FALSE | [9 empty] | 4/28/2016 | Not Dimmable | Not Dimmable | Yes |  |  | 9406 | 98.5 | 95.5 | 5.9 | 0.978 | 3446 | 91
PUXY8HD9 | Hubbell Lighting | Columbia Lighting | MPL4-935VL-AC-EU-FA | Indoor Luminaires | Linear Ambient | Direct Linear Ambient Luminaires | Standard | FALSE | [9 empty] | 4/28/2016 | Not Dimmable | Not Dimmable | Yes |  |  | 8991 | 94 | 95.7 | 5.9 | 0.978 | 3446 | 91
PSJK5Z8E | Hubbell Lighting | Columbia Lighting | MPL4-935VL-AD-EDU | Indoor Luminaires | Linear Ambient | Direct Linear Ambient Luminaires | Standard | FALSE | [9 empty] | 4/28/2016 | Dimmable | Continuous (Cannot dim down to ≤ 10% (W) | Yes |  |  | 9248 | 96.7 | 95.6 | 5.9 | 0.978 | 3446 | 91
P4QEE1U3 | Hubbell Lighting | Columbia Lighting | MPL4-935VL-AD-EDU-FA | Indoor Luminaires | Linear Ambient | Direct Linear Ambient Luminaires | Standard | FALSE | [9 empty] | 4/28/2016 | Dimmable | Continuous (Cannot dim down to ≤ 10% (W) | Yes |  |  | 8878 | 92.7 | 95.8 | 5.9 | 0.978 | 3446 | 91
PMFY5S1M | Hubbell Lighting | Columbia Lighting | MPL4-935VL-AD-EU | Indoor Luminaires | Linear Ambient | Direct Linear Ambient Luminaires | Standard | FALSE | [9 empty] | 4/28/2016 | Not Dimmable | Not Dimmable | Yes |  |  | 9248 | 96.7 | 95.6 | 5.9 | 0.978 | 3446 | 91
PBWB233W | Hubbell Lighting | Columbia Lighting | MPL4-935VL-AD-EU-FA | Indoor Luminaires | Linear Ambient | Direct Linear Ambient Luminaires | Standard | FALSE | [9 empty] | 4/28/2016 | Not Dimmable | Not Dimmable | Yes |  |  | 8878 | 92.7 | 95.8 | 5.9 | 0.978 | 3446 | 91
PUPYQF5B | Hubbell Lighting | Columbia Lighting | MPL4-935VL-FA-EDU | Indoor Luminaires | Linear Ambient | Direct Linear Ambient Luminaires | Standard | FALSE | [9 empty] | 4/28/2016 | Dimmable | Continuous (Cannot dim down to ≤ 10% (W) | Yes |  |  | 9043 | 94.7 | 95.5 | 5.9 | 0.978 | 3446 | 91
PSAPJ46X | Hubbell Lighting | Columbia Lighting | MPL4-935VL-FA-EU | Indoor Luminaires | Linear Ambient | Direct Linear Ambient Luminaires | Standard | FALSE | [9 empty] | 4/28/2016 | Not Dimmable | Not Dimmable | Yes |  |  | 9043 | 94.7 | 95.5 | 5.9 | 0.978 | 3446 | 91
PS89YBHH | Hubbell Lighting | Columbia Lighting | MPL4-935VL-W-EDU | Indoor Luminaires | Linear Ambient | Direct Linear Ambient Luminaires | Standard | FALSE | [9 empty] | 4/28/2016 | Dimmable | Continuous (Cannot dim down to ≤ 10% (W) | Yes |  |  | 9829 | 102.9 | 95.5 | 5.9 | 0.978 | 3446 | 91
PR9D1PXR | Hubbell Lighting | Columbia Lighting | MPL4-935VL-W-EU | Indoor Luminaires | Linear Ambient | Direct Linear Ambient Luminaires | Standard | FALSE | [9 empty] | 4/28/2016 | Not Dimmable | Not Dimmable | Yes |  |  | 9829 | 102.9 | 95.5 | 5.9 | 0.978 | 3446 | 91
PYHC7FUJ | Hubbell Lighting | Columbia Lighting | MPL4-940HL-AC-EDU | Indoor Luminaires | Linear Ambient | Direct Linear Ambient Luminaires | Standard | FALSE | [9 empty] | 4/28/2016 | Dimmable | Continuous (Cannot dim down to ≤ 10% (W) | Yes |  |  | 8800 | 102.8 | 85.6 | 7.3 | 0.92 | 3983 | 91
PBR1UY14 | Hubbell Lighting | Columbia Lighting | MPL4-940HL-AC-EDU-FA | Indoor Luminaires | Linear Ambient | Direct Linear Ambient Luminaires | Standard | FALSE | [9 empty] | 4/28/2016 | Dimmable | Continuous (Cannot dim down to ≤ 10% (W) | Yes |  |  | 8439 | 98.6 | 85.6 | 7.3 | 0.92 | 3983 | 91
PFKVY4ZV | Hubbell Lighting | Columbia Lighting | MPL4-940HL-AC-EU | Indoor Luminaires | Linear Ambient | Direct Linear Ambient Luminaires | Standard | FALSE | [9 empty] | 4/28/2016 | Not Dimmable | Not Dimmable | Yes |  |  | 8800 | 102.8 | 85.6 | 7.3 | 0.92 | 3983 | 91
PYCD2VND | Hubbell Lighting | Columbia Lighting | MPL4-940HL-AC-EU-FA | Indoor Luminaires | Linear Ambient | Direct Linear Ambient Luminaires | Standard | FALSE | [9 empty] | 4/28/2016 | Not Dimmable | Not Dimmable | Yes |  |  | 8439 | 98.6 | 85.6 | 7.3 | 0.92 | 3983 | 91
PPUY3HW4 | Hubbell Lighting | Columbia Lighting | MPL4-940HL-AD-EDU | Indoor Luminaires | Linear Ambient | Direct Linear Ambient Luminaires | Standard | FALSE | [9 empty] | 4/28/2016 | Dimmable | Continuous (Cannot dim down to ≤ 10% (W) | Yes |  |  | 8670 | 100.7 | 86.1 | 7.3 | 0.92 | 3983 | 91
P3KMYNPQ | Hubbell Lighting | Columbia Lighting | MPL4-940HL-AD-EDU-FA | Indoor Luminaires | Linear Ambient | Direct Linear Ambient Luminaires | Standard | FALSE | [9 empty] | 4/28/2016 | Dimmable | Continuous (Cannot dim down to ≤ 10% (W) | Yes |  |  | 8340 | 96.9 | 86.1 | 7.3 | 0.92 | 3983 | 91
PSJENSQK | Hubbell Lighting | Columbia Lighting | MPL4-940HL-AD-EU | Indoor Luminaires | Linear Ambient | Direct Linear Ambient Luminaires | Standard | FALSE | [9 empty] | 4/28/2016 | Not Dimmable | Not Dimmable | Yes |  |  | 8670 | 100.7 | 86.1 | 7.3 | 0.92 | 3983 | 91
PYUCV85A | Hubbell Lighting | Columbia Lighting | MPL4-940HL-AD-EU-FA | Indoor Luminaires | Linear Ambient | Direct Linear Ambient Luminaires | Standard | FALSE | [9 empty] | 4/28/2016 | Not Dimmable | Not Dimmable | Yes |  |  | 8340 | 96.9 | 86.1 | 7.3 | 0.92 | 3983 | 91
PE8FVFEX | Hubbell Lighting | Columbia Lighting | MPL4-940HL-FA-EDU | Indoor Luminaires | Linear Ambient | Direct Linear Ambient Luminaires | Standard | FALSE | [9 empty] | 4/28/2016 | Dimmable | Continuous (Cannot dim down to ≤ 10% (W) | Yes |  |  | 8460 | 98.8 | 85.6 | 7.3 | 0.92 | 3983 | 91
P6B1RDAN | Hubbell Lighting | Columbia Lighting | MPL4-940HL-FA-EU | Indoor Luminaires | Linear Ambient | Direct Linear Ambient Luminaires | Standard | FALSE | [9 empty] | 4/28/2016 | Not Dimmable | Not Dimmable | Yes |  |  | 8460 | 98.8 | 85.6 | 7.3 | 0.92 | 3983 | 91
P9JARKEF | Hubbell Lighting | Columbia Lighting | MPL4-940HL-W-EDU | Indoor Luminaires | Linear Ambient | Direct Linear Ambient Luminaires | Standard | FALSE | [9 empty] | 4/28/2016 | Dimmable | Continuous (Cannot dim down to ≤ 10% (W) | Yes |  |  | 9196 | 107.4 | 85.6 | 7.3 | 0.92 | 3983 | 91
P39PD83Z | Hubbell Lighting | Columbia Lighting | MPL4-940HL-W-EU | Indoor Luminaires | Linear Ambient | Direct Linear Ambient Luminaires | Standard | FALSE | [9 empty] | 4/28/2016 | Not Dimmable | Not Dimmable | Yes |  |  | 9196 | 107.4 | 85.6 | 7.3 | 0.92 | 3983 | 91
PAWGJ23X | Hubbell Lighting | Columbia Lighting | MPL4-940LW-AC-ED1U | Indoor Luminaires | Linear Ambient | Direct Linear Ambient Luminaires | Standard | FALSE | [9 empty] | 4/28/2016 | Dimmable | Continuous (Can dim down to ≤ 10% (W)) | Yes |  |  | 5352 | 108.3 | 49.4 | 5 | 0.998 | 3983 | 91
PMFCGH2W | Hubbell Lighting | Columbia Lighting | MPL4-940LW-AC-ED1U-FA | Indoor Luminaires | Linear Ambient | Direct Linear Ambient Luminaires | Standard | FALSE | [9 empty] | 4/28/2016 | Dimmable | Continuous (Can dim down to ≤ 10% (W)) | Yes |  |  | 5133 | 103.9 | 49.4 | 5 | 0.998 | 3983 | 91
PHP6NP7Z | Hubbell Lighting | Columbia Lighting | MPL4-940LW-AC-EDU | Indoor Luminaires | Linear Ambient | Direct Linear Ambient Luminaires | Standard | FALSE | [9 empty] | 4/28/2016 | Dimmable | Continuous (Cannot dim down to ≤ 10% (W) | Yes |  |  | 5352 | 108.3 | 49.4 | 5 | 0.998 | 3983 | 91
PJCDXZ4N | Hubbell Lighting | Columbia Lighting | MPL4-940LW-AC-EDU-FA | Indoor Luminaires | Linear Ambient | Direct Linear Ambient Luminaires | Standard | FALSE | [9 empty] | 4/28/2016 | Dimmable | Continuous (Cannot dim down to ≤ 10% (W) | Yes |  |  | 5133 | 103.9 | 49.4 | 5 | 0.998 | 3983 | 91
P92SHN85 | Hubbell Lighting | Columbia Lighting | MPL4-940LW-AC-EU | Indoor Luminaires | Linear Ambient | Direct Linear Ambient Luminaires | Standard | FALSE | [9 empty] | 4/28/2016 | Not Dimmable | Not Dimmable | Yes |  |  | 5352 | 108.3 | 49.4 | 5 | 0.998 | 3983 | 91
PQUFNG1X | Hubbell Lighting | Columbia Lighting | MPL4-940LW-AC-EU-FA | Indoor Luminaires | Linear Ambient | Direct Linear Ambient Luminaires | Standard | FALSE | [9 empty] | 4/28/2016 | Not Dimmable | Not Dimmable | Yes |  |  | 5133 | 103.9 | 49.4 | 5 | 0.998 | 3983 | 91
PC7JCPUV | Hubbell Lighting | Columbia Lighting | MPL4-940LW-AD-ED1U | Indoor Luminaires | Linear Ambient | Direct Linear Ambient Luminaires | Standard | FALSE | [9 empty] | 4/28/2016 | Dimmable | Continuous (Can dim down to ≤ 10% (W)) | Yes |  |  | 5386 | 107.9 | 49.9 | 7.3 | 0.92 | 3983 | 91
PVS1U5A1 | Hubbell Lighting | Columbia Lighting | MPL4-940LW-AD-ED1U-FA | Indoor Luminaires | Linear Ambient | Direct Linear Ambient Luminaires | Standard | FALSE | [9 empty] | 4/28/2016 | Dimmable | Continuous (Can dim down to ≤ 10% (W)) | Yes |  |  | 5105 | 105.5 | 48.4 | 5 | 0.998 | 3983 | 91
PUCXB8KN | Hubbell Lighting | Columbia Lighting | MPL4-940LW-AD-EDU | Indoor Luminaires | Linear Ambient | Direct Linear Ambient Luminaires | Standard | FALSE | [9 empty] | 4/28/2016 | Dimmable | Continuous (Cannot dim down to ≤ 10% (W) | Yes |  |  | 5386 | 107.9 | 49.9 | 5 | 0.998 | 3983 | 91
PPW95413 | Hubbell Lighting | Columbia Lighting | MPL4-940LW-AD-EDU-FA | Indoor Luminaires | Linear Ambient | Direct Linear Ambient Luminaires | Standard | FALSE | [9 empty] | 4/28/2016 | Dimmable | Continuous (Cannot dim down to ≤ 10% (W) | Yes |  |  | 5105 | 105.5 | 48.4 | 5 | 0.998 | 3983 | 91
P519FGBG | Hubbell Lighting | Columbia Lighting | MPL4-940LW-AD-EU | Indoor Luminaires | Linear Ambient | Direct Linear Ambient Luminaires | Standard | FALSE | [9 empty] | 4/28/2016 | Not Dimmable | Not Dimmable | Yes |  |  | 5386 | 107.9 | 49.9 | 5 | 0.998 | 3983 | 91
PE5UMK2P | Hubbell Lighting | Columbia Lighting | MPL4-940LW-AD-EU-FA | Indoor Luminaires | Linear Ambient | Direct Linear Ambient Luminaires | Standard | FALSE | [9 empty] | 4/28/2016 | Not Dimmable | Not Dimmable | Yes |  |  | 5105 | 105.5 | 48.4 | 5 | 0.998 | 3983 | 91
PK1YS7D6 | Hubbell Lighting | Columbia Lighting | MPL4-940LW-FA-ED1U | Indoor Luminaires | Linear Ambient | Direct Linear Ambient Luminaires | Standard | FALSE | [9 empty] | 4/28/2016 | Dimmable | Continuous (Can dim down to ≤ 10% (W)) | Yes |  |  | 5146 | 104.2 | 49.4 | 5.9 | 0.978 | 3983 | 91
PRUMHQKZ | Hubbell Lighting | Columbia Lighting | MPL4-940LW-FA-EDU | Indoor Luminaires | Linear Ambient | Direct Linear Ambient Luminaires | Standard | FALSE | [9 empty] | 4/28/2016 | Dimmable | Continuous (Cannot dim down to ≤ 10% (W) | Yes |  |  | 5146 | 104.2 | 49.4 | 5 | 0.998 | 3983 | 91
PMKGU431 | Hubbell Lighting | Columbia Lighting | MPL4-940LW-FA-EU | Indoor Luminaires | Linear Ambient | Direct Linear Ambient Luminaires | Standard | FALSE | [9 empty] | 4/28/2016 | Not Dimmable | Not Dimmable | Yes |  |  | 5146 | 104.2 | 49.4 | 5 | 0.998 | 3983 | 91
P22NY9UP | Hubbell Lighting | Columbia Lighting | MPL4-940LW-W-ED1U | Indoor Luminaires | Linear Ambient | Direct Linear Ambient Luminaires | Standard | FALSE | [9 empty] | 4/28/2016 | Dimmable | Continuous (Can dim down to ≤ 10% (W)) | Yes |  |  | 5593 | 113.2 | 49.4 | 7.3 | 0.92 | 3983 | 91
PGCZYU8C | Hubbell Lighting | Columbia Lighting | MPL4-940LW-W-EDU | Indoor Luminaires | Linear Ambient | Direct Linear Ambient Luminaires | Standard | FALSE | [9 empty] | 4/28/2016 | Dimmable | Continuous (Cannot dim down to ≤ 10% (W) | Yes |  |  | 5593 | 113.2 | 49.4 | 5 | 0.998 | 3983 | 91
P5KP7W6P | Hubbell Lighting | Columbia Lighting | MPL4-940LW-W-EU | Indoor Luminaires | Linear Ambient | Direct Linear Ambient Luminaires | Standard | FALSE | [9 empty] | 4/28/2016 | Not Dimmable | Not Dimmable | Yes |  |  | 5593 | 113.2 | 49.4 | 5 | 0.998 | 3983 | 91
PFY721S4 | Hubbell Lighting | Columbia Lighting | MPL4-940ML-AC-EDU | Indoor Luminaires | Linear Ambient | Direct Linear Ambient Luminaires | Standard | FALSE | [9 empty] | 4/28/2016 | Dimmable | Continuous (Cannot dim down to ≤ 10% (W) | Yes |  |  | 7347 | 103.9 | 70.7 | 7.3 | 0.92 | 3983 | 91
PVN3R8XT | Hubbell Lighting | Columbia Lighting | MPL4-940ML-AC-EDU-FA | Indoor Luminaires | Linear Ambient | Direct Linear Ambient Luminaires | Standard | FALSE | [9 empty] | 4/28/2016 | Dimmable | Continuous (Cannot dim down to ≤ 10% (W) | Yes |  |  | 7047 | 99.7 | 70.7 | 7.3 | 0.92 | 3983 | 91
P9K48VTH | Hubbell Lighting | Columbia Lighting | MPL4-940ML-AC-EU | Indoor Luminaires | Linear Ambient | Direct Linear Ambient Luminaires | Standard | FALSE | [9 empty] | 4/28/2016 | Not Dimmable | Not Dimmable | Yes |  |  | 7347 | 103.9 | 70.7 | 7.3 | 0.92 | 3983 | 91
PRWV6MWR | Hubbell Lighting | Columbia Lighting | MPL4-940ML-AC-EU-FA | Indoor Luminaires | Linear Ambient | Direct Linear Ambient Luminaires | Standard | FALSE | [9 empty] | 4/28/2016 | Not Dimmable | Not Dimmable | Yes |  |  | 7047 | 99.7 | 70.7 | 7.3 | 0.92 | 3983 | 91
P94XG6NV | Hubbell Lighting | Columbia Lighting | MPL4-940ML-AD-EDU | Indoor Luminaires | Linear Ambient | Direct Linear Ambient Luminaires | Standard | FALSE | [9 empty] | 4/28/2016 | Dimmable | Continuous (Cannot dim down to ≤ 10% (W) | Yes |  |  | 7307 | 102.9 | 71 | 7.3 | 0.92 | 3983 | 91
PCR6HCUX | Hubbell Lighting | Columbia Lighting | MPL4-940ML-AD-EDU-FA | Indoor Luminaires | Linear Ambient | Direct Linear Ambient Luminaires | Standard | FALSE | [9 empty] | 4/28/2016 | Dimmable | Continuous (Cannot dim down to ≤ 10% (W) | Yes |  |  | 7029 | 99 | 71 | 7.3 | 0.92 | 3983 | 91
P17GVMV5 | Hubbell Lighting | Columbia Lighting | MPL4-940ML-AD-EU | Indoor Luminaires | Linear Ambient | Direct Linear Ambient Luminaires | Standard | FALSE | [9 empty] | 4/28/2016 | Not Dimmable | Not Dimmable | Yes |  |  | 7307 | 102.9 | 71 | 7.3 | 0.92 | 3983 | 91
P9U9BPF1 | Hubbell Lighting | Columbia Lighting | MPL4-940ML-AD-EU-FA | Indoor Luminaires | Linear Ambient | Direct Linear Ambient Luminaires | Standard | FALSE | [9 empty] | 4/28/2016 | Not Dimmable | Not Dimmable | Yes |  |  | 7029 | 99 | 71 | 7.3 | 0.92 | 3983 | 91
PCN6Q5NW | Hubbell Lighting | Columbia Lighting | MPL4-940ML-FA-EDU | Indoor Luminaires | Linear Ambient | Direct Linear Ambient Luminaires | Standard | FALSE | [9 empty] | 4/28/2016 | Dimmable | Continuous (Cannot dim down to ≤ 10% (W) | Yes |  |  | 7064 | 99.9 | 70.7 | 7.3 | 0.92 | 3983 | 91
PTEJCK87 | Hubbell Lighting | Columbia Lighting | MPL4-940ML-FA-EU | Indoor Luminaires | Linear Ambient | Direct Linear Ambient Luminaires | Standard | FALSE | [9 empty] | 4/28/2016 | Not Dimmable | Not Dimmable | Yes |  |  | 7064 | 99.9 | 70.7 | 7.3 | 0.92 | 3983 | 91
P57ZS8WZ | Hubbell Lighting | Columbia Lighting | MPL4-940ML-W-EDU | Indoor Luminaires | Linear Ambient | Direct Linear Ambient Luminaires | Standard | FALSE | [9 empty] | 4/28/2016 | Dimmable | Continuous (Cannot dim down to ≤ 10% (W) | Yes |  |  | 7678 | 108.6 | 70.7 | 7.3 | 0.92 | 3983 | 91
PYNMABV9 | Hubbell Lighting | Columbia Lighting | MPL4-940ML-W-EU | Indoor Luminaires | Linear Ambient | Direct Linear Ambient Luminaires | Standard | FALSE | [9 empty] | 4/28/2016 | Not Dimmable | Not Dimmable | Yes |  |  | 7678 | 108.6 | 70.7 | 7.3 | 0.92 | 3983 | 91
PJYETG49 | Hubbell Lighting | Columbia Lighting | MPL4-940VL-AC-EDU | Indoor Luminaires | Linear Ambient | Direct Linear Ambient Luminaires | Standard | FALSE | [9 empty] | 4/28/2016 | Dimmable | Continuous (Cannot dim down to ≤ 10% (W) | Yes |  |  | 9731 | 101.9 | 95.5 | 5.9 | 0.978 | 3983 | 91
PCA3GGBH | Hubbell Lighting | Columbia Lighting | MPL4-940VL-AC-EDU-FA | Indoor Luminaires | Linear Ambient | Direct Linear Ambient Luminaires | Standard | FALSE | [9 empty] | 4/28/2016 | Dimmable | Continuous (Cannot dim down to ≤ 10% (W) | Yes |  |  | 9301 | 97.2 | 95.7 | 5.9 | 0.978 | 3983 | 91
P28SAX8E | Hubbell Lighting | Columbia Lighting | MPL4-940VL-AC-EU | Indoor Luminaires | Linear Ambient | Direct Linear Ambient Luminaires | Standard | FALSE | [9 empty] | 4/28/2016 | Not Dimmable | Not Dimmable | Yes |  |  | 9731 | 101.9 | 95.5 | 5.9 | 0.978 | 3983 | 91
PWJVQUBQ | Hubbell Lighting | Columbia Lighting | MPL4-940VL-AC-EU-FA | Indoor Luminaires | Linear Ambient | Direct Linear Ambient Luminaires | Standard | FALSE | [9 empty] | 4/28/2016 | Not Dimmable | Not Dimmable | Yes |  |  | 9301 | 97.2 | 95.7 | 5.9 | 0.978 | 3983 | 91
PAUQ42WJ | Hubbell Lighting | Columbia Lighting | MPL4-940VL-AD-EDU | Indoor Luminaires | Linear Ambient | Direct Linear Ambient Luminaires | Standard | FALSE | [9 empty] | 4/28/2016 | Dimmable | Continuous (Cannot dim down to ≤ 10% (W) | Yes |  |  | 9567 | 100.1 | 95.6 | 5.9 | 0.978 | 3983 | 91
PSDVDD73 | Hubbell Lighting | Columbia Lighting | MPL4-940VL-AD-EDU-FA | Indoor Luminaires | Linear Ambient | Direct Linear Ambient Luminaires | Standard | FALSE | [9 empty] | 4/28/2016 | Dimmable | Continuous (Cannot dim down to ≤ 10% (W) | Yes |  |  | 9184 | 95.9 | 95.8 | 5.9 | 0.978 | 3983 | 91
P76K2VS6 | Hubbell Lighting | Columbia Lighting | MPL4-940VL-AD-EU | Indoor Luminaires | Linear Ambient | Direct Linear Ambient Luminaires | Standard | FALSE | [9 empty] | 4/28/2016 | Not Dimmable | Not Dimmable | Yes |  |  | 9567 | 100.1 | 95.6 | 5.9 | 0.978 | 3983 | 91
PP49QX5X | Hubbell Lighting | Columbia Lighting | MPL4-940VL-AD-EU-FA | Indoor Luminaires | Linear Ambient | Direct Linear Ambient Luminaires | Standard | FALSE | [9 empty] | 4/28/2016 | Not Dimmable | Not Dimmable | Yes |  |  | 9184 | 95.9 | 95.8 | 5.9 | 0.978 | 3983 | 91
PPVCX3VB | Hubbell Lighting | Columbia Lighting | MPL4-940VL-FA-EDU | Indoor Luminaires | Linear Ambient | Direct Linear Ambient Luminaires | Standard | FALSE | [9 empty] | 4/28/2016 | Dimmable | Continuous (Cannot dim down to ≤ 10% (W) | Yes |  |  | 9355 | 98 | 95.5 | 5.9 | 0.978 | 3983 | 91
PRPPQQ8J | Hubbell Lighting | Columbia Lighting | MPL4-940VL-FA-EU | Indoor Luminaires | Linear Ambient | Direct Linear Ambient Luminaires | Standard | FALSE | [9 empty] | 4/28/2016 | Not Dimmable | Not Dimmable | Yes |  |  | 9355 | 98 | 95.5 | 5.9 | 0.978 | 3983 | 91
P477TBNZ | Hubbell Lighting | Columbia Lighting | MPL4-940VL-W-EDU | Indoor Luminaires | Linear Ambient | Direct Linear Ambient Luminaires | Standard | FALSE | [9 empty] | 4/28/2016 | Dimmable | Continuous (Cannot dim down to ≤ 10% (W) | Yes |  |  | 10169 | 106.5 | 95.5 | 5.9 | 0.978 | 3983 | 91
PNJX9VTW | Hubbell Lighting | Columbia Lighting | MPL4-940VL-W-EU | Indoor Luminaires | Linear Ambient | Direct Linear Ambient Luminaires | Standard | FALSE | [9 empty] | 4/28/2016 | Not Dimmable | Not Dimmable | Yes |  |  | 10169 | 106.5 | 95.5 | 5.9 | 0.978 | 3983 | 91
P1QPE2WC | Hubbell Lighting | Columbia Lighting | MPL8-30HL-AC-EDU | Indoor Luminaires | Linear Ambient | Direct Linear Ambient Luminaires | Standard | FALSE | [9 empty] | 4/28/2016 | Dimmable | Continuous (Cannot dim down to ≤ 10% (W) | Yes |  |  | 19766 | 115.5 | 171.2 | 7.3 | 0.92 | 3017 | 83
PUSSKM1S | Hubbell Lighting | Columbia Lighting | MPL8-30HL-AC-EDU-FA | Indoor Luminaires | Linear Ambient | Direct Linear Ambient Luminaires | Standard | FALSE | [9 empty] | 4/28/2016 | Dimmable | Continuous (Cannot dim down to ≤ 10% (W) | Yes |  |  | 18446 | 107.7 | 171.2 | 7.3 | 0.92 | 3017 | 83
PT6NETWV | Hubbell Lighting | Columbia Lighting | MPL8-30HL-AC-EU | Indoor Luminaires | Linear Ambient | Direct Linear Ambient Luminaires | Standard | FALSE | [9 empty] | 4/28/2016 | Not Dimmable | Not Dimmable | Yes |  |  | 19766 | 115.5 | 171.2 | 7.3 | 0.92 | 3017 | 83
P7C6VT8B | Hubbell Lighting | Columbia Lighting | MPL8-30HL-AC-EU-FA | Indoor Luminaires | Linear Ambient | Direct Linear Ambient Luminaires | Standard | FALSE | [9 empty] | 4/28/2016 | Not Dimmable | Not Dimmable | Yes |  |  | 18446 | 107.7 | 171.2 | 7.3 | 0.92 | 3017 | 83
PKQXHCQ1 | Hubbell Lighting | Columbia Lighting | MPL8-30HL-AD-EDU | Indoor Luminaires | Linear Ambient | Direct Linear Ambient Luminaires | Standard | FALSE | [9 empty] | 4/28/2016 | Dimmable | Continuous (Cannot dim down to ≤ 10% (W) | Yes |  |  | 19478 | 113.1 | 172.2 | 7.3 | 0.92 | 3017 | 83
P8AKYNGK | Hubbell Lighting | Columbia Lighting | MPL8-30HL-AD-EDU-FA | Indoor Luminaires | Linear Ambient | Direct Linear Ambient Luminaires | Standard | FALSE | [9 empty] | 4/28/2016 | Dimmable | Continuous (Cannot dim down to ≤ 10% (W) | Yes |  |  | 18153 | 105.4 | 172.2 | 7.3 | 0.92 | 3017 | 83
PRQHZWG4 | Hubbell Lighting | Columbia Lighting | MPL8-30HL-AD-EU | Indoor Luminaires | Linear Ambient | Direct Linear Ambient Luminaires | Standard | FALSE | [9 empty] | 4/28/2016 | Not Dimmable | Not Dimmable | Yes |  |  | 19478 | 113.1 | 172.2 | 7.3 | 0.92 | 3017 | 83
PPK5B6B4 | Hubbell Lighting | Columbia Lighting | MPL8-30HL-AD-EU-FA | Indoor Luminaires | Linear Ambient | Direct Linear Ambient Luminaires | Standard | FALSE | [9 empty] | 4/28/2016 | Not Dimmable | Not Dimmable | Yes |  |  | 18153 | 105.4 | 172.2 | 7.3 | 0.92 | 3017 | 83
PNSUHYBH | Hubbell Lighting | Columbia Lighting | MPL8-30HL-FA-EDU | Indoor Luminaires | Linear Ambient | Direct Linear Ambient Luminaires | Standard | FALSE | [9 empty] | 4/28/2016 | Dimmable | Continuous (Cannot dim down to ≤ 10% (W) | Yes |  |  | 19556 | 113.7 | 172 | 7.3 | 0.92 | 3017 | 83
PB4CJK2U | Hubbell Lighting | Columbia Lighting | MPL8-30HL-FA-EU | Indoor Luminaires | Linear Ambient | Direct Linear Ambient Luminaires | Standard | FALSE | [9 empty] | 4/28/2016 | Not Dimmable | Not Dimmable | Yes |  |  | 19556 | 113.7 | 172 | 7.3 | 0.92 | 3017 | 83
P6CREQJR | Hubbell Lighting | Columbia Lighting | MPL8-30HL-W-EDU | Indoor Luminaires | Linear Ambient | Direct Linear Ambient Luminaires | Standard | FALSE | [9 empty] | 4/28/2016 | Dimmable | Continuous (Cannot dim down to ≤ 10% (W) | Yes |  |  | 20683 | 120.8 | 171.2 | 7.3 | 0.92 | 3017 | 83
PXY661G7 | Hubbell Lighting | Columbia Lighting | MPL8-30HL-W-EU | Indoor Luminaires | Linear Ambient | Direct Linear Ambient Luminaires | Standard | FALSE | [9 empty] | 4/28/2016 | Not Dimmable | Not Dimmable | Yes |  |  | 20683 | 120.8 | 171.2 | 7.3 | 0.92 | 3017 | 83
PE3FFP6W | Hubbell Lighting | Columbia Lighting | MPL8-30LW-AC-ED1U | Indoor Luminaires | Linear Ambient | Direct Linear Ambient Luminaires | Premium | FALSE | [9 empty] | 4/28/2016 | Dimmable | Continuous (Can dim down to ≤ 10% (W)) | Yes |  |  | 12024 | 121.7 | 98.8 | 5 | 0.998 | 3017 | 83
PT1RZFBP | Hubbell Lighting | Columbia Lighting | MPL8-30LW-AC-ED1U-FA | Indoor Luminaires | Linear Ambient | Direct Linear Ambient Luminaires | Premium | FALSE | [9 empty] | 4/28/2016 | Dimmable | Continuous (Can dim down to ≤ 10% (W)) | Yes |  |  | 11221 | 113.6 | 98.8 | 5 | 0.998 | 3017 | 83
PWFQKRKS | Hubbell Lighting | Columbia Lighting | MPL8-30LW-AC-EDU | Indoor Luminaires | Linear Ambient | Direct Linear Ambient Luminaires | Premium | FALSE | [9 empty] | 4/28/2016 | Dimmable | Continuous (Cannot dim down to ≤ 10% (W) | Yes |  |  | 12024 | 121.7 | 98.8 | 5 | 0.998 | 3017 | 83
PHP6S2N1 | Hubbell Lighting | Columbia Lighting | MPL8-30LW-AC-EDU-FA | Indoor Luminaires | Linear Ambient | Direct Linear Ambient Luminaires | Premium | FALSE | [9 empty] | 4/28/2016 | Dimmable | Continuous (Cannot dim down to ≤ 10% (W) | Yes |  |  | 11221 | 113.6 | 98.8 | 5 | 0.998 | 3017 | 83
P4XM74M7 | Hubbell Lighting | Columbia Lighting | MPL8-30LW-AC-EU | Indoor Luminaires | Linear Ambient | Direct Linear Ambient Luminaires | Premium | FALSE | [9 empty] | 4/28/2016 | Not Dimmable | Not Dimmable | Yes |  |  | 12024 | 121.7 | 98.8 | 5 | 0.998 | 3017 | 83
PB6D758P | Hubbell Lighting | Columbia Lighting | MPL8-30LW-AC-EU-FA | Indoor Luminaires | Linear Ambient | Direct Linear Ambient Luminaires | Premium | FALSE | [9 empty] | 4/28/2016 | Not Dimmable | Not Dimmable | Yes |  |  | 11221 | 113.6 | 98.8 | 5 | 0.998 | 3017 | 83
PMARJHCB | Hubbell Lighting | Columbia Lighting | MPL8-30LW-AD-ED1U | Indoor Luminaires | Linear Ambient | Direct Linear Ambient Luminaires | Premium | FALSE | [9 empty] | 4/28/2016 | Dimmable | Continuous (Can dim down to ≤ 10% (W)) | Yes |  |  | 11922 | 123.2 | 96.8 | 5 | 0.998 | 3017 | 83
PTRWJ7Q6 | Hubbell Lighting | Columbia Lighting | MPL8-30LW-AD-ED1U-FA | Indoor Luminaires | Linear Ambient | Direct Linear Ambient Luminaires | Premium | FALSE | [9 empty] | 4/28/2016 | Dimmable | Continuous (Can dim down to ≤ 10% (W)) | Yes |  |  | 11111 | 114.8 | 96.8 | 5 | 0.998 | 3017 | 83
PPJYWU6Z | Hubbell Lighting | Columbia Lighting | MPL8-30LW-AD-EDU | Indoor Luminaires | Linear Ambient | Direct Linear Ambient Luminaires | Premium | FALSE | [9 empty] | 4/28/2016 | Dimmable | Continuous (Cannot dim down to ≤ 10% (W) | Yes |  |  | 11922 | 123.2 | 96.8 | 5 | 0.998 | 3017 | 83
PCD2M1RU | Hubbell Lighting | Columbia Lighting | MPL8-30LW-AD-EDU-FA | Indoor Luminaires | Linear Ambient | Direct Linear Ambient Luminaires | Premium | FALSE | [9 empty] | 4/28/2016 | Dimmable | Continuous (Cannot dim down to ≤ 10% (W) | Yes |  |  | 11111 | 114.8 | 96.8 | 5 | 0.998 | 3017 | 83
PJMPVMD6 | Hubbell Lighting | Columbia Lighting | MPL8-30LW-AD-EU | Indoor Luminaires | Linear Ambient | Direct Linear Ambient Luminaires | Premium | FALSE | [9 empty] | 4/28/2016 | Not Dimmable | Not Dimmable | Yes |  |  | 11922 | 123.2 | 96.8 | 5 | 0.998 | 3017 | 83
PPRHUJYK | Hubbell Lighting | Columbia Lighting | MPL8-30LW-AD-EU-FA | Indoor Luminaires | Linear Ambient | Direct Linear Ambient Luminaires | Premium | FALSE | [9 empty] | 4/28/2016 | Not Dimmable | Not Dimmable | Yes |  |  | 11111 | 114.8 | 96.8 | 5 | 0.998 | 3017 | 83
PC3WR3UV | Hubbell Lighting | Columbia Lighting | MPL8-30LW-FA-ED1U | Indoor Luminaires | Linear Ambient | Direct Linear Ambient Luminaires | Premium | FALSE | [9 empty] | 4/28/2016 | Dimmable | Continuous (Can dim down to ≤ 10% (W)) | Yes |  |  | 11942 | 123.9 | 96.4 | 5 | 0.998 | 3017 | 83
PPREUE5D | Hubbell Lighting | Columbia Lighting | MPL8-30LW-FA-EDU | Indoor Luminaires | Linear Ambient | Direct Linear Ambient Luminaires | Premium | FALSE | [9 empty] | 4/28/2016 | Dimmable | Continuous (Cannot dim down to ≤ 10% (W) | Yes |  |  | 11942 | 123.9 | 96.4 | 5 | 0.998 | 3017 | 83
PZ9FWJ3S | Hubbell Lighting | Columbia Lighting | MPL8-30LW-FA-EU | Indoor Luminaires | Linear Ambient | Direct Linear Ambient Luminaires | Premium | FALSE | [9 empty] | 4/28/2016 | Not Dimmable | Not Dimmable | Yes |  |  | 11942 | 123.9 | 96.4 | 5 | 0.998 | 3017 | 83
PM1KNG1Y | Hubbell Lighting | Columbia Lighting | MPL8-30LW-W-ED1U | Indoor Luminaires | Linear Ambient | Direct Linear Ambient Luminaires | Premium | FALSE | [9 empty] | 4/28/2016 | Dimmable | Continuous (Can dim down to ≤ 10% (W)) | Yes |  |  | 12582 | 127.3 | 98.8 | 5 | 0.998 | 3017 | 83
PKFEUUJD | Hubbell Lighting | Columbia Lighting | MPL8-30LW-W-EDU | Indoor Luminaires | Linear Ambient | Direct Linear Ambient Luminaires | Premium | FALSE | [9 empty] | 4/28/2016 | Dimmable | Continuous (Cannot dim down to ≤ 10% (W) | Yes |  |  | 12582 | 127.3 | 98.8 | 5 | 0.998 | 3017 | 83
P6EZNT9N | Hubbell Lighting | Columbia Lighting | MPL8-30LW-W-EU | Indoor Luminaires | Linear Ambient | Direct Linear Ambient Luminaires | Premium | FALSE | [9 empty] | 4/28/2016 | Not Dimmable | Not Dimmable | Yes |  |  | 12582 | 127.3 | 98.8 | 5 | 0.998 | 3017 | 83
PD9GE5RK | Hubbell Lighting | Columbia Lighting | MPL8-30ML-AC-EDU | Indoor Luminaires | Linear Ambient | Direct Linear Ambient Luminaires | Standard | FALSE | [9 empty] | 4/28/2016 | Dimmable | Continuous (Cannot dim down to ≤ 10% (W) | Yes |  |  | 16504 | 116.7 | 141.4 | 7.3 | 0.92 | 3017 | 83
P3CEGG52 | Hubbell Lighting | Columbia Lighting | MPL8-30ML-AC-EDU-FA | Indoor Luminaires | Linear Ambient | Direct Linear Ambient Luminaires | Standard | FALSE | [9 empty] | 4/28/2016 | Dimmable | Continuous (Cannot dim down to ≤ 10% (W) | Yes |  |  | 15402 | 108.9 | 141.4 | 7.3 | 0.92 | 3017 | 83
PBMDV37C | Hubbell Lighting | Columbia Lighting | MPL8-30ML-AC-EU | Indoor Luminaires | Linear Ambient | Direct Linear Ambient Luminaires | Standard | FALSE | [9 empty] | 4/28/2016 | Not Dimmable | Not Dimmable | Yes |  |  | 16504 | 116.7 | 141.4 | 7.3 | 0.92 | 3017 | 83
PKA9VWA3 | Hubbell Lighting | Columbia Lighting | MPL8-30ML-AC-EU-FA | Indoor Luminaires | Linear Ambient | Direct Linear Ambient Luminaires | Standard | FALSE | [9 empty] | 4/28/2016 | Not Dimmable | Not Dimmable | Yes |  |  | 15402 | 108.9 | 141.4 | 7.3 | 0.92 | 3017 | 83
P5SJ23EG | Hubbell Lighting | Columbia Lighting | MPL8-30ML-AD-EDU | Indoor Luminaires | Linear Ambient | Direct Linear Ambient Luminaires | Standard | FALSE | [9 empty] | 4/28/2016 | Dimmable | Continuous (Cannot dim down to ≤ 10% (W) | Yes |  |  | 16414 | 115.6 | 142 | 7.3 | 0.92 | 3017 | 83
P1CGNKNT | Hubbell Lighting | Columbia Lighting | MPL8-30ML-AD-EDU-FA | Indoor Luminaires | Linear Ambient | Direct Linear Ambient Luminaires | Standard | FALSE | [9 empty] | 4/28/2016 | Dimmable | Continuous (Cannot dim down to ≤ 10% (W) | Yes |  |  | 15298 | 107.7 | 142 | 7.3 | 0.92 | 3017 | 83
PC9MMPN4 | Hubbell Lighting | Columbia Lighting | MPL8-30ML-AD-EU | Indoor Luminaires | Linear Ambient | Direct Linear Ambient Luminaires | Standard | FALSE | [9 empty] | 4/28/2016 | Not Dimmable | Not Dimmable | Yes |  |  | 16414 | 115.6 | 142 | 7.3 | 0.92 | 3017 | 83
P4V2ZCJ4 | Hubbell Lighting | Columbia Lighting | MPL8-30ML-AD-EU-FA | Indoor Luminaires | Linear Ambient | Direct Linear Ambient Luminaires | Standard | FALSE | [9 empty] | 4/28/2016 | Not Dimmable | Not Dimmable | Yes |  |  | 15298 | 107.7 | 142 | 7.3 | 0.92 | 3017 | 83
P9HUJQS7 | Hubbell Lighting | Columbia Lighting | MPL8-30ML-FA-EDU | Indoor Luminaires | Linear Ambient | Direct Linear Ambient Luminaires | Standard | FALSE | [9 empty] | 4/28/2016 | Dimmable | Continuous (Cannot dim down to ≤ 10% (W) | Yes |  |  | 16512 | 116.3 | 142 | 7.3 | 0.92 | 3017 | 83
PV6RQ1UM | Hubbell Lighting | Columbia Lighting | MPL8-30ML-FA-EU | Indoor Luminaires | Linear Ambient | Direct Linear Ambient Luminaires | Standard | FALSE | [9 empty] | 4/28/2016 | Not Dimmable | Not Dimmable | Yes |  |  | 16512 | 116.3 | 142 | 7.3 | 0.92 | 3017 | 83
PH7HTUUG | Hubbell Lighting | Columbia Lighting | MPL8-30ML-W-EDU | Indoor Luminaires | Linear Ambient | Direct Linear Ambient Luminaires | Standard | FALSE | [9 empty] | 4/28/2016 | Dimmable | Continuous (Cannot dim down to ≤ 10% (W) | Yes |  |  | 17270 | 122.1 | 141.4 | 7.3 | 0.92 | 3017 | 83
PAYJGY9B | Hubbell Lighting | Columbia Lighting | MPL8-30ML-W-EU | Indoor Luminaires | Linear Ambient | Direct Linear Ambient Luminaires | Standard | FALSE | [9 empty] | 4/28/2016 | Not Dimmable | Not Dimmable | Yes |  |  | 17270 | 122.1 | 141.4 | 7.3 | 0.92 | 3017 | 83
P7SBZ5N1 | Hubbell Lighting | Columbia Lighting | MPL8-30VL-AC-EDU | Indoor Luminaires | Linear Ambient | Direct Linear Ambient Luminaires | Standard | FALSE | [9 empty] | 4/28/2016 | Dimmable | Continuous (Cannot dim down to ≤ 10% (W) | Yes |  |  | 21784 | 113.8 | 191.4 | 5.9 | 0.978 | 3017 | 83
P5XC56WT | Hubbell Lighting | Columbia Lighting | MPL8-30VL-AC-EDU-FA | Indoor Luminaires | Linear Ambient | Direct Linear Ambient Luminaires | Standard | FALSE | [9 empty] | 4/28/2016 | Dimmable | Continuous (Cannot dim down to ≤ 10% (W) | Yes |  |  | 20329 | 106.2 | 191.4 | 5.9 | 0.978 | 3017 | 83
PD67Y3TV | Hubbell Lighting | Columbia Lighting | MPL8-30VL-AC-EU | Indoor Luminaires | Linear Ambient | Direct Linear Ambient Luminaires | Standard | FALSE | [9 empty] | 4/28/2016 | Not Dimmable | Not Dimmable | Yes |  |  | 21784 | 113.8 | 191.4 | 5.9 | 0.978 | 3017 | 83
PXTGTZX9 | Hubbell Lighting | Columbia Lighting | MPL8-30VL-AC-EU-FA | Indoor Luminaires | Linear Ambient | Direct Linear Ambient Luminaires | Standard | FALSE | [9 empty] | 4/28/2016 | Not Dimmable | Not Dimmable | Yes |  |  | 20329 | 106.2 | 191.4 | 5.9 | 0.978 | 3017 | 83
PUKB2T6Y | Hubbell Lighting | Columbia Lighting | MPL8-30VL-AD-EDU | Indoor Luminaires | Linear Ambient | Direct Linear Ambient Luminaires | Standard | FALSE | [9 empty] | 4/28/2016 | Dimmable | Continuous (Cannot dim down to ≤ 10% (W) | Yes |  |  | 21450 | 112 | 191.6 | 5.9 | 0.978 | 3017 | 83
PPPZ6FVN | Hubbell Lighting | Columbia Lighting | MPL8-30VL-AD-EDU-FA | Indoor Luminaires | Linear Ambient | Direct Linear Ambient Luminaires | Standard | FALSE | [9 empty] | 4/28/2016 | Dimmable | Continuous (Cannot dim down to ≤ 10% (W) | Yes |  |  | 19991 | 104.3 | 191.6 | 5.9 | 0.978 | 3017 | 83
PJEXY8Y6 | Hubbell Lighting | Columbia Lighting | MPL8-30VL-AD-EU | Indoor Luminaires | Linear Ambient | Direct Linear Ambient Luminaires | Standard | FALSE | [9 empty] | 4/28/2016 | Not Dimmable | Not Dimmable | Yes |  |  | 21450 | 112 | 191.6 | 5.9 | 0.978 | 3017 | 83
P2MU5RRJ | Hubbell Lighting | Columbia Lighting | MPL8-30VL-AD-EU-FA | Indoor Luminaires | Linear Ambient | Direct Linear Ambient Luminaires | Standard | FALSE | [9 empty] | 4/28/2016 | Not Dimmable | Not Dimmable | Yes |  |  | 19991 | 104.3 | 191.6 | 5.9 | 0.978 | 3017 | 83
P94FE12K | Hubbell Lighting | Columbia Lighting | MPL8-30VL-FA-EDU | Indoor Luminaires | Linear Ambient | Direct Linear Ambient Luminaires | Standard | FALSE | [9 empty] | 4/28/2016 | Dimmable | Continuous (Cannot dim down to ≤ 10% (W) | Yes |  |  | 21064 | 110.9 | 190 | 5.9 | 0.978 | 3017 | 83
PMADNZ4Z | Hubbell Lighting | Columbia Lighting | MPL8-30VL-FA-EU | Indoor Luminaires | Linear Ambient | Direct Linear Ambient Luminaires | Standard | FALSE | [9 empty] | 4/28/2016 | Not Dimmable | Not Dimmable | Yes |  |  | 21064 | 110.9 | 190 | 5.9 | 0.978 | 3017 | 83
PSG2X7HN | Hubbell Lighting | Columbia Lighting | MPL8-30VL-W-EDU | Indoor Luminaires | Linear Ambient | Direct Linear Ambient Luminaires | Standard | FALSE | [9 empty] | 4/28/2016 | Dimmable | Continuous (Cannot dim down to ≤ 10% (W) | Yes |  |  | 22795 | 119.1 | 191.4 | 5.9 | 0.978 | 3017 | 83
PNV528C3 | Hubbell Lighting | Columbia Lighting | MPL8-30VL-W-EU | Indoor Luminaires | Linear Ambient | Direct Linear Ambient Luminaires | Standard | FALSE | [9 empty] | 4/28/2016 | Not Dimmable | Not Dimmable | Yes |  |  | 22795 | 119.1 | 191.4 | 5.9 | 0.978 | 3017 | 83
P9T6BRQQ | Hubbell Lighting | Columbia Lighting | MPL8-35HL-AC-EDU | Indoor Luminaires | Linear Ambient | Direct Linear Ambient Luminaires | Standard | FALSE | [9 empty] | 4/28/2016 | Dimmable | Continuous (Cannot dim down to ≤ 10% (W) | Yes |  |  | 20112 | 117.5 | 171.2 | 7.3 | 0.92 | 3504 | 83
PUU1R3B8 | Hubbell Lighting | Columbia Lighting | MPL8-35HL-AC-EDU-FA | Indoor Luminaires | Linear Ambient | Direct Linear Ambient Luminaires | Standard | FALSE | [9 empty] | 4/28/2016 | Dimmable | Continuous (Cannot dim down to ≤ 10% (W) | Yes |  |  | 18769 | 109.6 | 171.2 | 7.3 | 0.92 | 3504 | 83
PETMJ5GJ | Hubbell Lighting | Columbia Lighting | MPL8-35HL-AC-EU | Indoor Luminaires | Linear Ambient | Direct Linear Ambient Luminaires | Standard | FALSE | [9 empty] | 4/28/2016 | Not Dimmable | Not Dimmable | Yes |  |  | 20112 | 117.5 | 171.2 | 7.3 | 0.92 | 3504 | 83
PD2HUG6W | Hubbell Lighting | Columbia Lighting | MPL8-35HL-AC-EU-FA | Indoor Luminaires | Linear Ambient | Direct Linear Ambient Luminaires | Standard | FALSE | [9 empty] | 4/28/2016 | Not Dimmable | Not Dimmable | Yes |  |  | 18769 | 109.6 | 171.2 | 7.3 | 0.92 | 3504 | 83
PJMP2ZTN | Hubbell Lighting | Columbia Lighting | MPL8-35HL-AD-EDU | Indoor Luminaires | Linear Ambient | Direct Linear Ambient Luminaires | Standard | FALSE | [9 empty] | 4/28/2016 | Dimmable | Continuous (Cannot dim down to ≤ 10% (W) | Yes |  |  | 19819 | 115.1 | 172.2 | 7.3 | 0.92 | 3504 | 83
PTGKJQK8 | Hubbell Lighting | Columbia Lighting | MPL8-35HL-AD-EDU-FA | Indoor Luminaires | Linear Ambient | Direct Linear Ambient Luminaires | Standard | FALSE | [9 empty] | 4/28/2016 | Dimmable | Continuous (Cannot dim down to ≤ 10% (W) | Yes |  |  | 18470 | 107.3 | 172.2 | 7.3 | 0.92 | 3504 | 83
PYBFDFQH | Hubbell Lighting | Columbia Lighting | MPL8-35HL-AD-EU | Indoor Luminaires | Linear Ambient | Direct Linear Ambient Luminaires | Standard | FALSE | [9 empty] | 4/28/2016 | Not Dimmable | Not Dimmable | Yes |  |  | 19819 | 115.1 | 172.2 | 7.3 | 0.92 | 3504 | 83
PBUTD6T5 | Hubbell Lighting | Columbia Lighting | MPL8-35HL-AD-EU-FA | Indoor Luminaires | Linear Ambient | Direct Linear Ambient Luminaires | Standard | FALSE | [9 empty] | 4/28/2016 | Not Dimmable | Not Dimmable | Yes |  |  | 18470 | 107.3 | 172.2 | 7.3 | 0.92 | 3504 | 83
P1YTHU4J | Hubbell Lighting | Columbia Lighting | MPL8-35HL-FA-EDU | Indoor Luminaires | Linear Ambient | Direct Linear Ambient Luminaires | Standard | FALSE | [9 empty] | 4/28/2016 | Dimmable | Continuous (Cannot dim down to ≤ 10% (W) | Yes |  |  | 19898 | 115.7 | 172 | 7.3 | 0.92 | 3504 | 83
PGNZDUVW | Hubbell Lighting | Columbia Lighting | MPL8-35HL-FA-EU | Indoor Luminaires | Linear Ambient | Direct Linear Ambient Luminaires | Standard | FALSE | [9 empty] | 4/28/2016 | Not Dimmable | Not Dimmable | Yes |  |  | 19898 | 115.7 | 172 | 7.3 | 0.92 | 3504 | 83
PMA9Q6MR | Hubbell Lighting | Columbia Lighting | MPL8-35HL-W-EDU | Indoor Luminaires | Linear Ambient | Direct Linear Ambient Luminaires | Standard | FALSE | [9 empty] | 4/28/2016 | Dimmable | Continuous (Cannot dim down to ≤ 10% (W) | Yes |  |  | 21045 | 122.9 | 171.2 | 7.3 | 0.92 | 3504 | 83
P1BQARNH | Hubbell Lighting | Columbia Lighting | MPL8-35HL-W-EU | Indoor Luminaires | Linear Ambient | Direct Linear Ambient Luminaires | Standard | FALSE | [9 empty] | 4/28/2016 | Not Dimmable | Not Dimmable | Yes |  |  | 21045 | 122.9 | 171.2 | 7.3 | 0.92 | 3504 | 83
P36X49T2 | Hubbell Lighting | Columbia Lighting | MPL8-35LW-AC-ED1U | Indoor Luminaires | Linear Ambient | Direct Linear Ambient Luminaires | Premium | FALSE | [9 empty] | 4/28/2016 | Dimmable | Continuous (Can dim down to ≤ 10% (W)) | Yes |  |  | 12234 | 123.8 | 98.8 | 5 | 0.998 | 3504 | 83
PT3B6RYR | Hubbell Lighting | Columbia Lighting | MPL8-35LW-AC-ED1U-FA | Indoor Luminaires | Linear Ambient | Direct Linear Ambient Luminaires | Premium | FALSE | [9 empty] | 4/28/2016 | Dimmable | Continuous (Can dim down to ≤ 10% (W)) | Yes |  |  | 11417 | 115.6 | 98.8 | 5 | 0.998 | 3504 | 83
PYSAX5XZ | Hubbell Lighting | Columbia Lighting | MPL8-35LW-AC-EDU | Indoor Luminaires | Linear Ambient | Direct Linear Ambient Luminaires | Premium | FALSE | [9 empty] | 4/28/2016 | Dimmable | Continuous (Cannot dim down to ≤ 10% (W) | Yes |  |  | 12234 | 123.8 | 98.8 | 5 | 0.998 | 3504 | 83
PTTY9GQA | Hubbell Lighting | Columbia Lighting | MPL8-35LW-AC-EDU-FA | Indoor Luminaires | Linear Ambient | Direct Linear Ambient Luminaires | Premium | FALSE | [9 empty] | 4/28/2016 | Dimmable | Continuous (Cannot dim down to ≤ 10% (W) | Yes |  |  | 11417 | 115.6 | 98.8 | 5 | 0.998 | 3504 | 83
PWDGCSBQ | Hubbell Lighting | Columbia Lighting | MPL8-35LW-AC-EU | Indoor Luminaires | Linear Ambient | Direct Linear Ambient Luminaires | Premium | FALSE | [9 empty] | 4/28/2016 | Not Dimmable | Not Dimmable | Yes |  |  | 12234 | 123.8 | 98.8 | 5 | 0.998 | 3504 | 83
PSBKUC53 | Hubbell Lighting | Columbia Lighting | MPL8-35LW-AC-EU-FA | Indoor Luminaires | Linear Ambient | Direct Linear Ambient Luminaires | Premium | FALSE | [9 empty] | 4/28/2016 | Not Dimmable | Not Dimmable | Yes |  |  | 11417 | 115.6 | 98.8 | 5 | 0.998 | 3504 | 83
PG8URY9B | Hubbell Lighting | Columbia Lighting | MPL8-35LW-AD-ED1U | Indoor Luminaires | Linear Ambient | Direct Linear Ambient Luminaires | Premium | FALSE | [9 empty] | 4/28/2016 | Dimmable | Continuous (Can dim down to ≤ 10% (W)) | Yes |  |  | 12131 | 125.3 | 96.8 | 5 | 0.998 | 3504 | 83
PVQPW1TJ | Hubbell Lighting | Columbia Lighting | MPL8-35LW-AD-ED1U-FA | Indoor Luminaires | Linear Ambient | Direct Linear Ambient Luminaires | Premium | FALSE | [9 empty] | 4/28/2016 | Dimmable | Continuous (Can dim down to ≤ 10% (W)) | Yes |  |  | 11305 | 116.8 | 96.8 | 5 | 0.998 | 3504 | 83
PN843D27 | Hubbell Lighting | Columbia Lighting | MPL8-35LW-AD-EDU | Indoor Luminaires | Linear Ambient | Direct Linear Ambient Luminaires | Premium | FALSE | [9 empty] | 4/28/2016 | Dimmable | Continuous (Cannot dim down to ≤ 10% (W) | Yes |  |  | 12131 | 125.3 | 96.8 | 5 | 0.998 | 3504 | 83
PZ439WBG | Hubbell Lighting | Columbia Lighting | MPL8-35LW-AD-EDU-FA | Indoor Luminaires | Linear Ambient | Direct Linear Ambient Luminaires | Premium | FALSE | [9 empty] | 4/28/2016 | Dimmable | Continuous (Cannot dim down to ≤ 10% (W) | Yes |  |  | 11305 | 116.8 | 96.8 | 5 | 0.998 | 3504 | 83
PQZD327K | Hubbell Lighting | Columbia Lighting | MPL8-35LW-AD-EU | Indoor Luminaires | Linear Ambient | Direct Linear Ambient Luminaires | Premium | FALSE | [9 empty] | 4/28/2016 | Not Dimmable | Not Dimmable | Yes |  |  | 12131 | 125.3 | 96.8 | 5 | 0.998 | 3504 | 83
PUEUUQ8B | Hubbell Lighting | Columbia Lighting | MPL8-35LW-AD-EU-FA | Indoor Luminaires | Linear Ambient | Direct Linear Ambient Luminaires | Premium | FALSE | [9 empty] | 4/28/2016 | Not Dimmable | Not Dimmable | Yes |  |  | 11305 | 116.8 | 96.8 | 5 | 0.998 | 3504 | 83
PZ4S1TFD | Hubbell Lighting | Columbia Lighting | MPL8-35LW-FA-ED1U | Indoor Luminaires | Linear Ambient | Direct Linear Ambient Luminaires | Premium | FALSE | [9 empty] | 4/28/2016 | Dimmable | Continuous (Can dim down to ≤ 10% (W)) | Yes |  |  | 12151 | 126 | 96.4 | 5 | 0.998 | 3504 | 83
PCR29D6T | Hubbell Lighting | Columbia Lighting | MPL8-35LW-FA-EDU | Indoor Luminaires | Linear Ambient | Direct Linear Ambient Luminaires | Premium | FALSE | [9 empty] | 4/28/2016 | Dimmable | Continuous (Cannot dim down to ≤ 10% (W) | Yes |  |  | 12151 | 126 | 96.4 | 5 | 0.998 | 3504 | 83
PD1RB85E | Hubbell Lighting | Columbia Lighting | MPL8-35LW-FA-EU | Indoor Luminaires | Linear Ambient | Direct Linear Ambient Luminaires | Premium | FALSE | [9 empty] | 4/28/2016 | Not Dimmable | Not Dimmable | Yes |  |  | 12151 | 126 | 96.4 | 5 | 0.998 | 3504 | 83
PZJ48W83 | Hubbell Lighting | Columbia Lighting | MPL8-35LW-W-ED1U | Indoor Luminaires | Linear Ambient | Direct Linear Ambient Luminaires | Premium | FALSE | [9 empty] | 4/28/2016 | Dimmable | Continuous (Can dim down to ≤ 10% (W)) | Yes |  |  | 12802 | 129.6 | 98.8 | 5 | 0.998 | 3504 | 83
P4KJY359 | Hubbell Lighting | Columbia Lighting | MPL8-35LW-W-EDU | Indoor Luminaires | Linear Ambient | Direct Linear Ambient Luminaires | Premium | FALSE | [9 empty] | 4/28/2016 | Dimmable | Continuous (Cannot dim down to ≤ 10% (W) | Yes |  |  | 12802 | 129.6 | 98.8 | 5 | 0.998 | 3504 | 83
PAMHD6CM | Hubbell Lighting | Columbia Lighting | MPL8-35LW-W-EU | Indoor Luminaires | Linear Ambient | Direct Linear Ambient Luminaires | Premium | FALSE | [9 empty] | 4/28/2016 | Not Dimmable | Not Dimmable | Yes |  |  | 12802 | 129.6 | 98.8 | 5 | 0.998 | 3504 | 83
PJN4YB3R | Hubbell Lighting | Columbia Lighting | MPL8-35ML-AC-EDU | Indoor Luminaires | Linear Ambient | Direct Linear Ambient Luminaires | Standard | FALSE | [9 empty] | 4/28/2016 | Dimmable | Continuous (Cannot dim down to ≤ 10% (W) | Yes |  |  | 16793 | 118.8 | 141.4 | 7.3 | 0.92 | 3504 | 83
PPCSSC79 | Hubbell Lighting | Columbia Lighting | MPL8-35ML-AC-EDU-FA | Indoor Luminaires | Linear Ambient | Direct Linear Ambient Luminaires | Standard | FALSE | [9 empty] | 4/28/2016 | Dimmable | Continuous (Cannot dim down to ≤ 10% (W) | Yes |  |  | 15670 | 110.8 | 141.4 | 7.3 | 0.92 | 3504 | 83
PUY37GKJ | Hubbell Lighting | Columbia Lighting | MPL8-35ML-AC-EU | Indoor Luminaires | Linear Ambient | Direct Linear Ambient Luminaires | Standard | FALSE | [9 empty] | 4/28/2016 | Not Dimmable | Not Dimmable | Yes |  |  | 16793 | 118.8 | 141.4 | 7.3 | 0.92 | 3504 | 83
PETKKBTC | Hubbell Lighting | Columbia Lighting | MPL8-35ML-AC-EU-FA | Indoor Luminaires | Linear Ambient | Direct Linear Ambient Luminaires | Standard | FALSE | [9 empty] | 4/28/2016 | Not Dimmable | Not Dimmable | Yes |  |  | 15670 | 110.8 | 141.4 | 7.3 | 0.92 | 3504 | 83
PQG8C33R | Hubbell Lighting | Columbia Lighting | MPL8-35ML-AD-EDU | Indoor Luminaires | Linear Ambient | Direct Linear Ambient Luminaires | Standard | FALSE | [9 empty] | 4/28/2016 | Dimmable | Continuous (Cannot dim down to ≤ 10% (W) | Yes |  |  | 16701 | 117.6 | 142 | 7.3 | 0.92 | 3504 | 83
P7AJVFNR | Hubbell Lighting | Columbia Lighting | MPL8-35ML-AD-EDU-FA | Indoor Luminaires | Linear Ambient | Direct Linear Ambient Luminaires | Standard | FALSE | [9 empty] | 4/28/2016 | Dimmable | Continuous (Cannot dim down to ≤ 10% (W) | Yes |  |  | 15566 | 109.6 | 142 | 7.3 | 0.92 | 3504 | 83
PG2G18AS | Hubbell Lighting | Columbia Lighting | MPL8-35ML-AD-EU | Indoor Luminaires | Linear Ambient | Direct Linear Ambient Luminaires | Standard | FALSE | [9 empty] | 4/28/2016 | Not Dimmable | Not Dimmable | Yes |  |  | 16701 | 117.6 | 142 | 7.3 | 0.92 | 3504 | 83
PXRFY2CD | Hubbell Lighting | Columbia Lighting | MPL8-35ML-AD-EU-FA | Indoor Luminaires | Linear Ambient | Direct Linear Ambient Luminaires | Standard | FALSE | [9 empty] | 4/28/2016 | Not Dimmable | Not Dimmable | Yes |  |  | 15566 | 109.6 | 142 | 7.3 | 0.92 | 3504 | 83
P4TPAJN8 | Hubbell Lighting | Columbia Lighting | MPL8-35ML-FA-EDU | Indoor Luminaires | Linear Ambient | Direct Linear Ambient Luminaires | Standard | FALSE | [9 empty] | 4/28/2016 | Dimmable | Continuous (Cannot dim down to ≤ 10% (W) | Yes |  |  | 16801 | 118.3 | 142 | 7.3 | 0.92 | 3504 | 83
P6UPKDUW | Hubbell Lighting | Columbia Lighting | MPL8-35ML-FA-EU | Indoor Luminaires | Linear Ambient | Direct Linear Ambient Luminaires | Standard | FALSE | [9 empty] | 4/28/2016 | Not Dimmable | Not Dimmable | Yes |  |  | 16801 | 118.3 | 142 | 7.3 | 0.92 | 3504 | 83
PYTNA837 | Hubbell Lighting | Columbia Lighting | MPL8-35ML-W-EDU | Indoor Luminaires | Linear Ambient | Direct Linear Ambient Luminaires | Standard | FALSE | [9 empty] | 4/28/2016 | Dimmable | Continuous (Cannot dim down to ≤ 10% (W) | Yes |  |  | 17571 | 124.3 | 141.4 | 7.3 | 0.92 | 3504 | 83
P2CUCTV2 | Hubbell Lighting | Columbia Lighting | MPL8-35ML-W-EU | Indoor Luminaires | Linear Ambient | Direct Linear Ambient Luminaires | Standard | FALSE | [9 empty] | 4/28/2016 | Not Dimmable | Not Dimmable | Yes |  |  | 17571 | 124.3 | 141.4 | 7.3 | 0.92 | 3504 | 83
P12PAZND | Hubbell Lighting | Columbia Lighting | MPL8-35VL-AC-EDU | Indoor Luminaires | Linear Ambient | Direct Linear Ambient Luminaires | Standard | FALSE | [9 empty] | 4/28/2016 | Dimmable | Continuous (Cannot dim down to ≤ 10% (W) | Yes |  |  | 22165 | 115.8 | 191.4 | 5.9 | 0.978 | 3504 | 83
PS6V79SM | Hubbell Lighting | Columbia Lighting | MPL8-35VL-AC-EDU-FA | Indoor Luminaires | Linear Ambient | Direct Linear Ambient Luminaires | Standard | FALSE | [9 empty] | 4/28/2016 | Dimmable | Continuous (Cannot dim down to ≤ 10% (W) | Yes |  |  | 20685 | 108.1 | 191.4 | 5.9 | 0.978 | 3504 | 83
PG3Q5R69 | Hubbell Lighting | Columbia Lighting | MPL8-35VL-AC-EU | Indoor Luminaires | Linear Ambient | Direct Linear Ambient Luminaires | Standard | FALSE | [9 empty] | 4/28/2016 | Not Dimmable | Not Dimmable | Yes |  |  | 22165 | 115.8 | 191.4 | 5.9 | 0.978 | 3504 | 83
P84X4KFC | Hubbell Lighting | Columbia Lighting | MPL8-35VL-AC-EU-FA | Indoor Luminaires | Linear Ambient | Direct Linear Ambient Luminaires | Standard | FALSE | [9 empty] | 4/28/2016 | Not Dimmable | Not Dimmable | Yes |  |  | 20685 | 108.1 | 191.4 | 5.9 | 0.978 | 3504 | 83
PR4713GE | Hubbell Lighting | Columbia Lighting | MPL8-35VL-AD-EDU | Indoor Luminaires | Linear Ambient | Direct Linear Ambient Luminaires | Standard | FALSE | [9 empty] | 4/28/2016 | Dimmable | Continuous (Cannot dim down to ≤ 10% (W) | Yes |  |  | 21825 | 113.9 | 191.6 | 5.9 | 0.978 | 3504 | 83
P2AKPGSG | Hubbell Lighting | Columbia Lighting | MPL8-35VL-AD-EDU-FA | Indoor Luminaires | Linear Ambient | Direct Linear Ambient Luminaires | Standard | FALSE | [9 empty] | 4/28/2016 | Dimmable | Continuous (Cannot dim down to ≤ 10% (W) | Yes |  |  | 20342 | 106.2 | 191.6 | 5.9 | 0.978 | 3504 | 83
PX3D8KWU | Hubbell Lighting | Columbia Lighting | MPL8-35VL-AD-EU | Indoor Luminaires | Linear Ambient | Direct Linear Ambient Luminaires | Standard | FALSE | [9 empty] | 4/28/2016 | Not Dimmable | Not Dimmable | Yes |  |  | 21825 | 113.9 | 191.6 | 5.9 | 0.978 | 3504 | 83
PJDHCZ33 | Hubbell Lighting | Columbia Lighting | MPL8-35VL-AD-EU-FA | Indoor Luminaires | Linear Ambient | Direct Linear Ambient Luminaires | Standard | FALSE | [9 empty] | 4/28/2016 | Not Dimmable | Not Dimmable | Yes |  |  | 20342 | 106.2 | 191.6 | 5.9 | 0.978 | 3504 | 83
P81FQFAA | Hubbell Lighting | Columbia Lighting | MPL8-35VL-FA-EDU | Indoor Luminaires | Linear Ambient | Direct Linear Ambient Luminaires | Standard | FALSE | [9 empty] | 4/28/2016 | Dimmable | Continuous (Cannot dim down to ≤ 10% (W) | Yes |  |  | 21433 | 112.8 | 190 | 5.9 | 0.978 | 3504 | 83
PBXFGKGQ | Hubbell Lighting | Columbia Lighting | MPL8-35VL-FA-EU | Indoor Luminaires | Linear Ambient | Direct Linear Ambient Luminaires | Standard | FALSE | [9 empty] | 4/28/2016 | Not Dimmable | Not Dimmable | Yes |  |  | 21433 | 112.8 | 190 | 5.9 | 0.978 | 3504 | 83
P3ERHP3M | Hubbell Lighting | Columbia Lighting | MPL8-35VL-W-EDU | Indoor Luminaires | Linear Ambient | Direct Linear Ambient Luminaires | Standard | FALSE | [9 empty] | 4/28/2016 | Dimmable | Continuous (Cannot dim down to ≤ 10% (W) | Yes |  |  | 23195 | 121.2 | 191.4 | 5.9 | 0.978 | 3504 | 83
PBT59UUF | Hubbell Lighting | Columbia Lighting | MPL8-35VL-W-EU | Indoor Luminaires | Linear Ambient | Direct Linear Ambient Luminaires | Standard | FALSE | [9 empty] | 4/28/2016 | Not Dimmable | Not Dimmable | Yes |  |  | 23195 | 121.2 | 191.4 | 5.9 | 0.978 | 3504 | 83
PZYYCPN4 | Hubbell Lighting | Columbia Lighting | MPL8-40HL-AC-EDU | Indoor Luminaires | Linear Ambient | Direct Linear Ambient Luminaires | Standard | FALSE | [9 empty] | 4/28/2016 | Dimmable | Continuous (Cannot dim down to ≤ 10% (W) | Yes |  |  | 20806 | 121.5 | 171.2 | 7.3 | 0.92 | 2889 | 83
PJD8ASFV | Hubbell Lighting | Columbia Lighting | MPL8-40HL-AC-EDU-FA | Indoor Luminaires | Linear Ambient | Direct Linear Ambient Luminaires | Standard | FALSE | [9 empty] | 4/28/2016 | Dimmable | Continuous (Cannot dim down to ≤ 10% (W) | Yes |  |  | 19416 | 113.4 | 171.2 | 7.3 | 0.92 | 2889 | 83
PE72AQDS | Hubbell Lighting | Columbia Lighting | MPL8-40HL-AC-EU | Indoor Luminaires | Linear Ambient | Direct Linear Ambient Luminaires | Standard | FALSE | [9 empty] | 4/28/2016 | Not Dimmable | Not Dimmable | Yes |  |  | 20806 | 121.5 | 171.2 | 7.3 | 0.92 | 2889 | 83
P924K9S7 | Hubbell Lighting | Columbia Lighting | MPL8-40HL-AC-EU-FA | Indoor Luminaires | Linear Ambient | Direct Linear Ambient Luminaires | Standard | FALSE | [9 empty] | 4/28/2016 | Not Dimmable | Not Dimmable | Yes |  |  | 19416 | 113.4 | 171.2 | 7.3 | 0.92 | 2889 | 83
PGMRXS5M | Hubbell Lighting | Columbia Lighting | MPL8-40HL-AD-EDU | Indoor Luminaires | Linear Ambient | Direct Linear Ambient Luminaires | Standard | FALSE | [9 empty] | 4/28/2016 | Dimmable | Continuous (Cannot dim down to ≤ 10% (W) | Yes |  |  | 20503 | 119.1 | 172.2 | 7.3 | 0.92 | 2889 | 83
P8TD64WT | Hubbell Lighting | Columbia Lighting | MPL8-40HL-AD-EDU-FA | Indoor Luminaires | Linear Ambient | Direct Linear Ambient Luminaires | Standard | FALSE | [9 empty] | 4/28/2016 | Dimmable | Continuous (Cannot dim down to ≤ 10% (W) | Yes |  |  | 19108 | 111 | 172.2 | 7.3 | 0.92 | 2889 | 83
PBSH7X16 | Hubbell Lighting | Columbia Lighting | MPL8-40HL-AD-EU | Indoor Luminaires | Linear Ambient | Direct Linear Ambient Luminaires | Standard | FALSE | [9 empty] | 4/28/2016 | Not Dimmable | Not Dimmable | Yes |  |  | 20503 | 119.1 | 172.2 | 7.3 | 0.92 | 2889 | 83
PWD9EQZ1 | Hubbell Lighting | Columbia Lighting | MPL8-40HL-AD-EU-FA | Indoor Luminaires | Linear Ambient | Direct Linear Ambient Luminaires | Standard | FALSE | [9 empty] | 4/28/2016 | Not Dimmable | Not Dimmable | Yes |  |  | 19108 | 111 | 172.2 | 7.3 | 0.92 | 2889 | 83
P643Q67C | Hubbell Lighting | Columbia Lighting | MPL8-40HL-FA-EDU | Indoor Luminaires | Linear Ambient | Direct Linear Ambient Luminaires | Standard | FALSE | [9 empty] | 4/28/2016 | Dimmable | Continuous (Cannot dim down to ≤ 10% (W) | Yes |  |  | 20585 | 119.7 | 172 | 7.3 | 0.92 | 2889 | 83
P2TP9KHF | Hubbell Lighting | Columbia Lighting | MPL8-40HL-FA-EU | Indoor Luminaires | Linear Ambient | Direct Linear Ambient Luminaires | Standard | FALSE | [9 empty] | 4/28/2016 | Not Dimmable | Not Dimmable | Yes |  |  | 20585 | 119.7 | 172 | 7.3 | 0.92 | 2889 | 83
PQXDVT87 | Hubbell Lighting | Columbia Lighting | MPL8-40HL-W-EDU | Indoor Luminaires | Linear Ambient | Direct Linear Ambient Luminaires | Standard | FALSE | [9 empty] | 4/28/2016 | Dimmable | Continuous (Cannot dim down to ≤ 10% (W) | Yes |  |  | 21771 | 127.2 | 171.2 | 7.3 | 0.92 | 2889 | 83
PKVPN1AW | Hubbell Lighting | Columbia Lighting | MPL8-40HL-W-EU | Indoor Luminaires | Linear Ambient | Direct Linear Ambient Luminaires | Standard | FALSE | [9 empty] | 4/28/2016 | Not Dimmable | Not Dimmable | Yes |  |  | 21771 | 127.2 | 171.2 | 7.3 | 0.92 | 2889 | 83
PGRSCFWC | Hubbell Lighting | Columbia Lighting | MPL8-40LW-AC-ED1U | Indoor Luminaires | Linear Ambient | Direct Linear Ambient Luminaires | Premium | FALSE | [9 empty] | 4/28/2016 | Dimmable | Continuous (Can dim down to ≤ 10% (W)) | Yes |  |  | 12656 | 128.1 | 98.8 | 5 | 0.998 | 2889 | 83
PYMS8ZRJ | Hubbell Lighting | Columbia Lighting | MPL8-40LW-AC-ED1U-FA | Indoor Luminaires | Linear Ambient | Direct Linear Ambient Luminaires | Premium | FALSE | [9 empty] | 4/28/2016 | Dimmable | Continuous (Can dim down to ≤ 10% (W)) | Yes |  |  | 11811 | 119.5 | 98.8 | 5 | 0.998 | 2889 | 83
P947MS1F | Hubbell Lighting | Columbia Lighting | MPL8-40LW-AC-EDU | Indoor Luminaires | Linear Ambient | Direct Linear Ambient Luminaires | Premium | FALSE | [9 empty] | 4/28/2016 | Dimmable | Continuous (Cannot dim down to ≤ 10% (W) | Yes |  |  | 12656 | 128.1 | 98.8 | 5 | 0.998 | 2889 | 83
PS6V614W | Hubbell Lighting | Columbia Lighting | MPL8-40LW-AC-EDU-FA | Indoor Luminaires | Linear Ambient | Direct Linear Ambient Luminaires | Premium | FALSE | [9 empty] | 4/28/2016 | Dimmable | Continuous (Cannot dim down to ≤ 10% (W) | Yes |  |  | 11811 | 119.5 | 98.8 | 5 | 0.998 | 2889 | 83
PJPBE6RV | Hubbell Lighting | Columbia Lighting | MPL8-40LW-AC-EU | Indoor Luminaires | Linear Ambient | Direct Linear Ambient Luminaires | Premium | FALSE | [9 empty] | 4/28/2016 | Not Dimmable | Not Dimmable | Yes |  |  | 12656 | 128.1 | 98.8 | 5 | 0.998 | 2889 | 83
PB77EXD1 | Hubbell Lighting | Columbia Lighting | MPL8-40LW-AC-EU-FA | Indoor Luminaires | Linear Ambient | Direct Linear Ambient Luminaires | Premium | FALSE | [9 empty] | 4/28/2016 | Not Dimmable | Not Dimmable | Yes |  |  | 11811 | 119.5 | 98.8 | 5 | 0.998 | 2889 | 83
PKWW4TXK | Hubbell Lighting | Columbia Lighting | MPL8-40LW-AD-ED1U | Indoor Luminaires | Linear Ambient | Direct Linear Ambient Luminaires | Premium | FALSE | [9 empty] | 4/28/2016 | Dimmable | Continuous (Can dim down to ≤ 10% (W)) | Yes |  |  | 12549 | 129.6 | 96.8 | 5 | 0.998 | 2889 | 83
P2SBJKR1 | Hubbell Lighting | Columbia Lighting | MPL8-40LW-AD-ED1U-FA | Indoor Luminaires | Linear Ambient | Direct Linear Ambient Luminaires | Premium | FALSE | [9 empty] | 4/28/2016 | Dimmable | Continuous (Can dim down to ≤ 10% (W)) | Yes |  |  | 11697 | 120.8 | 96.8 | 5 | 0.998 | 2889 | 83
PV7FR2RQ | Hubbell Lighting | Columbia Lighting | MPL8-40LW-AD-EDU | Indoor Luminaires | Linear Ambient | Direct Linear Ambient Luminaires | Premium | FALSE | [9 empty] | 4/28/2016 | Dimmable | Continuous (Cannot dim down to ≤ 10% (W) | Yes |  |  | 12549 | 129.6 | 96.8 | 5 | 0.998 | 2889 | 83
P7R43AZ7 | Hubbell Lighting | Columbia Lighting | MPL8-40LW-AD-EDU-FA | Indoor Luminaires | Linear Ambient | Direct Linear Ambient Luminaires | Premium | FALSE | [9 empty] | 4/28/2016 | Dimmable | Continuous (Cannot dim down to ≤ 10% (W) | Yes |  |  | 11697 | 120.8 | 96.8 | 5 | 0.998 | 2889 | 83
P79F4WQF | Hubbell Lighting | Columbia Lighting | MPL8-40LW-AD-EU | Indoor Luminaires | Linear Ambient | Direct Linear Ambient Luminaires | Premium | FALSE | [9 empty] | 4/28/2016 | Not Dimmable | Not Dimmable | Yes |  |  | 12549 | 129.6 | 96.8 | 5 | 0.998 | 2889 | 83
PJ8CGFKS | Hubbell Lighting | Columbia Lighting | MPL8-40LW-AD-EU-FA | Indoor Luminaires | Linear Ambient | Direct Linear Ambient Luminaires | Premium | FALSE | [9 empty] | 4/28/2016 | Not Dimmable | Not Dimmable | Yes |  |  | 11697 | 120.8 | 96.8 | 5 | 0.998 | 2889 | 83
P7A5VA5S | Hubbell Lighting | Columbia Lighting | MPL8-40LW-FA-ED1U | Indoor Luminaires | Linear Ambient | Direct Linear Ambient Luminaires | Premium | FALSE | [9 empty] | 4/28/2016 | Dimmable | Continuous (Can dim down to ≤ 10% (W)) | Yes |  |  | 12570 | 130.4 | 96.4 | 5 | 0.998 | 2889 | 83
PA2Z6XMP | Hubbell Lighting | Columbia Lighting | MPL8-40LW-FA-EDU | Indoor Luminaires | Linear Ambient | Direct Linear Ambient Luminaires | Premium | FALSE | [9 empty] | 4/28/2016 | Dimmable | Continuous (Cannot dim down to ≤ 10% (W) | Yes |  |  | 12570 | 130.4 | 96.4 | 5 | 0.998 | 2889 | 83
PF3AT8P4 | Hubbell Lighting | Columbia Lighting | MPL8-40LW-FA-EU | Indoor Luminaires | Linear Ambient | Direct Linear Ambient Luminaires | Premium | FALSE | [9 empty] | 4/28/2016 | Not Dimmable | Not Dimmable | Yes |  |  | 12570 | 130.4 | 96.4 | 5 | 0.998 | 2889 | 83
PS5QYAUK | Hubbell Lighting | Columbia Lighting | MPL8-40LW-W-ED1U | Indoor Luminaires | Linear Ambient | Direct Linear Ambient Luminaires | Premium | FALSE | [9 empty] | 4/28/2016 | Dimmable | Continuous (Can dim down to ≤ 10% (W)) | Yes |  |  | 13243 | 134 | 98.8 | 5 | 0.998 | 2889 | 83
P8DHWE79 | Hubbell Lighting | Columbia Lighting | MPL8-40LW-W-EDU | Indoor Luminaires | Linear Ambient | Direct Linear Ambient Luminaires | Premium | FALSE | [9 empty] | 4/28/2016 | Dimmable | Continuous (Cannot dim down to ≤ 10% (W) | Yes |  |  | 13243 | 134 | 98.8 | 5 | 0.998 | 2889 | 83
PR8G95Q7 | Hubbell Lighting | Columbia Lighting | MPL8-40LW-W-EU | Indoor Luminaires | Linear Ambient | Direct Linear Ambient Luminaires | Premium | FALSE | [9 empty] | 4/28/2016 | Not Dimmable | Not Dimmable | Yes |  |  | 13243 | 134 | 98.8 | 5 | 0.998 | 2889 | 83
PHS88D2D | Hubbell Lighting | Columbia Lighting | MPL8-40ML-AC-EDU | Indoor Luminaires | Linear Ambient | Direct Linear Ambient Luminaires | Standard | FALSE | [9 empty] | 4/28/2016 | Dimmable | Continuous (Cannot dim down to ≤ 10% (W) | Yes |  |  | 17372 | 122.9 | 141.4 | 7.3 | 0.92 | 2889 | 83
PEBZH7YR | Hubbell Lighting | Columbia Lighting | MPL8-40ML-AC-EDU-FA | Indoor Luminaires | Linear Ambient | Direct Linear Ambient Luminaires | Standard | FALSE | [9 empty] | 4/28/2016 | Dimmable | Continuous (Cannot dim down to ≤ 10% (W) | Yes |  |  | 16212 | 114.7 | 141.4 | 7.3 | 0.92 | 2889 | 83
PEQ7AKFB | Hubbell Lighting | Columbia Lighting | MPL8-40ML-AC-EU | Indoor Luminaires | Linear Ambient | Direct Linear Ambient Luminaires | Standard | FALSE | [9 empty] | 4/28/2016 | Not Dimmable | Not Dimmable | Yes |  |  | 17372 | 122.9 | 141.4 | 7.3 | 0.92 | 2889 | 83
PXRJTPPZ | Hubbell Lighting | Columbia Lighting | MPL8-40ML-AC-EU-FA | Indoor Luminaires | Linear Ambient | Direct Linear Ambient Luminaires | Standard | FALSE | [9 empty] | 4/28/2016 | Not Dimmable | Not Dimmable | Yes |  |  | 16212 | 114.7 | 141.4 | 7.3 | 0.92 | 2889 | 83
P44TC87J | Hubbell Lighting | Columbia Lighting | MPL8-40ML-AD-EDU | Indoor Luminaires | Linear Ambient | Direct Linear Ambient Luminaires | Standard | FALSE | [9 empty] | 4/28/2016 | Dimmable | Continuous (Cannot dim down to ≤ 10% (W) | Yes |  |  | 17277 | 121.7 | 142 | 7.3 | 0.92 | 2889 | 83
PNSZ62G3 | Hubbell Lighting | Columbia Lighting | MPL8-40ML-AD-EDU-FA | Indoor Luminaires | Linear Ambient | Direct Linear Ambient Luminaires | Standard | FALSE | [9 empty] | 4/28/2016 | Dimmable | Continuous (Cannot dim down to ≤ 10% (W) | Yes |  |  | 16103 | 113.4 | 142 | 7.3 | 0.92 | 2889 | 83
PCUNHJUK | Hubbell Lighting | Columbia Lighting | MPL8-40ML-AD-EU | Indoor Luminaires | Linear Ambient | Direct Linear Ambient Luminaires | Standard | FALSE | [9 empty] | 4/28/2016 | Not Dimmable | Not Dimmable | Yes |  |  | 17277 | 121.7 | 142 | 7.3 | 0.92 | 2889 | 83
PTK9UJ6V | Hubbell Lighting | Columbia Lighting | MPL8-40ML-AD-EU-FA | Indoor Luminaires | Linear Ambient | Direct Linear Ambient Luminaires | Standard | FALSE | [9 empty] | 4/28/2016 | Not Dimmable | Not Dimmable | Yes |  |  | 16103 | 113.4 | 142 | 7.3 | 0.92 | 2889 | 83
PBYRZPPM | Hubbell Lighting | Columbia Lighting | MPL8-40ML-FA-EDU | Indoor Luminaires | Linear Ambient | Direct Linear Ambient Luminaires | Standard | FALSE | [9 empty] | 4/28/2016 | Dimmable | Continuous (Cannot dim down to ≤ 10% (W) | Yes |  |  | 17381 | 122.4 | 142 | 7.3 | 0.92 | 2889 | 83
PHGE82G3 | Hubbell Lighting | Columbia Lighting | MPL8-40ML-FA-EU | Indoor Luminaires | Linear Ambient | Direct Linear Ambient Luminaires | Standard | FALSE | [9 empty] | 4/28/2016 | Not Dimmable | Not Dimmable | Yes |  |  | 17381 | 122.4 | 142 | 7.3 | 0.92 | 2889 | 83
P8GDT9HV | Hubbell Lighting | Columbia Lighting | MPL8-40ML-W-EDU | Indoor Luminaires | Linear Ambient | Direct Linear Ambient Luminaires | Standard | FALSE | [9 empty] | 4/28/2016 | Dimmable | Continuous (Cannot dim down to ≤ 10% (W) | Yes |  |  | 18178 | 128.6 | 141.4 | 7.3 | 0.92 | 2889 | 83
P77KE5QM | Hubbell Lighting | Columbia Lighting | MPL8-40ML-W-EU | Indoor Luminaires | Linear Ambient | Direct Linear Ambient Luminaires | Standard | FALSE | [9 empty] | 4/28/2016 | Not Dimmable | Not Dimmable | Yes |  |  | 18178 | 128.6 | 141.4 | 7.3 | 0.92 | 2889 | 83
PTTUZAYK | Hubbell Lighting | Columbia Lighting | MPL8-40VL-AC-EDU | Indoor Luminaires | Linear Ambient | Direct Linear Ambient Luminaires | Standard | FALSE | [9 empty] | 4/28/2016 | Dimmable | Continuous (Cannot dim down to ≤ 10% (W) | Yes |  |  | 22930 | 119.8 | 191.4 | 5.9 | 0.978 | 2889 | 83
P3JGP4S5 | Hubbell Lighting | Columbia Lighting | MPL8-40VL-AC-EDU-FA | Indoor Luminaires | Linear Ambient | Direct Linear Ambient Luminaires | Standard | FALSE | [9 empty] | 4/28/2016 | Dimmable | Continuous (Cannot dim down to ≤ 10% (W) | Yes |  |  | 21398 | 111.8 | 191.4 | 5.9 | 0.978 | 2889 | 83
PNHJSMTV | Hubbell Lighting | Columbia Lighting | MPL8-40VL-AC-EU | Indoor Luminaires | Linear Ambient | Direct Linear Ambient Luminaires | Standard | FALSE | [9 empty] | 4/28/2016 | Not Dimmable | Not Dimmable | Yes |  |  | 22930 | 119.8 | 191.4 | 5.9 | 0.978 | 2889 | 83
PD6BKXAE | Hubbell Lighting | Columbia Lighting | MPL8-40VL-AC-EU-FA | Indoor Luminaires | Linear Ambient | Direct Linear Ambient Luminaires | Standard | FALSE | [9 empty] | 4/28/2016 | Not Dimmable | Not Dimmable | Yes |  |  | 21398 | 111.8 | 191.4 | 5.9 | 0.978 | 2889 | 83
P2EVT9AZ | Hubbell Lighting | Columbia Lighting | MPL8-40VL-AD-EDU | Indoor Luminaires | Linear Ambient | Direct Linear Ambient Luminaires | Standard | FALSE | [9 empty] | 4/28/2016 | Dimmable | Continuous (Cannot dim down to ≤ 10% (W) | Yes |  |  | 22578 | 117.8 | 191.6 | 5.9 | 0.978 | 2889 | 83
PYWH1USE | Hubbell Lighting | Columbia Lighting | MPL8-40VL-AD-EDU-FA | Indoor Luminaires | Linear Ambient | Direct Linear Ambient Luminaires | Standard | FALSE | [9 empty] | 4/28/2016 | Dimmable | Continuous (Cannot dim down to ≤ 10% (W) | Yes |  |  | 21043 | 109.8 | 191.6 | 5.9 | 0.978 | 2889 | 83
P77DE11U | Hubbell Lighting | Columbia Lighting | MPL8-40VL-AD-EU | Indoor Luminaires | Linear Ambient | Direct Linear Ambient Luminaires | Standard | FALSE | [9 empty] | 4/28/2016 | Not Dimmable | Not Dimmable | Yes |  |  | 22578 | 117.8 | 191.6 | 5.9 | 0.978 | 2889 | 83
PYAXU61Q | Hubbell Lighting | Columbia Lighting | MPL8-40VL-AD-EU-FA | Indoor Luminaires | Linear Ambient | Direct Linear Ambient Luminaires | Standard | FALSE | [9 empty] | 4/28/2016 | Not Dimmable | Not Dimmable | Yes |  |  | 21043 | 109.8 | 191.6 | 5.9 | 0.978 | 2889 | 83
PXSQPXFB | Hubbell Lighting | Columbia Lighting | MPL8-40VL-FA-EDU | Indoor Luminaires | Linear Ambient | Direct Linear Ambient Luminaires | Standard | FALSE | [9 empty] | 4/28/2016 | Dimmable | Continuous (Cannot dim down to ≤ 10% (W) | Yes |  |  | 22172 | 116.7 | 190 | 5.9 | 0.978 | 2889 | 83
PDW65SEY | Hubbell Lighting | Columbia Lighting | MPL8-40VL-FA-EU | Indoor Luminaires | Linear Ambient | Direct Linear Ambient Luminaires | Standard | FALSE | [9 empty] | 4/28/2016 | Not Dimmable | Not Dimmable | Yes |  |  | 22172 | 116.7 | 190 | 5.9 | 0.978 | 2889 | 83
PWA23BQF | Hubbell Lighting | Columbia Lighting | MPL8-40VL-W-EDU | Indoor Luminaires | Linear Ambient | Direct Linear Ambient Luminaires | Standard | FALSE | [9 empty] | 4/28/2016 | Dimmable | Continuous (Cannot dim down to ≤ 10% (W) | Yes |  |  | 23994 | 125.4 | 191.4 | 5.9 | 0.978 | 2889 | 83
P87E7KVC | Hubbell Lighting | Columbia Lighting | MPL8-40VL-W-EU | Indoor Luminaires | Linear Ambient | Direct Linear Ambient Luminaires | Standard | FALSE | [9 empty] | 4/28/2016 | Not Dimmable | Not Dimmable | Yes |  |  | 23994 | 125.4 | 191.4 | 5.9 | 0.978 | 2889 | 83
PE78CJKB | Hubbell Lighting | Columbia Lighting | MPL8-50HL-AC-EDU | Indoor Luminaires | Linear Ambient | Direct Linear Ambient Luminaires | Standard | FALSE | [9 empty] | 4/28/2016 | Dimmable | Continuous (Cannot dim down to ≤ 10% (W) | Yes |  |  | 21500 | 125.6 | 171.2 | 7.3 | 0.92 | 5093 | 82
PD4N6KC4 | Hubbell Lighting | Columbia Lighting | MPL8-50HL-AC-EDU-FA | Indoor Luminaires | Linear Ambient | Direct Linear Ambient Luminaires | Standard | FALSE | [9 empty] | 4/28/2016 | Dimmable | Continuous (Cannot dim down to ≤ 10% (W) | Yes |  |  | 20064 | 117.2 | 171.2 | 7.3 | 0.92 | 5093 | 82
PKHKHV5C | Hubbell Lighting | Columbia Lighting | MPL8-50HL-AC-EU | Indoor Luminaires | Linear Ambient | Direct Linear Ambient Luminaires | Standard | FALSE | [9 empty] | 4/28/2016 | Not Dimmable | Not Dimmable | Yes |  |  | 21500 | 125.6 | 171.2 | 7.3 | 0.92 | 5093 | 82
P9515MHY | Hubbell Lighting | Columbia Lighting | MPL8-50HL-AC-EU-FA | Indoor Luminaires | Linear Ambient | Direct Linear Ambient Luminaires | Standard | FALSE | [9 empty] | 4/28/2016 | Not Dimmable | Not Dimmable | Yes |  |  | 20064 | 117.2 | 171.2 | 7.3 | 0.92 | 5093 | 82
PVKRNV99 | Hubbell Lighting | Columbia Lighting | MPL8-50HL-AD-EDU | Indoor Luminaires | Linear Ambient | Direct Linear Ambient Luminaires | Standard | FALSE | [9 empty] | 4/28/2016 | Dimmable | Continuous (Cannot dim down to ≤ 10% (W) | Yes |  |  | 21187 | 123 | 172.2 | 7.3 | 0.92 | 5093 | 82
PZ72H5XT | Hubbell Lighting | Columbia Lighting | MPL8-50HL-AD-EDU-FA | Indoor Luminaires | Linear Ambient | Direct Linear Ambient Luminaires | Standard | FALSE | [9 empty] | 4/28/2016 | Dimmable | Continuous (Cannot dim down to ≤ 10% (W) | Yes |  |  | 19745 | 114.7 | 172.2 | 7.3 | 0.92 | 5093 | 82
PGQ61MNY | Hubbell Lighting | Columbia Lighting | MPL8-50HL-AD-EU | Indoor Luminaires | Linear Ambient | Direct Linear Ambient Luminaires | Standard | FALSE | [9 empty] | 4/28/2016 | Not Dimmable | Not Dimmable | Yes |  |  | 21187 | 123 | 172.2 | 7.3 | 0.92 | 5093 | 82
PZ4Y1ZAE | Hubbell Lighting | Columbia Lighting | MPL8-50HL-AD-EU-FA | Indoor Luminaires | Linear Ambient | Direct Linear Ambient Luminaires | Standard | FALSE | [9 empty] | 4/28/2016 | Not Dimmable | Not Dimmable | Yes |  |  | 19745 | 114.7 | 172.2 | 7.3 | 0.92 | 5093 | 82
PBHG7BNT | Hubbell Lighting | Columbia Lighting | MPL8-50HL-FA-EDU | Indoor Luminaires | Linear Ambient | Direct Linear Ambient Luminaires | Standard | FALSE | [9 empty] | 4/28/2016 | Dimmable | Continuous (Cannot dim down to ≤ 10% (W) | Yes |  |  | 21271 | 123.7 | 172 | 7.3 | 0.92 | 5093 | 82
PU6U1D4W | Hubbell Lighting | Columbia Lighting | MPL8-50HL-FA-EU | Indoor Luminaires | Linear Ambient | Direct Linear Ambient Luminaires | Standard | FALSE | [9 empty] | 4/28/2016 | Not Dimmable | Not Dimmable | Yes |  |  | 21271 | 123.7 | 172 | 7.3 | 0.92 | 5093 | 82
PKTA1HU3 | Hubbell Lighting | Columbia Lighting | MPL8-50HL-W-EDU | Indoor Luminaires | Linear Ambient | Direct Linear Ambient Luminaires | Standard | FALSE | [9 empty] | 4/28/2016 | Dimmable | Continuous (Cannot dim down to ≤ 10% (W) | Yes |  |  | 22498 | 131.4 | 171.2 | 7.3 | 0.92 | 5093 | 82
PR4EA696 | Hubbell Lighting | Columbia Lighting | MPL8-50HL-W-EU | Indoor Luminaires | Linear Ambient | Direct Linear Ambient Luminaires | Standard | FALSE | [9 empty] | 4/28/2016 | Not Dimmable | Not Dimmable | Yes |  |  | 22498 | 131.4 | 171.2 | 7.3 | 0.92 | 5093 | 82
PR3X595X | Hubbell Lighting | Columbia Lighting | MPL8-50LW-AC-ED1U | Indoor Luminaires | Linear Ambient | Direct Linear Ambient Luminaires | Premium | FALSE | [9 empty] | 4/28/2016 | Dimmable | Continuous (Can dim down to ≤ 10% (W)) | Yes |  |  | 13079 | 132.4 | 98.8 | 5 | 0.998 | 5093 | 82
PZVK3J9Y | Hubbell Lighting | Columbia Lighting | MPL8-50LW-AC-ED1U-FA | Indoor Luminaires | Linear Ambient | Direct Linear Ambient Luminaires | Premium | FALSE | [9 empty] | 4/28/2016 | Dimmable | Continuous (Can dim down to ≤ 10% (W)) | Yes |  |  | 12204 | 123.5 | 98.8 | 5 | 0.998 | 5093 | 82
PUNAGTCQ | Hubbell Lighting | Columbia Lighting | MPL8-50LW-AC-EDU | Indoor Luminaires | Linear Ambient | Direct Linear Ambient Luminaires | Premium | FALSE | [9 empty] | 4/28/2016 | Dimmable | Continuous (Cannot dim down to ≤ 10% (W) | Yes |  |  | 13079 | 132.4 | 98.8 | 5 | 0.998 | 5093 | 82
PKX9SRNW | Hubbell Lighting | Columbia Lighting | MPL8-50LW-AC-EDU-FA | Indoor Luminaires | Linear Ambient | Direct Linear Ambient Luminaires | Premium | FALSE | [9 empty] | 4/28/2016 | Dimmable | Continuous (Cannot dim down to ≤ 10% (W) | Yes |  |  | 12204 | 123.5 | 98.8 | 5 | 0.998 | 5093 | 82
PPC7FPXC | Hubbell Lighting | Columbia Lighting | MPL8-50LW-AC-EU | Indoor Luminaires | Linear Ambient | Direct Linear Ambient Luminaires | Premium | FALSE | [9 empty] | 4/28/2016 | Not Dimmable | Not Dimmable | Yes |  |  | 13079 | 132.4 | 98.8 | 5 | 0.998 | 5093 | 82
PC75E98V | Hubbell Lighting | Columbia Lighting | MPL8-50LW-AC-EU-FA | Indoor Luminaires | Linear Ambient | Direct Linear Ambient Luminaires | Premium | FALSE | [9 empty] | 4/28/2016 | Not Dimmable | Not Dimmable | Yes |  |  | 12204 | 123.5 | 98.8 | 5 | 0.998 | 5093 | 82
P8Z88UE6 | Hubbell Lighting | Columbia Lighting | MPL8-50LW-AD-ED1U | Indoor Luminaires | Linear Ambient | Direct Linear Ambient Luminaires | Premium | FALSE | [9 empty] | 4/28/2016 | Dimmable | Continuous (Can dim down to ≤ 10% (W)) | Yes |  |  | 12968 | 134 | 96.8 | 5 | 0.998 | 5093 | 82
PSD3N7RF | Hubbell Lighting | Columbia Lighting | MPL8-50LW-AD-ED1U-FA | Indoor Luminaires | Linear Ambient | Direct Linear Ambient Luminaires | Premium | FALSE | [9 empty] | 4/28/2016 | Dimmable | Continuous (Can dim down to ≤ 10% (W)) | Yes |  |  | 12086 | 124.9 | 96.8 | 5 | 0.998 | 5093 | 82
PFXPTSBM | Hubbell Lighting | Columbia Lighting | MPL8-50LW-AD-EDU | Indoor Luminaires | Linear Ambient | Direct Linear Ambient Luminaires | Premium | FALSE | [9 empty] | 4/28/2016 | Dimmable | Continuous (Cannot dim down to ≤ 10% (W) | Yes |  |  | 12968 | 134 | 96.8 | 5 | 0.998 | 5093 | 82
PTPW6MVS | Hubbell Lighting | Columbia Lighting | MPL8-50LW-AD-EDU-FA | Indoor Luminaires | Linear Ambient | Direct Linear Ambient Luminaires | Premium | FALSE | [9 empty] | 4/28/2016 | Dimmable | Continuous (Cannot dim down to ≤ 10% (W) | Yes |  |  | 12086 | 124.9 | 96.8 | 5 | 0.998 | 5093 | 82
PRFCUE4N | Hubbell Lighting | Columbia Lighting | MPL8-50LW-AD-EU | Indoor Luminaires | Linear Ambient | Direct Linear Ambient Luminaires | Premium | FALSE | [9 empty] | 4/28/2016 | Not Dimmable | Not Dimmable | Yes |  |  | 12968 | 134 | 96.8 | 5 | 0.998 | 5093 | 82
P8BU6HZ6 | Hubbell Lighting | Columbia Lighting | MPL8-50LW-AD-EU-FA | Indoor Luminaires | Linear Ambient | Direct Linear Ambient Luminaires | Premium | FALSE | [9 empty] | 4/28/2016 | Not Dimmable | Not Dimmable | Yes |  |  | 12086 | 124.9 | 96.8 | 5 | 0.998 | 5093 | 82
P8E4RF77 | Hubbell Lighting | Columbia Lighting | MPL8-50LW-FA-ED1U | Indoor Luminaires | Linear Ambient | Direct Linear Ambient Luminaires | Premium | FALSE | [9 empty] | 4/28/2016 | Dimmable | Continuous (Can dim down to ≤ 10% (W)) | Yes |  |  | 12990 | 134.7 | 96.4 | 5 | 0.998 | 5093 | 82
PJRXS6HR | Hubbell Lighting | Columbia Lighting | MPL8-50LW-FA-EDU | Indoor Luminaires | Linear Ambient | Direct Linear Ambient Luminaires | Premium | FALSE | [9 empty] | 4/28/2016 | Dimmable | Continuous (Cannot dim down to ≤ 10% (W) | Yes |  |  | 12990 | 134.7 | 96.4 | 5 | 0.998 | 5093 | 82
PKMBHUQA | Hubbell Lighting | Columbia Lighting | MPL8-50LW-FA-EU | Indoor Luminaires | Linear Ambient | Direct Linear Ambient Luminaires | Premium | FALSE | [9 empty] | 4/28/2016 | Not Dimmable | Not Dimmable | Yes |  |  | 12990 | 134.7 | 96.4 | 5 | 0.998 | 5093 | 82
P8Z33X3G | Hubbell Lighting | Columbia Lighting | MPL8-50LW-W-ED1U | Indoor Luminaires | Linear Ambient | Direct Linear Ambient Luminaires | Premium | FALSE | [9 empty] | 4/28/2016 | Dimmable | Continuous (Can dim down to ≤ 10% (W)) | Yes |  |  | 13685 | 138.5 | 98.8 | 5 | 0.998 | 5093 | 82
PW4WJNQU | Hubbell Lighting | Columbia Lighting | MPL8-50LW-W-EDU | Indoor Luminaires | Linear Ambient | Direct Linear Ambient Luminaires | Premium | FALSE | [9 empty] | 4/28/2016 | Dimmable | Continuous (Cannot dim down to ≤ 10% (W) | Yes |  |  | 13685 | 138.5 | 98.8 | 5 | 0.998 | 5093 | 82
PJ3REXUF | Hubbell Lighting | Columbia Lighting | MPL8-50LW-W-EU | Indoor Luminaires | Linear Ambient | Direct Linear Ambient Luminaires | Premium | FALSE | [9 empty] | 4/28/2016 | Not Dimmable | Not Dimmable | Yes |  |  | 13685 | 138.5 | 98.8 | 5 | 0.998 | 5093 | 82
PZRBHV7X | Hubbell Lighting | Columbia Lighting | MPL8-50ML-AC-EDU | Indoor Luminaires | Linear Ambient | Direct Linear Ambient Luminaires | Standard | FALSE | [9 empty] | 4/28/2016 | Dimmable | Continuous (Cannot dim down to ≤ 10% (W) | Yes |  |  | 17952 | 127 | 141.4 | 7.3 | 0.92 | 5093 | 82
PZTYYJ6A | Hubbell Lighting | Columbia Lighting | MPL8-50ML-AC-EDU-FA | Indoor Luminaires | Linear Ambient | Direct Linear Ambient Luminaires | Standard | FALSE | [9 empty] | 4/28/2016 | Dimmable | Continuous (Cannot dim down to ≤ 10% (W) | Yes |  |  | 16753 | 118.5 | 141.4 | 7.3 | 0.92 | 5093 | 82
PQAYUDZY | Hubbell Lighting | Columbia Lighting | MPL8-50ML-AC-EU | Indoor Luminaires | Linear Ambient | Direct Linear Ambient Luminaires | Standard | FALSE | [9 empty] | 4/28/2016 | Not Dimmable | Not Dimmable | Yes |  |  | 17952 | 127 | 141.4 | 7.3 | 0.92 | 5093 | 82
PXAGU46B | Hubbell Lighting | Columbia Lighting | MPL8-50ML-AC-EU-FA | Indoor Luminaires | Linear Ambient | Direct Linear Ambient Luminaires | Standard | FALSE | [9 empty] | 4/28/2016 | Not Dimmable | Not Dimmable | Yes |  |  | 16753 | 118.5 | 141.4 | 7.3 | 0.92 | 5093 | 82
PUWC755J | Hubbell Lighting | Columbia Lighting | MPL8-50ML-AD-EDU | Indoor Luminaires | Linear Ambient | Direct Linear Ambient Luminaires | Standard | FALSE | [9 empty] | 4/28/2016 | Dimmable | Continuous (Cannot dim down to ≤ 10% (W) | Yes |  |  | 17854 | 125.7 | 142 | 7.3 | 0.92 | 5093 | 82
PJ1UB6V6 | Hubbell Lighting | Columbia Lighting | MPL8-50ML-AD-EDU-FA | Indoor Luminaires | Linear Ambient | Direct Linear Ambient Luminaires | Standard | FALSE | [9 empty] | 4/28/2016 | Dimmable | Continuous (Cannot dim down to ≤ 10% (W) | Yes |  |  | 16640 | 117.2 | 142 | 7.3 | 0.92 | 5093 | 82
PK7WCUU4 | Hubbell Lighting | Columbia Lighting | MPL8-50ML-AD-EU | Indoor Luminaires | Linear Ambient | Direct Linear Ambient Luminaires | Standard | FALSE | [9 empty] | 4/28/2016 | Not Dimmable | Not Dimmable | Yes |  |  | 17854 | 125.7 | 142 | 7.3 | 0.92 | 5093 | 82
P22WT5TB | Hubbell Lighting | Columbia Lighting | MPL8-50ML-AD-EU-FA | Indoor Luminaires | Linear Ambient | Direct Linear Ambient Luminaires | Standard | FALSE | [9 empty] | 4/28/2016 | Not Dimmable | Not Dimmable | Yes |  |  | 16640 | 117.2 | 142 | 7.3 | 0.92 | 5093 | 82
PQ5Z2AVE | Hubbell Lighting | Columbia Lighting | MPL8-50ML-FA-EDU | Indoor Luminaires | Linear Ambient | Direct Linear Ambient Luminaires | Standard | FALSE | [9 empty] | 4/28/2016 | Dimmable | Continuous (Cannot dim down to ≤ 10% (W) | Yes |  |  | 17960 | 126.5 | 142 | 7.3 | 0.92 | 5093 | 82
P7W2QA2F | Hubbell Lighting | Columbia Lighting | MPL8-50ML-FA-EU | Indoor Luminaires | Linear Ambient | Direct Linear Ambient Luminaires | Standard | FALSE | [9 empty] | 4/28/2016 | Not Dimmable | Not Dimmable | Yes |  |  | 17960 | 126.5 | 142 | 7.3 | 0.92 | 5093 | 82
PJESHE2M | Hubbell Lighting | Columbia Lighting | MPL8-50ML-W-EDU | Indoor Luminaires | Linear Ambient | Direct Linear Ambient Luminaires | Standard | FALSE | [9 empty] | 4/28/2016 | Dimmable | Continuous (Cannot dim down to ≤ 10% (W) | Yes |  |  | 18785 | 132.8 | 141.4 | 7.3 | 0.92 | 5093 | 82
PDWSJNH3 | Hubbell Lighting | Columbia Lighting | MPL8-50ML-W-EU | Indoor Luminaires | Linear Ambient | Direct Linear Ambient Luminaires | Standard | FALSE | [9 empty] | 4/28/2016 | Not Dimmable | Not Dimmable | Yes |  |  | 18785 | 132.8 | 141.4 | 7.3 | 0.92 | 5093 | 82
P4SPAMG4 | Hubbell Lighting | Columbia Lighting | MPL8-50VL-AC-EDU | Indoor Luminaires | Linear Ambient | Direct Linear Ambient Luminaires | Standard | FALSE | [9 empty] | 4/28/2016 | Dimmable | Continuous (Cannot dim down to ≤ 10% (W) | Yes |  |  | 23695 | 123.8 | 191.4 | 5.9 | 0.978 | 5093 | 82
P65K6A2P | Hubbell Lighting | Columbia Lighting | MPL8-50VL-AC-EDU-FA | Indoor Luminaires | Linear Ambient | Direct Linear Ambient Luminaires | Standard | FALSE | [9 empty] | 4/28/2016 | Dimmable | Continuous (Cannot dim down to ≤ 10% (W) | Yes |  |  | 22111 | 115.5 | 191.4 | 5.9 | 0.978 | 5093 | 82
PM4XT3YS | Hubbell Lighting | Columbia Lighting | MPL8-50VL-AC-EU | Indoor Luminaires | Linear Ambient | Direct Linear Ambient Luminaires | Standard | FALSE | [9 empty] | 4/28/2016 | Not Dimmable | Not Dimmable | Yes |  |  | 23695 | 123.8 | 191.4 | 5.9 | 0.978 | 5093 | 82
PXDK111M | Hubbell Lighting | Columbia Lighting | MPL8-50VL-AC-EU-FA | Indoor Luminaires | Linear Ambient | Direct Linear Ambient Luminaires | Standard | FALSE | [9 empty] | 4/28/2016 | Not Dimmable | Not Dimmable | Yes |  |  | 22111 | 115.5 | 191.4 | 5.9 | 0.978 | 5093 | 82
PHGTYMNC | Hubbell Lighting | Columbia Lighting | MPL8-50VL-AD-EDU | Indoor Luminaires | Linear Ambient | Direct Linear Ambient Luminaires | Standard | FALSE | [9 empty] | 4/28/2016 | Dimmable | Continuous (Cannot dim down to ≤ 10% (W) | Yes |  |  | 23332 | 121.8 | 191.6 | 5.9 | 0.978 | 5093 | 82
PENQYUMN | Hubbell Lighting | Columbia Lighting | MPL8-50VL-AD-EDU-FA | Indoor Luminaires | Linear Ambient | Direct Linear Ambient Luminaires | Standard | FALSE | [9 empty] | 4/28/2016 | Dimmable | Continuous (Cannot dim down to ≤ 10% (W) | Yes |  |  | 21745 | 113.5 | 191.6 | 5.9 | 0.978 | 5093 | 82
PJGMEA72 | Hubbell Lighting | Columbia Lighting | MPL8-50VL-AD-EU | Indoor Luminaires | Linear Ambient | Direct Linear Ambient Luminaires | Standard | FALSE | [9 empty] | 4/28/2016 | Not Dimmable | Not Dimmable | Yes |  |  | 23332 | 121.8 | 191.6 | 5.9 | 0.978 | 5093 | 82
P241UVKG | Hubbell Lighting | Columbia Lighting | MPL8-50VL-AD-EU-FA | Indoor Luminaires | Linear Ambient | Direct Linear Ambient Luminaires | Standard | FALSE | [9 empty] | 4/28/2016 | Not Dimmable | Not Dimmable | Yes |  |  | 21745 | 113.5 | 191.6 | 5.9 | 0.978 | 5093 | 82
PNCJWSTY | Hubbell Lighting | Columbia Lighting | MPL8-50VL-FA-EDU | Indoor Luminaires | Linear Ambient | Direct Linear Ambient Luminaires | Standard | FALSE | [9 empty] | 4/28/2016 | Dimmable | Continuous (Cannot dim down to ≤ 10% (W) | Yes |  |  | 22912 | 120.6 | 190 | 5.9 | 0.978 | 5093 | 82
PX3GYQKF | Hubbell Lighting | Columbia Lighting | MPL8-50VL-FA-EU | Indoor Luminaires | Linear Ambient | Direct Linear Ambient Luminaires | Standard | FALSE | [9 empty] | 4/28/2016 | Not Dimmable | Not Dimmable | Yes |  |  | 22912 | 120.6 | 190 | 5.9 | 0.978 | 5093 | 82
PRH4HMEN | Hubbell Lighting | Columbia Lighting | MPL8-50VL-W-EDU | Indoor Luminaires | Linear Ambient | Direct Linear Ambient Luminaires | Standard | FALSE | [9 empty] | 4/28/2016 | Dimmable | Continuous (Cannot dim down to ≤ 10% (W) | Yes |  |  | 24793 | 129.5 | 191.4 | 5.9 | 0.978 | 5093 | 82
P68W13UR | Hubbell Lighting | Columbia Lighting | MPL8-50VL-W-EU | Indoor Luminaires | Linear Ambient | Direct Linear Ambient Luminaires | Standard | FALSE | [9 empty] | 4/28/2016 | Not Dimmable | Not Dimmable | Yes |  |  | 24793 | 129.5 | 191.4 | 5.9 | 0.978 | 5093 | 82
PN2D2B62 | Hubbell Lighting | Columbia Lighting | MPL8-930HL-AC-EDU | Indoor Luminaires | Linear Ambient | Direct Linear Ambient Luminaires | Standard | FALSE | [9 empty] | 4/28/2016 | Dimmable | Continuous (Cannot dim down to ≤ 10% (W) | Yes |  |  | 16718 | 97.7 | 171.2 | 7.3 | 0.92 | 3034 | 91
PKECC4ZW | Hubbell Lighting | Columbia Lighting | MPL8-930HL-AC-EDU-FA | Indoor Luminaires | Linear Ambient | Direct Linear Ambient Luminaires | Standard | FALSE | [9 empty] | 4/28/2016 | Dimmable | Continuous (Cannot dim down to ≤ 10% (W) | Yes |  |  | 16035 | 93.7 | 171.2 | 7.3 | 0.92 | 3034 | 91
PQDRWXWK | Hubbell Lighting | Columbia Lighting | MPL8-930HL-AC-EU | Indoor Luminaires | Linear Ambient | Direct Linear Ambient Luminaires | Standard | FALSE | [9 empty] | 4/28/2016 | Not Dimmable | Not Dimmable | Yes |  |  | 16718 | 97.7 | 171.2 | 7.3 | 0.92 | 3034 | 91
PW7MHF5R | Hubbell Lighting | Columbia Lighting | MPL8-930HL-AC-EU-FA | Indoor Luminaires | Linear Ambient | Direct Linear Ambient Luminaires | Standard | FALSE | [9 empty] | 4/28/2016 | Not Dimmable | Not Dimmable | Yes |  |  | 16035 | 93.7 | 171.2 | 7.3 | 0.92 | 3034 | 91
PEY6Y8GK | Hubbell Lighting | Columbia Lighting | MPL8-930HL-AD-EDU | Indoor Luminaires | Linear Ambient | Direct Linear Ambient Luminaires | Standard | FALSE | [9 empty] | 4/28/2016 | Dimmable | Continuous (Cannot dim down to ≤ 10% (W) | Yes |  |  | 16474 | 95.7 | 172.2 | 7.3 | 0.92 | 3034 | 91
PBD6NQPF | Hubbell Lighting | Columbia Lighting | MPL8-930HL-AD-EDU-FA | Indoor Luminaires | Linear Ambient | Direct Linear Ambient Luminaires | Standard | FALSE | [9 empty] | 4/28/2016 | Dimmable | Continuous (Cannot dim down to ≤ 10% (W) | Yes |  |  | 15847 | 92 | 172.2 | 7.3 | 0.92 | 3034 | 91
PC2ETQ1S | Hubbell Lighting | Columbia Lighting | MPL8-930HL-AD-EU | Indoor Luminaires | Linear Ambient | Direct Linear Ambient Luminaires | Standard | FALSE | [9 empty] | 4/28/2016 | Not Dimmable | Not Dimmable | Yes |  |  | 16474 | 95.7 | 172.2 | 7.3 | 0.92 | 3034 | 91
P5EDF8E1 | Hubbell Lighting | Columbia Lighting | MPL8-930HL-AD-EU-FA | Indoor Luminaires | Linear Ambient | Direct Linear Ambient Luminaires | Standard | FALSE | [9 empty] | 4/28/2016 | Not Dimmable | Not Dimmable | Yes |  |  | 15847 | 92 | 172.2 | 7.3 | 0.92 | 3034 | 91
P42U6AME | Hubbell Lighting | Columbia Lighting | MPL8-930HL-FA-EDU | Indoor Luminaires | Linear Ambient | Direct Linear Ambient Luminaires | Standard | FALSE | [9 empty] | 4/28/2016 | Dimmable | Continuous (Cannot dim down to ≤ 10% (W) | Yes |  |  | 16072 | 93.9 | 171.2 | 7.3 | 0.92 | 3034 | 91
PSFQ5TMP | Hubbell Lighting | Columbia Lighting | MPL8-930HL-FA-EU | Indoor Luminaires | Linear Ambient | Direct Linear Ambient Luminaires | Standard | FALSE | [9 empty] | 4/28/2016 | Not Dimmable | Not Dimmable | Yes |  |  | 16072 | 93.9 | 171.2 | 7.3 | 0.92 | 3034 | 91
PAVHGGEU | Hubbell Lighting | Columbia Lighting | MPL8-930HL-W-EDU | Indoor Luminaires | Linear Ambient | Direct Linear Ambient Luminaires | Standard | FALSE | [9 empty] | 4/28/2016 | Dimmable | Continuous (Cannot dim down to ≤ 10% (W) | Yes |  |  | 17470 | 102 | 171.2 | 7.3 | 0.92 | 3034 | 91
PFGZ1E9J | Hubbell Lighting | Columbia Lighting | MPL8-930HL-W-EU | Indoor Luminaires | Linear Ambient | Direct Linear Ambient Luminaires | Standard | FALSE | [9 empty] | 4/28/2016 | Not Dimmable | Not Dimmable | Yes |  |  | 17470 | 102 | 171.2 | 7.3 | 0.92 | 3034 | 91
PT2TABUG | Hubbell Lighting | Columbia Lighting | MPL8-930LW-AC-ED1U | Indoor Luminaires | Linear Ambient | Direct Linear Ambient Luminaires | Standard | FALSE | [9 empty] | 4/28/2016 | Dimmable | Continuous (Can dim down to ≤ 10% (W)) | Yes |  |  | 10169 | 102.9 | 98.8 | 5 | 0.998 | 3034 | 91
PMNRPCAW | Hubbell Lighting | Columbia Lighting | MPL8-930LW-AC-ED1U-FA | Indoor Luminaires | Linear Ambient | Direct Linear Ambient Luminaires | Standard | FALSE | [9 empty] | 4/28/2016 | Dimmable | Continuous (Can dim down to ≤ 10% (W)) | Yes |  |  | 9754 | 98.7 | 98.8 | 5 | 0.998 | 3034 | 91
PV1Y7PC4 | Hubbell Lighting | Columbia Lighting | MPL8-930LW-AC-EDU | Indoor Luminaires | Linear Ambient | Direct Linear Ambient Luminaires | Standard | FALSE | [9 empty] | 4/28/2016 | Dimmable | Continuous (Cannot dim down to ≤ 10% (W) | Yes |  |  | 10169 | 102.9 | 98.8 | 5 | 0.998 | 3034 | 91
PV581AGY | Hubbell Lighting | Columbia Lighting | MPL8-930LW-AC-EDU-FA | Indoor Luminaires | Linear Ambient | Direct Linear Ambient Luminaires | Standard | FALSE | [9 empty] | 4/28/2016 | Dimmable | Continuous (Cannot dim down to ≤ 10% (W) | Yes |  |  | 9754 | 98.7 | 98.8 | 5 | 0.998 | 3034 | 91
PV4E6M68 | Hubbell Lighting | Columbia Lighting | MPL8-930LW-AC-EU | Indoor Luminaires | Linear Ambient | Direct Linear Ambient Luminaires | Standard | FALSE | [9 empty] | 4/28/2016 | Not Dimmable | Not Dimmable | Yes |  |  | 10169 | 102.9 | 98.8 | 5 | 0.998 | 3034 | 91
PQ65R3GY | Hubbell Lighting | Columbia Lighting | MPL8-930LW-AC-EU-FA | Indoor Luminaires | Linear Ambient | Direct Linear Ambient Luminaires | Standard | FALSE | [9 empty] | 4/28/2016 | Not Dimmable | Not Dimmable | Yes |  |  | 9754 | 98.7 | 98.8 | 5 | 0.998 | 3034 | 91
PG33DD8V | Hubbell Lighting | Columbia Lighting | MPL8-930LW-AD-ED1U | Indoor Luminaires | Linear Ambient | Direct Linear Ambient Luminaires | Standard | FALSE | [9 empty] | 4/28/2016 | Dimmable | Continuous (Can dim down to ≤ 10% (W)) | Yes |  |  | 10233 | 102.5 | 99.8 | 7.3 | 0.92 | 3034 | 91
PSB416R8 | Hubbell Lighting | Columbia Lighting | MPL8-930LW-AD-ED1U-FA | Indoor Luminaires | Linear Ambient | Direct Linear Ambient Luminaires | Standard | FALSE | [9 empty] | 4/28/2016 | Dimmable | Continuous (Can dim down to ≤ 10% (W)) | Yes |  |  | 9700 | 100.2 | 96.8 | 5 | 0.998 | 3034 | 91
P6UJBNT1 | Hubbell Lighting | Columbia Lighting | MPL8-930LW-AD-EDU | Indoor Luminaires | Linear Ambient | Direct Linear Ambient Luminaires | Standard | FALSE | [9 empty] | 4/28/2016 | Dimmable | Continuous (Cannot dim down to ≤ 10% (W) | Yes |  |  | 10233 | 102.5 | 99.8 | 5 | 0.998 | 3034 | 91
PUKT1EXF | Hubbell Lighting | Columbia Lighting | MPL8-930LW-AD-EDU-FA | Indoor Luminaires | Linear Ambient | Direct Linear Ambient Luminaires | Standard | FALSE | [9 empty] | 4/28/2016 | Dimmable | Continuous (Cannot dim down to ≤ 10% (W) | Yes |  |  | 9700 | 100.2 | 96.8 | 5 | 0.998 | 3034 | 91
P43RW6EN | Hubbell Lighting | Columbia Lighting | MPL8-930LW-AD-EU | Indoor Luminaires | Linear Ambient | Direct Linear Ambient Luminaires | Standard | FALSE | [9 empty] | 4/28/2016 | Not Dimmable | Not Dimmable | Yes |  |  | 10233 | 102.5 | 99.8 | 5 | 0.998 | 3034 | 91
PCFW7JCD | Hubbell Lighting | Columbia Lighting | MPL8-930LW-AD-EU-FA | Indoor Luminaires | Linear Ambient | Direct Linear Ambient Luminaires | Standard | FALSE | [9 empty] | 4/28/2016 | Not Dimmable | Not Dimmable | Yes |  |  | 9700 | 100.2 | 96.8 | 5 | 0.998 | 3034 | 91
P3MFQQ9T | Hubbell Lighting | Columbia Lighting | MPL8-930LW-FA-ED1U | Indoor Luminaires | Linear Ambient | Direct Linear Ambient Luminaires | Standard | FALSE | [9 empty] | 4/28/2016 | Dimmable | Continuous (Can dim down to ≤ 10% (W)) | Yes |  |  | 9778 | 99 | 98.8 | 5.9 | 0.978 | 3034 | 91
PMWQQY7Y | Hubbell Lighting | Columbia Lighting | MPL8-930LW-FA-EDU | Indoor Luminaires | Linear Ambient | Direct Linear Ambient Luminaires | Standard | FALSE | [9 empty] | 4/28/2016 | Dimmable | Continuous (Cannot dim down to ≤ 10% (W) | Yes |  |  | 9778 | 99 | 98.8 | 5 | 0.998 | 3034 | 91
PSKP8KQX | Hubbell Lighting | Columbia Lighting | MPL8-930LW-FA-EU | Indoor Luminaires | Linear Ambient | Direct Linear Ambient Luminaires | Standard | FALSE | [9 empty] | 4/28/2016 | Not Dimmable | Not Dimmable | Yes |  |  | 9778 | 99 | 98.8 | 5 | 0.998 | 3034 | 91
PHNDAKV4 | Hubbell Lighting | Columbia Lighting | MPL8-930LW-W-ED1U | Indoor Luminaires | Linear Ambient | Direct Linear Ambient Luminaires | Standard | FALSE | [9 empty] | 4/28/2016 | Dimmable | Continuous (Can dim down to ≤ 10% (W)) | Yes |  |  | 10628 | 107.6 | 98.8 | 7.3 | 0.92 | 3034 | 91
PPXDCQX1 | Hubbell Lighting | Columbia Lighting | MPL8-930LW-W-EDU | Indoor Luminaires | Linear Ambient | Direct Linear Ambient Luminaires | Standard | FALSE | [9 empty] | 4/28/2016 | Dimmable | Continuous (Cannot dim down to ≤ 10% (W) | Yes |  |  | 10628 | 107.6 | 98.8 | 5 | 0.998 | 3034 | 91
P9NM1XYS | Hubbell Lighting | Columbia Lighting | MPL8-930LW-W-EU | Indoor Luminaires | Linear Ambient | Direct Linear Ambient Luminaires | Standard | FALSE | [9 empty] | 4/28/2016 | Not Dimmable | Not Dimmable | Yes |  |  | 10628 | 107.6 | 98.8 | 5 | 0.998 | 3034 | 91
PGBFGGZV | Hubbell Lighting | Columbia Lighting | MPL8-930ML-AC-EDU | Indoor Luminaires | Linear Ambient | Direct Linear Ambient Luminaires | Standard | FALSE | [9 empty] | 4/28/2016 | Dimmable | Continuous (Cannot dim down to ≤ 10% (W) | Yes |  |  | 13959 | 98.7 | 141.4 | 7.3 | 0.92 | 3034 | 91
P6H88YSU | Hubbell Lighting | Columbia Lighting | MPL8-930ML-AC-EDU-FA | Indoor Luminaires | Linear Ambient | Direct Linear Ambient Luminaires | Standard | FALSE | [9 empty] | 4/28/2016 | Dimmable | Continuous (Cannot dim down to ≤ 10% (W) | Yes |  |  | 13389 | 94.7 | 141.4 | 7.3 | 0.92 | 3034 | 91
P8BQEQY8 | Hubbell Lighting | Columbia Lighting | MPL8-930ML-AC-EU | Indoor Luminaires | Linear Ambient | Direct Linear Ambient Luminaires | Standard | FALSE | [9 empty] | 4/28/2016 | Not Dimmable | Not Dimmable | Yes |  |  | 13959 | 98.7 | 141.4 | 7.3 | 0.92 | 3034 | 91
P8KNJK7T | Hubbell Lighting | Columbia Lighting | MPL8-930ML-AC-EU-FA | Indoor Luminaires | Linear Ambient | Direct Linear Ambient Luminaires | Standard | FALSE | [9 empty] | 4/28/2016 | Not Dimmable | Not Dimmable | Yes |  |  | 13389 | 94.7 | 141.4 | 7.3 | 0.92 | 3034 | 91
P7BHY2EA | Hubbell Lighting | Columbia Lighting | MPL8-930ML-AD-EDU | Indoor Luminaires | Linear Ambient | Direct Linear Ambient Luminaires | Standard | FALSE | [9 empty] | 4/28/2016 | Dimmable | Continuous (Cannot dim down to ≤ 10% (W) | Yes |  |  | 13882 | 97.8 | 142 | 7.3 | 0.92 | 3034 | 91
PM84C6HT | Hubbell Lighting | Columbia Lighting | MPL8-930ML-AD-EDU-FA | Indoor Luminaires | Linear Ambient | Direct Linear Ambient Luminaires | Standard | FALSE | [9 empty] | 4/28/2016 | Dimmable | Continuous (Cannot dim down to ≤ 10% (W) | Yes |  |  | 13354 | 94 | 142 | 7.3 | 0.92 | 3034 | 91
PPFE2FGA | Hubbell Lighting | Columbia Lighting | MPL8-930ML-AD-EU | Indoor Luminaires | Linear Ambient | Direct Linear Ambient Luminaires | Standard | FALSE | [9 empty] | 4/28/2016 | Not Dimmable | Not Dimmable | Yes |  |  | 13882 | 97.8 | 142 | 7.3 | 0.92 | 3034 | 91
PK7VH9UJ | Hubbell Lighting | Columbia Lighting | MPL8-930ML-AD-EU-FA | Indoor Luminaires | Linear Ambient | Direct Linear Ambient Luminaires | Standard | FALSE | [9 empty] | 4/28/2016 | Not Dimmable | Not Dimmable | Yes |  |  | 13354 | 94 | 142 | 7.3 | 0.92 | 3034 | 91
P14872C8 | Hubbell Lighting | Columbia Lighting | MPL8-930ML-FA-EDU | Indoor Luminaires | Linear Ambient | Direct Linear Ambient Luminaires | Standard | FALSE | [9 empty] | 4/28/2016 | Dimmable | Continuous (Cannot dim down to ≤ 10% (W) | Yes |  |  | 13421 | 94.9 | 141.4 | 7.3 | 0.92 | 3034 | 91
PF1K6MTX | Hubbell Lighting | Columbia Lighting | MPL8-930ML-FA-EU | Indoor Luminaires | Linear Ambient | Direct Linear Ambient Luminaires | Standard | FALSE | [9 empty] | 4/28/2016 | Not Dimmable | Not Dimmable | Yes |  |  | 13421 | 94.9 | 141.4 | 7.3 | 0.92 | 3034 | 91
PDVBTQRV | Hubbell Lighting | Columbia Lighting | MPL8-930ML-W-EDU | Indoor Luminaires | Linear Ambient | Direct Linear Ambient Luminaires | Standard | FALSE | [9 empty] | 4/28/2016 | Dimmable | Continuous (Cannot dim down to ≤ 10% (W) | Yes |  |  | 14588 | 103.2 | 141.4 | 7.3 | 0.92 | 3034 | 91
PEHTE1SX | Hubbell Lighting | Columbia Lighting | MPL8-930ML-W-EU | Indoor Luminaires | Linear Ambient | Direct Linear Ambient Luminaires | Standard | FALSE | [9 empty] | 4/28/2016 | Not Dimmable | Not Dimmable | Yes |  |  | 14588 | 103.2 | 141.4 | 7.3 | 0.92 | 3034 | 91
PEXQ3W2V | Hubbell Lighting | Columbia Lighting | MPL8-930VL-AC-EDU | Indoor Luminaires | Linear Ambient | Direct Linear Ambient Luminaires | Standard | FALSE | [9 empty] | 4/28/2016 | Dimmable | Continuous (Cannot dim down to ≤ 10% (W) | Yes |  |  | 18487 | 96.8 | 191 | 5.9 | 0.978 | 3034 | 91
PD6FEFUG | Hubbell Lighting | Columbia Lighting | MPL8-930VL-AC-EDU-FA | Indoor Luminaires | Linear Ambient | Direct Linear Ambient Luminaires | Standard | FALSE | [9 empty] | 4/28/2016 | Dimmable | Continuous (Cannot dim down to ≤ 10% (W) | Yes |  |  | 17671 | 92.3 | 191.4 | 5.9 | 0.978 | 3034 | 91
PQ454YPG | Hubbell Lighting | Columbia Lighting | MPL8-930VL-AC-EU | Indoor Luminaires | Linear Ambient | Direct Linear Ambient Luminaires | Standard | FALSE | [9 empty] | 4/28/2016 | Not Dimmable | Not Dimmable | Yes |  |  | 18487 | 96.8 | 191 | 5.9 | 0.978 | 3034 | 91
PMT1UDZW | Hubbell Lighting | Columbia Lighting | MPL8-930VL-AC-EU-FA | Indoor Luminaires | Linear Ambient | Direct Linear Ambient Luminaires | Standard | FALSE | [9 empty] | 4/28/2016 | Not Dimmable | Not Dimmable | Yes |  |  | 17671 | 92.3 | 191.4 | 5.9 | 0.978 | 3034 | 91
PWQ2BVKB | Hubbell Lighting | Columbia Lighting | MPL8-930VL-AD-EDU | Indoor Luminaires | Linear Ambient | Direct Linear Ambient Luminaires | Standard | FALSE | [9 empty] | 4/28/2016 | Dimmable | Continuous (Cannot dim down to ≤ 10% (W) | Yes |  |  | 18177 | 95.1 | 191.2 | 5.9 | 0.978 | 3034 | 91
PC6D12B9 | Hubbell Lighting | Columbia Lighting | MPL8-930VL-AD-EDU-FA | Indoor Luminaires | Linear Ambient | Direct Linear Ambient Luminaires | Standard | FALSE | [9 empty] | 4/28/2016 | Dimmable | Continuous (Cannot dim down to ≤ 10% (W) | Yes |  |  | 17451 | 91.1 | 191.6 | 5.9 | 0.978 | 3034 | 91
PZ6PH6NZ | Hubbell Lighting | Columbia Lighting | MPL8-930VL-AD-EU | Indoor Luminaires | Linear Ambient | Direct Linear Ambient Luminaires | Standard | FALSE | [9 empty] | 4/28/2016 | Not Dimmable | Not Dimmable | Yes |  |  | 18177 | 95.1 | 191.2 | 5.9 | 0.978 | 3034 | 91
PPYKBDR4 | Hubbell Lighting | Columbia Lighting | MPL8-930VL-AD-EU-FA | Indoor Luminaires | Linear Ambient | Direct Linear Ambient Luminaires | Standard | FALSE | [9 empty] | 4/28/2016 | Not Dimmable | Not Dimmable | Yes |  |  | 17451 | 91.1 | 191.6 | 5.9 | 0.978 | 3034 | 91
PEZHSC9T | Hubbell Lighting | Columbia Lighting | MPL8-930VL-FA-EDU | Indoor Luminaires | Linear Ambient | Direct Linear Ambient Luminaires | Standard | FALSE | [9 empty] | 4/28/2016 | Dimmable | Continuous (Cannot dim down to ≤ 10% (W) | Yes |  |  | 17774 | 93.1 | 191 | 5.9 | 0.978 | 3034 | 91
PRPDWHFN | Hubbell Lighting | Columbia Lighting | MPL8-930VL-FA-EU | Indoor Luminaires | Linear Ambient | Direct Linear Ambient Luminaires | Standard | FALSE | [9 empty] | 4/28/2016 | Not Dimmable | Not Dimmable | Yes |  |  | 17774 | 93.1 | 191 | 5.9 | 0.978 | 3034 | 91
P81D6MGW | Hubbell Lighting | Columbia Lighting | MPL8-930VL-W-EDU | Indoor Luminaires | Linear Ambient | Direct Linear Ambient Luminaires | Standard | FALSE | [9 empty] | 4/28/2016 | Dimmable | Continuous (Cannot dim down to ≤ 10% (W) | Yes |  |  | 19320 | 101.2 | 191 | 5.9 | 0.978 | 3034 | 91
PWNKGM6H | Hubbell Lighting | Columbia Lighting | MPL8-930VL-W-EU | Indoor Luminaires | Linear Ambient | Direct Linear Ambient Luminaires | Standard | FALSE | [9 empty] | 4/28/2016 | Not Dimmable | Not Dimmable | Yes |  |  | 19320 | 101.2 | 191 | 5.9 | 0.978 | 3034 | 91
P2S9R5G8 | Hubbell Lighting | Columbia Lighting | MPL8-935HL-AC-EDU | Indoor Luminaires | Linear Ambient | Direct Linear Ambient Luminaires | Standard | FALSE | [9 empty] | 4/28/2016 | Dimmable | Continuous (Cannot dim down to ≤ 10% (W) | Yes |  |  | 17011 | 99.4 | 171.2 | 7.3 | 0.92 | 3446 | 91
PF6HZCSJ | Hubbell Lighting | Columbia Lighting | MPL8-935HL-AC-EDU-FA | Indoor Luminaires | Linear Ambient | Direct Linear Ambient Luminaires | Standard | FALSE | [9 empty] | 4/28/2016 | Dimmable | Continuous (Cannot dim down to ≤ 10% (W) | Yes |  |  | 16315 | 95.3 | 171.2 | 7.3 | 0.92 | 3446 | 91
PTJXXGNQ | Hubbell Lighting | Columbia Lighting | MPL8-935HL-AC-EU | Indoor Luminaires | Linear Ambient | Direct Linear Ambient Luminaires | Standard | FALSE | [9 empty] | 4/28/2016 | Not Dimmable | Not Dimmable | Yes |  |  | 17011 | 99.4 | 171.2 | 7.3 | 0.92 | 3446 | 91
P7GF2HHT | Hubbell Lighting | Columbia Lighting | MPL8-935HL-AC-EU-FA | Indoor Luminaires | Linear Ambient | Direct Linear Ambient Luminaires | Standard | FALSE | [9 empty] | 4/28/2016 | Not Dimmable | Not Dimmable | Yes |  |  | 16315 | 95.3 | 171.2 | 7.3 | 0.92 | 3446 | 91
PM7K1CKY | Hubbell Lighting | Columbia Lighting | MPL8-935HL-AD-EDU | Indoor Luminaires | Linear Ambient | Direct Linear Ambient Luminaires | Standard | FALSE | [9 empty] | 4/28/2016 | Dimmable | Continuous (Cannot dim down to ≤ 10% (W) | Yes |  |  | 16763 | 97.3 | 172.2 | 7.3 | 0.92 | 3446 | 91
P7DEP8P2 | Hubbell Lighting | Columbia Lighting | MPL8-935HL-AD-EDU-FA | Indoor Luminaires | Linear Ambient | Direct Linear Ambient Luminaires | Standard | FALSE | [9 empty] | 4/28/2016 | Dimmable | Continuous (Cannot dim down to ≤ 10% (W) | Yes |  |  | 16122 | 93.6 | 172.2 | 7.3 | 0.92 | 3446 | 91
P46GJZMD | Hubbell Lighting | Columbia Lighting | MPL8-935HL-AD-EU | Indoor Luminaires | Linear Ambient | Direct Linear Ambient Luminaires | Standard | FALSE | [9 empty] | 4/28/2016 | Not Dimmable | Not Dimmable | Yes |  |  | 16763 | 97.3 | 172.2 | 7.3 | 0.92 | 3446 | 91
PCYUEU35 | Hubbell Lighting | Columbia Lighting | MPL8-935HL-AD-EU-FA | Indoor Luminaires | Linear Ambient | Direct Linear Ambient Luminaires | Standard | FALSE | [9 empty] | 4/28/2016 | Not Dimmable | Not Dimmable | Yes |  |  | 16122 | 93.6 | 172.2 | 7.3 | 0.92 | 3446 | 91
PK4ZW8R5 | Hubbell Lighting | Columbia Lighting | MPL8-935HL-FA-EDU | Indoor Luminaires | Linear Ambient | Direct Linear Ambient Luminaires | Standard | FALSE | [9 empty] | 4/28/2016 | Dimmable | Continuous (Cannot dim down to ≤ 10% (W) | Yes |  |  | 16354 | 95.5 | 171.2 | 7.3 | 0.92 | 3446 | 91
P988AGWW | Hubbell Lighting | Columbia Lighting | MPL8-935HL-FA-EU | Indoor Luminaires | Linear Ambient | Direct Linear Ambient Luminaires | Standard | FALSE | [9 empty] | 4/28/2016 | Not Dimmable | Not Dimmable | Yes |  |  | 16354 | 95.5 | 171.2 | 7.3 | 0.92 | 3446 | 91
PFSJH8YD | Hubbell Lighting | Columbia Lighting | MPL8-935HL-W-EDU | Indoor Luminaires | Linear Ambient | Direct Linear Ambient Luminaires | Standard | FALSE | [9 empty] | 4/28/2016 | Dimmable | Continuous (Cannot dim down to ≤ 10% (W) | Yes |  |  | 17775 | 103.8 | 171.2 | 7.3 | 0.92 | 3446 | 91
PK8TU7PJ | Hubbell Lighting | Columbia Lighting | MPL8-935HL-W-EU | Indoor Luminaires | Linear Ambient | Direct Linear Ambient Luminaires | Standard | FALSE | [9 empty] | 4/28/2016 | Not Dimmable | Not Dimmable | Yes |  |  | 17775 | 103.8 | 171.2 | 7.3 | 0.92 | 3446 | 91
PH1WUT3W | Hubbell Lighting | Columbia Lighting | MPL8-935LW-AC-ED1U | Indoor Luminaires | Linear Ambient | Direct Linear Ambient Luminaires | Standard | FALSE | [9 empty] | 4/28/2016 | Dimmable | Continuous (Can dim down to ≤ 10% (W)) | Yes |  |  | 10349 | 104.7 | 98.8 | 5 | 0.998 | 3446 | 91
PKR2A875 | Hubbell Lighting | Columbia Lighting | MPL8-935LW-AC-ED1U-FA | Indoor Luminaires | Linear Ambient | Direct Linear Ambient Luminaires | Standard | FALSE | [9 empty] | 4/28/2016 | Dimmable | Continuous (Can dim down to ≤ 10% (W)) | Yes |  |  | 9924 | 100.4 | 98.8 | 5 | 0.998 | 3446 | 91
P7JHTZS7 | Hubbell Lighting | Columbia Lighting | MPL8-935LW-AC-EDU | Indoor Luminaires | Linear Ambient | Direct Linear Ambient Luminaires | Standard | FALSE | [9 empty] | 4/28/2016 | Dimmable | Continuous (Cannot dim down to ≤ 10% (W) | Yes |  |  | 10349 | 104.7 | 98.8 | 5 | 0.998 | 3446 | 91
PFJ7VD29 | Hubbell Lighting | Columbia Lighting | MPL8-935LW-AC-EDU-FA | Indoor Luminaires | Linear Ambient | Direct Linear Ambient Luminaires | Standard | FALSE | [9 empty] | 4/28/2016 | Dimmable | Continuous (Cannot dim down to ≤ 10% (W) | Yes |  |  | 9924 | 100.4 | 98.8 | 5 | 0.998 | 3446 | 91
P5FCBBV1 | Hubbell Lighting | Columbia Lighting | MPL8-935LW-AC-EU | Indoor Luminaires | Linear Ambient | Direct Linear Ambient Luminaires | Standard | FALSE | [9 empty] | 4/28/2016 | Not Dimmable | Not Dimmable | Yes |  |  | 10349 | 104.7 | 98.8 | 5 | 0.998 | 3446 | 91
PGMSZ395 | Hubbell Lighting | Columbia Lighting | MPL8-935LW-AC-EU-FA | Indoor Luminaires | Linear Ambient | Direct Linear Ambient Luminaires | Standard | FALSE | [9 empty] | 4/28/2016 | Not Dimmable | Not Dimmable | Yes |  |  | 9924 | 100.4 | 98.8 | 5 | 0.998 | 3446 | 91
PATHA2HP | Hubbell Lighting | Columbia Lighting | MPL8-935LW-AD-ED1U | Indoor Luminaires | Linear Ambient | Direct Linear Ambient Luminaires | Standard | FALSE | [9 empty] | 4/28/2016 | Dimmable | Continuous (Can dim down to ≤ 10% (W)) | Yes |  |  | 10411 | 104.3 | 99.8 | 7.3 | 0.92 | 3446 | 91
PZKBG6NC | Hubbell Lighting | Columbia Lighting | MPL8-935LW-AD-ED1U-FA | Indoor Luminaires | Linear Ambient | Direct Linear Ambient Luminaires | Standard | FALSE | [9 empty] | 4/28/2016 | Dimmable | Continuous (Can dim down to ≤ 10% (W)) | Yes |  |  | 9869 | 102 | 96.8 | 5 | 0.998 | 3446 | 91
PSZ8PBXR | Hubbell Lighting | Columbia Lighting | MPL8-935LW-AD-EDU | Indoor Luminaires | Linear Ambient | Direct Linear Ambient Luminaires | Standard | FALSE | [9 empty] | 4/28/2016 | Dimmable | Continuous (Cannot dim down to ≤ 10% (W) | Yes |  |  | 10411 | 104.3 | 99.8 | 5 | 0.998 | 3446 | 91
PKZ87ME1 | Hubbell Lighting | Columbia Lighting | MPL8-935LW-AD-EDU-FA | Indoor Luminaires | Linear Ambient | Direct Linear Ambient Luminaires | Standard | FALSE | [9 empty] | 4/28/2016 | Dimmable | Continuous (Cannot dim down to ≤ 10% (W) | Yes |  |  | 9869 | 102 | 96.8 | 5 | 0.998 | 3446 | 91
P7237TBE | Hubbell Lighting | Columbia Lighting | MPL8-935LW-AD-EU | Indoor Luminaires | Linear Ambient | Direct Linear Ambient Luminaires | Standard | FALSE | [9 empty] | 4/28/2016 | Not Dimmable | Not Dimmable | Yes |  |  | 10411 | 104.3 | 99.8 | 5 | 0.998 | 3446 | 91
P2ZVNTWF | Hubbell Lighting | Columbia Lighting | MPL8-935LW-AD-EU-FA | Indoor Luminaires | Linear Ambient | Direct Linear Ambient Luminaires | Standard | FALSE | [9 empty] | 4/28/2016 | Not Dimmable | Not Dimmable | Yes |  |  | 9869 | 102 | 96.8 | 5 | 0.998 | 3446 | 91
P6B5EHY1 | Hubbell Lighting | Columbia Lighting | MPL8-935LW-FA-ED1U | Indoor Luminaires | Linear Ambient | Direct Linear Ambient Luminaires | Standard | FALSE | [9 empty] | 4/28/2016 | Dimmable | Continuous (Can dim down to ≤ 10% (W)) | Yes |  |  | 9951 | 100.7 | 98.8 | 5.9 | 0.978 | 3446 | 91
PXTM1MQ1 | Hubbell Lighting | Columbia Lighting | MPL8-935LW-FA-EDU | Indoor Luminaires | Linear Ambient | Direct Linear Ambient Luminaires | Standard | FALSE | [9 empty] | 4/28/2016 | Dimmable | Continuous (Cannot dim down to ≤ 10% (W) | Yes |  |  | 9951 | 100.7 | 98.8 | 5 | 0.998 | 3446 | 91
P4JDQDX2 | Hubbell Lighting | Columbia Lighting | MPL8-935LW-FA-EU | Indoor Luminaires | Linear Ambient | Direct Linear Ambient Luminaires | Standard | FALSE | [9 empty] | 4/28/2016 | Not Dimmable | Not Dimmable | Yes |  |  | 9951 | 100.7 | 98.8 | 5 | 0.998 | 3446 | 91
PTHJPK7Z | Hubbell Lighting | Columbia Lighting | MPL8-935LW-W-ED1U | Indoor Luminaires | Linear Ambient | Direct Linear Ambient Luminaires | Standard | FALSE | [9 empty] | 4/28/2016 | Dimmable | Continuous (Can dim down to ≤ 10% (W)) | Yes |  |  | 10816 | 109.5 | 98.8 | 7.3 | 0.92 | 3446 | 91
PAPAUBJQ | Hubbell Lighting | Columbia Lighting | MPL8-935LW-W-EDU | Indoor Luminaires | Linear Ambient | Direct Linear Ambient Luminaires | Standard | FALSE | [9 empty] | 4/28/2016 | Dimmable | Continuous (Cannot dim down to ≤ 10% (W) | Yes |  |  | 10816 | 109.5 | 98.8 | 5 | 0.998 | 3446 | 91
PYC2DSAK | Hubbell Lighting | Columbia Lighting | MPL8-935LW-W-EU | Indoor Luminaires | Linear Ambient | Direct Linear Ambient Luminaires | Standard | FALSE | [9 empty] | 4/28/2016 | Not Dimmable | Not Dimmable | Yes |  |  | 10816 | 109.5 | 98.8 | 5 | 0.998 | 3446 | 91
PJSFFXQ7 | Hubbell Lighting | Columbia Lighting | MPL8-935ML-AC-EDU | Indoor Luminaires | Linear Ambient | Direct Linear Ambient Luminaires | Standard | FALSE | [9 empty] | 4/28/2016 | Dimmable | Continuous (Cannot dim down to ≤ 10% (W) | Yes |  |  | 14203 | 100.4 | 141.4 | 7.3 | 0.92 | 3446 | 91
PQR8Q8QN | Hubbell Lighting | Columbia Lighting | MPL8-935ML-AC-EDU-FA | Indoor Luminaires | Linear Ambient | Direct Linear Ambient Luminaires | Standard | FALSE | [9 empty] | 4/28/2016 | Dimmable | Continuous (Cannot dim down to ≤ 10% (W) | Yes |  |  | 13622 | 96.3 | 141.4 | 7.3 | 0.92 | 3446 | 91
P3V271AW | Hubbell Lighting | Columbia Lighting | MPL8-935ML-AC-EU | Indoor Luminaires | Linear Ambient | Direct Linear Ambient Luminaires | Standard | FALSE | [9 empty] | 4/28/2016 | Not Dimmable | Not Dimmable | Yes |  |  | 14203 | 100.4 | 141.4 | 7.3 | 0.92 | 3446 | 91
PDKGKEMF | Hubbell Lighting | Columbia Lighting | MPL8-935ML-AC-EU-FA | Indoor Luminaires | Linear Ambient | Direct Linear Ambient Luminaires | Standard | FALSE | [9 empty] | 4/28/2016 | Not Dimmable | Not Dimmable | Yes |  |  | 13622 | 96.3 | 141.4 | 7.3 | 0.92 | 3446 | 91
PGMKXXSJ | Hubbell Lighting | Columbia Lighting | MPL8-935ML-AD-EDU | Indoor Luminaires | Linear Ambient | Direct Linear Ambient Luminaires | Standard | FALSE | [9 empty] | 4/28/2016 | Dimmable | Continuous (Cannot dim down to ≤ 10% (W) | Yes |  |  | 14126 | 99.5 | 142 | 7.3 | 0.92 | 3446 | 91
P2DGXS3W | Hubbell Lighting | Columbia Lighting | MPL8-935ML-AD-EDU-FA | Indoor Luminaires | Linear Ambient | Direct Linear Ambient Luminaires | Standard | FALSE | [9 empty] | 4/28/2016 | Dimmable | Continuous (Cannot dim down to ≤ 10% (W) | Yes |  |  | 13588 | 95.7 | 142 | 7.3 | 0.92 | 3446 | 91
P7CEC5B5 | Hubbell Lighting | Columbia Lighting | MPL8-935ML-AD-EU | Indoor Luminaires | Linear Ambient | Direct Linear Ambient Luminaires | Standard | FALSE | [9 empty] | 4/28/2016 | Not Dimmable | Not Dimmable | Yes |  |  | 14126 | 99.5 | 142 | 7.3 | 0.92 | 3446 | 91
PSAF19YF | Hubbell Lighting | Columbia Lighting | MPL8-935ML-AD-EU-FA | Indoor Luminaires | Linear Ambient | Direct Linear Ambient Luminaires | Standard | FALSE | [9 empty] | 4/28/2016 | Not Dimmable | Not Dimmable | Yes |  |  | 13588 | 95.7 | 142 | 7.3 | 0.92 | 3446 | 91
PF96TD2H | Hubbell Lighting | Columbia Lighting | MPL8-935ML-FA-EDU | Indoor Luminaires | Linear Ambient | Direct Linear Ambient Luminaires | Standard | FALSE | [9 empty] | 4/28/2016 | Dimmable | Continuous (Cannot dim down to ≤ 10% (W) | Yes |  |  | 13656 | 96.6 | 141.4 | 7.3 | 0.92 | 3446 | 91
PEX2M8DA | Hubbell Lighting | Columbia Lighting | MPL8-935ML-FA-EU | Indoor Luminaires | Linear Ambient | Direct Linear Ambient Luminaires | Standard | FALSE | [9 empty] | 4/28/2016 | Not Dimmable | Not Dimmable | Yes |  |  | 13656 | 96.6 | 141.4 | 7.3 | 0.92 | 3446 | 91
PSUKHHAF | Hubbell Lighting | Columbia Lighting | MPL8-935ML-W-EDU | Indoor Luminaires | Linear Ambient | Direct Linear Ambient Luminaires | Standard | FALSE | [9 empty] | 4/28/2016 | Dimmable | Continuous (Cannot dim down to ≤ 10% (W) | Yes |  |  | 14843 | 105 | 141.4 | 7.3 | 0.92 | 3446 | 91
PHBGJJKZ | Hubbell Lighting | Columbia Lighting | MPL8-935ML-W-EU | Indoor Luminaires | Linear Ambient | Direct Linear Ambient Luminaires | Standard | FALSE | [9 empty] | 4/28/2016 | Not Dimmable | Not Dimmable | Yes |  |  | 14843 | 105 | 141.4 | 7.3 | 0.92 | 3446 | 91
PKE6X3CV | Hubbell Lighting | Columbia Lighting | MPL8-935VL-AC-EDU | Indoor Luminaires | Linear Ambient | Direct Linear Ambient Luminaires | Standard | FALSE | [9 empty] | 4/28/2016 | Dimmable | Continuous (Cannot dim down to ≤ 10% (W) | Yes |  |  | 18813 | 98.5 | 191 | 5.9 | 0.978 | 3446 | 91
PEMDPBN3 | Hubbell Lighting | Columbia Lighting | MPL8-935VL-AC-EDU-FA | Indoor Luminaires | Linear Ambient | Direct Linear Ambient Luminaires | Standard | FALSE | [9 empty] | 4/28/2016 | Dimmable | Continuous (Cannot dim down to ≤ 10% (W) | Yes |  |  | 17982 | 94 | 191.4 | 5.9 | 0.978 | 3446 | 91
PQN2775A | Hubbell Lighting | Columbia Lighting | MPL8-935VL-AC-EU | Indoor Luminaires | Linear Ambient | Direct Linear Ambient Luminaires | Standard | FALSE | [9 empty] | 4/28/2016 | Not Dimmable | Not Dimmable | Yes |  |  | 18813 | 98.5 | 191 | 5.9 | 0.978 | 3446 | 91
PS6S2X98 | Hubbell Lighting | Columbia Lighting | MPL8-935VL-AC-EU-FA | Indoor Luminaires | Linear Ambient | Direct Linear Ambient Luminaires | Standard | FALSE | [9 empty] | 4/28/2016 | Not Dimmable | Not Dimmable | Yes |  |  | 17982 | 94 | 191.4 | 5.9 | 0.978 | 3446 | 91
P7YH4RU4 | Hubbell Lighting | Columbia Lighting | MPL8-935VL-AD-EDU | Indoor Luminaires | Linear Ambient | Direct Linear Ambient Luminaires | Standard | FALSE | [9 empty] | 4/28/2016 | Dimmable | Continuous (Cannot dim down to ≤ 10% (W) | Yes |  |  | 18496 | 96.7 | 191.2 | 5.9 | 0.978 | 3446 | 91
PT6ZEARN | Hubbell Lighting | Columbia Lighting | MPL8-935VL-AD-EDU-FA | Indoor Luminaires | Linear Ambient | Direct Linear Ambient Luminaires | Standard | FALSE | [9 empty] | 4/28/2016 | Dimmable | Continuous (Cannot dim down to ≤ 10% (W) | Yes |  |  | 17757 | 92.7 | 191.6 | 5.9 | 0.978 | 3446 | 91
PGF5GXP3 | Hubbell Lighting | Columbia Lighting | MPL8-935VL-AD-EU | Indoor Luminaires | Linear Ambient | Direct Linear Ambient Luminaires | Standard | FALSE | [9 empty] | 4/28/2016 | Not Dimmable | Not Dimmable | Yes |  |  | 18496 | 96.7 | 191.2 | 5.9 | 0.978 | 3446 | 91
PZRMMRY4 | Hubbell Lighting | Columbia Lighting | MPL8-935VL-AD-EU-FA | Indoor Luminaires | Linear Ambient | Direct Linear Ambient Luminaires | Standard | FALSE | [9 empty] | 4/28/2016 | Not Dimmable | Not Dimmable | Yes |  |  | 17757 | 92.7 | 191.6 | 5.9 | 0.978 | 3446 | 91
PJP5FCWG | Hubbell Lighting | Columbia Lighting | MPL8-935VL-FA-EDU | Indoor Luminaires | Linear Ambient | Direct Linear Ambient Luminaires | Standard | FALSE | [9 empty] | 4/28/2016 | Dimmable | Continuous (Cannot dim down to ≤ 10% (W) | Yes |  |  | 18085 | 94.7 | 191 | 5.9 | 0.978 | 3446 | 91
PY6VV487 | Hubbell Lighting | Columbia Lighting | MPL8-935VL-FA-EU | Indoor Luminaires | Linear Ambient | Direct Linear Ambient Luminaires | Standard | FALSE | [9 empty] | 4/28/2016 | Not Dimmable | Not Dimmable | Yes |  |  | 18085 | 94.7 | 191 | 5.9 | 0.978 | 3446 | 91
PSB37QYK | Hubbell Lighting | Columbia Lighting | MPL8-935VL-W-EDU | Indoor Luminaires | Linear Ambient | Direct Linear Ambient Luminaires | Standard | FALSE | [9 empty] | 4/28/2016 | Dimmable | Continuous (Cannot dim down to ≤ 10% (W) | Yes |  |  | 19659 | 102.9 | 191 | 5.9 | 0.978 | 3446 | 91
PZXV9WFH | Hubbell Lighting | Columbia Lighting | MPL8-935VL-W-EU | Indoor Luminaires | Linear Ambient | Direct Linear Ambient Luminaires | Standard | FALSE | [9 empty] | 4/28/2016 | Not Dimmable | Not Dimmable | Yes |  |  | 19659 | 102.9 | 191 | 5.9 | 0.978 | 3446 | 91
PG6SA5AJ | Hubbell Lighting | Columbia Lighting | MPL8-940HL-AC-EDU | Indoor Luminaires | Linear Ambient | Direct Linear Ambient Luminaires | Standard | FALSE | [9 empty] | 4/28/2016 | Dimmable | Continuous (Cannot dim down to ≤ 10% (W) | Yes |  |  | 17599 | 102.8 | 171.2 | 7.3 | 0.92 | 3983 | 91
PS4974ET | Hubbell Lighting | Columbia Lighting | MPL8-940HL-AC-EDU-FA | Indoor Luminaires | Linear Ambient | Direct Linear Ambient Luminaires | Standard | FALSE | [9 empty] | 4/28/2016 | Dimmable | Continuous (Cannot dim down to ≤ 10% (W) | Yes |  |  | 16878 | 98.6 | 171.2 | 7.3 | 0.92 | 3983 | 91
PKKW4Q6G | Hubbell Lighting | Columbia Lighting | MPL8-940HL-AC-EU | Indoor Luminaires | Linear Ambient | Direct Linear Ambient Luminaires | Standard | FALSE | [9 empty] | 4/28/2016 | Not Dimmable | Not Dimmable | Yes |  |  | 17599 | 102.8 | 171.2 | 7.3 | 0.92 | 3983 | 91
PPUQB9UU | Hubbell Lighting | Columbia Lighting | MPL8-940HL-AC-EU-FA | Indoor Luminaires | Linear Ambient | Direct Linear Ambient Luminaires | Standard | FALSE | [9 empty] | 4/28/2016 | Not Dimmable | Not Dimmable | Yes |  |  | 16878 | 98.6 | 171.2 | 7.3 | 0.92 | 3983 | 91
P2KFSR9S | Hubbell Lighting | Columbia Lighting | MPL8-940HL-AD-EDU | Indoor Luminaires | Linear Ambient | Direct Linear Ambient Luminaires | Standard | FALSE | [9 empty] | 4/28/2016 | Dimmable | Continuous (Cannot dim down to ≤ 10% (W) | Yes |  |  | 17340 | 100.7 | 172.2 | 7.3 | 0.92 | 3983 | 91
P9CV97X9 | Hubbell Lighting | Columbia Lighting | MPL8-940HL-AD-EDU-FA | Indoor Luminaires | Linear Ambient | Direct Linear Ambient Luminaires | Standard | FALSE | [9 empty] | 4/28/2016 | Dimmable | Continuous (Cannot dim down to ≤ 10% (W) | Yes |  |  | 16679 | 96.9 | 172.2 | 7.3 | 0.92 | 3983 | 91
PH39VU2Q | Hubbell Lighting | Columbia Lighting | MPL8-940HL-AD-EU | Indoor Luminaires | Linear Ambient | Direct Linear Ambient Luminaires | Standard | FALSE | [9 empty] | 4/28/2016 | Not Dimmable | Not Dimmable | Yes |  |  | 17340 | 100.7 | 172.2 | 7.3 | 0.92 | 3983 | 91
PN8FGKA3 | Hubbell Lighting | Columbia Lighting | MPL8-940HL-AD-EU-FA | Indoor Luminaires | Linear Ambient | Direct Linear Ambient Luminaires | Standard | FALSE | [9 empty] | 4/28/2016 | Not Dimmable | Not Dimmable | Yes |  |  | 16679 | 96.9 | 172.2 | 7.3 | 0.92 | 3983 | 91
PNC85SZZ | Hubbell Lighting | Columbia Lighting | MPL8-940HL-FA-EDU | Indoor Luminaires | Linear Ambient | Direct Linear Ambient Luminaires | Standard | FALSE | [9 empty] | 4/28/2016 | Dimmable | Continuous (Cannot dim down to ≤ 10% (W) | Yes |  |  | 16921 | 98.8 | 171.2 | 7.3 | 0.92 | 3983 | 91
PU4RNFBM | Hubbell Lighting | Columbia Lighting | MPL8-940HL-FA-EU | Indoor Luminaires | Linear Ambient | Direct Linear Ambient Luminaires | Standard | FALSE | [9 empty] | 4/28/2016 | Not Dimmable | Not Dimmable | Yes |  |  | 16921 | 98.8 | 171.2 | 7.3 | 0.92 | 3983 | 91
PHB5SHGF | Hubbell Lighting | Columbia Lighting | MPL8-940HL-W-EDU | Indoor Luminaires | Linear Ambient | Direct Linear Ambient Luminaires | Standard | FALSE | [9 empty] | 4/28/2016 | Dimmable | Continuous (Cannot dim down to ≤ 10% (W) | Yes |  |  | 18392 | 107.4 | 171.2 | 7.3 | 0.92 | 3983 | 91
P2RRR2EQ | Hubbell Lighting | Columbia Lighting | MPL8-940HL-W-EU | Indoor Luminaires | Linear Ambient | Direct Linear Ambient Luminaires | Standard | FALSE | [9 empty] | 4/28/2016 | Not Dimmable | Not Dimmable | Yes |  |  | 18392 | 107.4 | 171.2 | 7.3 | 0.92 | 3983 | 91
PMAJF8YW | Hubbell Lighting | Columbia Lighting | MPL8-940LW-AC-ED1U | Indoor Luminaires | Linear Ambient | Direct Linear Ambient Luminaires | Standard | FALSE | [9 empty] | 4/28/2016 | Dimmable | Continuous (Can dim down to ≤ 10% (W)) | Yes |  |  | 10704 | 108.3 | 98.8 | 5 | 0.998 | 3983 | 91
P9WDR7KZ | Hubbell Lighting | Columbia Lighting | MPL8-940LW-AC-ED1U-FA | Indoor Luminaires | Linear Ambient | Direct Linear Ambient Luminaires | Standard | FALSE | [9 empty] | 4/28/2016 | Dimmable | Continuous (Can dim down to ≤ 10% (W)) | Yes |  |  | 10266 | 103.9 | 98.8 | 5 | 0.998 | 3983 | 91
P9TGPZCE | Hubbell Lighting | Columbia Lighting | MPL8-940LW-AC-EDU | Indoor Luminaires | Linear Ambient | Direct Linear Ambient Luminaires | Standard | FALSE | [9 empty] | 4/28/2016 | Dimmable | Continuous (Cannot dim down to ≤ 10% (W) | Yes |  |  | 10704 | 108.3 | 98.8 | 5 | 0.998 | 3983 | 91
P7MZB3WW | Hubbell Lighting | Columbia Lighting | MPL8-940LW-AC-EDU-FA | Indoor Luminaires | Linear Ambient | Direct Linear Ambient Luminaires | Standard | FALSE | [9 empty] | 4/28/2016 | Dimmable | Continuous (Cannot dim down to ≤ 10% (W) | Yes |  |  | 10266 | 103.9 | 98.8 | 5 | 0.998 | 3983 | 91
PXTQZVKG | Hubbell Lighting | Columbia Lighting | MPL8-940LW-AC-EU | Indoor Luminaires | Linear Ambient | Direct Linear Ambient Luminaires | Standard | FALSE | [9 empty] | 4/28/2016 | Not Dimmable | Not Dimmable | Yes |  |  | 10704 | 108.3 | 98.8 | 5 | 0.998 | 3983 | 91
P4GGGPZH | Hubbell Lighting | Columbia Lighting | MPL8-940LW-AC-EU-FA | Indoor Luminaires | Linear Ambient | Direct Linear Ambient Luminaires | Standard | FALSE | [9 empty] | 4/28/2016 | Not Dimmable | Not Dimmable | Yes |  |  | 10266 | 103.9 | 98.8 | 5 | 0.998 | 3983 | 91
PR1BK7S2 | Hubbell Lighting | Columbia Lighting | MPL8-940LW-AD-ED1U | Indoor Luminaires | Linear Ambient | Direct Linear Ambient Luminaires | Standard | FALSE | [9 empty] | 4/28/2016 | Dimmable | Continuous (Can dim down to ≤ 10% (W)) | Yes |  |  | 10773 | 107.9 | 99.8 | 7.3 | 0.92 | 3983 | 91
P8JCCBKQ | Hubbell Lighting | Columbia Lighting | MPL8-940LW-AD-ED1U-FA | Indoor Luminaires | Linear Ambient | Direct Linear Ambient Luminaires | Standard | FALSE | [9 empty] | 4/28/2016 | Dimmable | Continuous (Can dim down to ≤ 10% (W)) | Yes |  |  | 10209 | 105.5 | 96.8 | 5 | 0.998 | 3983 | 91
PYVDFBAN | Hubbell Lighting | Columbia Lighting | MPL8-940LW-AD-EDU | Indoor Luminaires | Linear Ambient | Direct Linear Ambient Luminaires | Standard | FALSE | [9 empty] | 4/28/2016 | Dimmable | Continuous (Cannot dim down to ≤ 10% (W) | Yes |  |  | 10773 | 107.9 | 99.8 | 5 | 0.998 | 3983 | 91
PDZ2N9SF | Hubbell Lighting | Columbia Lighting | MPL8-940LW-AD-EDU-FA | Indoor Luminaires | Linear Ambient | Direct Linear Ambient Luminaires | Standard | FALSE | [9 empty] | 4/28/2016 | Dimmable | Continuous (Cannot dim down to ≤ 10% (W) | Yes |  |  | 10209 | 105.5 | 96.8 | 5 | 0.998 | 3983 | 91
PM9GMP6S | Hubbell Lighting | Columbia Lighting | MPL8-940LW-AD-EU | Indoor Luminaires | Linear Ambient | Direct Linear Ambient Luminaires | Standard | FALSE | [9 empty] | 4/28/2016 | Not Dimmable | Not Dimmable | Yes |  |  | 10773 | 107.9 | 99.8 | 5 | 0.998 | 3983 | 91
PVY25E4Y | Hubbell Lighting | Columbia Lighting | MPL8-940LW-AD-EU-FA | Indoor Luminaires | Linear Ambient | Direct Linear Ambient Luminaires | Standard | FALSE | [9 empty] | 4/28/2016 | Not Dimmable | Not Dimmable | Yes |  |  | 10209 | 105.5 | 96.8 | 5 | 0.998 | 3983 | 91
PHMXU93E | Hubbell Lighting | Columbia Lighting | MPL8-940LW-FA-ED1U | Indoor Luminaires | Linear Ambient | Direct Linear Ambient Luminaires | Standard | FALSE | [9 empty] | 4/28/2016 | Dimmable | Continuous (Can dim down to ≤ 10% (W)) | Yes |  |  | 10291 | 104.2 | 98.8 | 5.9 | 0.978 | 3983 | 91
PWDAMY5M | Hubbell Lighting | Columbia Lighting | MPL8-940LW-FA-EDU | Indoor Luminaires | Linear Ambient | Direct Linear Ambient Luminaires | Standard | FALSE | [9 empty] | 4/28/2016 | Dimmable | Continuous (Cannot dim down to ≤ 10% (W) | Yes |  |  | 10291 | 104.2 | 98.8 | 5 | 0.998 | 3983 | 91
PBJ87AVW | Hubbell Lighting | Columbia Lighting | MPL8-940LW-FA-EU | Indoor Luminaires | Linear Ambient | Direct Linear Ambient Luminaires | Standard | FALSE | [9 empty] | 4/28/2016 | Not Dimmable | Not Dimmable | Yes |  |  | 10291 | 104.2 | 98.8 | 5 | 0.998 | 3983 | 91
PJ61YP8D | Hubbell Lighting | Columbia Lighting | MPL8-940LW-W-ED1U | Indoor Luminaires | Linear Ambient | Direct Linear Ambient Luminaires | Standard | FALSE | [9 empty] | 4/28/2016 | Dimmable | Continuous (Can dim down to ≤ 10% (W)) | Yes |  |  | 11186 | 113.2 | 98.8 | 7.3 | 0.92 | 3983 | 91
P6MK7GY5 | Hubbell Lighting | Columbia Lighting | MPL8-940LW-W-EDU | Indoor Luminaires | Linear Ambient | Direct Linear Ambient Luminaires | Standard | FALSE | [9 empty] | 4/28/2016 | Dimmable | Continuous (Cannot dim down to ≤ 10% (W) | Yes |  |  | 11186 | 113.2 | 98.8 | 5 | 0.998 | 3983 | 91
PNE3AYBZ | Hubbell Lighting | Columbia Lighting | MPL8-940LW-W-EU | Indoor Luminaires | Linear Ambient | Direct Linear Ambient Luminaires | Standard | FALSE | [9 empty] | 4/28/2016 | Not Dimmable | Not Dimmable | Yes |  |  | 11186 | 113.2 | 98.8 | 5 | 0.998 | 3983 | 91
P6FAZAEU | Hubbell Lighting | Columbia Lighting | MPL8-940ML-AC-EDU | Indoor Luminaires | Linear Ambient | Direct Linear Ambient Luminaires | Standard | FALSE | [9 empty] | 4/28/2016 | Dimmable | Continuous (Cannot dim down to ≤ 10% (W) | Yes |  |  | 14693 | 103.9 | 141.4 | 7.3 | 0.92 | 3983 | 91
PP48EHB9 | Hubbell Lighting | Columbia Lighting | MPL8-940ML-AC-EDU-FA | Indoor Luminaires | Linear Ambient | Direct Linear Ambient Luminaires | Standard | FALSE | [9 empty] | 4/28/2016 | Dimmable | Continuous (Cannot dim down to ≤ 10% (W) | Yes |  |  | 14093 | 99.7 | 141.4 | 7.3 | 0.92 | 3983 | 91
PQ66W5B1 | Hubbell Lighting | Columbia Lighting | MPL8-940ML-AC-EU | Indoor Luminaires | Linear Ambient | Direct Linear Ambient Luminaires | Standard | FALSE | [9 empty] | 4/28/2016 | Not Dimmable | Not Dimmable | Yes |  |  | 14693 | 103.9 | 141.4 | 7.3 | 0.92 | 3983 | 91
P3ZQSGSY | Hubbell Lighting | Columbia Lighting | MPL8-940ML-AC-EU-FA | Indoor Luminaires | Linear Ambient | Direct Linear Ambient Luminaires | Standard | FALSE | [9 empty] | 4/28/2016 | Not Dimmable | Not Dimmable | Yes |  |  | 14093 | 99.7 | 141.4 | 7.3 | 0.92 | 3983 | 91
PEE7MU7N | Hubbell Lighting | Columbia Lighting | MPL8-940ML-AD-EDU | Indoor Luminaires | Linear Ambient | Direct Linear Ambient Luminaires | Standard | FALSE | [9 empty] | 4/28/2016 | Dimmable | Continuous (Cannot dim down to ≤ 10% (W) | Yes |  |  | 14614 | 102.9 | 142 | 7.3 | 0.92 | 3983 | 91
PZ18P3UT | Hubbell Lighting | Columbia Lighting | MPL8-940ML-AD-EDU-FA | Indoor Luminaires | Linear Ambient | Direct Linear Ambient Luminaires | Standard | FALSE | [9 empty] | 4/28/2016 | Dimmable | Continuous (Cannot dim down to ≤ 10% (W) | Yes |  |  | 14057 | 99 | 142 | 7.3 | 0.92 | 3983 | 91
PTN38W57 | Hubbell Lighting | Columbia Lighting | MPL8-940ML-AD-EU | Indoor Luminaires | Linear Ambient | Direct Linear Ambient Luminaires | Standard | FALSE | [9 empty] | 4/28/2016 | Not Dimmable | Not Dimmable | Yes |  |  | 14614 | 102.9 | 142 | 7.3 | 0.92 | 3983 | 91
PH6Q4A9D | Hubbell Lighting | Columbia Lighting | MPL8-940ML-AD-EU-FA | Indoor Luminaires | Linear Ambient | Direct Linear Ambient Luminaires | Standard | FALSE | [9 empty] | 4/28/2016 | Not Dimmable | Not Dimmable | Yes |  |  | 14057 | 99 | 142 | 7.3 | 0.92 | 3983 | 91
PRWG4X5H | Hubbell Lighting | Columbia Lighting | MPL8-940ML-FA-EDU | Indoor Luminaires | Linear Ambient | Direct Linear Ambient Luminaires | Standard | FALSE | [9 empty] | 4/28/2016 | Dimmable | Continuous (Cannot dim down to ≤ 10% (W) | Yes |  |  | 14128 | 99.9 | 141.4 | 7.3 | 0.92 | 3983 | 91
PYA3ZEX1 | Hubbell Lighting | Columbia Lighting | MPL8-940ML-FA-EU | Indoor Luminaires | Linear Ambient | Direct Linear Ambient Luminaires | Standard | FALSE | [9 empty] | 4/28/2016 | Not Dimmable | Not Dimmable | Yes |  |  | 14128 | 99.9 | 141.4 | 7.3 | 0.92 | 3983 | 91
PF8HBSGJ | Hubbell Lighting | Columbia Lighting | MPL8-940ML-W-EDU | Indoor Luminaires | Linear Ambient | Direct Linear Ambient Luminaires | Standard | FALSE | [9 empty] | 4/28/2016 | Dimmable | Continuous (Cannot dim down to ≤ 10% (W) | Yes |  |  | 15355 | 108.6 | 141.4 | 7.3 | 0.92 | 3983 | 91
PNXUVX17 | Hubbell Lighting | Columbia Lighting | MPL8-940ML-W-EU | Indoor Luminaires | Linear Ambient | Direct Linear Ambient Luminaires | Standard | FALSE | [9 empty] | 4/28/2016 | Not Dimmable | Not Dimmable | Yes |  |  | 15355 | 108.6 | 141.4 | 7.3 | 0.92 | 3983 | 91
PHTTU8JJ | Hubbell Lighting | Columbia Lighting | MPL8-940VL-AC-EDU | Indoor Luminaires | Linear Ambient | Direct Linear Ambient Luminaires | Standard | FALSE | [9 empty] | 4/28/2016 | Dimmable | Continuous (Cannot dim down to ≤ 10% (W) | Yes |  |  | 19461 | 101.9 | 191 | 5.9 | 0.978 | 3983 | 91
PE1UFZJ4 | Hubbell Lighting | Columbia Lighting | MPL8-940VL-AC-EDU-FA | Indoor Luminaires | Linear Ambient | Direct Linear Ambient Luminaires | Standard | FALSE | [9 empty] | 4/28/2016 | Dimmable | Continuous (Cannot dim down to ≤ 10% (W) | Yes |  |  | 18601 | 97.2 | 191.4 | 5.9 | 0.978 | 3983 | 91
PM9HSHGC | Hubbell Lighting | Columbia Lighting | MPL8-940VL-AC-EU | Indoor Luminaires | Linear Ambient | Direct Linear Ambient Luminaires | Standard | FALSE | [9 empty] | 4/28/2016 | Not Dimmable | Not Dimmable | Yes |  |  | 19461 | 101.9 | 191 | 5.9 | 0.978 | 3983 | 91
P8G2T24D | Hubbell Lighting | Columbia Lighting | MPL8-940VL-AC-EU-FA | Indoor Luminaires | Linear Ambient | Direct Linear Ambient Luminaires | Standard | FALSE | [9 empty] | 4/28/2016 | Not Dimmable | Not Dimmable | Yes |  |  | 18601 | 97.2 | 191.4 | 5.9 | 0.978 | 3983 | 91
P8YJADMQ | Hubbell Lighting | Columbia Lighting | MPL8-940VL-AD-EDU | Indoor Luminaires | Linear Ambient | Direct Linear Ambient Luminaires | Standard | FALSE | [9 empty] | 4/28/2016 | Dimmable | Continuous (Cannot dim down to ≤ 10% (W) | Yes |  |  | 19134 | 100.1 | 191.2 | 5.9 | 0.978 | 3983 | 91
PTKFFNRB | Hubbell Lighting | Columbia Lighting | MPL8-940VL-AD-EDU-FA | Indoor Luminaires | Linear Ambient | Direct Linear Ambient Luminaires | Standard | FALSE | [9 empty] | 4/28/2016 | Dimmable | Continuous (Cannot dim down to ≤ 10% (W) | Yes |  |  | 18368 | 95.9 | 191.6 | 5.9 | 0.978 | 3983 | 91
PGY627RA | Hubbell Lighting | Columbia Lighting | MPL8-940VL-AD-EU | Indoor Luminaires | Linear Ambient | Direct Linear Ambient Luminaires | Standard | FALSE | [9 empty] | 4/28/2016 | Not Dimmable | Not Dimmable | Yes |  |  | 19134 | 100.1 | 191.2 | 5.9 | 0.978 | 3983 | 91
PXMCPT5J | Hubbell Lighting | Columbia Lighting | MPL8-940VL-AD-EU-FA | Indoor Luminaires | Linear Ambient | Direct Linear Ambient Luminaires | Standard | FALSE | [9 empty] | 4/28/2016 | Not Dimmable | Not Dimmable | Yes |  |  | 18368 | 95.9 | 191.6 | 5.9 | 0.978 | 3983 | 91
PM1AGRFF | Hubbell Lighting | Columbia Lighting | MPL8-940VL-FA-EDU | Indoor Luminaires | Linear Ambient | Direct Linear Ambient Luminaires | Standard | FALSE | [9 empty] | 4/28/2016 | Dimmable | Continuous (Cannot dim down to ≤ 10% (W) | Yes |  |  | 18711 | 98 | 191 | 5.9 | 0.978 | 3983 | 91
PCJEV8P4 | Hubbell Lighting | Columbia Lighting | MPL8-940VL-FA-EU | Indoor Luminaires | Linear Ambient | Direct Linear Ambient Luminaires | Standard | FALSE | [9 empty] | 4/28/2016 | Not Dimmable | Not Dimmable | Yes |  |  | 18711 | 98 | 191 | 5.9 | 0.978 | 3983 | 91
PYCM52A2 | Hubbell Lighting | Columbia Lighting | MPL8-940VL-W-EDU | Indoor Luminaires | Linear Ambient | Direct Linear Ambient Luminaires | Standard | FALSE | [9 empty] | 4/28/2016 | Dimmable | Continuous (Cannot dim down to ≤ 10% (W) | Yes |  |  | 20338 | 106.5 | 191 | 5.9 | 0.978 | 3983 | 91
PT614NCK | Hubbell Lighting | Columbia Lighting | MPL8-940VL-W-EU | Indoor Luminaires | Linear Ambient | Direct Linear Ambient Luminaires | Standard | FALSE | [9 empty] | 4/28/2016 | Not Dimmable | Not Dimmable | Yes |  |  | 20338 | 106.5 | 191 | 5.9 | 0.978 | 3983 | 91
PTKFXX9B | Hubbell Lighting | Columbia Lighting | MPL4-930LW-FA-ED1U | Indoor Luminaires | Linear Ambient | Direct Linear Ambient Luminaires | Standard | FALSE | [9 empty] | 4/28/2016 | Dimmable | Continuous (Can dim down to ≤ 10% (W)) | Yes |  |  | 4889 | 99 | 49.4 | 5.9 | 0.978 | 3034 | 91
PYGXXCFD | Hubbell Lighting | Columbia Lighting | MPL4-930LW-FA-EDU | Indoor Luminaires | Linear Ambient | Direct Linear Ambient Luminaires | Standard | FALSE | [9 empty] | 4/28/2016 | Dimmable | Continuous (Cannot dim down to ≤ 10% (W) | Yes |  |  | 4889 | 99 | 49.4 | 5 | 0.998 | 3034 | 91
P89D9NSD | Hubbell Lighting | Columbia Lighting | MPL4-930LW-FA-EU | Indoor Luminaires | Linear Ambient | Direct Linear Ambient Luminaires | Standard | FALSE | [9 empty] | 4/28/2016 | Not Dimmable | Not Dimmable | Yes |  |  | 4889 | 99 | 49.4 | 5 | 0.998 | 3034 | 91
PUWXWVM5 | Hubbell Lighting | Columbia Lighting | MPL4-930LW-W-ED1U | Indoor Luminaires | Linear Ambient | Direct Linear Ambient Luminaires | Standard | FALSE | [9 empty] | 4/28/2016 | Dimmable | Continuous (Can dim down to ≤ 10% (W)) | Yes |  |  | 5314 | 107.6 | 49.4 | 7.3 | 0.92 | 3034 | 91
PA924DGF | Hubbell Lighting | Columbia Lighting | MPL4-930LW-W-EDU | Indoor Luminaires | Linear Ambient | Direct Linear Ambient Luminaires | Standard | FALSE | [9 empty] | 4/28/2016 | Dimmable | Continuous (Cannot dim down to ≤ 10% (W) | Yes |  |  | 5314 | 107.6 | 49.4 | 5 | 0.998 | 3034 | 91
P9HPRRSC | Hubbell Lighting | Columbia Lighting | MPL4-930LW-W-EU | Indoor Luminaires | Linear Ambient | Direct Linear Ambient Luminaires | Standard | FALSE | [9 empty] | 4/28/2016 | Not Dimmable | Not Dimmable | Yes |  |  | 5314 | 107.6 | 49.4 | 5 | 0.998 | 3034 | 91
P6HZ5PME | Hubbell Lighting | Columbia Lighting | MPL4-930ML-AC-EDU | Indoor Luminaires | Linear Ambient | Direct Linear Ambient Luminaires | Standard | FALSE | [9 empty] | 4/28/2016 | Dimmable | Continuous (Cannot dim down to ≤ 10% (W) | Yes |  |  | 6980 | 98.7 | 70.7 | 7.3 | 0.92 | 3034 | 91
PGM7WTF9 | Hubbell Lighting | Columbia Lighting | MPL4-930ML-AC-EDU-FA | Indoor Luminaires | Linear Ambient | Direct Linear Ambient Luminaires | Standard | FALSE | [9 empty] | 4/28/2016 | Dimmable | Continuous (Cannot dim down to ≤ 10% (W) | Yes |  |  | 6694 | 94.7 | 70.7 | 7.3 | 0.92 | 3034 | 91
PYTACXFX | Hubbell Lighting | Columbia Lighting | MPL4-930ML-AC-EU | Indoor Luminaires | Linear Ambient | Direct Linear Ambient Luminaires | Standard | FALSE | [9 empty] | 4/28/2016 | Not Dimmable | Not Dimmable | Yes |  |  | 6980 | 98.7 | 70.7 | 7.3 | 0.92 | 3034 | 91
PG649889 | Hubbell Lighting | Columbia Lighting | MPL4-930ML-AC-EU-FA | Indoor Luminaires | Linear Ambient | Direct Linear Ambient Luminaires | Standard | FALSE | [9 empty] | 4/28/2016 | Not Dimmable | Not Dimmable | Yes |  |  | 6694 | 94.7 | 70.7 | 7.3 | 0.92 | 3034 | 91
P21T6AAY | Hubbell Lighting | Columbia Lighting | MPL4-930ML-AD-EDU | Indoor Luminaires | Linear Ambient | Direct Linear Ambient Luminaires | Standard | FALSE | [9 empty] | 4/28/2016 | Dimmable | Continuous (Cannot dim down to ≤ 10% (W) | Yes |  |  | 6941 | 97.8 | 71 | 7.3 | 0.92 | 3034 | 91
PP81GAZ4 | Hubbell Lighting | Columbia Lighting | MPL4-930ML-AD-EDU-FA | Indoor Luminaires | Linear Ambient | Direct Linear Ambient Luminaires | Standard | FALSE | [9 empty] | 4/28/2016 | Dimmable | Continuous (Cannot dim down to ≤ 10% (W) | Yes |  |  | 6677 | 94 | 71 | 7.3 | 0.92 | 3034 | 91
PY4GVBFK | Hubbell Lighting | Columbia Lighting | MPL4-930ML-AD-EU | Indoor Luminaires | Linear Ambient | Direct Linear Ambient Luminaires | Standard | FALSE | [9 empty] | 4/28/2016 | Not Dimmable | Not Dimmable | Yes |  |  | 6941 | 97.8 | 71 | 7.3 | 0.92 | 3034 | 91
P1NP3KQY | Hubbell Lighting | Columbia Lighting | MPL4-930ML-AD-EU-FA | Indoor Luminaires | Linear Ambient | Direct Linear Ambient Luminaires | Standard | FALSE | [9 empty] | 4/28/2016 | Not Dimmable | Not Dimmable | Yes |  |  | 6677 | 94 | 71 | 7.3 | 0.92 | 3034 | 91
PM55RNFR | Hubbell Lighting | Columbia Lighting | MPL4-930ML-FA-EDU | Indoor Luminaires | Linear Ambient | Direct Linear Ambient Luminaires | Standard | FALSE | [9 empty] | 4/28/2016 | Dimmable | Continuous (Cannot dim down to ≤ 10% (W) | Yes |  |  | 6710 | 94.9 | 70.7 | 7.3 | 0.92 | 3034 | 91
PVQ1TFMK | Hubbell Lighting | Columbia Lighting | MPL4-930ML-FA-EU | Indoor Luminaires | Linear Ambient | Direct Linear Ambient Luminaires | Standard | FALSE | [9 empty] | 4/28/2016 | Not Dimmable | Not Dimmable | Yes |  |  | 6710 | 94.9 | 70.7 | 7.3 | 0.92 | 3034 | 91
PUK6XS4U | Hubbell Lighting | Columbia Lighting | MPL4-930ML-W-EDU | Indoor Luminaires | Linear Ambient | Direct Linear Ambient Luminaires | Standard | FALSE | [9 empty] | 4/28/2016 | Dimmable | Continuous (Cannot dim down to ≤ 10% (W) | Yes |  |  | 7294 | 103.2 | 70.7 | 7.3 | 0.92 | 3034 | 91
PBWQ73YB | Hubbell Lighting | Columbia Lighting | MPL4-930ML-W-EU | Indoor Luminaires | Linear Ambient | Direct Linear Ambient Luminaires | Standard | FALSE | [9 empty] | 4/28/2016 | Not Dimmable | Not Dimmable | Yes |  |  | 7294 | 103.2 | 70.7 | 7.3 | 0.92 | 3034 | 91
PPED1VAB | Hubbell Lighting | Columbia Lighting | MPL4-930VL-AC-EDU | Indoor Luminaires | Linear Ambient | Direct Linear Ambient Luminaires | Standard | FALSE | [9 empty] | 4/28/2016 | Dimmable | Continuous (Cannot dim down to ≤ 10% (W) | Yes |  |  | 9244 | 96.8 | 95.5 | 5.9 | 0.978 | 3034 | 91
PD51XUPC | Hubbell Lighting | Columbia Lighting | MPL4-930VL-AC-EDU-FA | Indoor Luminaires | Linear Ambient | Direct Linear Ambient Luminaires | Standard | FALSE | [9 empty] | 4/28/2016 | Dimmable | Continuous (Cannot dim down to ≤ 10% (W) | Yes |  |  | 8836 | 92.3 | 95.7 | 5.9 | 0.978 | 3034 | 91
PQSC559F | Hubbell Lighting | Columbia Lighting | MPL4-930VL-AC-EU | Indoor Luminaires | Linear Ambient | Direct Linear Ambient Luminaires | Standard | FALSE | [9 empty] | 4/28/2016 | Not Dimmable | Not Dimmable | Yes |  |  | 9244 | 96.8 | 95.5 | 5.9 | 0.978 | 3034 | 91
PCTF4WDJ | Hubbell Lighting | Columbia Lighting | MPL4-930VL-AC-EU-FA | Indoor Luminaires | Linear Ambient | Direct Linear Ambient Luminaires | Standard | FALSE | [9 empty] | 4/28/2016 | Not Dimmable | Not Dimmable | Yes |  |  | 8836 | 92.3 | 95.7 | 5.9 | 0.978 | 3034 | 91
PJRTVTPF | Hubbell Lighting | Columbia Lighting | MPL4-930VL-AD-EDU | Indoor Luminaires | Linear Ambient | Direct Linear Ambient Luminaires | Standard | FALSE | [9 empty] | 4/28/2016 | Dimmable | Continuous (Cannot dim down to ≤ 10% (W) | Yes |  |  | 9089 | 95.1 | 95.6 | 5.9 | 0.978 | 3034 | 91
PJW2VMJR | Hubbell Lighting | Columbia Lighting | MPL4-930VL-AD-EDU-FA | Indoor Luminaires | Linear Ambient | Direct Linear Ambient Luminaires | Standard | FALSE | [9 empty] | 4/28/2016 | Dimmable | Continuous (Cannot dim down to ≤ 10% (W) | Yes |  |  | 8726 | 91.1 | 95.8 | 5.9 | 0.978 | 3034 | 91
PQE98QRX | Hubbell Lighting | Columbia Lighting | MPL4-930VL-AD-EU | Indoor Luminaires | Linear Ambient | Direct Linear Ambient Luminaires | Standard | FALSE | [9 empty] | 4/28/2016 | Not Dimmable | Not Dimmable | Yes |  |  | 9089 | 95.1 | 95.6 | 5.9 | 0.978 | 3034 | 91
PN7F8TE6 | Hubbell Lighting | Columbia Lighting | MPL4-30LW-FA-ED1U | Indoor Luminaires | Linear Ambient | Direct Linear Ambient Luminaires | Premium | FALSE | [9 empty] | 4/28/2016 | Dimmable | Continuous (Can dim down to ≤ 10% (W)) | Yes |  |  | 5971 | 123.9 | 48.2 | 5 | 0.998 | 3017 | 83
PYRGJCSK | Hubbell Lighting | Columbia Lighting | MPL4-30LW-FA-EDU | Indoor Luminaires | Linear Ambient | Direct Linear Ambient Luminaires | Premium | FALSE | [9 empty] | 4/28/2016 | Dimmable | Continuous (Cannot dim down to ≤ 10% (W) | Yes |  |  | 5971 | 123.9 | 48.2 | 5 | 0.998 | 3017 | 83
PUCJ1CPZ | Hubbell Lighting | Columbia Lighting | MPL4-30LW-FA-EU | Indoor Luminaires | Linear Ambient | Direct Linear Ambient Luminaires | Premium | FALSE | [9 empty] | 4/28/2016 | Not Dimmable | Not Dimmable | Yes |  |  | 5971 | 123.9 | 48.2 | 5 | 0.998 | 3017 | 83
P5Z3DPZ9 | Hubbell Lighting | Columbia Lighting | MPL4-30LW-W-ED1U | Indoor Luminaires | Linear Ambient | Direct Linear Ambient Luminaires | Premium | FALSE | [9 empty] | 4/28/2016 | Dimmable | Continuous (Can dim down to ≤ 10% (W)) | Yes |  |  | 6291 | 127.3 | 49.4 | 5 | 0.998 | 3017 | 83
PTU7HGMH | Hubbell Lighting | Columbia Lighting | MPL4-30LW-W-EDU | Indoor Luminaires | Linear Ambient | Direct Linear Ambient Luminaires | Premium | FALSE | [9 empty] | 4/28/2016 | Dimmable | Continuous (Cannot dim down to ≤ 10% (W) | Yes |  |  | 6291 | 127.3 | 49.4 | 5 | 0.998 | 3017 | 83
PJA1JVW4 | Hubbell Lighting | Columbia Lighting | MPL4-30LW-W-EU | Indoor Luminaires | Linear Ambient | Direct Linear Ambient Luminaires | Premium | FALSE | [9 empty] | 4/28/2016 | Not Dimmable | Not Dimmable | Yes |  |  | 6291 | 127.3 | 49.4 | 5 | 0.998 | 3017 | 83
PHQQ9TAS | Hubbell Lighting | Columbia Lighting | MPL4-30ML-AC-EDU | Indoor Luminaires | Linear Ambient | Direct Linear Ambient Luminaires | Standard | FALSE | [9 empty] | 4/28/2016 | Dimmable | Continuous (Cannot dim down to ≤ 10% (W) | Yes |  |  | 8252 | 116.7 | 70.7 | 7.3 | 0.92 | 3017 | 83
P57V8AAT | Hubbell Lighting | Columbia Lighting | MPL4-30ML-AC-EDU-FA | Indoor Luminaires | Linear Ambient | Direct Linear Ambient Luminaires | Standard | FALSE | [9 empty] | 4/28/2016 | Dimmable | Continuous (Cannot dim down to ≤ 10% (W) | Yes |  |  | 7701 | 108.9 | 70.7 | 7.3 | 0.92 | 3017 | 83
PHN5EQ7F | Hubbell Lighting | Columbia Lighting | MPL4-30ML-AC-EU | Indoor Luminaires | Linear Ambient | Direct Linear Ambient Luminaires | Standard | FALSE | [9 empty] | 4/28/2016 | Not Dimmable | Not Dimmable | Yes |  |  | 8252 | 116.7 | 70.7 | 7.3 | 0.92 | 3017 | 83
P6JB5FBJ | Hubbell Lighting | Columbia Lighting | MPL4-30ML-AC-EU-FA | Indoor Luminaires | Linear Ambient | Direct Linear Ambient Luminaires | Standard | FALSE | [9 empty] | 4/28/2016 | Not Dimmable | Not Dimmable | Yes |  |  | 7701 | 108.9 | 70.7 | 7.3 | 0.92 | 3017 | 83
PCTRS25W | Hubbell Lighting | Columbia Lighting | MPL4-30ML-AD-EDU | Indoor Luminaires | Linear Ambient | Direct Linear Ambient Luminaires | Standard | FALSE | [9 empty] | 4/28/2016 | Dimmable | Continuous (Cannot dim down to ≤ 10% (W) | Yes |  |  | 8207 | 115.6 | 71 | 7.3 | 0.92 | 3017 | 83
PKPE5ZSX | Hubbell Lighting | Columbia Lighting | MPL4-30ML-AD-EDU-FA | Indoor Luminaires | Linear Ambient | Direct Linear Ambient Luminaires | Standard | FALSE | [9 empty] | 4/28/2016 | Dimmable | Continuous (Cannot dim down to ≤ 10% (W) | Yes |  |  | 7649 | 107.7 | 71 | 7.3 | 0.92 | 3017 | 83
PXNKGK1B | Hubbell Lighting | Columbia Lighting | MPL4-30ML-AD-EU | Indoor Luminaires | Linear Ambient | Direct Linear Ambient Luminaires | Standard | FALSE | [9 empty] | 4/28/2016 | Not Dimmable | Not Dimmable | Yes |  |  | 8207 | 115.6 | 71 | 7.3 | 0.92 | 3017 | 83
PX6EFZYN | Hubbell Lighting | Columbia Lighting | MPL4-30ML-AD-EU-FA | Indoor Luminaires | Linear Ambient | Direct Linear Ambient Luminaires | Standard | FALSE | [9 empty] | 4/28/2016 | Not Dimmable | Not Dimmable | Yes |  |  | 7649 | 107.7 | 71 | 7.3 | 0.92 | 3017 | 83
PENDN8H2 | Hubbell Lighting | Columbia Lighting | MPL4-30ML-FA-EDU | Indoor Luminaires | Linear Ambient | Direct Linear Ambient Luminaires | Standard | FALSE | [9 empty] | 4/28/2016 | Dimmable | Continuous (Cannot dim down to ≤ 10% (W) | Yes |  |  | 8256 | 116.3 | 71 | 7.3 | 0.92 | 3017 | 83
PPDRJF77 | Hubbell Lighting | Columbia Lighting | MPL4-30ML-FA-EU | Indoor Luminaires | Linear Ambient | Direct Linear Ambient Luminaires | Standard | FALSE | [9 empty] | 4/28/2016 | Not Dimmable | Not Dimmable | Yes |  |  | 8256 | 116.3 | 71 | 7.3 | 0.92 | 3017 | 83
P9ZJ1QTJ | Hubbell Lighting | Columbia Lighting | MPL4-30ML-W-EDU | Indoor Luminaires | Linear Ambient | Direct Linear Ambient Luminaires | Standard | FALSE | [9 empty] | 4/28/2016 | Dimmable | Continuous (Cannot dim down to ≤ 10% (W) | Yes |  |  | 8635 | 122.1 | 70.7 | 7.3 | 0.92 | 3017 | 83
P72Y5MHR | Hubbell Lighting | Columbia Lighting | MPL4-30ML-W-EU | Indoor Luminaires | Linear Ambient | Direct Linear Ambient Luminaires | Standard | FALSE | [9 empty] | 4/28/2016 | Not Dimmable | Not Dimmable | Yes |  |  | 8635 | 122.1 | 70.7 | 7.3 | 0.92 | 3017 | 83
PXMMBFJF | Hubbell Lighting | Columbia Lighting | MPL4-30VL-AC-EDU | Indoor Luminaires | Linear Ambient | Direct Linear Ambient Luminaires | Standard | FALSE | [9 empty] | 4/28/2016 | Dimmable | Continuous (Cannot dim down to ≤ 10% (W) | Yes |  |  | 10892 | 113.8 | 95.7 | 5.9 | 0.978 | 3017 | 83
PAAS2J6H | Hubbell Lighting | Columbia Lighting | MPL4-30VL-AC-EDU-FA | Indoor Luminaires | Linear Ambient | Direct Linear Ambient Luminaires | Standard | FALSE | [9 empty] | 4/28/2016 | Dimmable | Continuous (Cannot dim down to ≤ 10% (W) | Yes |  |  | 10164 | 106.2 | 95.7 | 5.9 | 0.978 | 3017 | 83
PH47E4DX | Hubbell Lighting | Columbia Lighting | MPL4-30VL-AC-EU | Indoor Luminaires | Linear Ambient | Direct Linear Ambient Luminaires | Standard | FALSE | [9 empty] | 4/28/2016 | Not Dimmable | Not Dimmable | Yes |  |  | 10892 | 113.8 | 95.7 | 5.9 | 0.978 | 3017 | 83
PF5RJFDG | Hubbell Lighting | Columbia Lighting | MPL4-30VL-AC-EU-FA | Indoor Luminaires | Linear Ambient | Direct Linear Ambient Luminaires | Standard | FALSE | [9 empty] | 4/28/2016 | Not Dimmable | Not Dimmable | Yes |  |  | 10164 | 106.2 | 95.7 | 5.9 | 0.978 | 3017 | 83
PWRTW9M2 | Hubbell Lighting | Columbia Lighting | MPL4-30VL-AD-EDU | Indoor Luminaires | Linear Ambient | Direct Linear Ambient Luminaires | Standard | FALSE | [9 empty] | 4/28/2016 | Dimmable | Continuous (Cannot dim down to ≤ 10% (W) | Yes |  |  | 10725 | 112 | 95.8 | 5.9 | 0.978 | 3017 | 83
P3EG9X29 | Hubbell Lighting | Columbia Lighting | MPL4-30VL-AD-EDU-FA | Indoor Luminaires | Linear Ambient | Direct Linear Ambient Luminaires | Standard | FALSE | [9 empty] | 4/28/2016 | Dimmable | Continuous (Cannot dim down to ≤ 10% (W) | Yes |  |  | 9996 | 104.3 | 95.8 | 5.9 | 0.978 | 3017 | 83
PZ28FXBZ | Hubbell Lighting | Columbia Lighting | MPL4-30VL-AD-EU | Indoor Luminaires | Linear Ambient | Direct Linear Ambient Luminaires | Standard | FALSE | [9 empty] | 4/28/2016 | Not Dimmable | Not Dimmable | Yes |  |  | 10725 | 112 | 95.8 | 5.9 | 0.978 | 3017 | 83
P71ZTD3R | Hubbell Lighting | Columbia Lighting | MPL4-30VL-AD-EU-FA | Indoor Luminaires | Linear Ambient | Direct Linear Ambient Luminaires | Standard | FALSE | [9 empty] | 4/28/2016 | Not Dimmable | Not Dimmable | Yes |  |  | 9996 | 104.3 | 95.8 | 5.9 | 0.978 | 3017 | 83
PR63AE8Q | Hubbell Lighting | Columbia Lighting | MPL4-30VL-FA-EDU | Indoor Luminaires | Linear Ambient | Direct Linear Ambient Luminaires | Standard | FALSE | [9 empty] | 4/28/2016 | Dimmable | Continuous (Cannot dim down to ≤ 10% (W) | Yes |  |  | 10532 | 110.9 | 95 | 5.9 | 0.978 | 3017 | 83
PV9EJURR | Hubbell Lighting | Columbia Lighting | MPL4-30VL-FA-EU | Indoor Luminaires | Linear Ambient | Direct Linear Ambient Luminaires | Standard | FALSE | [9 empty] | 4/28/2016 | Not Dimmable | Not Dimmable | Yes |  |  | 10532 | 110.9 | 95 | 5.9 | 0.978 | 3017 | 83
PZ1EFMYS | Hubbell Lighting | Columbia Lighting | MPL4-30VL-W-EDU | Indoor Luminaires | Linear Ambient | Direct Linear Ambient Luminaires | Standard | FALSE | [9 empty] | 4/28/2016 | Dimmable | Continuous (Cannot dim down to ≤ 10% (W) | Yes |  |  | 11397 | 119.1 | 95.7 | 5.9 | 0.978 | 3017 | 83
PCSDUCTY | Hubbell Lighting | Columbia Lighting | MPL4-30VL-W-EU | Indoor Luminaires | Linear Ambient | Direct Linear Ambient Luminaires | Standard | FALSE | [9 empty] | 4/28/2016 | Not Dimmable | Not Dimmable | Yes |  |  | 11397 | 119.1 | 95.7 | 5.9 | 0.978 | 3017 | 83
PZ3D6TMM | Hubbell Lighting | Columbia Lighting | MPL4-35HL-AC-EDU | Indoor Luminaires | Linear Ambient | Direct Linear Ambient Luminaires | Standard | FALSE | [9 empty] | 4/28/2016 | Dimmable | Continuous (Cannot dim down to ≤ 10% (W) | Yes |  |  | 10056 | 117.5 | 85.6 | 7.3 | 0.92 | 3504 | 83
PJQ8T4UD | Hubbell Lighting | Columbia Lighting | MPL4-35HL-AC-EDU-FA | Indoor Luminaires | Linear Ambient | Direct Linear Ambient Luminaires | Standard | FALSE | [9 empty] | 4/28/2016 | Dimmable | Continuous (Cannot dim down to ≤ 10% (W) | Yes |  |  | 9384 | 109.6 | 85.6 | 7.3 | 0.92 | 3504 | 83
P347CVJH | Hubbell Lighting | Columbia Lighting | MPL4-35HL-AC-EU | Indoor Luminaires | Linear Ambient | Direct Linear Ambient Luminaires | Standard | FALSE | [9 empty] | 4/28/2016 | Not Dimmable | Not Dimmable | Yes |  |  | 10056 | 117.5 | 85.6 | 7.3 | 0.92 | 3504 | 83
PAVN2E8P | Hubbell Lighting | Columbia Lighting | MPL4-35HL-AC-EU-FA | Indoor Luminaires | Linear Ambient | Direct Linear Ambient Luminaires | Standard | FALSE | [9 empty] | 4/28/2016 | Not Dimmable | Not Dimmable | Yes |  |  | 9384 | 109.6 | 85.6 | 7.3 | 0.92 | 3504 | 83
PPYSCQ15 | Hubbell Lighting | Columbia Lighting | MPL4-35HL-AD-EDU | Indoor Luminaires | Linear Ambient | Direct Linear Ambient Luminaires | Standard | FALSE | [9 empty] | 4/28/2016 | Dimmable | Continuous (Cannot dim down to ≤ 10% (W) | Yes |  |  | 9909 | 115.1 | 86.1 | 7.3 | 0.92 | 3504 | 83
PGBNBDDQ | Hubbell Lighting | Columbia Lighting | MPL4-35HL-AD-EDU-FA | Indoor Luminaires | Linear Ambient | Direct Linear Ambient Luminaires | Standard | FALSE | [9 empty] | 4/28/2016 | Dimmable | Continuous (Cannot dim down to ≤ 10% (W) | Yes |  |  | 9235 | 107.3 | 86.1 | 7.3 | 0.92 | 3504 | 83
PMGYTDNK | Hubbell Lighting | Columbia Lighting | MPL4-35HL-AD-EU | Indoor Luminaires | Linear Ambient | Direct Linear Ambient Luminaires | Standard | FALSE | [9 empty] | 4/28/2016 | Not Dimmable | Not Dimmable | Yes |  |  | 9909 | 115.1 | 86.1 | 7.3 | 0.92 | 3504 | 83
PXGRSJQZ | Hubbell Lighting | Columbia Lighting | MPL4-35HL-AD-EU-FA | Indoor Luminaires | Linear Ambient | Direct Linear Ambient Luminaires | Standard | FALSE | [9 empty] | 4/28/2016 | Not Dimmable | Not Dimmable | Yes |  |  | 9235 | 107.3 | 86.1 | 7.3 | 0.92 | 3504 | 83
PH1ENP85 | Hubbell Lighting | Columbia Lighting | MPL4-35HL-FA-EDU | Indoor Luminaires | Linear Ambient | Direct Linear Ambient Luminaires | Standard | FALSE | [9 empty] | 4/28/2016 | Dimmable | Continuous (Cannot dim down to ≤ 10% (W) | Yes |  |  | 9949 | 115.7 | 86 | 7.3 | 0.92 | 3504 | 83
P1SQP4JW | Hubbell Lighting | Columbia Lighting | MPL4-35HL-FA-EU | Indoor Luminaires | Linear Ambient | Direct Linear Ambient Luminaires | Standard | FALSE | [9 empty] | 4/28/2016 | Not Dimmable | Not Dimmable | Yes |  |  | 9949 | 115.7 | 86 | 7.3 | 0.92 | 3504 | 83
P3UASE4Y | Hubbell Lighting | Columbia Lighting | MPL4-35HL-W-EDU | Indoor Luminaires | Linear Ambient | Direct Linear Ambient Luminaires | Standard | FALSE | [9 empty] | 4/28/2016 | Dimmable | Continuous (Cannot dim down to ≤ 10% (W) | Yes |  |  | 10523 | 122.9 | 85.6 | 7.3 | 0.92 | 3504 | 83
PPZJAVC1 | Hubbell Lighting | Columbia Lighting | MPL4-35HL-W-EU | Indoor Luminaires | Linear Ambient | Direct Linear Ambient Luminaires | Standard | FALSE | [9 empty] | 4/28/2016 | Not Dimmable | Not Dimmable | Yes |  |  | 10523 | 122.9 | 85.6 | 7.3 | 0.92 | 3504 | 83
PSAWFME9 | Hubbell Lighting | Columbia Lighting | MPL4-35LW-AC-ED1U | Indoor Luminaires | Linear Ambient | Direct Linear Ambient Luminaires | Premium | FALSE | [9 empty] | 4/28/2016 | Dimmable | Continuous (Can dim down to ≤ 10% (W)) | Yes |  |  | 6117 | 123.8 | 49.4 | 5 | 0.998 | 3504 | 83
PKHY1FVV | Hubbell Lighting | Columbia Lighting | MPL4-35LW-AC-ED1U-FA | Indoor Luminaires | Linear Ambient | Direct Linear Ambient Luminaires | Premium | FALSE | [9 empty] | 4/28/2016 | Dimmable | Continuous (Can dim down to ≤ 10% (W)) | Yes |  |  | 5708 | 115.6 | 49.4 | 5 | 0.998 | 3504 | 83
PZHDKDY5 | Hubbell Lighting | Columbia Lighting | MPL4-35LW-AC-EDU | Indoor Luminaires | Linear Ambient | Direct Linear Ambient Luminaires | Premium | FALSE | [9 empty] | 4/28/2016 | Dimmable | Continuous (Cannot dim down to ≤ 10% (W) | Yes |  |  | 6117 | 123.8 | 49.4 | 5 | 0.998 | 3504 | 83
PXR9DWA5 | Hubbell Lighting | Columbia Lighting | MPL4-35LW-AC-EDU-FA | Indoor Luminaires | Linear Ambient | Direct Linear Ambient Luminaires | Premium | FALSE | [9 empty] | 4/28/2016 | Dimmable | Continuous (Cannot dim down to ≤ 10% (W) | Yes |  |  | 5708 | 115.6 | 49.4 | 5 | 0.998 | 3504 | 83
PB6N35DJ | Hubbell Lighting | Columbia Lighting | MPL4-35LW-AC-EU | Indoor Luminaires | Linear Ambient | Direct Linear Ambient Luminaires | Premium | FALSE | [9 empty] | 4/28/2016 | Not Dimmable | Not Dimmable | Yes |  |  | 6117 | 123.8 | 49.4 | 5 | 0.998 | 3504 | 83
PR3HTDXS | Hubbell Lighting | Columbia Lighting | MPL4-35LW-AC-EU-FA | Indoor Luminaires | Linear Ambient | Direct Linear Ambient Luminaires | Premium | FALSE | [9 empty] | 4/28/2016 | Not Dimmable | Not Dimmable | Yes |  |  | 5708 | 115.6 | 49.4 | 5 | 0.998 | 3504 | 83
PMM29JDY | Hubbell Lighting | Columbia Lighting | MPL4-35LW-AD-ED1U | Indoor Luminaires | Linear Ambient | Direct Linear Ambient Luminaires | Premium | FALSE | [9 empty] | 4/28/2016 | Dimmable | Continuous (Can dim down to ≤ 10% (W)) | Yes |  |  | 6065 | 125.3 | 48.4 | 5 | 0.998 | 3504 | 83
PRE1SQ65 | Hubbell Lighting | Columbia Lighting | MPL4-35LW-AD-ED1U-FA | Indoor Luminaires | Linear Ambient | Direct Linear Ambient Luminaires | Premium | FALSE | [9 empty] | 4/28/2016 | Dimmable | Continuous (Can dim down to ≤ 10% (W)) | Yes |  |  | 5653 | 116.8 | 48.4 | 5 | 0.998 | 3504 | 83
PVWBZEDJ | Hubbell Lighting | Columbia Lighting | MPL4-35LW-AD-EDU | Indoor Luminaires | Linear Ambient | Direct Linear Ambient Luminaires | Premium | FALSE | [9 empty] | 4/28/2016 | Dimmable | Continuous (Cannot dim down to ≤ 10% (W) | Yes |  |  | 6065 | 125.3 | 48.4 | 5 | 0.998 | 3504 | 83
PNM7KRMJ | Hubbell Lighting | Columbia Lighting | MPL4-35LW-AD-EDU-FA | Indoor Luminaires | Linear Ambient | Direct Linear Ambient Luminaires | Premium | FALSE | [9 empty] | 4/28/2016 | Dimmable | Continuous (Cannot dim down to ≤ 10% (W) | Yes |  |  | 5653 | 116.8 | 48.4 | 5 | 0.998 | 3504 | 83
PR62ABPM | Hubbell Lighting | Columbia Lighting | MPL4-35LW-AD-EU | Indoor Luminaires | Linear Ambient | Direct Linear Ambient Luminaires | Premium | FALSE | [9 empty] | 4/28/2016 | Not Dimmable | Not Dimmable | Yes |  |  | 6065 | 125.3 | 48.4 | 5 | 0.998 | 3504 | 83
PDHEN7FW | Hubbell Lighting | Columbia Lighting | MPL4-35LW-AD-EU-FA | Indoor Luminaires | Linear Ambient | Direct Linear Ambient Luminaires | Premium | FALSE | [9 empty] | 4/28/2016 | Not Dimmable | Not Dimmable | Yes |  |  | 5653 | 116.8 | 48.4 | 5 | 0.998 | 3504 | 83
P1WMRHP6 | Hubbell Lighting | Columbia Lighting | MPL4-35LW-FA-ED1U | Indoor Luminaires | Linear Ambient | Direct Linear Ambient Luminaires | Premium | FALSE | [9 empty] | 4/28/2016 | Dimmable | Continuous (Can dim down to ≤ 10% (W)) | Yes |  |  | 6075 | 126 | 48.2 | 5 | 0.998 | 3504 | 83
PGF38TG8 | Hubbell Lighting | Columbia Lighting | MPL4-35LW-FA-EDU | Indoor Luminaires | Linear Ambient | Direct Linear Ambient Luminaires | Premium | FALSE | [9 empty] | 4/28/2016 | Dimmable | Continuous (Cannot dim down to ≤ 10% (W) | Yes |  |  | 6075 | 126 | 48.2 | 5 | 0.998 | 3504 | 83
PA4Z33PA | Hubbell Lighting | Columbia Lighting | MPL4-35LW-FA-EU | Indoor Luminaires | Linear Ambient | Direct Linear Ambient Luminaires | Premium | FALSE | [9 empty] | 4/28/2016 | Not Dimmable | Not Dimmable | Yes |  |  | 6075 | 126 | 48.2 | 5 | 0.998 | 3504 | 83
PH8RNSUR | Hubbell Lighting | Columbia Lighting | MPL4-35LW-W-ED1U | Indoor Luminaires | Linear Ambient | Direct Linear Ambient Luminaires | Premium | FALSE | [9 empty] | 4/28/2016 | Dimmable | Continuous (Can dim down to ≤ 10% (W)) | Yes |  |  | 6401 | 129.6 | 49.4 | 5 | 0.998 | 3504 | 83
PP7NH7YW | Hubbell Lighting | Columbia Lighting | MPL4-35LW-W-EDU | Indoor Luminaires | Linear Ambient | Direct Linear Ambient Luminaires | Premium | FALSE | [9 empty] | 4/28/2016 | Dimmable | Continuous (Cannot dim down to ≤ 10% (W) | Yes |  |  | 6401 | 129.6 | 49.4 | 5 | 0.998 | 3504 | 83
P1V5G7PJ | Hubbell Lighting | Columbia Lighting | MPL4-35LW-W-EU | Indoor Luminaires | Linear Ambient | Direct Linear Ambient Luminaires | Premium | FALSE | [9 empty] | 4/28/2016 | Not Dimmable | Not Dimmable | Yes |  |  | 6401 | 129.6 | 49.4 | 5 | 0.998 | 3504 | 83
P19BUFND | Hubbell Lighting | Columbia Lighting | MPL4-35ML-AC-EDU | Indoor Luminaires | Linear Ambient | Direct Linear Ambient Luminaires | Standard | FALSE | [9 empty] | 4/28/2016 | Dimmable | Continuous (Cannot dim down to ≤ 10% (W) | Yes |  |  | 8396 | 118.8 | 70.7 | 7.3 | 0.92 | 3504 | 83
PPRUD3VT | Hubbell Lighting | Columbia Lighting | MPL4-35ML-AC-EDU-FA | Indoor Luminaires | Linear Ambient | Direct Linear Ambient Luminaires | Standard | FALSE | [9 empty] | 4/28/2016 | Dimmable | Continuous (Cannot dim down to ≤ 10% (W) | Yes |  |  | 7835 | 110.8 | 70.7 | 7.3 | 0.92 | 3504 | 83
PX6D15Q3 | Hubbell Lighting | Columbia Lighting | MPL4-35ML-AC-EU | Indoor Luminaires | Linear Ambient | Direct Linear Ambient Luminaires | Standard | FALSE | [9 empty] | 4/28/2016 | Not Dimmable | Not Dimmable | Yes |  |  | 8396 | 118.8 | 70.7 | 7.3 | 0.92 | 3504 | 83
PHR1VUNJ | Hubbell Lighting | Columbia Lighting | MPL4-35ML-AC-EU-FA | Indoor Luminaires | Linear Ambient | Direct Linear Ambient Luminaires | Standard | FALSE | [9 empty] | 4/28/2016 | Not Dimmable | Not Dimmable | Yes |  |  | 7835 | 110.8 | 70.7 | 7.3 | 0.92 | 3504 | 83
PJ4V6A2S | Hubbell Lighting | Columbia Lighting | MPL4-35ML-AD-EDU | Indoor Luminaires | Linear Ambient | Direct Linear Ambient Luminaires | Standard | FALSE | [9 empty] | 4/28/2016 | Dimmable | Continuous (Cannot dim down to ≤ 10% (W) | Yes |  |  | 8351 | 117.6 | 71 | 7.3 | 0.92 | 3504 | 83
P9Q3MFN9 | Hubbell Lighting | Columbia Lighting | MPL4-35ML-AD-EDU-FA | Indoor Luminaires | Linear Ambient | Direct Linear Ambient Luminaires | Standard | FALSE | [9 empty] | 4/28/2016 | Dimmable | Continuous (Cannot dim down to ≤ 10% (W) | Yes |  |  | 7783 | 109.6 | 71 | 7.3 | 0.92 | 3504 | 83
PS3DECDC | Hubbell Lighting | Columbia Lighting | MPL4-35ML-AD-EU | Indoor Luminaires | Linear Ambient | Direct Linear Ambient Luminaires | Standard | FALSE | [9 empty] | 4/28/2016 | Not Dimmable | Not Dimmable | Yes |  |  | 8351 | 117.6 | 71 | 7.3 | 0.92 | 3504 | 83
PZ2SB8RS | Hubbell Lighting | Columbia Lighting | MPL4-35ML-AD-EU-FA | Indoor Luminaires | Linear Ambient | Direct Linear Ambient Luminaires | Standard | FALSE | [9 empty] | 4/28/2016 | Not Dimmable | Not Dimmable | Yes |  |  | 7783 | 109.6 | 71 | 7.3 | 0.92 | 3504 | 83
PTK9WA4E | Hubbell Lighting | Columbia Lighting | MPL4-35ML-FA-EDU | Indoor Luminaires | Linear Ambient | Direct Linear Ambient Luminaires | Standard | FALSE | [9 empty] | 4/28/2016 | Dimmable | Continuous (Cannot dim down to ≤ 10% (W) | Yes |  |  | 8400 | 118.3 | 71 | 7.3 | 0.92 | 3504 | 83
PW8H24AY | Hubbell Lighting | Columbia Lighting | MPL4-35ML-FA-EU | Indoor Luminaires | Linear Ambient | Direct Linear Ambient Luminaires | Standard | FALSE | [9 empty] | 4/28/2016 | Not Dimmable | Not Dimmable | Yes |  |  | 8400 | 118.3 | 71 | 7.3 | 0.92 | 3504 | 83
PRKQZC42 | Hubbell Lighting | Columbia Lighting | MPL4-35ML-W-EDU | Indoor Luminaires | Linear Ambient | Direct Linear Ambient Luminaires | Standard | FALSE | [9 empty] | 4/28/2016 | Dimmable | Continuous (Cannot dim down to ≤ 10% (W) | Yes |  |  | 8786 | 124.3 | 70.7 | 7.3 | 0.92 | 3504 | 83
PXXQSJGV | Hubbell Lighting | Columbia Lighting | MPL4-35ML-W-EU | Indoor Luminaires | Linear Ambient | Direct Linear Ambient Luminaires | Standard | FALSE | [9 empty] | 4/28/2016 | Not Dimmable | Not Dimmable | Yes |  |  | 8786 | 124.3 | 70.7 | 7.3 | 0.92 | 3504 | 83
PCD4BK9R | Hubbell Lighting | Columbia Lighting | MPL4-35VL-AC-EDU | Indoor Luminaires | Linear Ambient | Direct Linear Ambient Luminaires | Standard | FALSE | [9 empty] | 4/28/2016 | Dimmable | Continuous (Cannot dim down to ≤ 10% (W) | Yes |  |  | 11083 | 115.8 | 95.7 | 5.9 | 0.978 | 3504 | 83
PD4ZFT56 | Hubbell Lighting | Columbia Lighting | MPL4-35VL-AC-EDU-FA | Indoor Luminaires | Linear Ambient | Direct Linear Ambient Luminaires | Standard | FALSE | [9 empty] | 4/28/2016 | Dimmable | Continuous (Cannot dim down to ≤ 10% (W) | Yes |  |  | 10343 | 108.1 | 95.7 | 5.9 | 0.978 | 3504 | 83
P55NHCQH | Hubbell Lighting | Columbia Lighting | MPL4-35VL-AC-EU | Indoor Luminaires | Linear Ambient | Direct Linear Ambient Luminaires | Standard | FALSE | [9 empty] | 4/28/2016 | Not Dimmable | Not Dimmable | Yes |  |  | 11083 | 115.8 | 95.7 | 5.9 | 0.978 | 3504 | 83
PRBN6W16 | Hubbell Lighting | Columbia Lighting | MPL4-35VL-AC-EU-FA | Indoor Luminaires | Linear Ambient | Direct Linear Ambient Luminaires | Standard | FALSE | [9 empty] | 4/28/2016 | Not Dimmable | Not Dimmable | Yes |  |  | 10343 | 108.1 | 95.7 | 5.9 | 0.978 | 3504 | 83
PYUE2XVT | Hubbell Lighting | Columbia Lighting | MPL4-35VL-AD-EDU | Indoor Luminaires | Linear Ambient | Direct Linear Ambient Luminaires | Standard | FALSE | [9 empty] | 4/28/2016 | Dimmable | Continuous (Cannot dim down to ≤ 10% (W) | Yes |  |  | 10913 | 113.9 | 95.8 | 5.9 | 0.978 | 3504 | 83
P4Q1TAGN | Hubbell Lighting | Columbia Lighting | MPL4-35VL-AD-EDU-FA | Indoor Luminaires | Linear Ambient | Direct Linear Ambient Luminaires | Standard | FALSE | [9 empty] | 4/28/2016 | Dimmable | Continuous (Cannot dim down to ≤ 10% (W) | Yes |  |  | 10171 | 106.2 | 95.8 | 5.9 | 0.978 | 3504 | 83
PR1TV853 | Hubbell Lighting | Columbia Lighting | MPL4-35VL-AD-EU | Indoor Luminaires | Linear Ambient | Direct Linear Ambient Luminaires | Standard | FALSE | [9 empty] | 4/28/2016 | Not Dimmable | Not Dimmable | Yes |  |  | 10913 | 113.9 | 95.8 | 5.9 | 0.978 | 3504 | 83
P2BJF2MW | Hubbell Lighting | Columbia Lighting | MPL4-35VL-AD-EU-FA | Indoor Luminaires | Linear Ambient | Direct Linear Ambient Luminaires | Standard | FALSE | [9 empty] | 4/28/2016 | Not Dimmable | Not Dimmable | Yes |  |  | 10171 | 106.2 | 95.8 | 5.9 | 0.978 | 3504 | 83
PCRFYJVR | Hubbell Lighting | Columbia Lighting | MPL4-35VL-FA-EDU | Indoor Luminaires | Linear Ambient | Direct Linear Ambient Luminaires | Standard | FALSE | [9 empty] | 4/28/2016 | Dimmable | Continuous (Cannot dim down to ≤ 10% (W) | Yes |  |  | 10716 | 112.8 | 95 | 5.9 | 0.978 | 3504 | 83
PKVQ5KNA | Hubbell Lighting | Columbia Lighting | MPL4-35VL-FA-EU | Indoor Luminaires | Linear Ambient | Direct Linear Ambient Luminaires | Standard | FALSE | [9 empty] | 4/28/2016 | Not Dimmable | Not Dimmable | Yes |  |  | 10716 | 112.8 | 95 | 5.9 | 0.978 | 3504 | 83
PRXZBH6A | Hubbell Lighting | Columbia Lighting | MPL4-35VL-W-EDU | Indoor Luminaires | Linear Ambient | Direct Linear Ambient Luminaires | Standard | FALSE | [9 empty] | 4/28/2016 | Dimmable | Continuous (Cannot dim down to ≤ 10% (W) | Yes |  |  | 11597 | 121.2 | 95.7 | 5.9 | 0.978 | 3504 | 83
PM4KY6C6 | Hubbell Lighting | Columbia Lighting | MPL4-35VL-W-EU | Indoor Luminaires | Linear Ambient | Direct Linear Ambient Luminaires | Standard | FALSE | [9 empty] | 4/28/2016 | Not Dimmable | Not Dimmable | Yes |  |  | 11597 | 121.2 | 95.7 | 5.9 | 0.978 | 3504 | 83
PS6V6H62 | Hubbell Lighting | Columbia Lighting | MPL4-40HL-AC-EDU | Indoor Luminaires | Linear Ambient | Direct Linear Ambient Luminaires | Standard | FALSE | [9 empty] | 4/28/2016 | Dimmable | Continuous (Cannot dim down to ≤ 10% (W) | Yes |  |  | 10403 | 121.5 | 85.6 | 7.3 | 0.92 | 2889 | 83
P8U42X6F | Hubbell Lighting | Columbia Lighting | MPL4-40HL-AC-EDU-FA | Indoor Luminaires | Linear Ambient | Direct Linear Ambient Luminaires | Standard | FALSE | [9 empty] | 4/28/2016 | Dimmable | Continuous (Cannot dim down to ≤ 10% (W) | Yes |  |  | 9708 | 113.4 | 85.6 | 7.3 | 0.92 | 2889 | 83
PEDZYS3K | Hubbell Lighting | Columbia Lighting | MPL4-40HL-AC-EU | Indoor Luminaires | Linear Ambient | Direct Linear Ambient Luminaires | Standard | FALSE | [9 empty] | 4/28/2016 | Not Dimmable | Not Dimmable | Yes |  |  | 10403 | 121.5 | 85.6 | 7.3 | 0.92 | 2889 | 83
PQUEUQW1 | Hubbell Lighting | Columbia Lighting | MPL4-40HL-AC-EU-FA | Indoor Luminaires | Linear Ambient | Direct Linear Ambient Luminaires | Standard | FALSE | [9 empty] | 4/28/2016 | Not Dimmable | Not Dimmable | Yes |  |  | 9708 | 113.4 | 85.6 | 7.3 | 0.92 | 2889 | 83
PX6APSU3 | Hubbell Lighting | Columbia Lighting | MPL4-40HL-AD-EDU | Indoor Luminaires | Linear Ambient | Direct Linear Ambient Luminaires | Standard | FALSE | [9 empty] | 4/28/2016 | Dimmable | Continuous (Cannot dim down to ≤ 10% (W) | Yes |  |  | 10251 | 119.1 | 86.1 | 7.3 | 0.92 | 2889 | 83
PZ59BSHT | Hubbell Lighting | Columbia Lighting | MPL4-40HL-AD-EDU-FA | Indoor Luminaires | Linear Ambient | Direct Linear Ambient Luminaires | Standard | FALSE | [9 empty] | 4/28/2016 | Dimmable | Continuous (Cannot dim down to ≤ 10% (W) | Yes |  |  | 9554 | 111 | 86.1 | 7.3 | 0.92 | 2889 | 83
PD5JV95F | Hubbell Lighting | Columbia Lighting | MPL4-40HL-AD-EU | Indoor Luminaires | Linear Ambient | Direct Linear Ambient Luminaires | Standard | FALSE | [9 empty] | 4/28/2016 | Not Dimmable | Not Dimmable | Yes |  |  | 10251 | 119.1 | 86.1 | 7.3 | 0.92 | 2889 | 83
P1VAPKWC | Hubbell Lighting | Columbia Lighting | MPL4-40HL-AD-EU-FA | Indoor Luminaires | Linear Ambient | Direct Linear Ambient Luminaires | Standard | FALSE | [9 empty] | 4/28/2016 | Not Dimmable | Not Dimmable | Yes |  |  | 9554 | 111 | 86.1 | 7.3 | 0.92 | 2889 | 83
PMRN3KAM | Hubbell Lighting | Columbia Lighting | MPL4-40HL-FA-EDU | Indoor Luminaires | Linear Ambient | Direct Linear Ambient Luminaires | Standard | FALSE | [9 empty] | 4/28/2016 | Dimmable | Continuous (Cannot dim down to ≤ 10% (W) | Yes |  |  | 10292 | 119.7 | 86 | 7.3 | 0.92 | 2889 | 83
PY4PFNNR | Hubbell Lighting | Columbia Lighting | MPL4-40HL-FA-EU | Indoor Luminaires | Linear Ambient | Direct Linear Ambient Luminaires | Standard | FALSE | [9 empty] | 4/28/2016 | Not Dimmable | Not Dimmable | Yes |  |  | 10292 | 119.7 | 86 | 7.3 | 0.92 | 2889 | 83
PJ1WAU3K | Hubbell Lighting | Columbia Lighting | MPL4-40HL-W-EDU | Indoor Luminaires | Linear Ambient | Direct Linear Ambient Luminaires | Standard | FALSE | [9 empty] | 4/28/2016 | Dimmable | Continuous (Cannot dim down to ≤ 10% (W) | Yes |  |  | 10886 | 127.2 | 85.6 | 7.3 | 0.92 | 2889 | 83
PZ58Q2V6 | Hubbell Lighting | Columbia Lighting | MPL4-40HL-W-EU | Indoor Luminaires | Linear Ambient | Direct Linear Ambient Luminaires | Standard | FALSE | [9 empty] | 4/28/2016 | Not Dimmable | Not Dimmable | Yes |  |  | 10886 | 127.2 | 85.6 | 7.3 | 0.92 | 2889 | 83
PKA9F7ZN | Hubbell Lighting | Columbia Lighting | MPL4-40LW-AC-ED1U | Indoor Luminaires | Linear Ambient | Direct Linear Ambient Luminaires | Premium | FALSE | [9 empty] | 4/28/2016 | Dimmable | Continuous (Can dim down to ≤ 10% (W)) | Yes |  |  | 6328 | 128.1 | 49.4 | 5 | 0.998 | 2889 | 83
PPXHGHGR | Hubbell Lighting | Columbia Lighting | MPL4-40LW-AC-ED1U-FA | Indoor Luminaires | Linear Ambient | Direct Linear Ambient Luminaires | Premium | FALSE | [9 empty] | 4/28/2016 | Dimmable | Continuous (Can dim down to ≤ 10% (W)) | Yes |  |  | 5905 | 119.5 | 49.4 | 5 | 0.998 | 2889 | 83
PB6QXSZS | Hubbell Lighting | Columbia Lighting | MPL4-40LW-AC-EDU | Indoor Luminaires | Linear Ambient | Direct Linear Ambient Luminaires | Premium | FALSE | [9 empty] | 4/28/2016 | Dimmable | Continuous (Cannot dim down to ≤ 10% (W) | Yes |  |  | 6328 | 128.1 | 49.4 | 5 | 0.998 | 2889 | 83
P5PN243X | Hubbell Lighting | Columbia Lighting | MPL4-40LW-AC-EDU-FA | Indoor Luminaires | Linear Ambient | Direct Linear Ambient Luminaires | Premium | FALSE | [9 empty] | 4/28/2016 | Dimmable | Continuous (Cannot dim down to ≤ 10% (W) | Yes |  |  | 5905 | 119.5 | 49.4 | 5 | 0.998 | 2889 | 83
PD85A1GN | Hubbell Lighting | Columbia Lighting | MPL4-40LW-AC-EU | Indoor Luminaires | Linear Ambient | Direct Linear Ambient Luminaires | Premium | FALSE | [9 empty] | 4/28/2016 | Not Dimmable | Not Dimmable | Yes |  |  | 6328 | 128.1 | 49.4 | 5 | 0.998 | 2889 | 83
PJQH3DB1 | Hubbell Lighting | Columbia Lighting | MPL4-40LW-AC-EU-FA | Indoor Luminaires | Linear Ambient | Direct Linear Ambient Luminaires | Premium | FALSE | [9 empty] | 4/28/2016 | Not Dimmable | Not Dimmable | Yes |  |  | 5905 | 119.5 | 49.4 | 5 | 0.998 | 2889 | 83
P57EJV6U | Hubbell Lighting | Columbia Lighting | MPL4-40LW-AD-ED1U | Indoor Luminaires | Linear Ambient | Direct Linear Ambient Luminaires | Premium | FALSE | [9 empty] | 4/28/2016 | Dimmable | Continuous (Can dim down to ≤ 10% (W)) | Yes |  |  | 6275 | 129.6 | 48.4 | 5 | 0.998 | 2889 | 83
PP7RDVE3 | Hubbell Lighting | Columbia Lighting | MPL4-40LW-AD-ED1U-FA | Indoor Luminaires | Linear Ambient | Direct Linear Ambient Luminaires | Premium | FALSE | [9 empty] | 4/28/2016 | Dimmable | Continuous (Can dim down to ≤ 10% (W)) | Yes |  |  | 5848 | 120.8 | 48.4 | 5 | 0.998 | 2889 | 83
P9R9XA5A | Hubbell Lighting | Columbia Lighting | MPL4-40LW-AD-EDU | Indoor Luminaires | Linear Ambient | Direct Linear Ambient Luminaires | Premium | FALSE | [9 empty] | 4/28/2016 | Dimmable | Continuous (Cannot dim down to ≤ 10% (W) | Yes |  |  | 6275 | 129.6 | 48.4 | 5 | 0.998 | 2889 | 83
PXXJ3EXR | Hubbell Lighting | Columbia Lighting | MPL4-40LW-AD-EDU-FA | Indoor Luminaires | Linear Ambient | Direct Linear Ambient Luminaires | Premium | FALSE | [9 empty] | 4/28/2016 | Dimmable | Continuous (Cannot dim down to ≤ 10% (W) | Yes |  |  | 5848 | 120.8 | 48.4 | 5 | 0.998 | 2889 | 83
PWF7SPSG | Hubbell Lighting | Columbia Lighting | MPL4-40LW-AD-EU | Indoor Luminaires | Linear Ambient | Direct Linear Ambient Luminaires | Premium | FALSE | [9 empty] | 4/28/2016 | Not Dimmable | Not Dimmable | Yes |  |  | 6275 | 129.6 | 48.4 | 5 | 0.998 | 2889 | 83
PATG1UJZ | Hubbell Lighting | Columbia Lighting | MPL4-40LW-AD-EU-FA | Indoor Luminaires | Linear Ambient | Direct Linear Ambient Luminaires | Premium | FALSE | [9 empty] | 4/28/2016 | Not Dimmable | Not Dimmable | Yes |  |  | 5848 | 120.8 | 48.4 | 5 | 0.998 | 2889 | 83
P1YJB69N | Hubbell Lighting | Columbia Lighting | MPL4-40LW-FA-ED1U | Indoor Luminaires | Linear Ambient | Direct Linear Ambient Luminaires | Premium | FALSE | [9 empty] | 4/28/2016 | Dimmable | Continuous (Can dim down to ≤ 10% (W)) | Yes |  |  | 6285 | 130.4 | 48.2 | 5 | 0.998 | 2889 | 83
PYE8VM5A | Hubbell Lighting | Columbia Lighting | MPL4-40LW-FA-EDU | Indoor Luminaires | Linear Ambient | Direct Linear Ambient Luminaires | Premium | FALSE | [9 empty] | 4/28/2016 | Dimmable | Continuous (Cannot dim down to ≤ 10% (W) | Yes |  |  | 6285 | 130.4 | 48.2 | 5 | 0.998 | 2889 | 83
PRE2UPYK | Hubbell Lighting | Columbia Lighting | MPL4-40LW-FA-EU | Indoor Luminaires | Linear Ambient | Direct Linear Ambient Luminaires | Premium | FALSE | [9 empty] | 4/28/2016 | Not Dimmable | Not Dimmable | Yes |  |  | 6285 | 130.4 | 48.2 | 5 | 0.998 | 2889 | 83
PY8JJSH9 | Hubbell Lighting | Columbia Lighting | MPL4-40LW-W-ED1U | Indoor Luminaires | Linear Ambient | Direct Linear Ambient Luminaires | Premium | FALSE | [9 empty] | 4/28/2016 | Dimmable | Continuous (Can dim down to ≤ 10% (W)) | Yes |  |  | 6622 | 134 | 49.4 | 5 | 0.998 | 2889 | 83
PBQAA3VA | Hubbell Lighting | Columbia Lighting | MPL4-40LW-W-EDU | Indoor Luminaires | Linear Ambient | Direct Linear Ambient Luminaires | Premium | FALSE | [9 empty] | 4/28/2016 | Dimmable | Continuous (Cannot dim down to ≤ 10% (W) | Yes |  |  | 6622 | 134 | 49.4 | 5 | 0.998 | 2889 | 83
PQ3X5E83 | Hubbell Lighting | Columbia Lighting | MPL4-40LW-W-EU | Indoor Luminaires | Linear Ambient | Direct Linear Ambient Luminaires | Premium | FALSE | [9 empty] | 4/28/2016 | Not Dimmable | Not Dimmable | Yes |  |  | 6622 | 134 | 49.4 | 5 | 0.998 | 2889 | 83
PUDBVAYF | Hubbell Lighting | Columbia Lighting | MPL4-40ML-AC-EDU | Indoor Luminaires | Linear Ambient | Direct Linear Ambient Luminaires | Standard | FALSE | [9 empty] | 4/28/2016 | Dimmable | Continuous (Cannot dim down to ≤ 10% (W) | Yes |  |  | 8686 | 122.9 | 70.7 | 7.3 | 0.92 | 2889 | 83
PDM2KA5R | Hubbell Lighting | Columbia Lighting | MPL4-40ML-AC-EDU-FA | Indoor Luminaires | Linear Ambient | Direct Linear Ambient Luminaires | Standard | FALSE | [9 empty] | 4/28/2016 | Dimmable | Continuous (Cannot dim down to ≤ 10% (W) | Yes |  |  | 8106 | 114.7 | 70.7 | 7.3 | 0.92 | 2889 | 83
PQVZHJ4D | Hubbell Lighting | Columbia Lighting | MPL4-40ML-AC-EU | Indoor Luminaires | Linear Ambient | Direct Linear Ambient Luminaires | Standard | FALSE | [9 empty] | 4/28/2016 | Not Dimmable | Not Dimmable | Yes |  |  | 8686 | 122.9 | 70.7 | 7.3 | 0.92 | 2889 | 83
PKTKB21B | Hubbell Lighting | Columbia Lighting | MPL4-40ML-AC-EU-FA | Indoor Luminaires | Linear Ambient | Direct Linear Ambient Luminaires | Standard | FALSE | [9 empty] | 4/28/2016 | Not Dimmable | Not Dimmable | Yes |  |  | 8106 | 114.7 | 70.7 | 7.3 | 0.92 | 2889 | 83
PBN2MWMQ | Hubbell Lighting | Columbia Lighting | MPL4-40ML-AD-EDU | Indoor Luminaires | Linear Ambient | Direct Linear Ambient Luminaires | Standard | FALSE | [9 empty] | 4/28/2016 | Dimmable | Continuous (Cannot dim down to ≤ 10% (W) | Yes |  |  | 8639 | 121.7 | 71 | 7.3 | 0.92 | 2889 | 83
P7BAN868 | Hubbell Lighting | Columbia Lighting | MPL4-40ML-AD-EDU-FA | Indoor Luminaires | Linear Ambient | Direct Linear Ambient Luminaires | Standard | FALSE | [9 empty] | 4/28/2016 | Dimmable | Continuous (Cannot dim down to ≤ 10% (W) | Yes |  |  | 8052 | 113.4 | 71 | 7.3 | 0.92 | 2889 | 83
P37GYGKK | Hubbell Lighting | Columbia Lighting | MPL4-40ML-AD-EU | Indoor Luminaires | Linear Ambient | Direct Linear Ambient Luminaires | Standard | FALSE | [9 empty] | 4/28/2016 | Not Dimmable | Not Dimmable | Yes |  |  | 8639 | 121.7 | 71 | 7.3 | 0.92 | 2889 | 83
PT9UA43E | Hubbell Lighting | Columbia Lighting | MPL4-40ML-AD-EU-FA | Indoor Luminaires | Linear Ambient | Direct Linear Ambient Luminaires | Standard | FALSE | [9 empty] | 4/28/2016 | Not Dimmable | Not Dimmable | Yes |  |  | 8052 | 113.4 | 71 | 7.3 | 0.92 | 2889 | 83
PF5RS633 | Hubbell Lighting | Columbia Lighting | MPL4-40ML-FA-EDU | Indoor Luminaires | Linear Ambient | Direct Linear Ambient Luminaires | Standard | FALSE | [9 empty] | 4/28/2016 | Dimmable | Continuous (Cannot dim down to ≤ 10% (W) | Yes |  |  | 8690 | 122.4 | 71 | 7.3 | 0.92 | 2889 | 83
P6EC9WFU | Hubbell Lighting | Columbia Lighting | MPL4-40ML-FA-EU | Indoor Luminaires | Linear Ambient | Direct Linear Ambient Luminaires | Standard | FALSE | [9 empty] | 4/28/2016 | Not Dimmable | Not Dimmable | Yes |  |  | 8690 | 122.4 | 71 | 7.3 | 0.92 | 2889 | 83
PM9F5SM3 | Hubbell Lighting | Columbia Lighting | MPL4-40ML-W-EDU | Indoor Luminaires | Linear Ambient | Direct Linear Ambient Luminaires | Standard | FALSE | [9 empty] | 4/28/2016 | Dimmable | Continuous (Cannot dim down to ≤ 10% (W) | Yes |  |  | 9089 | 128.6 | 70.7 | 7.3 | 0.92 | 2889 | 83
PG2X6UFD | Hubbell Lighting | Columbia Lighting | MPL4-40ML-W-EU | Indoor Luminaires | Linear Ambient | Direct Linear Ambient Luminaires | Standard | FALSE | [9 empty] | 4/28/2016 | Not Dimmable | Not Dimmable | Yes |  |  | 9089 | 128.6 | 70.7 | 7.3 | 0.92 | 2889 | 83
PVAQZATJ | Hubbell Lighting | Columbia Lighting | MPL4-40VL-AC-EDU | Indoor Luminaires | Linear Ambient | Direct Linear Ambient Luminaires | Standard | FALSE | [9 empty] | 4/28/2016 | Dimmable | Continuous (Cannot dim down to ≤ 10% (W) | Yes |  |  | 11465 | 119.8 | 95.7 | 5.9 | 0.978 | 2889 | 83
P9XCEYT6 | Hubbell Lighting | Columbia Lighting | MPL4-40VL-AC-EDU-FA | Indoor Luminaires | Linear Ambient | Direct Linear Ambient Luminaires | Standard | FALSE | [9 empty] | 4/28/2016 | Dimmable | Continuous (Cannot dim down to ≤ 10% (W) | Yes |  |  | 10699 | 111.8 | 95.7 | 5.9 | 0.978 | 2889 | 83
P3DZWD2G | Hubbell Lighting | Columbia Lighting | MPL4-40VL-AC-EU | Indoor Luminaires | Linear Ambient | Direct Linear Ambient Luminaires | Standard | FALSE | [9 empty] | 4/28/2016 | Not Dimmable | Not Dimmable | Yes |  |  | 11465 | 119.8 | 95.7 | 5.9 | 0.978 | 2889 | 83
PANFNSN8 | Hubbell Lighting | Columbia Lighting | MPL4-40VL-AC-EU-FA | Indoor Luminaires | Linear Ambient | Direct Linear Ambient Luminaires | Standard | FALSE | [9 empty] | 4/28/2016 | Not Dimmable | Not Dimmable | Yes |  |  | 10699 | 111.8 | 95.7 | 5.9 | 0.978 | 2889 | 83
PC4WNWZM | Hubbell Lighting | Columbia Lighting | MPL4-40VL-AD-EDU | Indoor Luminaires | Linear Ambient | Direct Linear Ambient Luminaires | Standard | FALSE | [9 empty] | 4/28/2016 | Dimmable | Continuous (Cannot dim down to ≤ 10% (W) | Yes |  |  | 11289 | 117.8 | 95.8 | 5.9 | 0.978 | 2889 | 83
PEYKVYKN | Hubbell Lighting | Columbia Lighting | MPL4-40VL-AD-EDU-FA | Indoor Luminaires | Linear Ambient | Direct Linear Ambient Luminaires | Standard | FALSE | [9 empty] | 4/28/2016 | Dimmable | Continuous (Cannot dim down to ≤ 10% (W) | Yes |  |  | 10521 | 109.8 | 95.8 | 5.9 | 0.978 | 2889 | 83
PNDZ336Q | Hubbell Lighting | Columbia Lighting | MPL4-40VL-AD-EU | Indoor Luminaires | Linear Ambient | Direct Linear Ambient Luminaires | Standard | FALSE | [9 empty] | 4/28/2016 | Not Dimmable | Not Dimmable | Yes |  |  | 11289 | 117.8 | 95.8 | 5.9 | 0.978 | 2889 | 83
PY7KQQ6V | Hubbell Lighting | Columbia Lighting | MPL4-40VL-AD-EU-FA | Indoor Luminaires | Linear Ambient | Direct Linear Ambient Luminaires | Standard | FALSE | [9 empty] | 4/28/2016 | Not Dimmable | Not Dimmable | Yes |  |  | 10521 | 109.8 | 95.8 | 5.9 | 0.978 | 2889 | 83
PXHMUEK6 | Hubbell Lighting | Columbia Lighting | MPL4-40VL-FA-EDU | Indoor Luminaires | Linear Ambient | Direct Linear Ambient Luminaires | Standard | FALSE | [9 empty] | 4/28/2016 | Dimmable | Continuous (Cannot dim down to ≤ 10% (W) | Yes |  |  | 11086 | 116.7 | 95 | 5.9 | 0.978 | 2889 | 83
P3R2B4VY | Hubbell Lighting | Columbia Lighting | MPL4-40VL-FA-EU | Indoor Luminaires | Linear Ambient | Direct Linear Ambient Luminaires | Standard | FALSE | [9 empty] | 4/28/2016 | Not Dimmable | Not Dimmable | Yes |  |  | 11086 | 116.7 | 95 | 5.9 | 0.978 | 2889 | 83
PQPARR5Y | Hubbell Lighting | Columbia Lighting | MPL4-40VL-W-EDU | Indoor Luminaires | Linear Ambient | Direct Linear Ambient Luminaires | Standard | FALSE | [9 empty] | 4/28/2016 | Dimmable | Continuous (Cannot dim down to ≤ 10% (W) | Yes |  |  | 11997 | 125.4 | 95.7 | 5.9 | 0.978 | 2889 | 83
PJSUYSUQ | Hubbell Lighting | Columbia Lighting | MPL4-40VL-W-EU | Indoor Luminaires | Linear Ambient | Direct Linear Ambient Luminaires | Standard | FALSE | [9 empty] | 4/28/2016 | Not Dimmable | Not Dimmable | Yes |  |  | 11997 | 125.4 | 95.7 | 5.9 | 0.978 | 2889 | 83
P6M8G31S | Hubbell Lighting | Columbia Lighting | MPL4-50HL-AC-EDU | Indoor Luminaires | Linear Ambient | Direct Linear Ambient Luminaires | Standard | FALSE | [9 empty] | 4/28/2016 | Dimmable | Continuous (Cannot dim down to ≤ 10% (W) | Yes |  |  | 10750 | 125.6 | 85.6 | 7.3 | 0.92 | 5093 | 82
PR8BTARU | Hubbell Lighting | Columbia Lighting | MPL4-50HL-AC-EDU-FA | Indoor Luminaires | Linear Ambient | Direct Linear Ambient Luminaires | Standard | FALSE | [9 empty] | 4/28/2016 | Dimmable | Continuous (Cannot dim down to ≤ 10% (W) | Yes |  |  | 10032 | 117.2 | 85.6 | 7.3 | 0.92 | 5093 | 82
PX729K1H | Hubbell Lighting | Columbia Lighting | MPL4-50HL-AC-EU | Indoor Luminaires | Linear Ambient | Direct Linear Ambient Luminaires | Standard | FALSE | [9 empty] | 4/28/2016 | Not Dimmable | Not Dimmable | Yes |  |  | 10750 | 125.6 | 85.6 | 7.3 | 0.92 | 5093 | 82
PUJ98B6P | Hubbell Lighting | Columbia Lighting | MPL4-50HL-AC-EU-FA | Indoor Luminaires | Linear Ambient | Direct Linear Ambient Luminaires | Standard | FALSE | [9 empty] | 4/28/2016 | Not Dimmable | Not Dimmable | Yes |  |  | 10032 | 117.2 | 85.6 | 7.3 | 0.92 | 5093 | 82
P235Y1S6 | Hubbell Lighting | Columbia Lighting | MPL4-50HL-AD-EDU | Indoor Luminaires | Linear Ambient | Direct Linear Ambient Luminaires | Standard | FALSE | [9 empty] | 4/28/2016 | Dimmable | Continuous (Cannot dim down to ≤ 10% (W) | Yes |  |  | 10593 | 123 | 86.1 | 7.3 | 0.92 | 5093 | 82
PE45A4G9 | Hubbell Lighting | Columbia Lighting | MPL4-50HL-AD-EDU-FA | Indoor Luminaires | Linear Ambient | Direct Linear Ambient Luminaires | Standard | FALSE | [9 empty] | 4/28/2016 | Dimmable | Continuous (Cannot dim down to ≤ 10% (W) | Yes |  |  | 9873 | 114.7 | 86.1 | 7.3 | 0.92 | 5093 | 82
PR97RPDW | Hubbell Lighting | Columbia Lighting | MPL4-50HL-AD-EU | Indoor Luminaires | Linear Ambient | Direct Linear Ambient Luminaires | Standard | FALSE | [9 empty] | 4/28/2016 | Not Dimmable | Not Dimmable | Yes |  |  | 10593 | 123 | 86.1 | 7.3 | 0.92 | 5093 | 82
PU3YF4FN | Hubbell Lighting | Columbia Lighting | MPL4-50HL-AD-EU-FA | Indoor Luminaires | Linear Ambient | Direct Linear Ambient Luminaires | Standard | FALSE | [9 empty] | 4/28/2016 | Not Dimmable | Not Dimmable | Yes |  |  | 9873 | 114.7 | 86.1 | 7.3 | 0.92 | 5093 | 82
PB8J25DY | Hubbell Lighting | Columbia Lighting | MPL4-50HL-FA-EDU | Indoor Luminaires | Linear Ambient | Direct Linear Ambient Luminaires | Standard | FALSE | [9 empty] | 4/28/2016 | Dimmable | Continuous (Cannot dim down to ≤ 10% (W) | Yes |  |  | 10636 | 123.7 | 86 | 7.3 | 0.92 | 5093 | 82
PFF5J9XT | Hubbell Lighting | Columbia Lighting | MPL4-50HL-FA-EU | Indoor Luminaires | Linear Ambient | Direct Linear Ambient Luminaires | Standard | FALSE | [9 empty] | 4/28/2016 | Not Dimmable | Not Dimmable | Yes |  |  | 10636 | 123.7 | 86 | 7.3 | 0.92 | 5093 | 82
PC69SUJD | Hubbell Lighting | Columbia Lighting | MPL4-50HL-W-EDU | Indoor Luminaires | Linear Ambient | Direct Linear Ambient Luminaires | Standard | FALSE | [9 empty] | 4/28/2016 | Dimmable | Continuous (Cannot dim down to ≤ 10% (W) | Yes |  |  | 11249 | 131.4 | 85.6 | 7.3 | 0.92 | 5093 | 82
PKCSX22G | Hubbell Lighting | Columbia Lighting | MPL4-50HL-W-EU | Indoor Luminaires | Linear Ambient | Direct Linear Ambient Luminaires | Standard | FALSE | [9 empty] | 4/28/2016 | Not Dimmable | Not Dimmable | Yes |  |  | 11249 | 131.4 | 85.6 | 7.3 | 0.92 | 5093 | 82
P9GT6KUD | Hubbell Lighting | Columbia Lighting | MPL4-50LW-AC-ED1U | Indoor Luminaires | Linear Ambient | Direct Linear Ambient Luminaires | Premium | FALSE | [9 empty] | 4/28/2016 | Dimmable | Continuous (Can dim down to ≤ 10% (W)) | Yes |  |  | 6539 | 132.4 | 49.4 | 5 | 0.998 | 5093 | 82
P6VH9CKJ | Hubbell Lighting | Columbia Lighting | MPL4-50LW-AC-ED1U-FA | Indoor Luminaires | Linear Ambient | Direct Linear Ambient Luminaires | Premium | FALSE | [9 empty] | 4/28/2016 | Dimmable | Continuous (Can dim down to ≤ 10% (W)) | Yes |  |  | 6102 | 123.5 | 49.4 | 5 | 0.998 | 5093 | 82
P3CGQSDR | Hubbell Lighting | Columbia Lighting | MPL4-50LW-AC-EDU | Indoor Luminaires | Linear Ambient | Direct Linear Ambient Luminaires | Premium | FALSE | [9 empty] | 4/28/2016 | Dimmable | Continuous (Cannot dim down to ≤ 10% (W) | Yes |  |  | 6539 | 132.4 | 49.4 | 5 | 0.998 | 5093 | 82
P6ZYK7J1 | Hubbell Lighting | Columbia Lighting | MPL4-50LW-AC-EDU-FA | Indoor Luminaires | Linear Ambient | Direct Linear Ambient Luminaires | Premium | FALSE | [9 empty] | 4/28/2016 | Dimmable | Continuous (Cannot dim down to ≤ 10% (W) | Yes |  |  | 6102 | 123.5 | 49.4 | 5 | 0.998 | 5093 | 82
P62DCNSF | Hubbell Lighting | Columbia Lighting | MPL4-50LW-AC-EU | Indoor Luminaires | Linear Ambient | Direct Linear Ambient Luminaires | Premium | FALSE | [9 empty] | 4/28/2016 | Not Dimmable | Not Dimmable | Yes |  |  | 6539 | 132.4 | 49.4 | 5 | 0.998 | 5093 | 82
P9MNYDPG | Hubbell Lighting | Columbia Lighting | MPL4-50LW-AC-EU-FA | Indoor Luminaires | Linear Ambient | Direct Linear Ambient Luminaires | Premium | FALSE | [9 empty] | 4/28/2016 | Not Dimmable | Not Dimmable | Yes |  |  | 6102 | 123.5 | 49.4 | 5 | 0.998 | 5093 | 82
PM1SR84T | Hubbell Lighting | Columbia Lighting | MPL4-50LW-AD-ED1U | Indoor Luminaires | Linear Ambient | Direct Linear Ambient Luminaires | Premium | FALSE | [9 empty] | 4/28/2016 | Dimmable | Continuous (Can dim down to ≤ 10% (W)) | Yes |  |  | 6484 | 134 | 48.4 | 5 | 0.998 | 5093 | 82
P9KHKY1D | Hubbell Lighting | Columbia Lighting | MPL4-50LW-AD-ED1U-FA | Indoor Luminaires | Linear Ambient | Direct Linear Ambient Luminaires | Premium | FALSE | [9 empty] | 4/28/2016 | Dimmable | Continuous (Can dim down to ≤ 10% (W)) | Yes |  |  | 6043 | 124.9 | 48.4 | 5 | 0.998 | 5093 | 82
PS4WNKN9 | Hubbell Lighting | Columbia Lighting | MPL4-50LW-AD-EDU | Indoor Luminaires | Linear Ambient | Direct Linear Ambient Luminaires | Premium | FALSE | [9 empty] | 4/28/2016 | Dimmable | Continuous (Cannot dim down to ≤ 10% (W) | Yes |  |  | 6484 | 134 | 48.4 | 5 | 0.998 | 5093 | 82
P3E714D4 | Hubbell Lighting | Columbia Lighting | MPL4-50LW-AD-EDU-FA | Indoor Luminaires | Linear Ambient | Direct Linear Ambient Luminaires | Premium | FALSE | [9 empty] | 4/28/2016 | Dimmable | Continuous (Cannot dim down to ≤ 10% (W) | Yes |  |  | 6043 | 124.9 | 48.4 | 5 | 0.998 | 5093 | 82
P141PZJV | Hubbell Lighting | Columbia Lighting | MPL4-50LW-AD-EU | Indoor Luminaires | Linear Ambient | Direct Linear Ambient Luminaires | Premium | FALSE | [9 empty] | 4/28/2016 | Not Dimmable | Not Dimmable | Yes |  |  | 6484 | 134 | 48.4 | 5 | 0.998 | 5093 | 82
P8G49QH6 | Hubbell Lighting | Columbia Lighting | MPL4-50LW-AD-EU-FA | Indoor Luminaires | Linear Ambient | Direct Linear Ambient Luminaires | Premium | FALSE | [9 empty] | 4/28/2016 | Not Dimmable | Not Dimmable | Yes |  |  | 6043 | 124.9 | 48.4 | 5 | 0.998 | 5093 | 82
PS62Z1CS | Hubbell Lighting | Columbia Lighting | MPL4-50LW-FA-ED1U | Indoor Luminaires | Linear Ambient | Direct Linear Ambient Luminaires | Premium | FALSE | [9 empty] | 4/28/2016 | Dimmable | Continuous (Can dim down to ≤ 10% (W)) | Yes |  |  | 6495 | 134.7 | 48.2 | 5 | 0.998 | 5093 | 82
PT2M3BGT | Hubbell Lighting | Columbia Lighting | MPL4-50LW-FA-EDU | Indoor Luminaires | Linear Ambient | Direct Linear Ambient Luminaires | Premium | FALSE | [9 empty] | 4/28/2016 | Dimmable | Continuous (Cannot dim down to ≤ 10% (W) | Yes |  |  | 6495 | 134.7 | 48.2 | 5 | 0.998 | 5093 | 82
PWV1EZYJ | Hubbell Lighting | Columbia Lighting | MPL4-50LW-FA-EU | Indoor Luminaires | Linear Ambient | Direct Linear Ambient Luminaires | Premium | FALSE | [9 empty] | 4/28/2016 | Not Dimmable | Not Dimmable | Yes |  |  | 6495 | 134.7 | 48.2 | 5 | 0.998 | 5093 | 82
PST78STU | Hubbell Lighting | Columbia Lighting | MPL4-50LW-W-ED1U | Indoor Luminaires | Linear Ambient | Direct Linear Ambient Luminaires | Premium | FALSE | [9 empty] | 4/28/2016 | Dimmable | Continuous (Can dim down to ≤ 10% (W)) | Yes |  |  | 6842 | 138.5 | 49.4 | 5 | 0.998 | 5093 | 82
PX2P5EDM | Hubbell Lighting | Columbia Lighting | MPL4-50LW-W-EDU | Indoor Luminaires | Linear Ambient | Direct Linear Ambient Luminaires | Premium | FALSE | [9 empty] | 4/28/2016 | Dimmable | Continuous (Cannot dim down to ≤ 10% (W) | Yes |  |  | 6842 | 138.5 | 49.4 | 5 | 0.998 | 5093 | 82
PJEBDBNH | Hubbell Lighting | Columbia Lighting | MPL4-50LW-W-EU | Indoor Luminaires | Linear Ambient | Direct Linear Ambient Luminaires | Premium | FALSE | [9 empty] | 4/28/2016 | Not Dimmable | Not Dimmable | Yes |  |  | 6842 | 138.5 | 49.4 | 5 | 0.998 | 5093 | 82
PU7RG94A | Hubbell Lighting | Columbia Lighting | MPL4-50ML-AC-EDU | Indoor Luminaires | Linear Ambient | Direct Linear Ambient Luminaires | Standard | FALSE | [9 empty] | 4/28/2016 | Dimmable | Continuous (Cannot dim down to ≤ 10% (W) | Yes |  |  | 8976 | 127 | 70.7 | 7.3 | 0.92 | 5093 | 82
PENC7KT9 | Hubbell Lighting | Columbia Lighting | MPL4-50ML-AC-EDU-FA | Indoor Luminaires | Linear Ambient | Direct Linear Ambient Luminaires | Standard | FALSE | [9 empty] | 4/28/2016 | Dimmable | Continuous (Cannot dim down to ≤ 10% (W) | Yes |  |  | 8376 | 118.5 | 70.7 | 7.3 | 0.92 | 5093 | 82
PJTPHWWE | Hubbell Lighting | Columbia Lighting | MPL4-50ML-AC-EU | Indoor Luminaires | Linear Ambient | Direct Linear Ambient Luminaires | Standard | FALSE | [9 empty] | 4/28/2016 | Not Dimmable | Not Dimmable | Yes |  |  | 8976 | 127 | 70.7 | 7.3 | 0.92 | 5093 | 82
P6XBM9AA | Hubbell Lighting | Columbia Lighting | MPL4-50ML-AC-EU-FA | Indoor Luminaires | Linear Ambient | Direct Linear Ambient Luminaires | Standard | FALSE | [9 empty] | 4/28/2016 | Not Dimmable | Not Dimmable | Yes |  |  | 8376 | 118.5 | 70.7 | 7.3 | 0.92 | 5093 | 82
PW7W6RJ2 | Hubbell Lighting | Columbia Lighting | MPL4-50ML-AD-EDU | Indoor Luminaires | Linear Ambient | Direct Linear Ambient Luminaires | Standard | FALSE | [9 empty] | 4/28/2016 | Dimmable | Continuous (Cannot dim down to ≤ 10% (W) | Yes |  |  | 8927 | 125.7 | 71 | 7.3 | 0.92 | 5093 | 82
PNHGNJ5U | Hubbell Lighting | Columbia Lighting | MPL4-50ML-AD-EDU-FA | Indoor Luminaires | Linear Ambient | Direct Linear Ambient Luminaires | Standard | FALSE | [9 empty] | 4/28/2016 | Dimmable | Continuous (Cannot dim down to ≤ 10% (W) | Yes |  |  | 8320 | 117.2 | 71 | 7.3 | 0.92 | 5093 | 82
PDGEG5DE | Hubbell Lighting | Columbia Lighting | MPL4-50ML-AD-EU | Indoor Luminaires | Linear Ambient | Direct Linear Ambient Luminaires | Standard | FALSE | [9 empty] | 4/28/2016 | Not Dimmable | Not Dimmable | Yes |  |  | 8927 | 125.7 | 71 | 7.3 | 0.92 | 5093 | 82
PP33KXWX | Hubbell Lighting | Columbia Lighting | MPL4-50ML-AD-EU-FA | Indoor Luminaires | Linear Ambient | Direct Linear Ambient Luminaires | Standard | FALSE | [9 empty] | 4/28/2016 | Not Dimmable | Not Dimmable | Yes |  |  | 8320 | 117.2 | 71 | 7.3 | 0.92 | 5093 | 82
PJP5A4AU | Hubbell Lighting | Columbia Lighting | MPL4-50ML-FA-EDU | Indoor Luminaires | Linear Ambient | Direct Linear Ambient Luminaires | Standard | FALSE | [9 empty] | 4/28/2016 | Dimmable | Continuous (Cannot dim down to ≤ 10% (W) | Yes |  |  | 8980 | 126.5 | 71 | 7.3 | 0.92 | 5093 | 82
PRSB5HG7 | Hubbell Lighting | Columbia Lighting | MPL4-50ML-FA-EU | Indoor Luminaires | Linear Ambient | Direct Linear Ambient Luminaires | Standard | FALSE | [9 empty] | 4/28/2016 | Not Dimmable | Not Dimmable | Yes |  |  | 8980 | 126.5 | 71 | 7.3 | 0.92 | 5093 | 82
PKF5M1W2 | Hubbell Lighting | Columbia Lighting | MPL4-50ML-W-EDU | Indoor Luminaires | Linear Ambient | Direct Linear Ambient Luminaires | Standard | FALSE | [9 empty] | 4/28/2016 | Dimmable | Continuous (Cannot dim down to ≤ 10% (W) | Yes |  |  | 9392 | 132.8 | 70.7 | 7.3 | 0.92 | 5093 | 82
PR7ED65G | Hubbell Lighting | Columbia Lighting | MPL4-50ML-W-EU | Indoor Luminaires | Linear Ambient | Direct Linear Ambient Luminaires | Standard | FALSE | [9 empty] | 4/28/2016 | Not Dimmable | Not Dimmable | Yes |  |  | 9392 | 132.8 | 70.7 | 7.3 | 0.92 | 5093 | 82
PS168ENN | Hubbell Lighting | Columbia Lighting | MPL4-50VL-AC-EDU | Indoor Luminaires | Linear Ambient | Direct Linear Ambient Luminaires | Standard | FALSE | [9 empty] | 4/28/2016 | Dimmable | Continuous (Cannot dim down to ≤ 10% (W) | Yes |  |  | 11847 | 123.8 | 95.7 | 5.9 | 0.978 | 5093 | 82
PXRBVC4R | Hubbell Lighting | Columbia Lighting | MPL4-50VL-AC-EDU-FA | Indoor Luminaires | Linear Ambient | Direct Linear Ambient Luminaires | Standard | FALSE | [9 empty] | 4/28/2016 | Dimmable | Continuous (Cannot dim down to ≤ 10% (W) | Yes |  |  | 11056 | 115.5 | 95.7 | 5.9 | 0.978 | 5093 | 82
P4T75WDZ | Hubbell Lighting | Columbia Lighting | MPL4-50VL-AC-EU | Indoor Luminaires | Linear Ambient | Direct Linear Ambient Luminaires | Standard | FALSE | [9 empty] | 4/28/2016 | Not Dimmable | Not Dimmable | Yes |  |  | 11847 | 123.8 | 95.7 | 5.9 | 0.978 | 5093 | 82
P33S9WDS | Hubbell Lighting | Columbia Lighting | MPL4-50VL-AC-EU-FA | Indoor Luminaires | Linear Ambient | Direct Linear Ambient Luminaires | Standard | FALSE | [9 empty] | 4/28/2016 | Not Dimmable | Not Dimmable | Yes |  |  | 11056 | 115.5 | 95.7 | 5.9 | 0.978 | 5093 | 82
P6X6WJHN | Hubbell Lighting | Columbia Lighting | MPL4-50VL-AD-EDU | Indoor Luminaires | Linear Ambient | Direct Linear Ambient Luminaires | Standard | FALSE | [9 empty] | 4/28/2016 | Dimmable | Continuous (Cannot dim down to ≤ 10% (W) | Yes |  |  | 11666 | 121.8 | 95.8 | 5.9 | 0.978 | 5093 | 82
PWRS1XKC | Hubbell Lighting | Columbia Lighting | MPL4-50VL-AD-EDU-FA | Indoor Luminaires | Linear Ambient | Direct Linear Ambient Luminaires | Standard | FALSE | [9 empty] | 4/28/2016 | Dimmable | Continuous (Cannot dim down to ≤ 10% (W) | Yes |  |  | 10873 | 113.5 | 95.8 | 5.9 | 0.978 | 5093 | 82
PXKB4PW3 | Hubbell Lighting | Columbia Lighting | MPL4-50VL-AD-EU | Indoor Luminaires | Linear Ambient | Direct Linear Ambient Luminaires | Standard | FALSE | [9 empty] | 4/28/2016 | Not Dimmable | Not Dimmable | Yes |  |  | 11666 | 121.8 | 95.8 | 5.9 | 0.978 | 5093 | 82
PPBBQ1DY | Hubbell Lighting | Columbia Lighting | MPL4-50VL-AD-EU-FA | Indoor Luminaires | Linear Ambient | Direct Linear Ambient Luminaires | Standard | FALSE | [9 empty] | 4/28/2016 | Not Dimmable | Not Dimmable | Yes |  |  | 10873 | 113.5 | 95.8 | 5.9 | 0.978 | 5093 | 82
P8Q8TH52 | Hubbell Lighting | Columbia Lighting | MPL4-50VL-FA-EDU | Indoor Luminaires | Linear Ambient | Direct Linear Ambient Luminaires | Standard | FALSE | [9 empty] | 4/28/2016 | Dimmable | Continuous (Cannot dim down to ≤ 10% (W) | Yes |  |  | 11456 | 120.6 | 95 | 5.9 | 0.978 | 5093 | 82
P4E84VDH | Hubbell Lighting | Columbia Lighting | MPL4-50VL-FA-EU | Indoor Luminaires | Linear Ambient | Direct Linear Ambient Luminaires | Standard | FALSE | [9 empty] | 4/28/2016 | Not Dimmable | Not Dimmable | Yes |  |  | 11456 | 120.6 | 95 | 5.9 | 0.978 | 5093 | 82
PCRE83XE | Hubbell Lighting | Columbia Lighting | MPL4-50VL-W-EDU | Indoor Luminaires | Linear Ambient | Direct Linear Ambient Luminaires | Standard | FALSE | [9 empty] | 4/28/2016 | Dimmable | Continuous (Cannot dim down to ≤ 10% (W) | Yes |  |  | 12397 | 129.5 | 95.7 | 5.9 | 0.978 | 5093 | 82
PSRFHSZS | Hubbell Lighting | Columbia Lighting | MPL4-50VL-W-EU | Indoor Luminaires | Linear Ambient | Direct Linear Ambient Luminaires | Standard | FALSE | [9 empty] | 4/28/2016 | Not Dimmable | Not Dimmable | Yes |  |  | 12397 | 129.5 | 95.7 | 5.9 | 0.978 | 5093 | 82
P83K2FJG | Hubbell Lighting | Columbia Lighting | MPL4-930HL-AC-EDU | Indoor Luminaires | Linear Ambient | Direct Linear Ambient Luminaires | Standard | FALSE | [9 empty] | 4/28/2016 | Dimmable | Continuous (Cannot dim down to ≤ 10% (W) | Yes |  |  | 8359 | 97.7 | 85.6 | 7.3 | 0.92 | 3034 | 91
PM2KRPVA | Hubbell Lighting | Columbia Lighting | MPL4-930HL-AC-EDU-FA | Indoor Luminaires | Linear Ambient | Direct Linear Ambient Luminaires | Standard | FALSE | [9 empty] | 4/28/2016 | Dimmable | Continuous (Cannot dim down to ≤ 10% (W) | Yes |  |  | 8018 | 93.7 | 85.6 | 7.3 | 0.92 | 3034 | 91
P77UNMKM | Hubbell Lighting | Columbia Lighting | MPL4-930HL-AC-EU | Indoor Luminaires | Linear Ambient | Direct Linear Ambient Luminaires | Standard | FALSE | [9 empty] | 4/28/2016 | Not Dimmable | Not Dimmable | Yes |  |  | 8359 | 97.7 | 85.6 | 7.3 | 0.92 | 3034 | 91
PNFP8EFA | Hubbell Lighting | Columbia Lighting | MPL4-930HL-AC-EU-FA | Indoor Luminaires | Linear Ambient | Direct Linear Ambient Luminaires | Standard | FALSE | [9 empty] | 4/28/2016 | Not Dimmable | Not Dimmable | Yes |  |  | 8018 | 93.7 | 85.6 | 7.3 | 0.92 | 3034 | 91
P6ZVYFFC | Hubbell Lighting | Columbia Lighting | MPL4-930HL-AD-EDU | Indoor Luminaires | Linear Ambient | Direct Linear Ambient Luminaires | Standard | FALSE | [9 empty] | 4/28/2016 | Dimmable | Continuous (Cannot dim down to ≤ 10% (W) | Yes |  |  | 8237 | 95.7 | 86.1 | 7.3 | 0.92 | 3034 | 91
PZ6XJBX4 | Hubbell Lighting | Columbia Lighting | MPL4-930HL-AD-EDU-FA | Indoor Luminaires | Linear Ambient | Direct Linear Ambient Luminaires | Standard | FALSE | [9 empty] | 4/28/2016 | Dimmable | Continuous (Cannot dim down to ≤ 10% (W) | Yes |  |  | 7923 | 92 | 86.1 | 7.3 | 0.92 | 3034 | 91
PMZNE9KY | Hubbell Lighting | Columbia Lighting | MPL4-930HL-AD-EU | Indoor Luminaires | Linear Ambient | Direct Linear Ambient Luminaires | Standard | FALSE | [9 empty] | 4/28/2016 | Not Dimmable | Not Dimmable | Yes |  |  | 8237 | 95.7 | 86.1 | 7.3 | 0.92 | 3034 | 91
PA8VEGEW | Hubbell Lighting | Columbia Lighting | MPL4-930HL-AD-EU-FA | Indoor Luminaires | Linear Ambient | Direct Linear Ambient Luminaires | Standard | FALSE | [9 empty] | 4/28/2016 | Not Dimmable | Not Dimmable | Yes |  |  | 7923 | 92 | 86.1 | 7.3 | 0.92 | 3034 | 91
PX63BDGQ | Hubbell Lighting | Columbia Lighting | MPL4-930HL-FA-EDU | Indoor Luminaires | Linear Ambient | Direct Linear Ambient Luminaires | Standard | FALSE | [9 empty] | 4/28/2016 | Dimmable | Continuous (Cannot dim down to ≤ 10% (W) | Yes |  |  | 8036 | 93.9 | 85.6 | 7.3 | 0.92 | 3034 | 91
PBZ3HP8G | Hubbell Lighting | Columbia Lighting | MPL4-930HL-FA-EU | Indoor Luminaires | Linear Ambient | Direct Linear Ambient Luminaires | Standard | FALSE | [9 empty] | 4/28/2016 | Not Dimmable | Not Dimmable | Yes |  |  | 8036 | 93.9 | 85.6 | 7.3 | 0.92 | 3034 | 91
PA6DJYSB | Hubbell Lighting | Columbia Lighting | MPL4-930HL-W-EDU | Indoor Luminaires | Linear Ambient | Direct Linear Ambient Luminaires | Standard | FALSE | [9 empty] | 4/28/2016 | Dimmable | Continuous (Cannot dim down to ≤ 10% (W) | Yes |  |  | 8735 | 102 | 85.6 | 7.3 | 0.92 | 3034 | 91
PRB4F5N6 | Hubbell Lighting | Columbia Lighting | MPL4-930HL-W-EU | Indoor Luminaires | Linear Ambient | Direct Linear Ambient Luminaires | Standard | FALSE | [9 empty] | 4/28/2016 | Not Dimmable | Not Dimmable | Yes |  |  | 8735 | 102 | 85.6 | 7.3 | 0.92 | 3034 | 91
P596J5TJ | Hubbell Lighting | Columbia Lighting | MPL4-930LW-AC-ED1U | Indoor Luminaires | Linear Ambient | Direct Linear Ambient Luminaires | Standard | FALSE | [9 empty] | 4/28/2016 | Dimmable | Continuous (Can dim down to ≤ 10% (W)) | Yes |  |  | 5085 | 102.9 | 49.4 | 5 | 0.998 | 3034 | 91
PZJJNRDB | Hubbell Lighting | Columbia Lighting | MPL4-930LW-AC-ED1U-FA | Indoor Luminaires | Linear Ambient | Direct Linear Ambient Luminaires | Standard | FALSE | [9 empty] | 4/28/2016 | Dimmable | Continuous (Can dim down to ≤ 10% (W)) | Yes |  |  | 4877 | 98.7 | 49.4 | 5 | 0.998 | 3034 | 91
PB6MHB2R | Hubbell Lighting | Columbia Lighting | MPL4-930LW-AC-EDU | Indoor Luminaires | Linear Ambient | Direct Linear Ambient Luminaires | Standard | FALSE | [9 empty] | 4/28/2016 | Dimmable | Continuous (Cannot dim down to ≤ 10% (W) | Yes |  |  | 5085 | 102.9 | 49.4 | 5 | 0.998 | 3034 | 91
PS7VS671 | Hubbell Lighting | Columbia Lighting | MPL4-930LW-AC-EDU-FA | Indoor Luminaires | Linear Ambient | Direct Linear Ambient Luminaires | Standard | FALSE | [9 empty] | 4/28/2016 | Dimmable | Continuous (Cannot dim down to ≤ 10% (W) | Yes |  |  | 4877 | 98.7 | 49.4 | 5 | 0.998 | 3034 | 91
PVXQN77E | Hubbell Lighting | Columbia Lighting | MPL4-930LW-AC-EU | Indoor Luminaires | Linear Ambient | Direct Linear Ambient Luminaires | Standard | FALSE | [9 empty] | 4/28/2016 | Not Dimmable | Not Dimmable | Yes |  |  | 5085 | 102.9 | 49.4 | 5 | 0.998 | 3034 | 91
P5MYV69K | Hubbell Lighting | Columbia Lighting | MPL4-930LW-AC-EU-FA | Indoor Luminaires | Linear Ambient | Direct Linear Ambient Luminaires | Standard | FALSE | [9 empty] | 4/28/2016 | Not Dimmable | Not Dimmable | Yes |  |  | 4877 | 98.7 | 49.4 | 5 | 0.998 | 3034 | 91
PJXH7M89 | Hubbell Lighting | Columbia Lighting | MPL4-930LW-AD-ED1U | Indoor Luminaires | Linear Ambient | Direct Linear Ambient Luminaires | Standard | FALSE | [9 empty] | 4/28/2016 | Dimmable | Continuous (Can dim down to ≤ 10% (W)) | Yes |  |  | 5117 | 102.5 | 49.9 | 7.3 | 0.92 | 3034 | 91
PUTKW2ZN | Hubbell Lighting | Columbia Lighting | MPL4-930LW-AD-ED1U-FA | Indoor Luminaires | Linear Ambient | Direct Linear Ambient Luminaires | Standard | FALSE | [9 empty] | 4/28/2016 | Dimmable | Continuous (Can dim down to ≤ 10% (W)) | Yes |  |  | 4850 | 98 | 49.5 | 5 | 0.998 | 3034 | 91
PCM38WUD | Hubbell Lighting | Columbia Lighting | MPL4-930LW-AD-EDU | Indoor Luminaires | Linear Ambient | Direct Linear Ambient Luminaires | Standard | FALSE | [9 empty] | 4/28/2016 | Dimmable | Continuous (Cannot dim down to ≤ 10% (W) | Yes |  |  | 5117 | 102.5 | 49.9 | 5 | 0.998 | 3034 | 91
PW4AUG6G | Hubbell Lighting | Columbia Lighting | MPL4-930LW-AD-EDU-FA | Indoor Luminaires | Linear Ambient | Direct Linear Ambient Luminaires | Standard | FALSE | [9 empty] | 4/28/2016 | Dimmable | Continuous (Cannot dim down to ≤ 10% (W) | Yes |  |  | 4850 | 98 | 49.5 | 5 | 0.998 | 3034 | 91
PUYYE3EG | Hubbell Lighting | Columbia Lighting | MPL4-930LW-AD-EU | Indoor Luminaires | Linear Ambient | Direct Linear Ambient Luminaires | Standard | FALSE | [9 empty] | 4/28/2016 | Not Dimmable | Not Dimmable | Yes |  |  | 5117 | 102.5 | 49.9 | 5 | 0.998 | 3034 | 91
PP952R3M | Hubbell Lighting | Columbia Lighting | MPL4-30HL-AC-EDU | Indoor Luminaires | Linear Ambient | Direct Linear Ambient Luminaires | Standard | FALSE | [9 empty] | 4/28/2016 | Dimmable | Continuous (Cannot dim down to ≤ 10% (W) | Yes |  |  | 9883 | 115.5 | 85.6 | 7.3 | 0.92 | 3017 | 83
P4KU1DV9 | Hubbell Lighting | Columbia Lighting | MPL4-30HL-AC-EDU-FA | Indoor Luminaires | Linear Ambient | Direct Linear Ambient Luminaires | Standard | FALSE | [9 empty] | 4/28/2016 | Dimmable | Continuous (Cannot dim down to ≤ 10% (W) | Yes |  |  | 9223 | 107.7 | 85.6 | 7.3 | 0.92 | 3017 | 83
PAEGGNZ2 | Hubbell Lighting | Columbia Lighting | MPL4-30HL-AC-EU | Indoor Luminaires | Linear Ambient | Direct Linear Ambient Luminaires | Standard | FALSE | [9 empty] | 4/28/2016 | Not Dimmable | Not Dimmable | Yes |  |  | 9883 | 115.5 | 85.6 | 7.3 | 0.92 | 3017 | 83
P8QFR5QJ | Hubbell Lighting | Columbia Lighting | MPL4-30HL-AC-EU-FA | Indoor Luminaires | Linear Ambient | Direct Linear Ambient Luminaires | Standard | FALSE | [9 empty] | 4/28/2016 | Not Dimmable | Not Dimmable | Yes |  |  | 9223 | 107.7 | 85.6 | 7.3 | 0.92 | 3017 | 83
P96498DS | Hubbell Lighting | Columbia Lighting | MPL4-30HL-AD-EDU | Indoor Luminaires | Linear Ambient | Direct Linear Ambient Luminaires | Standard | FALSE | [9 empty] | 4/28/2016 | Dimmable | Continuous (Cannot dim down to ≤ 10% (W) | Yes |  |  | 9739 | 113.1 | 86.1 | 7.3 | 0.92 | 3017 | 83
PRX3AH6U | Hubbell Lighting | Columbia Lighting | MPL4-30HL-AD-EDU-FA | Indoor Luminaires | Linear Ambient | Direct Linear Ambient Luminaires | Standard | FALSE | [9 empty] | 4/28/2016 | Dimmable | Continuous (Cannot dim down to ≤ 10% (W) | Yes |  |  | 9077 | 105.4 | 86.1 | 7.3 | 0.92 | 3017 | 83
PKENBT1M | Hubbell Lighting | Columbia Lighting | MPL4-30HL-AD-EU | Indoor Luminaires | Linear Ambient | Direct Linear Ambient Luminaires | Standard | FALSE | [9 empty] | 4/28/2016 | Not Dimmable | Not Dimmable | Yes |  |  | 9739 | 113.1 | 86.1 | 7.3 | 0.92 | 3017 | 83
PAX9MABR | Hubbell Lighting | Columbia Lighting | MPL4-30HL-AD-EU-FA | Indoor Luminaires | Linear Ambient | Direct Linear Ambient Luminaires | Standard | FALSE | [9 empty] | 4/28/2016 | Not Dimmable | Not Dimmable | Yes |  |  | 9077 | 105.4 | 86.1 | 7.3 | 0.92 | 3017 | 83
PUZKVPB5 | Hubbell Lighting | Columbia Lighting | MPL4-30HL-FA-EDU | Indoor Luminaires | Linear Ambient | Direct Linear Ambient Luminaires | Standard | FALSE | [9 empty] | 4/28/2016 | Dimmable | Continuous (Cannot dim down to ≤ 10% (W) | Yes |  |  | 9778 | 113.7 | 86 | 7.3 | 0.92 | 3017 | 83
PQ12FSTV | Hubbell Lighting | Columbia Lighting | MPL4-30HL-FA-EU | Indoor Luminaires | Linear Ambient | Direct Linear Ambient Luminaires | Standard | FALSE | [9 empty] | 4/28/2016 | Not Dimmable | Not Dimmable | Yes |  |  | 9778 | 113.7 | 86 | 7.3 | 0.92 | 3017 | 83
PSQFE4GY | Hubbell Lighting | Columbia Lighting | MPL4-30HL-W-EDU | Indoor Luminaires | Linear Ambient | Direct Linear Ambient Luminaires | Standard | FALSE | [9 empty] | 4/28/2016 | Dimmable | Continuous (Cannot dim down to ≤ 10% (W) | Yes |  |  | 10342 | 120.8 | 85.6 | 7.3 | 0.92 | 3017 | 83
PJ3QMZ78 | Hubbell Lighting | Columbia Lighting | MPL4-30HL-W-EU | Indoor Luminaires | Linear Ambient | Direct Linear Ambient Luminaires | Standard | FALSE | [9 empty] | 4/28/2016 | Not Dimmable | Not Dimmable | Yes |  |  | 10342 | 120.8 | 85.6 | 7.3 | 0.92 | 3017 | 83
PH4X8BA6 | Hubbell Lighting | Columbia Lighting | MPL4-30LW-AC-ED1U | Indoor Luminaires | Linear Ambient | Direct Linear Ambient Luminaires | Premium | FALSE | [9 empty] | 4/28/2016 | Dimmable | Continuous (Can dim down to ≤ 10% (W)) | Yes |  |  | 6012 | 121.7 | 49.4 | 5 | 0.998 | 3017 | 83
P8TQ54Z6 | Hubbell Lighting | Columbia Lighting | MPL4-30LW-AC-ED1U-FA | Indoor Luminaires | Linear Ambient | Direct Linear Ambient Luminaires | Premium | FALSE | [9 empty] | 4/28/2016 | Dimmable | Continuous (Can dim down to ≤ 10% (W)) | Yes |  |  | 5610 | 113.6 | 49.4 | 5 | 0.998 | 3017 | 83
PPW6BG2U | Hubbell Lighting | Columbia Lighting | MPL4-30LW-AC-EDU | Indoor Luminaires | Linear Ambient | Direct Linear Ambient Luminaires | Premium | FALSE | [9 empty] | 4/28/2016 | Dimmable | Continuous (Cannot dim down to ≤ 10% (W) | Yes |  |  | 6012 | 121.7 | 49.4 | 5 | 0.998 | 3017 | 83
PH3GG43J | Hubbell Lighting | Columbia Lighting | MPL4-30LW-AC-EDU-FA | Indoor Luminaires | Linear Ambient | Direct Linear Ambient Luminaires | Premium | FALSE | [9 empty] | 4/28/2016 | Dimmable | Continuous (Cannot dim down to ≤ 10% (W) | Yes |  |  | 5610 | 113.6 | 49.4 | 5 | 0.998 | 3017 | 83
P66HYE7F | Hubbell Lighting | Columbia Lighting | MPL4-30LW-AC-EU | Indoor Luminaires | Linear Ambient | Direct Linear Ambient Luminaires | Premium | FALSE | [9 empty] | 4/28/2016 | Not Dimmable | Not Dimmable | Yes |  |  | 6012 | 121.7 | 49.4 | 5 | 0.998 | 3017 | 83
P7DGQTZU | Hubbell Lighting | Columbia Lighting | MPL4-30LW-AC-EU-FA | Indoor Luminaires | Linear Ambient | Direct Linear Ambient Luminaires | Premium | FALSE | [9 empty] | 4/28/2016 | Not Dimmable | Not Dimmable | Yes |  |  | 5610 | 113.6 | 49.4 | 5 | 0.998 | 3017 | 83
P72J9T35 | Hubbell Lighting | Columbia Lighting | MPL4-30LW-AD-ED1U | Indoor Luminaires | Linear Ambient | Direct Linear Ambient Luminaires | Premium | FALSE | [9 empty] | 4/28/2016 | Dimmable | Continuous (Can dim down to ≤ 10% (W)) | Yes |  |  | 5961 | 123.2 | 48.4 | 5 | 0.998 | 3017 | 83
PGTKTFPA | Hubbell Lighting | Columbia Lighting | MPL4-30LW-AD-ED1U-FA | Indoor Luminaires | Linear Ambient | Direct Linear Ambient Luminaires | Premium | FALSE | [9 empty] | 4/28/2016 | Dimmable | Continuous (Can dim down to ≤ 10% (W)) | Yes |  |  | 5556 | 114.8 | 48.4 | 5 | 0.998 | 3017 | 83
PAR2HHWB | Hubbell Lighting | Columbia Lighting | MPL4-30LW-AD-EDU | Indoor Luminaires | Linear Ambient | Direct Linear Ambient Luminaires | Premium | FALSE | [9 empty] | 4/28/2016 | Dimmable | Continuous (Cannot dim down to ≤ 10% (W) | Yes |  |  | 5961 | 123.2 | 48.4 | 5 | 0.998 | 3017 | 83
PWGFZ3ZS | Hubbell Lighting | Columbia Lighting | MPL4-30LW-AD-EDU-FA | Indoor Luminaires | Linear Ambient | Direct Linear Ambient Luminaires | Premium | FALSE | [9 empty] | 4/28/2016 | Dimmable | Continuous (Cannot dim down to ≤ 10% (W) | Yes |  |  | 5556 | 114.8 | 48.4 | 5 | 0.998 | 3017 | 83
PTYWZBAM | Hubbell Lighting | Columbia Lighting | MPL4-30LW-AD-EU | Indoor Luminaires | Linear Ambient | Direct Linear Ambient Luminaires | Premium | FALSE | [9 empty] | 4/28/2016 | Not Dimmable | Not Dimmable | Yes |  |  | 5961 | 123.2 | 48.4 | 5 | 0.998 | 3017 | 83
PZU5YAN1 | Hubbell Lighting | Columbia Lighting | HEM4-30ML-RFA-EU | Indoor Luminaires | Linear Ambient | Direct Linear Ambient Luminaires | Standard | TRUE | 5168 | 113.3 | 45.7 | 17.5 | 0.908 | 3092 | 84.15 | 5 | 60000 | 7/31/2015 | Not Dimmable | Not Dimmable | Not Yet Verified |  | 2.1 | 4901 | 106.271 | 46.1 |  |  | 3000 | 80
PC38V2BT | Hubbell Lighting | Columbia Lighting | HEM4-30VL-RFA-EU | Indoor Luminaires | Linear Ambient | Direct Linear Ambient Luminaires | Standard | TRUE | 6954 | 104 | 67.1 | 9.5 | 0.974 | 3092 | 84.15 | 5 | 60000 | 7/31/2015 | Not Dimmable | Not Dimmable | Not Yet Verified |  | 2.1 | 6908.5484 | 103.6 | 67.6 |  |  | 3000 | 80
P779N4EA | Hubbell Lighting | Columbia Lighting | HEM4-30VL-RFA-EUD | Indoor Luminaires | Linear Ambient | Direct Linear Ambient Luminaires | Standard | FALSE | [9 empty] | 7/31/2015 | Dimmable | Continuous (Can dim down to ≤ 10% (W)) | Not Yet Verified |  |  | 6908.5484 | 103.6 | 67.6 |  |  | 3000 | 80
P9X2Z85R | Hubbell Lighting | Columbia Lighting | HEM4-30VL-DFA-EU | Indoor Luminaires | Linear Ambient | Direct Linear Ambient Luminaires | Standard | FALSE | [9 empty] | 7/31/2015 | Not Dimmable | Not Dimmable | Not Yet Verified |  |  | 7367.871 | 108.5161 | 67.7 |  |  | 3000 | 80
PQ5JQF4D | Hubbell Lighting | Columbia Lighting | HEM4-30VL-DFA-EDU | Indoor Luminaires | Linear Ambient | Direct Linear Ambient Luminaires | Standard | FALSE | [9 empty] | 7/31/2015 | Dimmable | Continuous (Can dim down to ≤ 10% (W)) | Not Yet Verified |  |  | 7367.871 | 108.5161 | 67.7 |  |  | 3000 | 80
P87ZXS7F | Hubbell Lighting | Columbia Lighting | HEM4-30VL-RA-EU | Indoor Luminaires | Linear Ambient | Direct Linear Ambient Luminaires | Standard | FALSE | [9 empty] | 7/31/2015 | Not Dimmable | Not Dimmable | Not Yet Verified |  |  | 7154.5806 | 106.271 | 67.3 |  |  | 3000 | 80
P5EX7YCV | Hubbell Lighting | Columbia Lighting | HEM4-30VL-RA-EUD | Indoor Luminaires | Linear Ambient | Direct Linear Ambient Luminaires | Standard | FALSE | [9 empty] | 7/31/2015 | Dimmable | Continuous (Can dim down to ≤ 10% (W)) | Not Yet Verified |  |  | 7154.5806 | 106.271 | 67.3 |  |  | 3000 | 80
PK7MKVQA | Hubbell Lighting | Columbia Lighting | HEM4-30VL-DCA-EU | Indoor Luminaires | Linear Ambient | Direct Linear Ambient Luminaires | Standard | FALSE | [9 empty] | 7/31/2015 | Not Dimmable | Not Dimmable | Not Yet Verified |  |  | 7637.2903 | 113.4742 | 67.3 |  |  | 3000 | 80
PMY33XJY | Hubbell Lighting | Columbia Lighting | HEM4-30VL-DCA-EDU | Indoor Luminaires | Linear Ambient | Direct Linear Ambient Luminaires | Standard | FALSE | [9 empty] | 7/31/2015 | Dimmable | Continuous (Can dim down to ≤ 10% (W)) | Not Yet Verified |  |  | 7637.2903 | 113.4742 | 67.3 |  |  | 3000 | 80
P8ZFWGQ8 | Hubbell Lighting | Columbia Lighting | HEM4-35VL-RFA-EU | Indoor Luminaires | Linear Ambient | Direct Linear Ambient Luminaires | Standard | FALSE | [9 empty] | 7/31/2015 | Not Dimmable | Not Dimmable | Not Yet Verified |  |  | 7265.8871 | 107.2419 | 67.6 |  |  | 3500 | 80
P9J1NH5E | Hubbell Lighting | Columbia Lighting | HEM4-35VL-RFA-EUD | Indoor Luminaires | Linear Ambient | Direct Linear Ambient Luminaires | Standard | FALSE | [9 empty] | 7/31/2015 | Dimmable | Continuous (Can dim down to ≤ 10% (W)) | Not Yet Verified |  |  | 7265.8871 | 107.2419 | 67.6 |  |  | 3500 | 80
PSE2K25D | Hubbell Lighting | Columbia Lighting | HEM4-35VL-DFA-EU | Indoor Luminaires | Linear Ambient | Direct Linear Ambient Luminaires | Standard | FALSE | [9 empty] | 7/31/2015 | Not Dimmable | Not Dimmable | Not Yet Verified |  |  | 7748.9677 | 114.129 | 67.7 |  |  | 3500 | 80
P77DVPCX | Hubbell Lighting | Columbia Lighting | HEM4-35VL-DFA-EDU | Indoor Luminaires | Linear Ambient | Direct Linear Ambient Luminaires | Standard | FALSE | [9 empty] | 7/31/2015 | Dimmable | Continuous (Can dim down to ≤ 10% (W)) | Not Yet Verified |  |  | 7748.9677 | 114.129 | 67.7 |  |  | 3500 | 80
PH745XS6 | Hubbell Lighting | Columbia Lighting | HEM4-35VL-RA-EU | Indoor Luminaires | Linear Ambient | Direct Linear Ambient Luminaires | Standard | FALSE | [9 empty] | 7/31/2015 | Not Dimmable | Not Dimmable | Not Yet Verified |  |  | 7524.6452 | 111.7677 | 67.3 |  |  | 3500 | 80
PRSMSYXM | Hubbell Lighting | Columbia Lighting | HEM4-35VL-RA-EUD | Indoor Luminaires | Linear Ambient | Direct Linear Ambient Luminaires | Standard | FALSE | [9 empty] | 7/31/2015 | Dimmable | Continuous (Can dim down to ≤ 10% (W)) | Not Yet Verified |  |  | 7524.6452 | 111.7677 | 67.3 |  |  | 3500 | 80
PYW8NV64 | Hubbell Lighting | Columbia Lighting | HEM4-35VL-DCA-EU | Indoor Luminaires | Linear Ambient | Direct Linear Ambient Luminaires | Standard | FALSE | [9 empty] | 7/31/2015 | Not Dimmable | Not Dimmable | Not Yet Verified |  |  | 8032.3226 | 119.3435 | 67.3 |  |  | 3500 | 80
PUAT5QVA | Hubbell Lighting | Columbia Lighting | HEM4-35VL-DCA-EDU | Indoor Luminaires | Linear Ambient | Direct Linear Ambient Luminaires | Standard | FALSE | [9 empty] | 7/31/2015 | Dimmable | Continuous (Can dim down to ≤ 10% (W)) | Not Yet Verified |  |  | 8032.3226 | 119.3435 | 67.3 |  |  | 3500 | 80
P2CB3MK1 | Hubbell Lighting | Columbia Lighting | HEM4-40VL-RFA-EU | Indoor Luminaires | Linear Ambient | Direct Linear Ambient Luminaires | Standard | FALSE | [9 empty] | 7/31/2015 | Not Dimmable | Not Dimmable | Not Yet Verified |  |  | 7385 | 109 | 67.6 |  |  | 4000 | 80
PN6TVNHB | Hubbell Lighting | Columbia Lighting | HEM4-40VL-RFA-EUD | Indoor Luminaires | Linear Ambient | Direct Linear Ambient Luminaires | Standard | FALSE | [9 empty] | 7/31/2015 | Dimmable | Continuous (Can dim down to ≤ 10% (W)) | Not Yet Verified |  |  | 7385 | 109 | 67.6 |  |  | 4000 | 80
PYR3DG3J | Hubbell Lighting | Columbia Lighting | HEM4-40VL-DFA-EU | Indoor Luminaires | Linear Ambient | Direct Linear Ambient Luminaires | Standard | FALSE | [9 empty] | 7/31/2015 | Not Dimmable | Not Dimmable | Not Yet Verified |  |  | 7876 | 116 | 67.7 |  |  | 4000 | 80
PMEH4G4Z | Hubbell Lighting | Columbia Lighting | HEM4-40VL-DFA-EDU | Indoor Luminaires | Linear Ambient | Direct Linear Ambient Luminaires | Standard | FALSE | [9 empty] | 7/31/2015 | Dimmable | Continuous (Can dim down to ≤ 10% (W)) | Not Yet Verified |  |  | 7876 | 116 | 67.7 |  |  | 4000 | 80
P6M9G76Z | Hubbell Lighting | Columbia Lighting | HEM4-40VL-RA-EU | Indoor Luminaires | Linear Ambient | Direct Linear Ambient Luminaires | Standard | FALSE | [9 empty] | 7/31/2015 | Not Dimmable | Not Dimmable | Not Yet Verified |  |  | 7648 | 113.6 | 67.3 |  |  | 4000 | 80
PQJYNNVK | Hubbell Lighting | Columbia Lighting | HEM4-40VL-RA-EUD | Indoor Luminaires | Linear Ambient | Direct Linear Ambient Luminaires | Standard | FALSE | [9 empty] | 7/31/2015 | Dimmable | Continuous (Can dim down to ≤ 10% (W)) | Not Yet Verified |  |  | 7648 | 113.6 | 67.3 |  |  | 4000 | 80
P1R2HX25 | Hubbell Lighting | Columbia Lighting | HEM4-40VL-DCA-EU | Indoor Luminaires | Linear Ambient | Direct Linear Ambient Luminaires | Standard | FALSE | [9 empty] | 7/31/2015 | Not Dimmable | Not Dimmable | Not Yet Verified |  |  | 8164 | 121.3 | 67.3 |  |  | 4000 | 80
PVZ1H31Q | Hubbell Lighting | Columbia Lighting | HEM4-40VL-DCA-EDU | Indoor Luminaires | Linear Ambient | Direct Linear Ambient Luminaires | Standard | FALSE | [9 empty] | 7/31/2015 | Dimmable | Continuous (Can dim down to ≤ 10% (W)) | Not Yet Verified |  |  | 8164 | 121.3 | 67.3 |  |  | 4000 | 80
P739DRBS | Hubbell Lighting | Columbia Lighting | HEM4-50VL-RFA-EU | Indoor Luminaires | Linear Ambient | Direct Linear Ambient Luminaires | Standard | FALSE | [9 empty] | 7/31/2015 | Not Dimmable | Not Dimmable | Not Yet Verified |  |  | 7623.2258 | 112.5161 | 67.6 |  |  | 5000 | 80
PVTPRMNJ | Hubbell Lighting | Columbia Lighting | HEM4-50VL-RFA-EUD | Indoor Luminaires | Linear Ambient | Direct Linear Ambient Luminaires | Standard | FALSE | [9 empty] | 7/31/2015 | Dimmable | Continuous (Can dim down to ≤ 10% (W)) | Not Yet Verified |  |  | 7623.2258 | 112.5161 | 67.6 |  |  | 5000 | 80
PFE24G8W | Hubbell Lighting | Columbia Lighting | HEM4-50VL-DFA-EU | Indoor Luminaires | Linear Ambient | Direct Linear Ambient Luminaires | Standard | FALSE | [9 empty] | 7/31/2015 | Not Dimmable | Not Dimmable | Not Yet Verified |  |  | 8130.0645 | 119.7419 | 67.7 |  |  | 5000 | 80
PZSWUC4K | Hubbell Lighting | Columbia Lighting | HEM4-50VL-DFA-EDU | Indoor Luminaires | Linear Ambient | Direct Linear Ambient Luminaires | Standard | FALSE | [9 empty] | 7/31/2015 | Dimmable | Continuous (Can dim down to ≤ 10% (W)) | Not Yet Verified |  |  | 8130.0645 | 119.7419 | 67.7 |  |  | 5000 | 80
PWJ9DEJS | Hubbell Lighting | Columbia Lighting | HEM4-50VL-RA-EU | Indoor Luminaires | Linear Ambient | Direct Linear Ambient Luminaires | Standard | FALSE | [9 empty] | 7/31/2015 | Not Dimmable | Not Dimmable | Not Yet Verified |  |  | 7894.7097 | 117.2645 | 67.3 |  |  | 5000 | 80
PSYH6U4F | Hubbell Lighting | Columbia Lighting | HEM4-50VL-RA-EUD | Indoor Luminaires | Linear Ambient | Direct Linear Ambient Luminaires | Standard | FALSE | [9 empty] | 7/31/2015 | Dimmable | Continuous (Can dim down to ≤ 10% (W)) | Not Yet Verified |  |  | 7894.7097 | 117.2645 | 67.3 |  |  | 5000 | 80
P7P2MQWP | Hubbell Lighting | Columbia Lighting | HEM4-50VL-DCA-EU | Indoor Luminaires | Linear Ambient | Direct Linear Ambient Luminaires | Standard | FALSE | [9 empty] | 7/31/2015 | Not Dimmable | Not Dimmable | Not Yet Verified |  |  | 8427.3548 | 125.2129 | 67.3 |  |  | 5000 | 80
PV9PV34G | Hubbell Lighting | Columbia Lighting | HEM4-50VL-DCA-EUD | Indoor Luminaires | Linear Ambient | Direct Linear Ambient Luminaires | Standard | FALSE | [9 empty] | 7/31/2015 | Dimmable | Continuous (Can dim down to ≤ 10% (W)) | Not Yet Verified |  |  | 8427.3548 | 125.2129 | 67.3 |  |  | 5000 | 80
PKPUPGF8 | Hubbell Lighting | Columbia Lighting | HEM8-30ML-RFA-EU | Indoor Luminaires | Linear Ambient | Direct Linear Ambient Luminaires | Standard | FALSE | [9 empty] | 7/31/2015 | Not Dimmable | Not Dimmable | Not Yet Verified |  |  | 9802 | 106.3124 | 92.2 |  |  | 3000 | 80
PJPMFD2Z | Hubbell Lighting | Columbia Lighting | HEM8-30ML-RFA-EUD | Indoor Luminaires | Linear Ambient | Direct Linear Ambient Luminaires | Standard | FALSE | [9 empty] | 7/31/2015 | Dimmable | Continuous (Can dim down to ≤ 10% (W)) | Not Yet Verified |  |  | 9802 | 106.3124 | 92.2 |  |  | 3000 | 80
PRT7YEQ3 | Hubbell Lighting | Columbia Lighting | HEM8-30ML-DFA-EU | Indoor Luminaires | Linear Ambient | Direct Linear Ambient Luminaires | Standard | FALSE | [9 empty] | 7/31/2015 | Not Dimmable | Not Dimmable | Not Yet Verified |  |  | 10150 | 110.0868 | 92.2 |  |  | 3000 | 80
PD4HYH7B | Hubbell Lighting | Columbia Lighting | HEM8-30ML-DFA-EDU | Indoor Luminaires | Linear Ambient | Direct Linear Ambient Luminaires | Standard | FALSE | [9 empty] | 7/31/2015 | Dimmable | Continuous (Can dim down to ≤ 10% (W)) | Not Yet Verified |  |  | 10150 | 110.0868 | 92.2 |  |  | 3000 | 80
PKWUNQKG | Hubbell Lighting | Columbia Lighting | HEM8-30ML-RA-EU | Indoor Luminaires | Linear Ambient | Direct Linear Ambient Luminaires | Standard | FALSE | [9 empty] | 7/31/2015 | Not Dimmable | Not Dimmable | Not Yet Verified |  |  | 9802 | 106.3124 | 92.2 |  |  | 3000 | 80
PKZTMXGY | Hubbell Lighting | Columbia Lighting | HEM8-30ML-RA-EUD | Indoor Luminaires | Linear Ambient | Direct Linear Ambient Luminaires | Standard | FALSE | [9 empty] | 7/31/2015 | Dimmable | Continuous (Can dim down to ≤ 10% (W)) | Not Yet Verified |  |  | 9802 | 106.3124 | 92.2 |  |  | 3000 | 80
P9REK4ZD | Hubbell Lighting | Columbia Lighting | HEM8-30ML-DCA-EU | Indoor Luminaires | Linear Ambient | Direct Linear Ambient Luminaires | Standard | FALSE | [9 empty] | 7/31/2015 | Not Dimmable | Not Dimmable | Not Yet Verified |  |  | 10344.5806 | 112.1972 | 92.2 |  |  | 3000 | 80
PRR7XQPG | Hubbell Lighting | Columbia Lighting | HEM8-30ML-DCA-EDU | Indoor Luminaires | Linear Ambient | Direct Linear Ambient Luminaires | Standard | FALSE | [9 empty] | 7/31/2015 | Dimmable | Continuous (Can dim down to ≤ 10% (W)) | Not Yet Verified |  |  | 10344.5806 | 112.1972 | 92.2 |  |  | 3000 | 80
PVM19J69 | Hubbell Lighting | Columbia Lighting | HEM8-35ML-RFA-EU | Indoor Luminaires | Linear Ambient | Direct Linear Ambient Luminaires | Standard | FALSE | [9 empty] | 7/31/2015 | Not Dimmable | Not Dimmable | Not Yet Verified |  |  | 10309 | 111.8113 | 92.2 |  |  | 3500 | 80
P324YRSF | Hubbell Lighting | Columbia Lighting | HEM8-35ML-RFA-EUD | Indoor Luminaires | Linear Ambient | Direct Linear Ambient Luminaires | Standard | FALSE | [9 empty] | 7/31/2015 | Dimmable | Continuous (Can dim down to ≤ 10% (W)) | Not Yet Verified |  |  | 10309 | 111.8113 | 92.2 |  |  | 3500 | 80
P4QMSGEE | Hubbell Lighting | Columbia Lighting | HEM8-35ML-DFA-EU | Indoor Luminaires | Linear Ambient | Direct Linear Ambient Luminaires | Standard | FALSE | [9 empty] | 7/31/2015 | Not Dimmable | Not Dimmable | Not Yet Verified |  |  | 10675 | 115.7809 | 92.2 |  |  | 3500 | 80
PPCNPG84 | Hubbell Lighting | Columbia Lighting | HEM8-35ML-DFA-EDU | Indoor Luminaires | Linear Ambient | Direct Linear Ambient Luminaires | Standard | FALSE | [9 empty] | 7/31/2015 | Dimmable | Continuous (Can dim down to ≤ 10% (W)) | Not Yet Verified |  |  | 10675 | 115.7809 | 92.2 |  |  | 3500 | 80
PEXZA6A1 | Hubbell Lighting | Columbia Lighting | HEM8-35ML-RA-EU | Indoor Luminaires | Linear Ambient | Direct Linear Ambient Luminaires | Standard | FALSE | [9 empty] | 7/31/2015 | Not Dimmable | Not Dimmable | Not Yet Verified |  |  | 10309 | 111.8113 | 92.2 |  |  | 3500 | 80
PP3NPMZF | Hubbell Lighting | Columbia Lighting | HEM8-35ML-RA-EUD | Indoor Luminaires | Linear Ambient | Direct Linear Ambient Luminaires | Standard | FALSE | [9 empty] | 7/31/2015 | Dimmable | Continuous (Can dim down to ≤ 10% (W)) | Not Yet Verified |  |  | 10309 | 111.8113 | 92.2 |  |  | 3500 | 80
PYMWNG8X | Hubbell Lighting | Columbia Lighting | HEM8-35ML-DCA-EU | Indoor Luminaires | Linear Ambient | Direct Linear Ambient Luminaires | Standard | FALSE | [9 empty] | 7/31/2015 | Not Dimmable | Not Dimmable | Not Yet Verified |  |  | 10879.6452 | 118.0005 | 92.2 |  |  | 3500 | 80
PBVFGJBF | Hubbell Lighting | Columbia Lighting | HEM8-35ML-DCA-EDU | Indoor Luminaires | Linear Ambient | Direct Linear Ambient Luminaires | Standard | FALSE | [9 empty] | 7/31/2015 | Dimmable | Continuous (Can dim down to ≤ 10% (W)) | Not Yet Verified |  |  | 10879.6452 | 118.0005 | 92.2 |  |  | 3500 | 80
PHNVB8EX | Hubbell Lighting | Columbia Lighting | HEM8-40ML-RFA-EU | Indoor Luminaires | Linear Ambient | Direct Linear Ambient Luminaires | Standard | FALSE | [9 empty] | 7/31/2015 | Not Dimmable | Not Dimmable | Not Yet Verified |  |  | 10478 | 113.6442 | 92.2 |  |  | 4000 | 80
PEDYVSQQ | Hubbell Lighting | Columbia Lighting | HEM8-40ML-RFA-EUD | Indoor Luminaires | Linear Ambient | Direct Linear Ambient Luminaires | Standard | FALSE | [9 empty] | 7/31/2015 | Dimmable | Continuous (Can dim down to ≤ 10% (W)) | Not Yet Verified |  |  | 10478 | 113.6442 | 92.2 |  |  | 4000 | 80
PX8C6R81 | Hubbell Lighting | Columbia Lighting | HEM8-40ML-DFA-EU | Indoor Luminaires | Linear Ambient | Direct Linear Ambient Luminaires | Standard | FALSE | [9 empty] | 7/31/2015 | Not Dimmable | Not Dimmable | Not Yet Verified |  |  | 10850 | 117.679 | 92.2 |  |  | 4000 | 80
P21AAAFD | Hubbell Lighting | Columbia Lighting | HEM8-40ML-DFA-EDU | Indoor Luminaires | Linear Ambient | Direct Linear Ambient Luminaires | Standard | FALSE | [9 empty] | 7/31/2015 | Dimmable | Continuous (Can dim down to ≤ 10% (W)) | Not Yet Verified |  |  | 10850 | 117.679 | 92.2 |  |  | 4000 | 80
PBU4W8UE | Hubbell Lighting | Columbia Lighting | HEM8-40ML-RA-EU | Indoor Luminaires | Linear Ambient | Direct Linear Ambient Luminaires | Standard | FALSE | [9 empty] | 7/31/2015 | Not Dimmable | Not Dimmable | Not Yet Verified |  |  | 10478 | 113.6442 | 92.2 |  |  | 4000 | 80
PQ2NPUUT | Hubbell Lighting | Columbia Lighting | HEM8-40ML-RA-EUD | Indoor Luminaires | Linear Ambient | Direct Linear Ambient Luminaires | Standard | FALSE | [9 empty] | 7/31/2015 | Dimmable | Continuous (Can dim down to ≤ 10% (W)) | Not Yet Verified |  |  | 10478 | 113.6442 | 92.2 |  |  | 4000 | 80
PH83ZTGP | Hubbell Lighting | Columbia Lighting | HEM8-40ML-DCA-EU | Indoor Luminaires | Linear Ambient | Direct Linear Ambient Luminaires | Standard | FALSE | [9 empty] | 7/31/2015 | Not Dimmable | Not Dimmable | Not Yet Verified |  |  | 11058 | 119.9349 | 92.2 |  |  | 4000 | 80
PWCK4DRS | Hubbell Lighting | Columbia Lighting | HEM8-40ML-DCA-EDU | Indoor Luminaires | Linear Ambient | Direct Linear Ambient Luminaires | Standard | FALSE | [9 empty] | 7/31/2015 | Dimmable | Continuous (Can dim down to ≤ 10% (W)) | Not Yet Verified |  |  | 11058 | 119.9349 | 92.2 |  |  | 4000 | 80
PXVB79UC | Hubbell Lighting | Columbia Lighting | HEM8-50ML-RFA-EU | Indoor Luminaires | Linear Ambient | Direct Linear Ambient Luminaires | Standard | FALSE | [9 empty] | 7/31/2015 | Not Dimmable | Not Dimmable | Not Yet Verified |  |  | 10816 | 117.3102 | 92.2 |  |  | 5000 | 80
PU58U6KG | Hubbell Lighting | Columbia Lighting | HEM8-50ML-RFA-EUD | Indoor Luminaires | Linear Ambient | Direct Linear Ambient Luminaires | Standard | FALSE | [9 empty] | 7/31/2015 | Dimmable | Continuous (Can dim down to ≤ 10% (W)) | Not Yet Verified |  |  | 10816 | 117.3102 | 92.2 |  |  | 5000 | 80
PG1S7QGT | Hubbell Lighting | Columbia Lighting | HEM8-50ML-DFA-EU | Indoor Luminaires | Linear Ambient | Direct Linear Ambient Luminaires | Standard | FALSE | [9 empty] | 7/31/2015 | Not Dimmable | Not Dimmable | Not Yet Verified |  |  | 11200 | 121.475 | 92.2 |  |  | 5000 | 80
P3GKS8ZR | Hubbell Lighting | Columbia Lighting | HEM8-50ML-DFA-EDU | Indoor Luminaires | Linear Ambient | Direct Linear Ambient Luminaires | Standard | FALSE | [9 empty] | 7/31/2015 | Dimmable | Continuous (Can dim down to ≤ 10% (W)) | Not Yet Verified |  |  | 11200 | 121.475 | 92.2 |  |  | 5000 | 80
PRT34DY2 | Hubbell Lighting | Columbia Lighting | HEM8-50ML-RA-EU | Indoor Luminaires | Linear Ambient | Direct Linear Ambient Luminaires | Standard | FALSE | [9 empty] | 7/31/2015 | Not Dimmable | Not Dimmable | Not Yet Verified |  |  | 10816 | 117.3102 | 92.2 |  |  | 5000 | 80
PGKRU9RY | Hubbell Lighting | Columbia Lighting | HEM8-50ML-RA-EUD | Indoor Luminaires | Linear Ambient | Direct Linear Ambient Luminaires | Standard | FALSE | [9 empty] | 7/31/2015 | Dimmable | Continuous (Can dim down to ≤ 10% (W)) | Not Yet Verified |  |  | 10816 | 117.3102 | 92.2 |  |  | 5000 | 80
PC5FX7GQ | Hubbell Lighting | Columbia Lighting | HEM8-50ML-DCA-EU | Indoor Luminaires | Linear Ambient | Direct Linear Ambient Luminaires | Standard | FALSE | [9 empty] | 7/31/2015 | Not Dimmable | Not Dimmable | Not Yet Verified |  |  | 11414.7097 | 123.8038 | 92.2 |  |  | 5000 | 80
PN37ZJ85 | Hubbell Lighting | Columbia Lighting | HEM8-50ML-DCA-EDU | Indoor Luminaires | Linear Ambient | Direct Linear Ambient Luminaires | Standard | FALSE | [9 empty] | 7/31/2015 | Dimmable | Continuous (Can dim down to ≤ 10% (W)) | Not Yet Verified |  |  | 11414.7097 | 123.8038 | 92.2 |  |  | 5000 | 80
PN2QA4XD | Hubbell Lighting | Columbia Lighting | HEM8-30HL-RFA-EU | Indoor Luminaires | Linear Ambient | Direct Linear Ambient Luminaires | Standard | FALSE | [9 empty] | 7/31/2015 | Not Dimmable | Not Dimmable | Not Yet Verified |  |  | 11566.3226 | 107.0956 | 108 |  |  | 3000 | 80
PNF13XQ9 | Hubbell Lighting | Columbia Lighting | HEM8-30HL-RFA-EUD | Indoor Luminaires | Linear Ambient | Direct Linear Ambient Luminaires | Standard | FALSE | [9 empty] | 7/31/2015 | Dimmable | Continuous (Can dim down to ≤ 10% (W)) | Not Yet Verified |  |  | 11566.3226 | 107.0956 | 108 |  |  | 3000 | 80
PQBNQ25Z | Hubbell Lighting | Columbia Lighting | HEM8-30HL-DFA-EU | Indoor Luminaires | Linear Ambient | Direct Linear Ambient Luminaires | Standard | FALSE | [9 empty] | 7/31/2015 | Not Dimmable | Not Dimmable | Not Yet Verified |  |  | 12221.1613 | 112.9497 | 108.2 |  |  | 3000 | 80
PNE5BTBC | Hubbell Lighting | Columbia Lighting | HEM8-30HL-DFA-EDU | Indoor Luminaires | Linear Ambient | Direct Linear Ambient Luminaires | Standard | FALSE | [9 empty] | 7/31/2015 | Dimmable | Continuous (Can dim down to ≤ 10% (W)) | Not Yet Verified |  |  | 12221.1613 | 112.9497 | 108.2 |  |  | 3000 | 80
PZ5E4Z74 | Hubbell Lighting | Columbia Lighting | HEM8-30HL-RA-EU | Indoor Luminaires | Linear Ambient | Direct Linear Ambient Luminaires | Standard | FALSE | [9 empty] | 7/31/2015 | Not Dimmable | Not Dimmable | Not Yet Verified |  |  | 11805.8065 | 109.313 | 108 |  |  | 3000 | 80
PUAUF3V1 | Hubbell Lighting | Columbia Lighting | HEM8-30HL-RA-EUD | Indoor Luminaires | Linear Ambient | Direct Linear Ambient Luminaires | Standard | FALSE | [9 empty] | 7/31/2015 | Dimmable | Continuous (Can dim down to ≤ 10% (W)) | Not Yet Verified |  |  | 11805.8065 | 109.313 | 108 |  |  | 3000 | 80
PZR5K2Q8 | Hubbell Lighting | Columbia Lighting | HEM8-30HL-DCA-EU | Indoor Luminaires | Linear Ambient | Direct Linear Ambient Luminaires | Standard | FALSE | [9 empty] | 7/31/2015 | Not Dimmable | Not Dimmable | Not Yet Verified |  |  | 12499.9355 | 115.5262 | 108.2 |  |  | 3000 | 80
P2VKSDEA | Hubbell Lighting | Columbia Lighting | HEM8-30HL-DCA-EDU | Indoor Luminaires | Linear Ambient | Direct Linear Ambient Luminaires | Standard | FALSE | [9 empty] | 7/31/2015 | Dimmable | Continuous (Can dim down to ≤ 10% (W)) | Not Yet Verified |  |  | 12499.9355 | 115.5262 | 108.2 |  |  | 3000 | 80
PWV9MWAX | Hubbell Lighting | Columbia Lighting | HEM8-35HL-RFA-EU | Indoor Luminaires | Linear Ambient | Direct Linear Ambient Luminaires | Standard | FALSE | [9 empty] | 7/31/2015 | Not Dimmable | Not Dimmable | Not Yet Verified |  |  | 12164.5806 | 112.635 | 108 |  |  | 3500 | 80
PKW87TE5 | Hubbell Lighting | Columbia Lighting | HEM8-35HL-RFA-EUD | Indoor Luminaires | Linear Ambient | Direct Linear Ambient Luminaires | Standard | FALSE | [9 empty] | 7/31/2015 | Dimmable | Continuous (Can dim down to ≤ 10% (W)) | Not Yet Verified |  |  | 12164.5806 | 112.635 | 108 |  |  | 3500 | 80
PA4J8J9Y | Hubbell Lighting | Columbia Lighting | HEM8-35HL-DFA-EU | Indoor Luminaires | Linear Ambient | Direct Linear Ambient Luminaires | Standard | FALSE | [9 empty] | 7/31/2015 | Not Dimmable | Not Dimmable | Not Yet Verified |  |  | 12853.2903 | 118.792 | 108.2 |  |  | 3500 | 80
PYA21WE8 | Hubbell Lighting | Columbia Lighting | HEM8-35HL-DFA-EDU | Indoor Luminaires | Linear Ambient | Direct Linear Ambient Luminaires | Standard | FALSE | [9 empty] | 7/31/2015 | Dimmable | Continuous (Can dim down to ≤ 10% (W)) | Not Yet Verified |  |  | 12853.2903 | 118.792 | 108.2 |  |  | 3500 | 80
PK4MV347 | Hubbell Lighting | Columbia Lighting | HEM8-35HL-RA-EU | Indoor Luminaires | Linear Ambient | Direct Linear Ambient Luminaires | Standard | FALSE | [9 empty] | 7/31/2015 | Not Dimmable | Not Dimmable | Not Yet Verified |  |  | 12416.4516 | 114.9671 | 108 |  |  | 3500 | 80
PRV5GUCP | Hubbell Lighting | Columbia Lighting | HEM8-35HL-RA-EUD | Indoor Luminaires | Linear Ambient | Direct Linear Ambient Luminaires | Standard | FALSE | [9 empty] | 7/31/2015 | Dimmable | Continuous (Can dim down to ≤ 10% (W)) | Not Yet Verified |  |  | 12416.4516 | 114.9671 | 108 |  |  | 3500 | 80
P56NJJC2 | Hubbell Lighting | Columbia Lighting | HEM8-35HL-DCA-EU | Indoor Luminaires | Linear Ambient | Direct Linear Ambient Luminaires | Standard | FALSE | [9 empty] | 7/31/2015 | Not Dimmable | Not Dimmable | Not Yet Verified |  |  | 13146.4839 | 121.5017 | 108.2 |  |  | 3500 | 80
P2BU4EN8 | Hubbell Lighting | Columbia Lighting | HEM8-35HL-DCA-EDU | Indoor Luminaires | Linear Ambient | Direct Linear Ambient Luminaires | Standard | FALSE | [9 empty] | 7/31/2015 | Dimmable | Continuous (Can dim down to ≤ 10% (W)) | Not Yet Verified |  |  | 13146.4839 | 121.5017 | 108.2 |  |  | 3500 | 80
PUGV96ZA | Hubbell Lighting | Columbia Lighting | HEM8-40HL-RFA-EU | Indoor Luminaires | Linear Ambient | Direct Linear Ambient Luminaires | Standard | FALSE | [9 empty] | 7/31/2015 | Not Dimmable | Not Dimmable | Not Yet Verified |  |  | 12364 | 114.4815 | 108 |  |  | 4000 | 80
P2WM1M7U | Hubbell Lighting | Columbia Lighting | HEM8-40HL-RFA-EUD | Indoor Luminaires | Linear Ambient | Direct Linear Ambient Luminaires | Standard | FALSE | [9 empty] | 7/31/2015 | Dimmable | Continuous (Can dim down to ≤ 10% (W)) | Not Yet Verified |  |  | 12364 | 114.4815 | 108 |  |  | 4000 | 80
PJP116J4 | Hubbell Lighting | Columbia Lighting | HEM8-40HL-DFA-EU | Indoor Luminaires | Linear Ambient | Direct Linear Ambient Luminaires | Standard | FALSE | [9 empty] | 7/31/2015 | Not Dimmable | Not Dimmable | Not Yet Verified |  |  | 13064 | 120.7394 | 108.2 |  |  | 4000 | 80
PDPSMBFT | Hubbell Lighting | Columbia Lighting | HEM8-40HL-DFA-EDU | Indoor Luminaires | Linear Ambient | Direct Linear Ambient Luminaires | Standard | FALSE | [9 empty] | 7/31/2015 | Dimmable | Continuous (Can dim down to ≤ 10% (W)) | Not Yet Verified |  |  | 13064 | 120.7394 | 108.2 |  |  | 4000 | 80
P331XS96 | Hubbell Lighting | Columbia Lighting | HEM8-40HL-RA-EU | Indoor Luminaires | Linear Ambient | Direct Linear Ambient Luminaires | Standard | FALSE | [9 empty] | 7/31/2015 | Not Dimmable | Not Dimmable | Not Yet Verified |  |  | 12620 | 116.8518 | 108 |  |  | 4000 | 80
PNJHYPPC | Hubbell Lighting | Columbia Lighting | HEM8-40HL-RA-EUD | Indoor Luminaires | Linear Ambient | Direct Linear Ambient Luminaires | Standard | FALSE | [9 empty] | 7/31/2015 | Dimmable | Continuous (Can dim down to ≤ 10% (W)) | Not Yet Verified |  |  | 12620 | 116.8518 | 108 |  |  | 4000 | 80
PKAU8FGT | Hubbell Lighting | Columbia Lighting | HEM8-40HL-DCA-EU | Indoor Luminaires | Linear Ambient | Direct Linear Ambient Luminaires | Standard | FALSE | [9 empty] | 7/31/2015 | Not Dimmable | Not Dimmable | Not Yet Verified |  |  | 13362 | 123.4935 | 108.2 |  |  | 4000 | 80
PX3DJCDR | Hubbell Lighting | Columbia Lighting | HEM8-40HL-DCA-EDU | Indoor Luminaires | Linear Ambient | Direct Linear Ambient Luminaires | Standard | FALSE | [9 empty] | 7/31/2015 | Dimmable | Continuous (Can dim down to ≤ 10% (W)) | Not Yet Verified |  |  | 13362 | 123.4935 | 108.2 |  |  | 4000 | 80
P4DX4TS8 | Hubbell Lighting | Columbia Lighting | HEM8-50HL-RFA-EU | Indoor Luminaires | Linear Ambient | Direct Linear Ambient Luminaires | Standard | FALSE | [9 empty] | 7/31/2015 | Not Dimmable | Not Dimmable | Not Yet Verified |  |  | 12762.8387 | 118.1744 | 108 |  |  | 5000 | 80
P3WC57Y6 | Hubbell Lighting | Columbia Lighting | HEM8-50HL-RFA-EUD | Indoor Luminaires | Linear Ambient | Direct Linear Ambient Luminaires | Standard | FALSE | [9 empty] | 7/31/2015 | Dimmable | Continuous (Can dim down to ≤ 10% (W)) | Not Yet Verified |  |  | 12762.8387 | 118.1744 | 108 |  |  | 5000 | 80
PETBT613 | Hubbell Lighting | Columbia Lighting | HEM8-50HL-DFA-EU | Indoor Luminaires | Linear Ambient | Direct Linear Ambient Luminaires | Standard | FALSE | [9 empty] | 7/31/2015 | Not Dimmable | Not Dimmable | Not Yet Verified |  |  | 13485.4194 | 124.6342 | 108.2 |  |  | 5000 | 80
PN7P69AF | Hubbell Lighting | Columbia Lighting | HEM8-50HL-DFA-EDU | Indoor Luminaires | Linear Ambient | Direct Linear Ambient Luminaires | Standard | FALSE | [9 empty] | 7/31/2015 | Dimmable | Continuous (Can dim down to ≤ 10% (W)) | Not Yet Verified |  |  | 13485.4194 | 124.6342 | 108.2 |  |  | 5000 | 80
P9XNP6QT | Hubbell Lighting | Columbia Lighting | HEM8-50HL-RA-EU | Indoor Luminaires | Linear Ambient | Direct Linear Ambient Luminaires | Standard | FALSE | [9 empty] | 7/31/2015 | Not Dimmable | Not Dimmable | Not Yet Verified |  |  | 13027.0968 | 120.6213 | 108 |  |  | 5000 | 80
PFV566ES | Hubbell Lighting | Columbia Lighting | HEM8-50HL-RA-EUD | Indoor Luminaires | Linear Ambient | Direct Linear Ambient Luminaires | Standard | FALSE | [9 empty] | 7/31/2015 | Dimmable | Continuous (Can dim down to ≤ 10% (W)) | Not Yet Verified |  |  | 13027.0968 | 120.6213 | 108 |  |  | 5000 | 80
PQRCHTWS | Hubbell Lighting | Columbia Lighting | HEM8-50HL-DCA-EU | Indoor Luminaires | Linear Ambient | Direct Linear Ambient Luminaires | Standard | FALSE | [9 empty] | 7/31/2015 | Not Dimmable | Not Dimmable | Not Yet Verified |  |  | 13793.0323 | 127.4772 | 108.2 |  |  | 5000 | 80
PKC2GNXR | Hubbell Lighting | Columbia Lighting | HEM8-50HL-DCA-EDU | Indoor Luminaires | Linear Ambient | Direct Linear Ambient Luminaires | Standard | FALSE | [9 empty] | 7/31/2015 | Dimmable | Continuous (Can dim down to ≤ 10% (W)) | Not Yet Verified |  |  | 13793.0323 | 127.4772 | 108.2 |  |  | 5000 | 80
PFJ7UR34 | Hubbell Lighting | Columbia Lighting | HEM8-30VL-RFA-EU | Indoor Luminaires | Linear Ambient | Direct Linear Ambient Luminaires | Standard | FALSE | [9 empty] | 7/31/2015 | Not Dimmable | Not Dimmable | Not Yet Verified |  |  | 13817.0968 | 103.6 | 135.2 |  |  | 3000 | 80
P91SBHP9 | Hubbell Lighting | Columbia Lighting | HEM8-30VL-RFA-EUD | Indoor Luminaires | Linear Ambient | Direct Linear Ambient Luminaires | Standard | FALSE | [9 empty] | 7/31/2015 | Dimmable | Continuous (Can dim down to ≤ 10% (W)) | Not Yet Verified |  |  | 13817.0968 | 103.6 | 135.2 |  |  | 3000 | 80
P7FX9WK8 | Hubbell Lighting | Columbia Lighting | HEM8-30VL-DFA-EU | Indoor Luminaires | Linear Ambient | Direct Linear Ambient Luminaires | Standard | FALSE | [9 empty] | 7/31/2015 | Not Dimmable | Not Dimmable | Not Yet Verified |  |  | 14735.7419 | 108.8312 | 135.4 |  |  | 3000 | 80
PSKYRQYY | Hubbell Lighting | Columbia Lighting | HEM8-30VL-DFA-EDU | Indoor Luminaires | Linear Ambient | Direct Linear Ambient Luminaires | Standard | FALSE | [9 empty] | 7/31/2015 | Dimmable | Continuous (Can dim down to ≤ 10% (W)) | Not Yet Verified |  |  | 14735.7419 | 108.8312 | 135.4 |  |  | 3000 | 80
PUWFU3C9 | Hubbell Lighting | Columbia Lighting | HEM8-30VL-RA-EU | Indoor Luminaires | Linear Ambient | Direct Linear Ambient Luminaires | Standard | FALSE | [9 empty] | 7/31/2015 | Not Dimmable | Not Dimmable | Not Yet Verified |  |  | 14309.1613 | 106.3088 | 134.6 |  |  | 3000 | 80
PK8NRNYR | Hubbell Lighting | Columbia Lighting | HEM8-30VL-RA-EUD | Indoor Luminaires | Linear Ambient | Direct Linear Ambient Luminaires | Standard | FALSE | [9 empty] | 7/31/2015 | Dimmable | Continuous (Can dim down to ≤ 10% (W)) | Not Yet Verified |  |  | 14309.1613 | 106.3088 | 134.6 |  |  | 3000 | 80
P1WGKHTN | Hubbell Lighting | Columbia Lighting | HEM8-30VL-DCA-EU | Indoor Luminaires | Linear Ambient | Direct Linear Ambient Luminaires | Standard | FALSE | [9 empty] | 7/31/2015 | Not Dimmable | Not Dimmable | Not Yet Verified |  |  | 15274.5806 | 113.4813 | 134.6 |  |  | 3000 | 80
P6EH1MTY | Hubbell Lighting | Columbia Lighting | HEM8-30VL-DCA-EDU | Indoor Luminaires | Linear Ambient | Direct Linear Ambient Luminaires | Standard | FALSE | [9 empty] | 7/31/2015 | Dimmable | Continuous (Can dim down to ≤ 10% (W)) | Not Yet Verified |  |  | 15274.5806 | 113.4813 | 134.6 |  |  | 3000 | 80
P8HCBDEQ | Hubbell Lighting | Columbia Lighting | HEM8-35VL-RFA-EU | Indoor Luminaires | Linear Ambient | Direct Linear Ambient Luminaires | Standard | FALSE | [9 empty] | 7/31/2015 | Not Dimmable | Not Dimmable | Not Yet Verified |  |  | 14531.7742 | 107.4835 | 135.2 |  |  | 3500 | 80
PDKSRK9X | Hubbell Lighting | Columbia Lighting | HEM8-35VL-RFA-EUD | Indoor Luminaires | Linear Ambient | Direct Linear Ambient Luminaires | Standard | FALSE | [9 empty] | 7/31/2015 | Dimmable | Continuous (Can dim down to ≤ 10% (W)) | Not Yet Verified |  |  | 14531.7742 | 107.4835 | 135.2 |  |  | 3500 | 80
PHKUJXS2 | Hubbell Lighting | Columbia Lighting | HEM8-35VL-DFA-EU | Indoor Luminaires | Linear Ambient | Direct Linear Ambient Luminaires | Standard | FALSE | [9 empty] | 7/31/2015 | Not Dimmable | Not Dimmable | Not Yet Verified |  |  | 15497.9355 | 114.4604 | 135.4 |  |  | 3500 | 80
PZSFGFMX | Hubbell Lighting | Columbia Lighting | HEM8-35VL-DFA-EDU | Indoor Luminaires | Linear Ambient | Direct Linear Ambient Luminaires | Standard | FALSE | [9 empty] | 7/31/2015 | Dimmable | Continuous (Can dim down to ≤ 10% (W)) | Not Yet Verified |  |  | 15497.9355 | 114.4604 | 135.4 |  |  | 3500 | 80
PS73RVKM | Hubbell Lighting | Columbia Lighting | HEM8-35VL-RA-EU | Indoor Luminaires | Linear Ambient | Direct Linear Ambient Luminaires | Standard | FALSE | [9 empty] | 7/31/2015 | Not Dimmable | Not Dimmable | Not Yet Verified |  |  | 15049.2903 | 111.8075 | 134.6 |  |  | 3500 | 80
PZJPHUAW | Hubbell Lighting | Columbia Lighting | HEM8-35VL-RA-EUD | Indoor Luminaires | Linear Ambient | Direct Linear Ambient Luminaires | Standard | FALSE | [9 empty] | 7/31/2015 | Dimmable | Continuous (Can dim down to ≤ 10% (W)) | Not Yet Verified |  |  | 15049.2903 | 111.8075 | 134.6 |  |  | 3500 | 80
PMZ57T1Y | Hubbell Lighting | Columbia Lighting | HEM8-35VL-DCA-EU | Indoor Luminaires | Linear Ambient | Direct Linear Ambient Luminaires | Standard | FALSE | [9 empty] | 7/31/2015 | Not Dimmable | Not Dimmable | Not Yet Verified |  |  | 16064.6452 | 119.351 | 134.6 |  |  | 3500 | 80
P5ZSZA7J | Hubbell Lighting | Columbia Lighting | HEM8-35VL-DCA-EDU | Indoor Luminaires | Linear Ambient | Direct Linear Ambient Luminaires | Standard | FALSE | [9 empty] | 7/31/2015 | Dimmable | Continuous (Can dim down to ≤ 10% (W)) | Not Yet Verified |  |  | 16064.6452 | 119.351 | 134.6 |  |  | 3500 | 80
P265842X | Hubbell Lighting | Columbia Lighting | HEM8-40VL-RFA-EU | Indoor Luminaires | Linear Ambient | Direct Linear Ambient Luminaires | Standard | FALSE | [9 empty] | 7/31/2015 | Not Dimmable | Not Dimmable | Not Yet Verified |  |  | 14770 | 109.2456 | 135.2 |  |  | 4000 | 80
PNZ91YKU | Hubbell Lighting | Columbia Lighting | HEM8-40VL-RFA-EUD | Indoor Luminaires | Linear Ambient | Direct Linear Ambient Luminaires | Standard | FALSE | [9 empty] | 7/31/2015 | Dimmable | Continuous (Can dim down to ≤ 10% (W)) | Not Yet Verified |  |  | 14770 | 109.2456 | 135.2 |  |  | 4000 | 80
PAEBDSFN | Hubbell Lighting | Columbia Lighting | HEM8-40VL-DFA-EU | Indoor Luminaires | Linear Ambient | Direct Linear Ambient Luminaires | Standard | FALSE | [9 empty] | 7/31/2015 | Not Dimmable | Not Dimmable | Not Yet Verified |  |  | 15752 | 116.3368 | 135.4 |  |  | 4000 | 80
P3MJXV9W | Hubbell Lighting | Columbia Lighting | HEM8-40VL-DFA-EDU | Indoor Luminaires | Linear Ambient | Direct Linear Ambient Luminaires | Standard | FALSE | [9 empty] | 7/31/2015 | Dimmable | Continuous (Can dim down to ≤ 10% (W)) | Not Yet Verified |  |  | 15752 | 116.3368 | 135.4 |  |  | 4000 | 80
PHK2VPC7 | Hubbell Lighting | Columbia Lighting | HEM8-40VL-RA-EU | Indoor Luminaires | Linear Ambient | Direct Linear Ambient Luminaires | Standard | FALSE | [9 empty] | 7/31/2015 | Not Dimmable | Not Dimmable | Not Yet Verified |  |  | 15296 | 113.6404 | 134.6 |  |  | 4000 | 80
PNTJZH88 | Hubbell Lighting | Columbia Lighting | HEM8-40VL-RA-EUD | Indoor Luminaires | Linear Ambient | Direct Linear Ambient Luminaires | Standard | FALSE | [9 empty] | 7/31/2015 | Dimmable | Continuous (Can dim down to ≤ 10% (W)) | Not Yet Verified |  |  | 15296 | 113.6404 | 134.6 |  |  | 4000 | 80
P95F4RE4 | Hubbell Lighting | Columbia Lighting | HEM8-40VL-DCA-EU | Indoor Luminaires | Linear Ambient | Direct Linear Ambient Luminaires | Standard | FALSE | [9 empty] | 7/31/2015 | Not Dimmable | Not Dimmable | Not Yet Verified |  |  | 16328 | 121.3076 | 134.6 |  |  | 4000 | 80
PURWU269 | Hubbell Lighting | Columbia Lighting | HEM8-40VL-DCA-EDU | Indoor Luminaires | Linear Ambient | Direct Linear Ambient Luminaires | Standard | FALSE | [9 empty] | 7/31/2015 | Dimmable | Continuous (Can dim down to ≤ 10% (W)) | Not Yet Verified |  |  | 16328 | 121.3076 | 134.6 |  |  | 4000 | 80
PVVKH3AE | Hubbell Lighting | Columbia Lighting | HEM8-50VL-RFA-EU | Indoor Luminaires | Linear Ambient | Direct Linear Ambient Luminaires | Standard | FALSE | [9 empty] | 7/31/2015 | Not Dimmable | Not Dimmable | Not Yet Verified |  |  | 15246.4516 | 112.7696 | 135.2 |  |  | 5000 | 80
PPHFKHWX | Hubbell Lighting | Columbia Lighting | HEM8-50VL-RFA-EUD | Indoor Luminaires | Linear Ambient | Direct Linear Ambient Luminaires | Standard | FALSE | [9 empty] | 7/31/2015 | Dimmable | Continuous (Can dim down to ≤ 10% (W)) | Not Yet Verified |  |  | 15246.4516 | 112.7696 | 135.2 |  |  | 5000 | 80
PX2PHGQ3 | Hubbell Lighting | Columbia Lighting | HEM8-50VL-DFA-EU | Indoor Luminaires | Linear Ambient | Direct Linear Ambient Luminaires | Standard | FALSE | [9 empty] | 7/31/2015 | Not Dimmable | Not Dimmable | Not Yet Verified |  |  | 16260.129 | 120.0896 | 135.4 |  |  | 5000 | 80
PRD3E52Y | Hubbell Lighting | Columbia Lighting | HEM8-50VL-DFA-EDU | Indoor Luminaires | Linear Ambient | Direct Linear Ambient Luminaires | Standard | FALSE | [9 empty] | 7/31/2015 | Dimmable | Continuous (Can dim down to ≤ 10% (W)) | Not Yet Verified |  |  | 16260.129 | 120.0896 | 135.4 |  |  | 5000 | 80
P5FAXF82 | Hubbell Lighting | Columbia Lighting | HEM8-50VL-RA-EU | Indoor Luminaires | Linear Ambient | Direct Linear Ambient Luminaires | Standard | FALSE | [9 empty] | 7/31/2015 | Not Dimmable | Not Dimmable | Not Yet Verified |  |  | 15789.4194 | 117.3062 | 134.6 |  |  | 5000 | 80
P79SR74V | Hubbell Lighting | Columbia Lighting | HEM8-50VL-RA-EUD | Indoor Luminaires | Linear Ambient | Direct Linear Ambient Luminaires | Standard | FALSE | [9 empty] | 7/31/2015 | Dimmable | Continuous (Can dim down to ≤ 10% (W)) | Not Yet Verified |  |  | 15789.4194 | 117.3062 | 134.6 |  |  | 5000 | 80
PX9UHTG7 | Hubbell Lighting | Columbia Lighting | HEM8-50VL-DCA-EU | Indoor Luminaires | Linear Ambient | Direct Linear Ambient Luminaires | Standard | FALSE | [9 empty] | 7/31/2015 | Not Dimmable | Not Dimmable | Not Yet Verified |  |  | 16854.7097 | 125.2207 | 134.6 |  |  | 5000 | 80
PZHMUSFE | Hubbell Lighting | Columbia Lighting | HEM8-50VL-DCA-EDU | Indoor Luminaires | Linear Ambient | Direct Linear Ambient Luminaires | Standard | FALSE | [9 empty] | 7/31/2015 | Dimmable | Continuous (Can dim down to ≤ 10% (W)) | Not Yet Verified |  |  | 16854.7097 | 125.2207 | 134.6 |  |  | 5000 | 80
P395NPGU | Hubbell Lighting | Columbia Lighting | HEM4-30ML-RFA-EUD | Indoor Luminaires | Linear Ambient | Direct Linear Ambient Luminaires | Standard | FALSE | [9 empty] | 7/31/2015 | Dimmable | Continuous (Can dim down to ≤ 10% (W)) | Not Yet Verified |  |  | 4901 | 106.271 | 46.1 |  |  | 3000 | 80
P31R76X2 | Hubbell Lighting | Columbia Lighting | HEM4-30ML-DFA-EU | Indoor Luminaires | Linear Ambient | Direct Linear Ambient Luminaires | Standard | FALSE | [9 empty] | 7/31/2015 | Not Dimmable | Not Dimmable | Not Yet Verified |  |  | 5075 | 110.1064 | 46.1 |  |  | 3000 | 80
PKN45QBS | Hubbell Lighting | Columbia Lighting | HEM4-30ML-DFA-EDU | Indoor Luminaires | Linear Ambient | Direct Linear Ambient Luminaires | Standard | FALSE | [9 empty] | 7/31/2015 | Dimmable | Continuous (Can dim down to ≤ 10% (W)) | Not Yet Verified |  |  | 5075 | 110.1064 | 46.1 |  |  | 3000 | 80
PNUKBYSN | Hubbell Lighting | Columbia Lighting | HEM4-30ML-RA-EU | Indoor Luminaires | Linear Ambient | Direct Linear Ambient Luminaires | Standard | FALSE | [9 empty] | 7/31/2015 | Not Dimmable | Not Dimmable | Not Yet Verified |  |  | 4901 | 106.271 | 46.1 |  |  | 3000 | 80
P739F2Q1 | Hubbell Lighting | Columbia Lighting | HEM4-30ML-RA-EUD | Indoor Luminaires | Linear Ambient | Direct Linear Ambient Luminaires | Standard | FALSE | [9 empty] | 7/31/2015 | Dimmable | Continuous (Can dim down to ≤ 10% (W)) | Not Yet Verified |  |  | 4901 | 106.271 | 46.1 |  |  | 3000 | 80
PQ1CCM66 | Hubbell Lighting | Columbia Lighting | HEM4-30ML-DCA-EU | Indoor Luminaires | Linear Ambient | Direct Linear Ambient Luminaires | Standard | FALSE | [9 empty] | 7/31/2015 | Not Dimmable | Not Dimmable | Not Yet Verified |  |  | 5172.2903 | 112.1645 | 46.1 |  |  | 3000 | 80
PYBTTUPP | Hubbell Lighting | Columbia Lighting | HEM4-30ML-DCA-EDU | Indoor Luminaires | Linear Ambient | Direct Linear Ambient Luminaires | Standard | FALSE | [9 empty] | 7/31/2015 | Dimmable | Continuous (Can dim down to ≤ 10% (W)) | Not Yet Verified |  |  | 5172.2903 | 112.1645 | 46.1 |  |  | 3000 | 80
PGB4VKHR | Hubbell Lighting | Columbia Lighting | HEM4-35ML-RFA-EU | Indoor Luminaires | Linear Ambient | Direct Linear Ambient Luminaires | Standard | FALSE | [9 empty] | 7/31/2015 | Not Dimmable | Not Dimmable | Not Yet Verified |  |  | 5154.5 | 111.7677 | 46.1 |  |  | 3500 | 80
PRVK11G5 | Hubbell Lighting | Columbia Lighting | HEM4-35ML-RFA-EUD | Indoor Luminaires | Linear Ambient | Direct Linear Ambient Luminaires | Standard | FALSE | [9 empty] | 7/31/2015 | Dimmable | Continuous (Can dim down to ≤ 10% (W)) | Not Yet Verified |  |  | 5154.5 | 111.7677 | 46.1 |  |  | 3500 | 80
P8R1EHB5 | Hubbell Lighting | Columbia Lighting | HEM4-35ML-DFA-EU | Indoor Luminaires | Linear Ambient | Direct Linear Ambient Luminaires | Standard | FALSE | [9 empty] | 7/31/2015 | Not Dimmable | Not Dimmable | Not Yet Verified |  |  | 5337.5 | 115.8016 | 46.1 |  |  | 3500 | 80
PW13DFWY | Hubbell Lighting | Columbia Lighting | HEM4-35ML-DFA-EDU | Indoor Luminaires | Linear Ambient | Direct Linear Ambient Luminaires | Standard | FALSE | [9 empty] | 7/31/2015 | Dimmable | Continuous (Can dim down to ≤ 10% (W)) | Not Yet Verified |  |  | 5337.5 | 115.8016 | 46.1 |  |  | 3500 | 80
PT2UDC81 | Hubbell Lighting | Columbia Lighting | HEM4-35ML-RA-EU | Indoor Luminaires | Linear Ambient | Direct Linear Ambient Luminaires | Standard | FALSE | [9 empty] | 7/31/2015 | Not Dimmable | Not Dimmable | Not Yet Verified |  |  | 5154.5 | 111.7677 | 46.1 |  |  | 3500 | 80
P2FVRFK9 | Hubbell Lighting | Columbia Lighting | HEM4-35ML-RA-EUD | Indoor Luminaires | Linear Ambient | Direct Linear Ambient Luminaires | Standard | FALSE | [9 empty] | 7/31/2015 | Dimmable | Continuous (Can dim down to ≤ 10% (W)) | Not Yet Verified |  |  | 5154.5 | 111.7677 | 46.1 |  |  | 3500 | 80
PF2MVYA1 | Hubbell Lighting | Columbia Lighting | HEM4-35ML-DCA-EU | Indoor Luminaires | Linear Ambient | Direct Linear Ambient Luminaires | Standard | FALSE | [9 empty] | 7/31/2015 | Not Dimmable | Not Dimmable | Not Yet Verified |  |  | 5439.8226 | 117.9661 | 46.1 |  |  | 3500 | 80
PV2NMMUW | Hubbell Lighting | Columbia Lighting | HEM4-35ML-DCA-EDU | Indoor Luminaires | Linear Ambient | Direct Linear Ambient Luminaires | Standard | FALSE | [9 empty] | 7/31/2015 | Dimmable | Continuous (Can dim down to ≤ 10% (W)) | Not Yet Verified |  |  | 5439.8226 | 117.9661 | 46.1 |  |  | 3500 | 80
PKASEX28 | Hubbell Lighting | Columbia Lighting | HEM4-40ML-RFA-EU | Indoor Luminaires | Linear Ambient | Direct Linear Ambient Luminaires | Standard | FALSE | [9 empty] | 7/31/2015 | Not Dimmable | Not Dimmable | Not Yet Verified |  |  | 5239 | 113.6 | 46.1 |  |  | 4000 | 80
P32WXJEF | Hubbell Lighting | Columbia Lighting | HEM4-40ML-RFA-EUD | Indoor Luminaires | Linear Ambient | Direct Linear Ambient Luminaires | Standard | FALSE | [9 empty] | 7/31/2015 | Dimmable | Continuous (Can dim down to ≤ 10% (W)) | Not Yet Verified |  |  | 5239 | 113.6 | 46.1 |  |  | 4000 | 80
PKFYB16Q | Hubbell Lighting | Columbia Lighting | HEM4-40ML-DFA-EU | Indoor Luminaires | Linear Ambient | Direct Linear Ambient Luminaires | Standard | FALSE | [9 empty] | 7/31/2015 | Not Dimmable | Not Dimmable | Not Yet Verified |  |  | 5425 | 117.7 | 46.1 |  |  | 4000 | 80
P9RTSV78 | Hubbell Lighting | Columbia Lighting | HEM4-40ML-DFA-EDU | Indoor Luminaires | Linear Ambient | Direct Linear Ambient Luminaires | Standard | FALSE | [9 empty] | 7/31/2015 | Dimmable | Continuous (Can dim down to ≤ 10% (W)) | Not Yet Verified |  |  | 5425 | 117.7 | 46.1 |  |  | 4000 | 80
P9F22PDS | Hubbell Lighting | Columbia Lighting | HEM4-40ML-RA-EU | Indoor Luminaires | Linear Ambient | Direct Linear Ambient Luminaires | Standard | FALSE | [9 empty] | 7/31/2015 | Not Dimmable | Not Dimmable | Not Yet Verified |  |  | 5239 | 113.6 | 46.1 |  |  | 4000 | 80
PEDMTTBP | Hubbell Lighting | Columbia Lighting | HEM4-40ML-RA-EUD | Indoor Luminaires | Linear Ambient | Direct Linear Ambient Luminaires | Standard | FALSE | [9 empty] | 7/31/2015 | Dimmable | Continuous (Can dim down to ≤ 10% (W)) | Not Yet Verified |  |  | 5239 | 113.6 | 46.1 |  |  | 4000 | 80
P918Q6VJ | Hubbell Lighting | Columbia Lighting | HEM4-40ML-DCA-EU | Indoor Luminaires | Linear Ambient | Direct Linear Ambient Luminaires | Standard | FALSE | [9 empty] | 7/31/2015 | Not Dimmable | Not Dimmable | Not Yet Verified |  |  | 5529 | 119.9 | 46.1 |  |  | 4000 | 80
PWYKVYGK | Hubbell Lighting | Columbia Lighting | HEM4-40ML-DCA-EDU | Indoor Luminaires | Linear Ambient | Direct Linear Ambient Luminaires | Standard | FALSE | [9 empty] | 7/31/2015 | Dimmable | Continuous (Can dim down to ≤ 10% (W)) | Not Yet Verified |  |  | 5529 | 119.9 | 46.1 |  |  | 4000 | 80
PV8XC494 | Hubbell Lighting | Columbia Lighting | HEM4-50ML-RFA-EU | Indoor Luminaires | Linear Ambient | Direct Linear Ambient Luminaires | Standard | FALSE | [9 empty] | 7/31/2015 | Not Dimmable | Not Dimmable | Not Yet Verified |  |  | 5408 | 117.2645 | 46.1 |  |  | 5000 | 80
PV465AYE | Hubbell Lighting | Columbia Lighting | HEM4-50ML-RFA-EUD | Indoor Luminaires | Linear Ambient | Direct Linear Ambient Luminaires | Standard | FALSE | [9 empty] | 7/31/2015 | Dimmable | Continuous (Can dim down to ≤ 10% (W)) | Not Yet Verified |  |  | 5408 | 117.2645 | 46.1 |  |  | 5000 | 80
PCNTG4A9 | Hubbell Lighting | Columbia Lighting | HEM4-50ML-DFA-EU | Indoor Luminaires | Linear Ambient | Direct Linear Ambient Luminaires | Standard | FALSE | [9 empty] | 7/31/2015 | Not Dimmable | Not Dimmable | Not Yet Verified |  |  | 5600 | 121.4968 | 46.1 |  |  | 5000 | 80
PZVBYNYP | Hubbell Lighting | Columbia Lighting | HEM4-50ML-DFA-EDU | Indoor Luminaires | Linear Ambient | Direct Linear Ambient Luminaires | Standard | FALSE | [9 empty] | 7/31/2015 | Dimmable | Continuous (Can dim down to ≤ 10% (W)) | Not Yet Verified |  |  | 5600 | 121.4968 | 46.1 |  |  | 5000 | 80
PTSF17GV | Hubbell Lighting | Columbia Lighting | HEM4-50ML-RA-EU | Indoor Luminaires | Linear Ambient | Direct Linear Ambient Luminaires | Standard | FALSE | [9 empty] | 7/31/2015 | Not Dimmable | Not Dimmable | Not Yet Verified |  |  | 5408 | 117.2645 | 46.1 |  |  | 5000 | 80
PEYQZBVQ | Hubbell Lighting | Columbia Lighting | HEM4-50ML-RA-EUD | Indoor Luminaires | Linear Ambient | Direct Linear Ambient Luminaires | Standard | FALSE | [9 empty] | 7/31/2015 | Dimmable | Continuous (Can dim down to ≤ 10% (W)) | Not Yet Verified |  |  | 5408 | 117.2645 | 46.1 |  |  | 5000 | 80
P6BV56EU | Hubbell Lighting | Columbia Lighting | HEM4-50ML-DCA-EU | Indoor Luminaires | Linear Ambient | Direct Linear Ambient Luminaires | Standard | FALSE | [9 empty] | 7/31/2015 | Not Dimmable | Not Dimmable | Not Yet Verified |  |  | 5707.3548 | 123.7677 | 46.1 |  |  | 5000 | 80
PM2P4FK5 | Hubbell Lighting | Columbia Lighting | HEM4-50ML-DCA-EDU | Indoor Luminaires | Linear Ambient | Direct Linear Ambient Luminaires | Standard | FALSE | [9 empty] | 7/31/2015 | Dimmable | Continuous (Can dim down to ≤ 10% (W)) | Not Yet Verified |  |  | 5707.3548 | 123.7677 | 46.1 |  |  | 5000 | 80
PPVQSMRC | Hubbell Lighting | Columbia Lighting | HEM4-30HL-RFA-EU | Indoor Luminaires | Linear Ambient | Direct Linear Ambient Luminaires | Standard | FALSE | [9 empty] | 7/31/2015 | Not Dimmable | Not Dimmable | Not Yet Verified |  |  | 5783.1613 | 107.1129 | 54 |  |  | 3000 | 80
PN1DDSU7 | Hubbell Lighting | Columbia Lighting | HEM4-30HL-RFA-EUD | Indoor Luminaires | Linear Ambient | Direct Linear Ambient Luminaires | Standard | FALSE | [9 empty] | 7/31/2015 | Dimmable | Continuous (Can dim down to ≤ 10% (W)) | Not Yet Verified |  |  | 5783.1613 | 107.1129 | 54 |  |  | 3000 | 80
PYDT3RV3 | Hubbell Lighting | Columbia Lighting | HEM4-30HL-DFA-EU | Indoor Luminaires | Linear Ambient | Direct Linear Ambient Luminaires | Standard | FALSE | [9 empty] | 7/31/2015 | Not Dimmable | Not Dimmable | Not Yet Verified |  |  | 6110.5806 | 112.9129 | 54.1 |  |  | 3000 | 80
PTS4ST4F | Hubbell Lighting | Columbia Lighting | HEM4-30HL-DFA-EDU | Indoor Luminaires | Linear Ambient | Direct Linear Ambient Luminaires | Standard | FALSE | [9 empty] | 7/31/2015 | Dimmable | Continuous (Can dim down to ≤ 10% (W)) | Not Yet Verified |  |  | 6110.5806 | 112.9129 | 54.1 |  |  | 3000 | 80
PZ3726Z1 | Hubbell Lighting | Columbia Lighting | HEM4-30HL-RA-EU | Indoor Luminaires | Linear Ambient | Direct Linear Ambient Luminaires | Standard | FALSE | [9 empty] | 7/31/2015 | Not Dimmable | Not Dimmable | Not Yet Verified |  |  | 5902.9032 | 109.3581 | 54 |  |  | 3000 | 80
PCAHZEMU | Hubbell Lighting | Columbia Lighting | HEM4-30HL-RA-EUD | Indoor Luminaires | Linear Ambient | Direct Linear Ambient Luminaires | Standard | FALSE | [9 empty] | 7/31/2015 | Dimmable | Continuous (Can dim down to ≤ 10% (W)) | Not Yet Verified |  |  | 5902.9032 | 109.3581 | 54 |  |  | 3000 | 80
PMS2PVWX | Hubbell Lighting | Columbia Lighting | HEM4-30HL-DCA-EU | Indoor Luminaires | Linear Ambient | Direct Linear Ambient Luminaires | Standard | FALSE | [9 empty] | 7/31/2015 | Not Dimmable | Not Dimmable | Not Yet Verified |  |  | 6249.9677 | 115.5323 | 54.1 |  |  | 3000 | 80
PY5AZ1B6 | Hubbell Lighting | Columbia Lighting | HEM4-30HL-DCA-EDU | Indoor Luminaires | Linear Ambient | Direct Linear Ambient Luminaires | Standard | FALSE | [9 empty] | 7/31/2015 | Dimmable | Continuous (Can dim down to ≤ 10% (W)) | Not Yet Verified |  |  | 6249.9677 | 115.5323 | 54.1 |  |  | 3000 | 80
PDVA4W6X | Hubbell Lighting | Columbia Lighting | HEM4-35HL-RFA-EU | Indoor Luminaires | Linear Ambient | Direct Linear Ambient Luminaires | Standard | FALSE | [9 empty] | 7/31/2015 | Not Dimmable | Not Dimmable | Not Yet Verified |  |  | 6082.2903 | 112.6532 | 54 |  |  | 3500 | 80
P8FMW5GV | Hubbell Lighting | Columbia Lighting | HEM4-35HL-RFA-EUD | Indoor Luminaires | Linear Ambient | Direct Linear Ambient Luminaires | Standard | FALSE | [9 empty] | 7/31/2015 | Dimmable | Continuous (Can dim down to ≤ 10% (W)) | Not Yet Verified |  |  | 6082.2903 | 112.6532 | 54 |  |  | 3500 | 80
PCKDMHJF | Hubbell Lighting | Columbia Lighting | HEM4-35HL-DFA-EU | Indoor Luminaires | Linear Ambient | Direct Linear Ambient Luminaires | Standard | FALSE | [9 empty] | 7/31/2015 | Not Dimmable | Not Dimmable | Not Yet Verified |  |  | 6426.6452 | 118.7532 | 54.1 |  |  | 3500 | 80
P9BC7HTB | Hubbell Lighting | Columbia Lighting | HEM4-35HL-DFA-EDU | Indoor Luminaires | Linear Ambient | Direct Linear Ambient Luminaires | Standard | FALSE | [9 empty] | 7/31/2015 | Dimmable | Continuous (Can dim down to ≤ 10% (W)) | Not Yet Verified |  |  | 6426.6452 | 118.7532 | 54.1 |  |  | 3500 | 80
P76BEY59 | Hubbell Lighting | Columbia Lighting | HEM4-35HL-RA-EU | Indoor Luminaires | Linear Ambient | Direct Linear Ambient Luminaires | Standard | FALSE | [9 empty] | 7/31/2015 | Not Dimmable | Not Dimmable | Not Yet Verified |  |  | 6208.2258 | 115.0145 | 54 |  |  | 3500 | 80
PQH5UQ7P | Hubbell Lighting | Columbia Lighting | HEM4-35HL-RA-EUD | Indoor Luminaires | Linear Ambient | Direct Linear Ambient Luminaires | Standard | FALSE | [9 empty] | 7/31/2015 | Dimmable | Continuous (Can dim down to ≤ 10% (W)) | Not Yet Verified |  |  | 6208.2258 | 115.0145 | 54 |  |  | 3500 | 80
PKR31QCV | Hubbell Lighting | Columbia Lighting | HEM4-35HL-DCA-EU | Indoor Luminaires | Linear Ambient | Direct Linear Ambient Luminaires | Standard | FALSE | [9 empty] | 7/31/2015 | Not Dimmable | Not Dimmable | Not Yet Verified |  |  | 6573.2419 | 121.5081 | 54.1 |  |  | 3500 | 80
PU7PT3ZE | Hubbell Lighting | Columbia Lighting | HEM4-35HL-DCA-EDU | Indoor Luminaires | Linear Ambient | Direct Linear Ambient Luminaires | Standard | FALSE | [9 empty] | 7/31/2015 | Dimmable | Continuous (Can dim down to ≤ 10% (W)) | Not Yet Verified |  |  | 6573.2419 | 121.5081 | 54.1 |  |  | 3500 | 80
PU76NPVA | Hubbell Lighting | Columbia Lighting | HEM4-40HL-RFA-EU | Indoor Luminaires | Linear Ambient | Direct Linear Ambient Luminaires | Standard | FALSE | [9 empty] | 7/31/2015 | Not Dimmable | Not Dimmable | Not Yet Verified |  |  | 6182 | 114.5 | 54 |  |  | 4000 | 80
PJJRGMWY | Hubbell Lighting | Columbia Lighting | HEM4-40HL-RFA-EUD | Indoor Luminaires | Linear Ambient | Direct Linear Ambient Luminaires | Standard | FALSE | [9 empty] | 7/31/2015 | Dimmable | Continuous (Can dim down to ≤ 10% (W)) | Not Yet Verified |  |  | 6182 | 114.5 | 54 |  |  | 4000 | 80
PCH33M3Z | Hubbell Lighting | Columbia Lighting | HEM4-40HL-DFA-EU | Indoor Luminaires | Linear Ambient | Direct Linear Ambient Luminaires | Standard | FALSE | [9 empty] | 7/31/2015 | Not Dimmable | Not Dimmable | Not Yet Verified |  |  | 6532 | 120.7 | 54.1 |  |  | 4000 | 80
PWJF4RRN | Hubbell Lighting | Columbia Lighting | HEM4-40HL-DFA-EDU | Indoor Luminaires | Linear Ambient | Direct Linear Ambient Luminaires | Standard | FALSE | [9 empty] | 7/31/2015 | Dimmable | Continuous (Can dim down to ≤ 10% (W)) | Not Yet Verified |  |  | 6532 | 120.7 | 54.1 |  |  | 4000 | 80
P9YX5E46 | Hubbell Lighting | Columbia Lighting | HEM4-40HL-RA-EU | Indoor Luminaires | Linear Ambient | Direct Linear Ambient Luminaires | Standard | FALSE | [9 empty] | 7/31/2015 | Not Dimmable | Not Dimmable | Not Yet Verified |  |  | 6310 | 116.9 | 54 |  |  | 4000 | 80
PK8FBMNA | Hubbell Lighting | Columbia Lighting | HEM4-40HL-RA-EUD | Indoor Luminaires | Linear Ambient | Direct Linear Ambient Luminaires | Standard | FALSE | [9 empty] | 7/31/2015 | Dimmable | Continuous (Can dim down to ≤ 10% (W)) | Not Yet Verified |  |  | 6310 | 116.9 | 54 |  |  | 4000 | 80
PFMUCS7S | Hubbell Lighting | Columbia Lighting | HEM4-40HL-DCA-EU | Indoor Luminaires | Linear Ambient | Direct Linear Ambient Luminaires | Standard | FALSE | [9 empty] | 7/31/2015 | Not Dimmable | Not Dimmable | Not Yet Verified |  |  | 6681 | 123.5 | 54.1 |  |  | 4000 | 80
PZWZR7R7 | Hubbell Lighting | Columbia Lighting | HEM4-40HL-DCA-EDU | Indoor Luminaires | Linear Ambient | Direct Linear Ambient Luminaires | Standard | FALSE | [9 empty] | 7/31/2015 | Dimmable | Continuous (Can dim down to ≤ 10% (W)) | Not Yet Verified |  |  | 6681 | 123.5 | 54.1 |  |  | 4000 | 80
PY1U8DXK | Hubbell Lighting | Columbia Lighting | HEM4-50HL-RFA-EU | Indoor Luminaires | Linear Ambient | Direct Linear Ambient Luminaires | Standard | FALSE | [9 empty] | 7/31/2015 | Not Dimmable | Not Dimmable | Not Yet Verified |  |  | 6381.4194 | 118.1936 | 54 |  |  | 5000 | 80
PV4MG232 | Hubbell Lighting | Columbia Lighting | HEM4-50HL-RFA-EUD | Indoor Luminaires | Linear Ambient | Direct Linear Ambient Luminaires | Standard | FALSE | [9 empty] | 7/31/2015 | Dimmable | Continuous (Can dim down to ≤ 10% (W)) | Not Yet Verified |  |  | 6381.4194 | 118.1936 | 54 |  |  | 5000 | 80
PJW29QYR | Hubbell Lighting | Columbia Lighting | HEM4-50HL-DFA-EU | Indoor Luminaires | Linear Ambient | Direct Linear Ambient Luminaires | Standard | FALSE | [9 empty] | 7/31/2015 | Not Dimmable | Not Dimmable | Not Yet Verified |  |  | 6742.7097 | 124.5935 | 54.1 |  |  | 5000 | 80
P8X19U5J | Hubbell Lighting | Columbia Lighting | HEM4-50HL-DFA-EDU | Indoor Luminaires | Linear Ambient | Direct Linear Ambient Luminaires | Standard | FALSE | [9 empty] | 7/31/2015 | Dimmable | Continuous (Can dim down to ≤ 10% (W)) | Not Yet Verified |  |  | 6742.7097 | 124.5935 | 54.1 |  |  | 5000 | 80
PC7PGP8X | Hubbell Lighting | Columbia Lighting | HEM4-50HL-RA-EU | Indoor Luminaires | Linear Ambient | Direct Linear Ambient Luminaires | Standard | FALSE | [9 empty] | 7/31/2015 | Not Dimmable | Not Dimmable | Not Yet Verified |  |  | 6513.5484 | 120.671 | 54 |  |  | 5000 | 80
PHXDGZZV | Hubbell Lighting | Columbia Lighting | HEM4-50HL-RA-EUD | Indoor Luminaires | Linear Ambient | Direct Linear Ambient Luminaires | Standard | FALSE | [9 empty] | 7/31/2015 | Dimmable | Continuous (Can dim down to ≤ 10% (W)) | Not Yet Verified |  |  | 6513.5484 | 120.671 | 54 |  |  | 5000 | 80
PSH6ZEZR | Hubbell Lighting | Columbia Lighting | HEM4-50HL-DCA-EU | Indoor Luminaires | Linear Ambient | Direct Linear Ambient Luminaires | Standard | FALSE | [9 empty] | 7/31/2015 | Not Dimmable | Not Dimmable | Not Yet Verified |  |  | 6896.5161 | 127.4839 | 54.1 |  |  | 5000 | 80
P98RT2SZ | Hubbell Lighting | Columbia Lighting | HEM4-50HL-DCA-EDU | Indoor Luminaires | Linear Ambient | Direct Linear Ambient Luminaires | Standard | FALSE | [9 empty] | 7/31/2015 | Dimmable | Continuous (Can dim down to ≤ 10% (W)) | Not Yet Verified |  |  | 6896.5161 | 127.4839 | 54.1 |  |  | 5000 | 80
PWH86262 | Hubbell Lighting | Litecontrol | 3L-[DW, PT, LG, NP, SS, P]-D-03-SOF-uu-30K-D040-D10-xx-120-yyy-zz | Indoor Luminaires | Linear Ambient | Direct Linear Ambient Luminaires | Standard | TRUE | 1130 | 94.2 | 12 | 6.4 | 0.985 | 3012 | 84 | 5 | 50000 | 6/17/2016 | Dimmable | Continuous (Can dim down to ≤ 10% (W)) | No |  | 3.1 | 1200 | 84.6 | 14.2 | 6.4 | 0.99 | 3000 | 83
P2ZBUXSP | Hubbell Lighting | Litecontrol | 3L-[DW, PT, LG, NP, SS, P]-D-04-SOF-uu-30K-D120-D10-xx-UNV-yyy-zz | Indoor Luminaires | Linear Ambient | Direct Linear Ambient Luminaires | Standard | TRUE | 4575 | 84.6 | 54.1 | 15.9 | 0.966 | 3014 | 83 | 5 | 50000 | 6/17/2016 | Dimmable | Continuous (Can dim down to ≤ 10% (W)) | No |  | 3.1 | 4800 | 84.6 | 56.7 | 15.9 | 0.94 | 3000 | 83
PRYB98D4 | Hubbell Lighting | Litecontrol | 3L-[DW, PT, LG, NP, SS, P]-D-04-SOF-uu-35K-D120-D10-xx-UNV-yyy-zz | Indoor Luminaires | Linear Ambient | Direct Linear Ambient Luminaires | Standard | FALSE | [9 empty] | 6/17/2016 | Dimmable | Continuous (Can dim down to ≤ 10% (W)) | No |  |  | 4824 | 85 | 56.7 | 15.9 | 0.94 | 3500 | 83
P8NCFHJV | Hubbell Lighting | Litecontrol | 3L-[DW, PT, LG, NP, SS, P]-D-04-SOF-uu-40K-D120-D10-xx-UNV-yyy-zz | Indoor Luminaires | Linear Ambient | Direct Linear Ambient Luminaires | Standard | FALSE | [9 empty] | 6/17/2016 | Dimmable | Continuous (Can dim down to ≤ 10% (W)) | No |  |  | 5016 | 88.4 | 56.7 | 15.9 | 0.94 | 4000 | 84
PFFP927W | Hubbell Lighting | Litecontrol | 3L-[DW, PT, LG, NP, SS, P]-D-06-SOF-uu-30K-D120-D10-xx-UNV-yyy-zz | Indoor Luminaires | Linear Ambient | Direct Linear Ambient Luminaires | Standard | FALSE | [9 empty] | 6/17/2016 | Dimmable | Continuous (Can dim down to ≤ 10% (W)) | No |  |  | 7200 | 84.6 | 85.1 | 17.6 | 0.94 | 3000 | 83
P6276S9N | Hubbell Lighting | Litecontrol | 3L-[DW, PT, LG, NP, SS, P]-D-06-SOF-uu-35K-D120-D10-xx-UNV-yyy-zz | Indoor Luminaires | Linear Ambient | Direct Linear Ambient Luminaires | Standard | FALSE | [9 empty] | 6/17/2016 | Dimmable | Continuous (Can dim down to ≤ 10% (W)) | No |  |  | 7236 | 85 | 85.1 | 17.6 | 0.94 | 3500 | 83
P9K8KRJV | Hubbell Lighting | Litecontrol | 3L-[DW, PT, LG, NP, SS, P]-D-06-SOF-uu-40K-D120-D10-xx-UNV-yyy-zz | Indoor Luminaires | Linear Ambient | Direct Linear Ambient Luminaires | Standard | FALSE | [9 empty] | 6/17/2016 | Dimmable | Continuous (Can dim down to ≤ 10% (W)) | No |  |  | 7524 | 88.4 | 85.1 | 17.6 | 0.94 | 4000 | 84
P49T736X | Hubbell Lighting | Litecontrol | 3L-[DW, PT, LG, NP, SS, P]-D-08-SOF-uu-30K-D120-D10-xx-UNV-yyy-zz | Indoor Luminaires | Linear Ambient | Direct Linear Ambient Luminaires | Standard | FALSE | [9 empty] | 6/17/2016 | Dimmable | Continuous (Can dim down to ≤ 10% (W)) | No |  |  | 9600 | 84.6 | 113.5 | 15.9 | 0.94 | 3000 | 83
PXCG9T8V | Hubbell Lighting | Litecontrol | 3L-[DW, PT, LG, NP, SS, P]-D-08-SOF-uu-35K-D120-D10-xx-UNV-yyy-zz | Indoor Luminaires | Linear Ambient | Direct Linear Ambient Luminaires | Standard | FALSE | [9 empty] | 6/17/2016 | Dimmable | Continuous (Can dim down to ≤ 10% (W)) | No |  |  | 9648 | 85 | 113.5 | 15.9 | 0.94 | 3500 | 83
PTYU5V3U | Hubbell Lighting | Litecontrol | 3L-[DW, PT, LG, NP, SS, P]-D-08-SOF-uu-40K-D120-D10-xx-UNV-yyy-zz | Indoor Luminaires | Linear Ambient | Direct Linear Ambient Luminaires | Standard | FALSE | [9 empty] | 6/17/2016 | Dimmable | Continuous (Can dim down to ≤ 10% (W)) | No |  |  | 10032 | 88.4 | 113.5 | 15.9 | 0.94 | 4000 | 84
P6EDRER9 | Hubbell Lighting | Litecontrol | 4L-[DW, PT, LG, NP, SS, P]-D-03-SOF-uu-30K-D040-D10-xx-120-yyy-zz | Indoor Luminaires | Linear Ambient | Direct Linear Ambient Luminaires | Standard | FALSE | [9 empty] | 6/17/2016 | Dimmable | Continuous (Can dim down to ≤ 10% (W)) | No |  |  | 1200 | 90.2 | 13.3 | 6.4 | 0.99 | 3000 | 83
PBD6299M | Hubbell Lighting | Litecontrol | 4L-[DW, PT, LG, NP, SS, P]-D-03-SOF-uu-35K-D040-D10-xx-120-yyy-zz | Indoor Luminaires | Linear Ambient | Direct Linear Ambient Luminaires | Standard | FALSE | [9 empty] | 6/17/2016 | Dimmable | Continuous (Can dim down to ≤ 10% (W)) | No |  |  | 1206 | 90.6 | 13.3 | 6.4 | 0.99 | 3500 | 83
PG5C9A8H | Hubbell Lighting | Litecontrol | 4L-[DW, PT, LG, NP, SS, P]-D-03-SOF-uu-40K-D040-D10-xx-120-yyy-zz | Indoor Luminaires | Linear Ambient | Direct Linear Ambient Luminaires | Standard | FALSE | [9 empty] | 6/17/2016 | Dimmable | Continuous (Can dim down to ≤ 10% (W)) | No |  |  | 1254 | 94.2 | 13.3 | 6.4 | 0.99 | 4000 | 84
PZZ68B3R | Hubbell Lighting | Litecontrol | 4L-[DW, PT, LG, NP, SS, P]-D-04-SOF-uu-30K-D040-D10-xx-120-yyy-zz | Indoor Luminaires | Linear Ambient | Direct Linear Ambient Luminaires | Standard | FALSE | [9 empty] | 6/17/2016 | Dimmable | Continuous (Can dim down to ≤ 10% (W)) | No |  |  | 1600 | 90.2 | 17.7 | 5.6 | 0.99 | 3000 | 83
PXQQ6SB7 | Hubbell Lighting | Litecontrol | 4L-[DW, PT, LG, NP, SS, P]-D-04-SOF-uu-35K-D040-D10-xx-120-yyy-zz | Indoor Luminaires | Linear Ambient | Direct Linear Ambient Luminaires | Standard | FALSE | [9 empty] | 6/17/2016 | Dimmable | Continuous (Can dim down to ≤ 10% (W)) | No |  |  | 1608 | 90.6 | 17.7 | 5.6 | 0.99 | 3500 | 83
P5PRXRYV | Hubbell Lighting | Litecontrol | 4L-[DW, PT, LG, NP, SS, P]-D-04-SOF-uu-40K-D040-D10-xx-120-yyy-zz | Indoor Luminaires | Linear Ambient | Direct Linear Ambient Luminaires | Standard | FALSE | [9 empty] | 6/17/2016 | Dimmable | Continuous (Can dim down to ≤ 10% (W)) | No |  |  | 1672 | 94.2 | 17.7 | 5.6 | 0.99 | 4000 | 84
P8KHT8HM | Hubbell Lighting | Litecontrol | 4L-[DW, PT, LG, NP, SS, P]-D-06-SOF-uu-30K-D040-D10-xx-120-yyy-zz | Indoor Luminaires | Linear Ambient | Direct Linear Ambient Luminaires | Standard | FALSE | [9 empty] | 6/17/2016 | Dimmable | Continuous (Can dim down to ≤ 10% (W)) | No |  |  | 2400 | 90.2 | 26.6 | 6.4 | 0.99 | 3000 | 83
P3R6V4MG | Hubbell Lighting | Litecontrol | 4L-[DW, PT, LG, NP, SS, P]-D-06-SOF-uu-35K-D040-D10-xx-120-yyy-zz | Indoor Luminaires | Linear Ambient | Direct Linear Ambient Luminaires | Standard | FALSE | [9 empty] | 6/17/2016 | Dimmable | Continuous (Can dim down to ≤ 10% (W)) | No |  |  | 2412 | 90.6 | 26.6 | 6.4 | 0.99 | 3500 | 83
PQHSDYTQ | Hubbell Lighting | Litecontrol | 4L-[DW, PT, LG, NP, SS, P]-D-06-SOF-uu-40K-D040-D10-xx-120-yyy-zz | Indoor Luminaires | Linear Ambient | Direct Linear Ambient Luminaires | Standard | FALSE | [9 empty] | 6/17/2016 | Dimmable | Continuous (Can dim down to ≤ 10% (W)) | No |  |  | 2508 | 94.2 | 26.6 | 6.4 | 0.99 | 4000 | 84
PZR6T8PM | Hubbell Lighting | Litecontrol | 4L-[DW, PT, LG, NP, SS, P]-D-08-SOF-uu-30K-D040-D10-xx-120-yyy-zz | Indoor Luminaires | Linear Ambient | Direct Linear Ambient Luminaires | Standard | FALSE | [9 empty] | 6/17/2016 | Dimmable | Continuous (Can dim down to ≤ 10% (W)) | No |  |  | 3200 | 90.2 | 35.5 | 5.6 | 0.99 | 3000 | 83
PRXMVJY1 | Hubbell Lighting | Litecontrol | 4L-[DW, PT, LG, NP, SS, P]-D-08-SOF-uu-35K-D040-D10-xx-120-yyy-zz | Indoor Luminaires | Linear Ambient | Direct Linear Ambient Luminaires | Standard | FALSE | [9 empty] | 6/17/2016 | Dimmable | Continuous (Can dim down to ≤ 10% (W)) | No |  |  | 3216 | 90.6 | 35.5 | 5.6 | 0.99 | 3500 | 83
PQXRCUD5 | Hubbell Lighting | Litecontrol | 4L-[DW, PT, LG, NP, SS, P]-D-08-SOF-uu-40K-D040-D10-xx-120-yyy-zz | Indoor Luminaires | Linear Ambient | Direct Linear Ambient Luminaires | Standard | FALSE | [9 empty] | 6/17/2016 | Dimmable | Continuous (Can dim down to ≤ 10% (W)) | No |  |  | 3344 | 94.2 | 35.5 | 5.6 | 0.99 | 4000 | 84
P8UMXZ1Q | Hubbell Lighting | Litecontrol | 4L-[DW, PT, LG, NP, SS, P]-D-03-SOF-uu-30K-D070-D10-xx-UNV-yyy-zz | Indoor Luminaires | Linear Ambient | Direct Linear Ambient Luminaires | Standard | FALSE | [9 empty] | 6/17/2016 | Dimmable | Continuous (Can dim down to ≤ 10% (W)) | No |  |  | 2100 | 90.2 | 23.3 | 17.3 | 0.91 | 3000 | 83
PF8U2EFJ | Hubbell Lighting | Litecontrol | 4L-[DW, PT, LG, NP, SS, P]-D-03-SOF-uu-35K-D070-D10-xx-UNV-yyy-zz | Indoor Luminaires | Linear Ambient | Direct Linear Ambient Luminaires | Standard | FALSE | [9 empty] | 6/17/2016 | Dimmable | Continuous (Can dim down to ≤ 10% (W)) | No |  |  | 2111 | 90.6 | 23.3 | 17.3 | 0.91 | 3500 | 83
P4NAA59M | Hubbell Lighting | Litecontrol | 4L-[DW, PT, LG, NP, SS, P]-D-03-SOF-uu-40K-D070-D10-xx-UNV-yyy-zz | Indoor Luminaires | Linear Ambient | Direct Linear Ambient Luminaires | Standard | FALSE | [9 empty] | 6/17/2016 | Dimmable | Continuous (Can dim down to ≤ 10% (W)) | No |  |  | 2195 | 94.2 | 23.3 | 17.3 | 0.91 | 4000 | 84
P4V9UXSA | Hubbell Lighting | Litecontrol | 4L-[DW, PT, LG, NP, SS, P]-D-04-SOF-uu-30K-D070-D10-xx-UNV-yyy-zz | Indoor Luminaires | Linear Ambient | Direct Linear Ambient Luminaires | Standard | FALSE | [9 empty] | 6/17/2016 | Dimmable | Continuous (Can dim down to ≤ 10% (W)) | No |  |  | 2800 | 90.2 | 31 | 14.9 | 0.97 | 3000 | 83
PVBBEPV1 | Hubbell Lighting | Litecontrol | 4L-[DW, PT, LG, NP, SS, P]-D-04-SOF-uu-35K-D070-D10-xx-UNV-yyy-zz | Indoor Luminaires | Linear Ambient | Direct Linear Ambient Luminaires | Standard | FALSE | [9 empty] | 6/17/2016 | Dimmable | Continuous (Can dim down to ≤ 10% (W)) | No |  |  | 2814 | 90.6 | 31 | 14.9 | 0.97 | 3500 | 83
P7U6HY7K | Hubbell Lighting | Litecontrol | 4L-[DW, PT, LG, NP, SS, P]-D-04-SOF-uu-40K-D070-D10-xx-UNV-yyy-zz | Indoor Luminaires | Linear Ambient | Direct Linear Ambient Luminaires | Standard | FALSE | [9 empty] | 6/17/2016 | Dimmable | Continuous (Can dim down to ≤ 10% (W)) | No |  |  | 2926 | 94.2 | 31 | 14.9 | 0.97 | 4000 | 84
PY23DSSV | Hubbell Lighting | Litecontrol | 4L-[DW, PT, LG, NP, SS, P]-D-06-SOF-uu-30K-D070-D10-xx-UNV-yyy-zz | Indoor Luminaires | Linear Ambient | Direct Linear Ambient Luminaires | Standard | FALSE | [9 empty] | 6/17/2016 | Dimmable | Continuous (Can dim down to ≤ 10% (W)) | No |  |  | 4200 | 90.2 | 46.6 | 17.3 | 0.91 | 3000 | 83
PKQBZDTE | Hubbell Lighting | Litecontrol | 4L-[DW, PT, LG, NP, SS, P]-D-06-SOF-uu-35K-D070-D10-xx-UNV-yyy-zz | Indoor Luminaires | Linear Ambient | Direct Linear Ambient Luminaires | Standard | FALSE | [9 empty] | 6/17/2016 | Dimmable | Continuous (Can dim down to ≤ 10% (W)) | No |  |  | 4221 | 90.6 | 46.6 | 17.3 | 0.91 | 3500 | 83
P9MCBHPV | Hubbell Lighting | Litecontrol | 4L-[DW, PT, LG, NP, SS, P]-D-06-SOF-uu-40K-D070-D10-xx-UNV-yyy-zz | Indoor Luminaires | Linear Ambient | Direct Linear Ambient Luminaires | Standard | FALSE | [9 empty] | 6/17/2016 | Dimmable | Continuous (Can dim down to ≤ 10% (W)) | No |  |  | 4389 | 94.2 | 46.6 | 17.3 | 0.91 | 4000 | 84
P7SX2WU7 | Hubbell Lighting | Litecontrol | 4L-[DW, PT, LG, NP, SS, P]-D-08-SOF-uu-30K-D070-D10-xx-UNV-yyy-zz | Indoor Luminaires | Linear Ambient | Direct Linear Ambient Luminaires | Standard | FALSE | [9 empty] | 6/17/2016 | Dimmable | Continuous (Can dim down to ≤ 10% (W)) | No |  |  | 5600 | 90.2 | 62.1 | 14.9 | 0.97 | 3000 | 83
P3E3FCBF | Hubbell Lighting | Litecontrol | 4L-[DW, PT, LG, NP, SS, P]-D-08-SOF-uu-35K-D070-D10-xx-UNV-yyy-zz | Indoor Luminaires | Linear Ambient | Direct Linear Ambient Luminaires | Standard | FALSE | [9 empty] | 6/17/2016 | Dimmable | Continuous (Can dim down to ≤ 10% (W)) | No |  |  | 5628 | 90.6 | 62.1 | 14.9 | 0.97 | 3500 | 83
P3GRFAQK | Hubbell Lighting | Litecontrol | 4L-[DW, PT, LG, NP, SS, P]-D-08-SOF-uu-40K-D070-D10-xx-UNV-yyy-zz | Indoor Luminaires | Linear Ambient | Direct Linear Ambient Luminaires | Standard | FALSE | [9 empty] | 6/17/2016 | Dimmable | Continuous (Can dim down to ≤ 10% (W)) | No |  |  | 5852 | 94.2 | 62.1 | 14.9 | 0.97 | 4000 | 84
PWAQKBW8 | Hubbell Lighting | Litecontrol | 4L-[DW, PT, LG, NP, SS, P]-D-03-SOF-uu-30K-D120-D10-xx-UNV-yyy-zz | Indoor Luminaires | Linear Ambient | Direct Linear Ambient Luminaires | Standard | FALSE | [9 empty] | 6/17/2016 | Dimmable | Continuous (Can dim down to ≤ 10% (W)) | No |  |  | 3600 | 90.2 | 39.9 | 17.6 | 0.94 | 3000 | 83
PH3FQT12 | Hubbell Lighting | Litecontrol | 4L-[DW, PT, LG, NP, SS, P]-D-03-SOF-uu-35K-D120-D10-xx-UNV-yyy-zz | Indoor Luminaires | Linear Ambient | Direct Linear Ambient Luminaires | Standard | FALSE | [9 empty] | 6/17/2016 | Dimmable | Continuous (Can dim down to ≤ 10% (W)) | No |  |  | 3618 | 90.6 | 39.9 | 17.6 | 0.94 | 3500 | 83
PKFN67YS | Hubbell Lighting | Litecontrol | 4L-[DW, PT, LG, NP, SS, P]-D-03-SOF-uu-40K-D120-D10-xx-UNV-yyy-zz | Indoor Luminaires | Linear Ambient | Direct Linear Ambient Luminaires | Standard | FALSE | [9 empty] | 6/17/2016 | Dimmable | Continuous (Can dim down to ≤ 10% (W)) | No |  |  | 3762 | 94.2 | 39.9 | 17.6 | 0.94 | 4000 | 84
PKJTBS8F | Hubbell Lighting | Litecontrol | 4L-[DW, PT, LG, NP, SS, P]-D-04-SOF-uu-30K-D120-D10-xx-UNV-yyy-zz | Indoor Luminaires | Linear Ambient | Direct Linear Ambient Luminaires | Standard | FALSE | [9 empty] | 6/17/2016 | Dimmable | Continuous (Can dim down to ≤ 10% (W)) | No |  |  | 4800 | 90.2 | 53.2 | 15.9 | 0.94 | 3000 | 83
PEX6H8JK | Hubbell Lighting | Litecontrol | 4L-[DW, PT, LG, NP, SS, P]-D-04-SOF-uu-35K-D120-D10-xx-UNV-yyy-zz | Indoor Luminaires | Linear Ambient | Direct Linear Ambient Luminaires | Standard | FALSE | [9 empty] | 6/17/2016 | Dimmable | Continuous (Can dim down to ≤ 10% (W)) | No |  |  | 4824 | 90.6 | 53.2 | 15.9 | 0.94 | 3500 | 83
PSGRU88V | Hubbell Lighting | Litecontrol | 4L-[DW, PT, LG, NP, SS, P]-D-04-SOF-uu-40K-D120-D10-xx-UNV-yyy-zz | Indoor Luminaires | Linear Ambient | Direct Linear Ambient Luminaires | Standard | FALSE | [9 empty] | 6/17/2016 | Dimmable | Continuous (Can dim down to ≤ 10% (W)) | No |  |  | 5016 | 94.2 | 53.2 | 15.9 | 0.94 | 4000 | 84
PMX1UKQT | Hubbell Lighting | Litecontrol | 4L-[DW, PT, LG, NP, SS, P]-D-06-SOF-uu-30K-D120-D10-xx-UNV-yyy-zz | Indoor Luminaires | Linear Ambient | Direct Linear Ambient Luminaires | Standard | FALSE | [9 empty] | 6/17/2016 | Dimmable | Continuous (Can dim down to ≤ 10% (W)) | No |  |  | 7200 | 90.2 | 79.8 | 17.6 | 0.94 | 3000 | 83
PBCJC23M | Hubbell Lighting | Litecontrol | 4L-[DW, PT, LG, NP, SS, P]-D-06-SOF-uu-35K-D120-D10-xx-UNV-yyy-zz | Indoor Luminaires | Linear Ambient | Direct Linear Ambient Luminaires | Standard | FALSE | [9 empty] | 6/17/2016 | Dimmable | Continuous (Can dim down to ≤ 10% (W)) | No |  |  | 7236 | 90.6 | 79.8 | 17.6 | 0.94 | 3500 | 83
P17JVX2C | Hubbell Lighting | Litecontrol | 4L-[DW, PT, LG, NP, SS, P]-D-06-SOF-uu-40K-D120-D10-xx-UNV-yyy-zz | Indoor Luminaires | Linear Ambient | Direct Linear Ambient Luminaires | Standard | FALSE | [9 empty] | 6/17/2016 | Dimmable | Continuous (Can dim down to ≤ 10% (W)) | No |  |  | 7524 | 94.2 | 79.8 | 17.6 | 0.94 | 4000 | 84
PFJFUSR3 | Hubbell Lighting | Litecontrol | 4L-[DW, PT, LG, NP, SS, P]-D-08-SOF-uu-30K-D120-D10-xx-UNV-yyy-zz | Indoor Luminaires | Linear Ambient | Direct Linear Ambient Luminaires | Standard | FALSE | [9 empty] | 6/17/2016 | Dimmable | Continuous (Can dim down to ≤ 10% (W)) | No |  |  | 9600 | 90.2 | 106.4 | 15.9 | 0.94 | 3000 | 83
P87N9Z69 | Hubbell Lighting | Litecontrol | 4L-[DW, PT, LG, NP, SS, P]-D-08-SOF-uu-35K-D120-D10-xx-UNV-yyy-zz | Indoor Luminaires | Linear Ambient | Direct Linear Ambient Luminaires | Standard | FALSE | [9 empty] | 6/17/2016 | Dimmable | Continuous (Can dim down to ≤ 10% (W)) | No |  |  | 9648 | 90.6 | 106.4 | 15.9 | 0.94 | 3500 | 83
PX2SFUYC | Hubbell Lighting | Litecontrol | 4L-[DW, PT, LG, NP, SS, P]-D-08-SOF-uu-40K-D120-D10-xx-UNV-yyy-zz | Indoor Luminaires | Linear Ambient | Direct Linear Ambient Luminaires | Standard | FALSE | [9 empty] | 6/17/2016 | Dimmable | Continuous (Can dim down to ≤ 10% (W)) | No |  |  | 10032 | 94.2 | 106.4 | 15.9 | 0.94 | 4000 | 84
PVXFGR81 | Hubbell Lighting | Litecontrol | 6L-[DW, PT, LG, NP, SS, P]-D-03-SOF-uu-30K-D040-D10-xx-120-yyy-zz | Indoor Luminaires | Linear Ambient | Direct Linear Ambient Luminaires | Standard | FALSE | [9 empty] | 6/17/2016 | Dimmable | Continuous (Can dim down to ≤ 10% (W)) | No |  |  | 1200 | 98.9 | 12.1 | 6.4 | 0.99 | 3000 | 83
PKG8KGSF | Hubbell Lighting | Litecontrol | 6L-[DW, PT, LG, NP, SS, P]-D-03-SOF-uu-35K-D040-D10-xx-120-yyy-zz | Indoor Luminaires | Linear Ambient | Direct Linear Ambient Luminaires | Standard | FALSE | [9 empty] | 6/17/2016 | Dimmable | Continuous (Can dim down to ≤ 10% (W)) | No |  |  | 1206 | 99.4 | 12.1 | 6.4 | 0.99 | 3500 | 83
PNVA48ZC | Hubbell Lighting | Litecontrol | 6L-[DW, PT, LG, NP, SS, P]-D-03-SOF-uu-40K-D040-D10-xx-120-yyy-zz | Indoor Luminaires | Linear Ambient | Direct Linear Ambient Luminaires | Standard | FALSE | [9 empty] | 6/17/2016 | Dimmable | Continuous (Can dim down to ≤ 10% (W)) | No |  |  | 1254 | 103.4 | 12.1 | 6.4 | 0.99 | 4000 | 84
PE7CC6ND | Hubbell Lighting | Litecontrol | 6L-[DW, PT, LG, NP, SS, P]-D-04-SOF-uu-30K-D040-D10-xx-120-yyy-zz | Indoor Luminaires | Linear Ambient | Direct Linear Ambient Luminaires | Standard | FALSE | [9 empty] | 6/17/2016 | Dimmable | Continuous (Can dim down to ≤ 10% (W)) | No |  |  | 1600 | 98.9 | 16.2 | 5.6 | 0.99 | 3000 | 83
PE2QCCAV | Hubbell Lighting | Litecontrol | 6L-[DW, PT, LG, NP, SS, P]-D-04-SOF-uu-35K-D040-D10-xx-120-yyy-zz | Indoor Luminaires | Linear Ambient | Direct Linear Ambient Luminaires | Standard | FALSE | [9 empty] | 6/17/2016 | Dimmable | Continuous (Can dim down to ≤ 10% (W)) | No |  |  | 1608 | 99.4 | 16.2 | 5.6 | 0.99 | 3500 | 83
PWANASCY | Hubbell Lighting | Litecontrol | 6L-[DW, PT, LG, NP, SS, P]-D-04-SOF-uu-40K-D040-D10-xx-120-yyy-zz | Indoor Luminaires | Linear Ambient | Direct Linear Ambient Luminaires | Standard | FALSE | [9 empty] | 6/17/2016 | Dimmable | Continuous (Can dim down to ≤ 10% (W)) | No |  |  | 1672 | 103.4 | 16.2 | 5.6 | 0.99 | 4000 | 84
PZPZSQ3J | Hubbell Lighting | Litecontrol | 6L-[DW, PT, LG, NP, SS, P]-D-06-SOF-uu-30K-D040-D10-xx-120-yyy-zz | Indoor Luminaires | Linear Ambient | Direct Linear Ambient Luminaires | Standard | FALSE | [9 empty] | 6/17/2016 | Dimmable | Continuous (Can dim down to ≤ 10% (W)) | No |  |  | 2400 | 98.9 | 24.3 | 6.4 | 0.99 | 3000 | 83
PGRNW9AQ | Hubbell Lighting | Litecontrol | 6L-[DW, PT, LG, NP, SS, P]-D-06-SOF-uu-35K-D040-D10-xx-120-yyy-zz | Indoor Luminaires | Linear Ambient | Direct Linear Ambient Luminaires | Standard | FALSE | [9 empty] | 6/17/2016 | Dimmable | Continuous (Can dim down to ≤ 10% (W)) | No |  |  | 2412 | 99.4 | 24.3 | 6.4 | 0.99 | 3500 | 83
P1DEUWWE | Hubbell Lighting | Litecontrol | 6L-[DW, PT, LG, NP, SS, P]-D-06-SOF-uu-40K-D040-D10-xx-120-yyy-zz | Indoor Luminaires | Linear Ambient | Direct Linear Ambient Luminaires | Standard | FALSE | [9 empty] | 6/17/2016 | Dimmable | Continuous (Can dim down to ≤ 10% (W)) | No |  |  | 2508 | 103.4 | 24.3 | 6.4 | 0.99 | 4000 | 84
PQUHDSV1 | Hubbell Lighting | Litecontrol | 6L-[DW, PT, LG, NP, SS, P]-D-08-SOF-uu-30K-D040-D10-xx-120-yyy-zz | Indoor Luminaires | Linear Ambient | Direct Linear Ambient Luminaires | Standard | FALSE | [9 empty] | 6/17/2016 | Dimmable | Continuous (Can dim down to ≤ 10% (W)) | No |  |  | 3200 | 98.9 | 32.3 | 5.6 | 0.99 | 3000 | 83
PUY3RXQR | Hubbell Lighting | Litecontrol | 6L-[DW, PT, LG, NP, SS, P]-D-08-SOF-uu-35K-D040-D10-xx-120-yyy-zz | Indoor Luminaires | Linear Ambient | Direct Linear Ambient Luminaires | Standard | FALSE | [9 empty] | 6/17/2016 | Dimmable | Continuous (Can dim down to ≤ 10% (W)) | No |  |  | 3216 | 99.4 | 32.3 | 5.6 | 0.99 | 3500 | 83
PTPVSU57 | Hubbell Lighting | Litecontrol | 6L-[DW, PT, LG, NP, SS, P]-D-08-SOF-uu-40K-D040-D10-xx-120-yyy-zz | Indoor Luminaires | Linear Ambient | Direct Linear Ambient Luminaires | Standard | FALSE | [9 empty] | 6/17/2016 | Dimmable | Continuous (Can dim down to ≤ 10% (W)) | No |  |  | 3344 | 103.4 | 32.3 | 5.6 | 0.99 | 4000 | 84
PKBSDAF6 | Hubbell Lighting | Litecontrol | 6L-[DW, PT, LG, NP, SS, P]-D-03-SOF-uu-30K-D070-D10-xx-UNV-yyy-zz | Indoor Luminaires | Linear Ambient | Direct Linear Ambient Luminaires | Standard | FALSE | [9 empty] | 6/17/2016 | Dimmable | Continuous (Can dim down to ≤ 10% (W)) | No |  |  | 2100 | 98.9 | 21.2 | 17.3 | 0.91 | 3000 | 83
P7HR6RTJ | Hubbell Lighting | Litecontrol | 6L-[DW, PT, LG, NP, SS, P]-D-03-SOF-uu-35K-D070-D10-xx-UNV-yyy-zz | Indoor Luminaires | Linear Ambient | Direct Linear Ambient Luminaires | Standard | FALSE | [9 empty] | 6/17/2016 | Dimmable | Continuous (Can dim down to ≤ 10% (W)) | No |  |  | 2111 | 99.4 | 21.2 | 17.3 | 0.91 | 3500 | 83
P5RN7HTY | Hubbell Lighting | Litecontrol | 6L-[DW, PT, LG, NP, SS, P]-D-03-SOF-uu-40K-D070-D10-xx-UNV-yyy-zz | Indoor Luminaires | Linear Ambient | Direct Linear Ambient Luminaires | Standard | FALSE | [9 empty] | 6/17/2016 | Dimmable | Continuous (Can dim down to ≤ 10% (W)) | No |  |  | 2195 | 103.4 | 21.2 | 17.3 | 0.91 | 4000 | 84
P3UENW9H | Hubbell Lighting | Litecontrol | 6L-[DW, PT, LG, NP, SS, P]-D-04-SOF-uu-30K-D070-D10-xx-UNV-yyy-zz | Indoor Luminaires | Linear Ambient | Direct Linear Ambient Luminaires | Standard | FALSE | [9 empty] | 6/17/2016 | Dimmable | Continuous (Can dim down to ≤ 10% (W)) | No |  |  | 2800 | 98.9 | 28.3 | 14.9 | 0.97 | 3000 | 83
PZUBC2HE | Hubbell Lighting | Litecontrol | 6L-[DW, PT, LG, NP, SS, P]-D-04-SOF-uu-35K-D070-D10-xx-UNV-yyy-zz | Indoor Luminaires | Linear Ambient | Direct Linear Ambient Luminaires | Standard | FALSE | [9 empty] | 6/17/2016 | Dimmable | Continuous (Can dim down to ≤ 10% (W)) | No |  |  | 2814 | 99.4 | 28.3 | 14.9 | 0.97 | 3500 | 83
PS2ASP5X | Hubbell Lighting | Litecontrol | 6L-[DW, PT, LG, NP, SS, P]-D-04-SOF-uu-40K-D070-D10-xx-UNV-yyy-zz | Indoor Luminaires | Linear Ambient | Direct Linear Ambient Luminaires | Standard | FALSE | [9 empty] | 6/17/2016 | Dimmable | Continuous (Can dim down to ≤ 10% (W)) | No |  |  | 2926 | 103.4 | 28.3 | 14.9 | 0.97 | 4000 | 84
PRNVF6FX | Hubbell Lighting | Litecontrol | 6L-[DW, PT, LG, NP, SS, P]-D-06-SOF-uu-30K-D070-D10-xx-UNV-yyy-zz | Indoor Luminaires | Linear Ambient | Direct Linear Ambient Luminaires | Standard | FALSE | [9 empty] | 6/17/2016 | Dimmable | Continuous (Can dim down to ≤ 10% (W)) | No |  |  | 4200 | 98.9 | 42.5 | 17.3 | 0.91 | 3000 | 83
P7GVKMJT | Hubbell Lighting | Litecontrol | 6L-[DW, PT, LG, NP, SS, P]-D-06-SOF-uu-35K-D070-D10-xx-UNV-yyy-zz | Indoor Luminaires | Linear Ambient | Direct Linear Ambient Luminaires | Standard | FALSE | [9 empty] | 6/17/2016 | Dimmable | Continuous (Can dim down to ≤ 10% (W)) | No |  |  | 4221 | 99.4 | 42.5 | 17.3 | 0.91 | 3500 | 83
PTM1QGYG | Hubbell Lighting | Litecontrol | 6L-[DW, PT, LG, NP, SS, P]-D-06-SOF-uu-40K-D070-D10-xx-UNV-yyy-zz | Indoor Luminaires | Linear Ambient | Direct Linear Ambient Luminaires | Standard | FALSE | [9 empty] | 6/17/2016 | Dimmable | Continuous (Can dim down to ≤ 10% (W)) | No |  |  | 4389 | 103.4 | 42.5 | 17.3 | 0.91 | 4000 | 84
PYP3ZKEN | Hubbell Lighting | Litecontrol | 6L-[DW, PT, LG, NP, SS, P]-D-08-SOF-uu-30K-D070-D10-xx-UNV-yyy-zz | Indoor Luminaires | Linear Ambient | Direct Linear Ambient Luminaires | Standard | FALSE | [9 empty] | 6/17/2016 | Dimmable | Continuous (Can dim down to ≤ 10% (W)) | No |  |  | 5600 | 98.9 | 56.6 | 14.9 | 0.97 | 3000 | 83
PZMQ5YBN | Hubbell Lighting | Litecontrol | 6L-[DW, PT, LG, NP, SS, P]-D-08-SOF-uu-35K-D070-D10-xx-UNV-yyy-zz | Indoor Luminaires | Linear Ambient | Direct Linear Ambient Luminaires | Standard | FALSE | [9 empty] | 6/17/2016 | Dimmable | Continuous (Can dim down to ≤ 10% (W)) | No |  |  | 5628 | 99.4 | 56.6 | 14.9 | 0.97 | 3500 | 83
PFVFZ3V2 | Hubbell Lighting | Litecontrol | 6L-[DW, PT, LG, NP, SS, P]-D-08-SOF-uu-40K-D070-D10-xx-UNV-yyy-zz | Indoor Luminaires | Linear Ambient | Direct Linear Ambient Luminaires | Standard | FALSE | [9 empty] | 6/17/2016 | Dimmable | Continuous (Can dim down to ≤ 10% (W)) | No |  |  | 5852 | 103.4 | 56.6 | 14.9 | 0.97 | 4000 | 84
PMS3Q9X8 | Hubbell Lighting | Litecontrol | 6L-[DW, PT, LG, NP, SS, P]-D-03-SOF-uu-30K-D120-D10-xx-UNV-yyy-zz | Indoor Luminaires | Linear Ambient | Direct Linear Ambient Luminaires | Standard | FALSE | [9 empty] | 6/17/2016 | Dimmable | Continuous (Can dim down to ≤ 10% (W)) | No |  |  | 3600 | 98.9 | 36.4 | 17.6 | 0.94 | 3000 | 83
PRKCGFQ2 | Hubbell Lighting | Litecontrol | 6L-[DW, PT, LG, NP, SS, P]-D-03-SOF-uu-35K-D120-D10-xx-UNV-yyy-zz | Indoor Luminaires | Linear Ambient | Direct Linear Ambient Luminaires | Standard | FALSE | [9 empty] | 6/17/2016 | Dimmable | Continuous (Can dim down to ≤ 10% (W)) | No |  |  | 3618 | 99.4 | 36.4 | 17.6 | 0.94 | 3500 | 83
P82SWBJH | Hubbell Lighting | Litecontrol | 6L-[DW, PT, LG, NP, SS, P]-D-03-SOF-uu-40K-D120-D10-xx-UNV-yyy-zz | Indoor Luminaires | Linear Ambient | Direct Linear Ambient Luminaires | Standard | FALSE | [9 empty] | 6/17/2016 | Dimmable | Continuous (Can dim down to ≤ 10% (W)) | No |  |  | 3762 | 103.4 | 36.4 | 17.6 | 0.94 | 4000 | 84
P5ERXHEM | Hubbell Lighting | Litecontrol | 6L-[DW, PT, LG, NP, SS, P]-D-04-SOF-uu-30K-D120-D10-xx-UNV-yyy-zz | Indoor Luminaires | Linear Ambient | Direct Linear Ambient Luminaires | Standard | FALSE | [9 empty] | 6/17/2016 | Dimmable | Continuous (Can dim down to ≤ 10% (W)) | No |  |  | 4800 | 98.9 | 48.5 | 15.9 | 0.94 | 3000 | 83
P1VZQDQM | Hubbell Lighting | Litecontrol | 6L-[DW, PT, LG, NP, SS, P]-D-04-SOF-uu-35K-D120-D10-xx-UNV-yyy-zz | Indoor Luminaires | Linear Ambient | Direct Linear Ambient Luminaires | Standard | FALSE | [9 empty] | 6/17/2016 | Dimmable | Continuous (Can dim down to ≤ 10% (W)) | No |  |  | 4824 | 99.4 | 48.5 | 15.9 | 0.94 | 3500 | 83
P7AKMTQH | Hubbell Lighting | Litecontrol | 6L-[DW, PT, LG, NP, SS, P]-D-04-SOF-uu-40K-D120-D10-xx-UNV-yyy-zz | Indoor Luminaires | Linear Ambient | Direct Linear Ambient Luminaires | Standard | FALSE | [9 empty] | 6/17/2016 | Dimmable | Continuous (Can dim down to ≤ 10% (W)) | No |  |  | 5016 | 103.4 | 48.5 | 15.9 | 0.94 | 4000 | 84
PBNXTWWH | Hubbell Lighting | Litecontrol | 6L-[DW, PT, LG, NP, SS, P]-D-06-SOF-uu-30K-D120-D10-xx-UNV-yyy-zz | Indoor Luminaires | Linear Ambient | Direct Linear Ambient Luminaires | Standard | FALSE | [9 empty] | 6/17/2016 | Dimmable | Continuous (Can dim down to ≤ 10% (W)) | No |  |  | 7200 | 98.9 | 72.8 | 17.6 | 0.94 | 3000 | 83
P3ZD1KUS | Hubbell Lighting | Litecontrol | 6L-[DW, PT, LG, NP, SS, P]-D-06-SOF-uu-35K-D120-D10-xx-UNV-yyy-zz | Indoor Luminaires | Linear Ambient | Direct Linear Ambient Luminaires | Standard | FALSE | [9 empty] | 6/17/2016 | Dimmable | Continuous (Can dim down to ≤ 10% (W)) | No |  |  | 7236 | 99.4 | 72.8 | 17.6 | 0.94 | 3500 | 83
PNM21SXZ | Hubbell Lighting | Litecontrol | 6L-[DW, PT, LG, NP, SS, P]-D-06-SOF-uu-40K-D120-D10-xx-UNV-yyy-zz | Indoor Luminaires | Linear Ambient | Direct Linear Ambient Luminaires | Standard | FALSE | [9 empty] | 6/17/2016 | Dimmable | Continuous (Can dim down to ≤ 10% (W)) | No |  |  | 7524 | 103.4 | 72.8 | 17.6 | 0.94 | 4000 | 84
P1N2C9QB | Hubbell Lighting | Litecontrol | 6L-[DW, PT, LG, NP, SS, P]-D-08-SOF-uu-30K-D120-D10-xx-UNV-yyy-zz | Indoor Luminaires | Linear Ambient | Direct Linear Ambient Luminaires | Standard | FALSE | [9 empty] | 6/17/2016 | Dimmable | Continuous (Can dim down to ≤ 10% (W)) | No |  |  | 9600 | 98.9 | 97 | 15.9 | 0.94 | 3000 | 83
P2GKU594 | Hubbell Lighting | Litecontrol | 6L-[DW, PT, LG, NP, SS, P]-D-08-SOF-uu-35K-D120-D10-xx-UNV-yyy-zz | Indoor Luminaires | Linear Ambient | Direct Linear Ambient Luminaires | Standard | FALSE | [9 empty] | 6/17/2016 | Dimmable | Continuous (Can dim down to ≤ 10% (W)) | No |  |  | 9648 | 99.4 | 97 | 15.9 | 0.94 | 3500 | 83
P23EWUD7 | Hubbell Lighting | Litecontrol | 6L-[DW, PT, LG, NP, SS, P]-D-08-SOF-uu-40K-D120-D10-xx-UNV-yyy-zz | Indoor Luminaires | Linear Ambient | Direct Linear Ambient Luminaires | Standard | FALSE | [9 empty] | 6/17/2016 | Dimmable | Continuous (Can dim down to ≤ 10% (W)) | No |  |  | 10032 | 103.4 | 97 | 15.9 | 0.94 | 4000 | 84
PPPMTPGD | Hubbell Lighting | Litecontrol | 3L-[DW, PT, LG, NP, SS, P]-D-03-SOF-uu-35K-D040-D10-xx-120-yyy-zz | Indoor Luminaires | Linear Ambient | Direct Linear Ambient Luminaires | Standard | FALSE | [9 empty] | 6/17/2016 | Dimmable | Continuous (Can dim down to ≤ 10% (W)) | No |  |  | 1206 | 85 | 14.2 | 6.4 | 0.99 | 3500 | 83
PJWN8P7B | Hubbell Lighting | Litecontrol | 3L-[DW, PT, LG, NP, SS, P]-D-03-SOF-uu-40K-D040-D10-xx-120-yyy-zz | Indoor Luminaires | Linear Ambient | Direct Linear Ambient Luminaires | Standard | FALSE | [9 empty] | 6/17/2016 | Dimmable | Continuous (Can dim down to ≤ 10% (W)) | No |  |  | 1254 | 88.4 | 14.2 | 6.4 | 0.99 | 4000 | 84
PQPKGWGT | Hubbell Lighting | Litecontrol | 3L-[DW, PT, LG, NP, SS, P]-D-04-SOF-uu-30K-D040-D10-xx-120-yyy-zz | Indoor Luminaires | Linear Ambient | Direct Linear Ambient Luminaires | Standard | FALSE | [9 empty] | 6/17/2016 | Dimmable | Continuous (Can dim down to ≤ 10% (W)) | No |  |  | 1600 | 84.6 | 18.9 | 5.6 | 0.99 | 3000 | 83
PU7AHC15 | Hubbell Lighting | Litecontrol | 3L-[DW, PT, LG, NP, SS, P]-D-04-SOF-uu-35K-D040-D10-xx-120-yyy-zz | Indoor Luminaires | Linear Ambient | Direct Linear Ambient Luminaires | Standard | FALSE | [9 empty] | 6/17/2016 | Dimmable | Continuous (Can dim down to ≤ 10% (W)) | No |  |  | 1608 | 85 | 18.9 | 5.6 | 0.99 | 3500 | 83
PB5GQZZG | Hubbell Lighting | Litecontrol | 3L-[DW, PT, LG, NP, SS, P]-D-04-SOF-uu-40K-D040-D10-xx-120-yyy-zz | Indoor Luminaires | Linear Ambient | Direct Linear Ambient Luminaires | Standard | FALSE | [9 empty] | 6/17/2016 | Dimmable | Continuous (Can dim down to ≤ 10% (W)) | No |  |  | 1672 | 88.4 | 18.9 | 5.6 | 0.99 | 4000 | 84
P1SHBC2F | Hubbell Lighting | Litecontrol | 3L-[DW, PT, LG, NP, SS, P]-D-06-SOF-uu-30K-D040-D10-xx-120-yyy-zz | Indoor Luminaires | Linear Ambient | Direct Linear Ambient Luminaires | Standard | FALSE | [9 empty] | 6/17/2016 | Dimmable | Continuous (Can dim down to ≤ 10% (W)) | No |  |  | 2400 | 84.6 | 28.4 | 6.4 | 0.99 | 3000 | 83
P9S9M5WG | Hubbell Lighting | Litecontrol | 3L-[DW, PT, LG, NP, SS, P]-D-06-SOF-uu-35K-D040-D10-xx-120-yyy-zz | Indoor Luminaires | Linear Ambient | Direct Linear Ambient Luminaires | Standard | FALSE | [9 empty] | 6/17/2016 | Dimmable | Continuous (Can dim down to ≤ 10% (W)) | No |  |  | 2412 | 85 | 28.4 | 6.4 | 0.99 | 3500 | 83
P5YZFZH4 | Hubbell Lighting | Litecontrol | 3L-[DW, PT, LG, NP, SS, P]-D-06-SOF-uu-40K-D040-D10-xx-120-yyy-zz | Indoor Luminaires | Linear Ambient | Direct Linear Ambient Luminaires | Standard | FALSE | [9 empty] | 6/17/2016 | Dimmable | Continuous (Can dim down to ≤ 10% (W)) | No |  |  | 2508 | 88.4 | 28.4 | 6.4 | 0.99 | 4000 | 84
PSKJKSJH | Hubbell Lighting | Litecontrol | 3L-[DW, PT, LG, NP, SS, P]-D-08-SOF-uu-30K-D040-D10-xx-120-yyy-zz | Indoor Luminaires | Linear Ambient | Direct Linear Ambient Luminaires | Standard | FALSE | [9 empty] | 6/17/2016 | Dimmable | Continuous (Can dim down to ≤ 10% (W)) | No |  |  | 3200 | 84.6 | 37.8 | 5.6 | 0.99 | 3000 | 83
P1FTZG5Y | Hubbell Lighting | Litecontrol | 3L-[DW, PT, LG, NP, SS, P]-D-08-SOF-uu-35K-D040-D10-xx-120-yyy-zz | Indoor Luminaires | Linear Ambient | Direct Linear Ambient Luminaires | Standard | FALSE | [9 empty] | 6/17/2016 | Dimmable | Continuous (Can dim down to ≤ 10% (W)) | No |  |  | 3216 | 85 | 37.8 | 5.6 | 0.99 | 3500 | 83
P6CFTQMV | Hubbell Lighting | Litecontrol | 3L-[DW, PT, LG, NP, SS, P]-D-08-SOF-uu-40K-D040-D10-xx-120-yyy-zz | Indoor Luminaires | Linear Ambient | Direct Linear Ambient Luminaires | Standard | FALSE | [9 empty] | 6/17/2016 | Dimmable | Continuous (Can dim down to ≤ 10% (W)) | No |  |  | 3344 | 88.4 | 37.8 | 5.6 | 0.99 | 4000 | 84
PQB7HDXF | Hubbell Lighting | Litecontrol | 3L-[DW, PT, LG, NP, SS, P]-D-03-SOF-uu-30K-D070-D10-xx-UNV-yyy-zz | Indoor Luminaires | Linear Ambient | Direct Linear Ambient Luminaires | Standard | FALSE | [9 empty] | 6/17/2016 | Dimmable | Continuous (Can dim down to ≤ 10% (W)) | No |  |  | 2100 | 84.6 | 24.8 | 17.3 | 0.91 | 3000 | 83
PGSJ9SNH | Hubbell Lighting | Litecontrol | 3L-[DW, PT, LG, NP, SS, P]-D-03-SOF-uu-35K-D070-D10-xx-UNV-yyy-zz | Indoor Luminaires | Linear Ambient | Direct Linear Ambient Luminaires | Standard | FALSE | [9 empty] | 6/17/2016 | Dimmable | Continuous (Can dim down to ≤ 10% (W)) | No |  |  | 2111 | 85 | 24.8 | 17.3 | 0.91 | 3500 | 83
PF81WT7H | Hubbell Lighting | Litecontrol | 3L-[DW, PT, LG, NP, SS, P]-D-03-SOF-uu-40K-D070-D10-xx-UNV-yyy-zz | Indoor Luminaires | Linear Ambient | Direct Linear Ambient Luminaires | Standard | FALSE | [9 empty] | 6/17/2016 | Dimmable | Continuous (Can dim down to ≤ 10% (W)) | No |  |  | 2195 | 88.4 | 24.8 | 17.3 | 0.91 | 4000 | 84
PKRWX2U8 | Hubbell Lighting | Litecontrol | 3L-[DW, PT, LG, NP, SS, P]-D-04-SOF-uu-30K-D070-D10-xx-UNV-yyy-zz | Indoor Luminaires | Linear Ambient | Direct Linear Ambient Luminaires | Standard | FALSE | [9 empty] | 6/17/2016 | Dimmable | Continuous (Can dim down to ≤ 10% (W)) | No |  |  | 2800 | 84.6 | 33.1 | 14.9 | 0.97 | 3000 | 83
PWUXJ6JC | Hubbell Lighting | Litecontrol | 3L-[DW, PT, LG, NP, SS, P]-D-04-SOF-uu-35K-D070-D10-xx-UNV-yyy-zz | Indoor Luminaires | Linear Ambient | Direct Linear Ambient Luminaires | Standard | FALSE | [9 empty] | 6/17/2016 | Dimmable | Continuous (Can dim down to ≤ 10% (W)) | No |  |  | 2814 | 85 | 33.1 | 14.9 | 0.97 | 3500 | 83
PJNCNWCU | Hubbell Lighting | Litecontrol | 3L-[DW, PT, LG, NP, SS, P]-D-04-SOF-uu-40K-D070-D10-xx-UNV-yyy-zz | Indoor Luminaires | Linear Ambient | Direct Linear Ambient Luminaires | Standard | FALSE | [9 empty] | 6/17/2016 | Dimmable | Continuous (Can dim down to ≤ 10% (W)) | No |  |  | 2926 | 88.4 | 33.1 | 14.9 | 0.97 | 4000 | 84
PYH11SQZ | Hubbell Lighting | Litecontrol | 3L-[DW, PT, LG, NP, SS, P]-D-06-SOF-uu-30K-D070-D10-xx-UNV-yyy-zz | Indoor Luminaires | Linear Ambient | Direct Linear Ambient Luminaires | Standard | FALSE | [9 empty] | 6/17/2016 | Dimmable | Continuous (Can dim down to ≤ 10% (W)) | No |  |  | 4200 | 84.6 | 49.6 | 17.3 | 0.91 | 3000 | 83
PDQ77PMD | Hubbell Lighting | Litecontrol | 3L-[DW, PT, LG, NP, SS, P]-D-06-SOF-uu-35K-D070-D10-xx-UNV-yyy-zz | Indoor Luminaires | Linear Ambient | Direct Linear Ambient Luminaires | Standard | FALSE | [9 empty] | 6/17/2016 | Dimmable | Continuous (Can dim down to ≤ 10% (W)) | No |  |  | 4221 | 85 | 49.6 | 17.3 | 0.91 | 3500 | 83
PWMVMDGW | Hubbell Lighting | Litecontrol | 3L-[DW, PT, LG, NP, SS, P]-D-06-SOF-uu-40K-D070-D10-xx-UNV-yyy-zz | Indoor Luminaires | Linear Ambient | Direct Linear Ambient Luminaires | Standard | FALSE | [9 empty] | 6/17/2016 | Dimmable | Continuous (Can dim down to ≤ 10% (W)) | No |  |  | 4389 | 88.4 | 49.6 | 17.3 | 0.91 | 4000 | 84
P8XZVDF7 | Hubbell Lighting | Litecontrol | 3L-[DW, PT, LG, NP, SS, P]-D-08-SOF-uu-30K-D070-D10-xx-UNV-yyy-zz | Indoor Luminaires | Linear Ambient | Direct Linear Ambient Luminaires | Standard | FALSE | [9 empty] | 6/17/2016 | Dimmable | Continuous (Can dim down to ≤ 10% (W)) | No |  |  | 5600 | 84.6 | 66.2 | 14.9 | 0.97 | 3000 | 83
PWYH65ZX | Hubbell Lighting | Litecontrol | 3L-[DW, PT, LG, NP, SS, P]-D-08-SOF-uu-35K-D070-D10-xx-UNV-yyy-zz | Indoor Luminaires | Linear Ambient | Direct Linear Ambient Luminaires | Standard | FALSE | [9 empty] | 6/17/2016 | Dimmable | Continuous (Can dim down to ≤ 10% (W)) | No |  |  | 5628 | 85 | 66.2 | 14.9 | 0.97 | 3500 | 83
PG67KDJS | Hubbell Lighting | Litecontrol | 3L-[DW, PT, LG, NP, SS, P]-D-08-SOF-uu-40K-D070-D10-xx-UNV-yyy-zz | Indoor Luminaires | Linear Ambient | Direct Linear Ambient Luminaires | Standard | FALSE | [9 empty] | 6/17/2016 | Dimmable | Continuous (Can dim down to ≤ 10% (W)) | No |  |  | 5852 | 88.4 | 66.2 | 14.9 | 0.97 | 4000 | 84
PDZNS78Y | Hubbell Lighting | Litecontrol | 3L-[DW, PT, LG, NP, SS, P]-D-03-SOF-uu-30K-D120-D10-xx-UNV-yyy-zz | Indoor Luminaires | Linear Ambient | Direct Linear Ambient Luminaires | Standard | FALSE | [9 empty] | 6/17/2016 | Dimmable | Continuous (Can dim down to ≤ 10% (W)) | No |  |  | 3600 | 84.6 | 42.6 | 17.6 | 0.94 | 3000 | 83
PBSBT571 | Hubbell Lighting | Litecontrol | 3L-[DW, PT, LG, NP, SS, P]-D-03-SOF-uu-35K-D120-D10-xx-UNV-yyy-zz | Indoor Luminaires | Linear Ambient | Direct Linear Ambient Luminaires | Standard | FALSE | [9 empty] | 6/17/2016 | Dimmable | Continuous (Can dim down to ≤ 10% (W)) | No |  |  | 3618 | 85 | 42.6 | 17.6 | 0.94 | 3500 | 83
PWAEPH2T | Hubbell Lighting | Litecontrol | 3L-[DW, PT, LG, NP, SS, P]-D-03-SOF-uu-40K-D120-D10-xx-UNV-yyy-zz | Indoor Luminaires | Linear Ambient | Direct Linear Ambient Luminaires | Standard | FALSE | [9 empty] | 6/17/2016 | Dimmable | Continuous (Can dim down to ≤ 10% (W)) | No |  |  | 3762 | 88.4 | 42.6 | 17.6 | 0.94 | 4000 | 84
P1YTUY52 | Hubbell Lighting | Columbia lighting | LBIL2-40MW-EU | Indoor Luminaires | Linear Ambient | Direct Linear Ambient Luminaires | Standard | TRUE | 2279.39 | 87 | 26.07 | 9 | 0.94 | 4196 | 84 | 5 | 50000 | 6/27/2016 | Not Yet Verified | Not Yet Verified | Not Yet Verified |  | 2.1 | 2279.39 | 87 | 26 | 9 | 0.94 | 4000 | 84
PCUHHRD7 | Hubbell Lighting | Columbia lighting | LBIL2-40MW-ESDU | Indoor Luminaires | Linear Ambient | Direct Linear Ambient Luminaires | Standard | FALSE | [9 empty] | 6/27/2016 | Not Yet Verified | Not Yet Verified | Not Yet Verified |  |  | 2279.4 | 87 | 26 | 9 | 0.94 | 4000 | 84
PVDH3KGD | Hubbell Lighting | Columbia lighting | LBIL2-40MW-EDU | Indoor Luminaires | Linear Ambient | Direct Linear Ambient Luminaires | Standard | FALSE | [9 empty] | 6/27/2016 | Not Yet Verified | Not Yet Verified | Not Yet Verified |  |  | 2279.4 | 87 | 26 | 9 | 0.94 | 4000 | 84
P6K7KXQX | Hubbell Lighting | Columbia lighting | LBIL2-40VW-EU | Indoor Luminaires | Linear Ambient | Direct Linear Ambient Luminaires | Standard | TRUE | 1659.44 | 86 | 19.2 | 9 | 0.92 | 4207 | 84 | 5 | 50000 | 6/27/2016 | Not Yet Verified | Not Yet Verified | Not Yet Verified |  | 2.1 | 1659.44 | 86 | 19 | 9 | 0.9 | 4000 | 84
PR1Q4CRE | Hubbell Lighting | Columbia lighting | LBIL2-40VW-ESDU | Indoor Luminaires | Linear Ambient | Direct Linear Ambient Luminaires | Standard | FALSE | [9 empty] | 6/27/2016 | Not Yet Verified | Not Yet Verified | Not Yet Verified |  |  | 1659.44 | 86 | 19 | 9 | 0.9 | 4000 | 84
PUW3H6B8 | Hubbell Lighting | Columbia lighting | LBIL2-40VW-EDU | Indoor Luminaires | Linear Ambient | Direct Linear Ambient Luminaires | Standard | FALSE | [9 empty] | 6/27/2016 | Not Yet Verified | Not Yet Verified | Not Yet Verified |  |  | 1659.44 | 86 | 19.2 | 9 | 0.92 | 4000 | 84
P00000VGQ | Hubbell Lighting | Columbia Lighting | LCS4-35LW-EU | Indoor Luminaires | Linear Ambient | Direct Linear Ambient Luminaires | Standard | TRUE | 2869 | 117.1 | 24.5 | 16.9 | 0.94 | 3659 | 84.1 | 5 | 50000 | 12/18/2013 | Not Yet Verified | Not Yet Verified | Not Yet Verified |  | 2.1 | 2869 | 117.1 | 24.5 | 17.7 | 0.94 | 3659 | 84.07
P00000VGR | Hubbell Lighting | Columbia Lighting | LCS4-35ML-EU | Indoor Luminaires | Linear Ambient | Direct Linear Ambient Luminaires | Standard | FALSE | [9 empty] | 12/18/2013 | Not Yet Verified | Not Yet Verified | Not Yet Verified |  |  | 5662 | 107.6 | 50 |  | 0.94 | 3500 | 80
P00000VGS | Hubbell Lighting | Columbia Lighting | LCS4-35HL-EU | Indoor Luminaires | Linear Ambient | Direct Linear Ambient Luminaires | Standard | FALSE | [9 empty] | 12/18/2013 | Not Yet Verified | Not Yet Verified | Not Yet Verified |  |  | 6051 | 101 | 60 |  | 0.94 | 3500 | 80
P00000VGT | Hubbell Lighting | Columbia Lighting | LCS4-35VL-EU | Indoor Luminaires | Linear Ambient | Direct Linear Ambient Luminaires | Standard | FALSE | [9 empty] | 12/18/2013 | Not Yet Verified | Not Yet Verified | Not Yet Verified |  |  | 10911 | 104.8 | 105 |  | 0.94 | 3500 | 80
P00000VGU | Hubbell Lighting | Columbia Lighting | LCS4-40HL-EU | Indoor Luminaires | Linear Ambient | Direct Linear Ambient Luminaires | Standard | FALSE | [9 empty] | 12/18/2013 | Not Yet Verified | Not Yet Verified | Not Yet Verified |  |  | 6756 | 112.4 | 60 |  | 0.94 | 4000 | 80
P00000VGV | Hubbell Lighting | Columbia Lighting | LCS4-40LW-EU | Indoor Luminaires | Linear Ambient | Direct Linear Ambient Luminaires | Standard | FALSE | [9 empty] | 12/18/2013 | Not Yet Verified | Not Yet Verified | Not Yet Verified |  |  | 3070 | 124.3 | 25 |  | 0.94 | 4000 | 80
P00000VGW | Hubbell Lighting | Columbia Lighting | LCS4-40ML-EU | Indoor Luminaires | Linear Ambient | Direct Linear Ambient Luminaires | Standard | FALSE | [9 empty] | 12/18/2013 | Not Yet Verified | Not Yet Verified | Not Yet Verified |  |  | 5880 | 113.1 | 50 |  | 0.94 | 4000 | 80
P00000VGX | Hubbell Lighting | Columbia Lighting | LCS4-40VL-EU | Indoor Luminaires | Linear Ambient | Direct Linear Ambient Luminaires | Standard | FALSE | [9 empty] | 12/18/2013 | Not Yet Verified | Not Yet Verified | Not Yet Verified |  |  | 11410 | 109.5 | 105 |  | 0.94 | 4000 | 80
P00000VGY | Hubbell Lighting | Columbia Lighting | LCS4-50ML-EU | Indoor Luminaires | Linear Ambient | Direct Linear Ambient Luminaires | Standard | FALSE | [9 empty] | 12/18/2013 | Not Yet Verified | Not Yet Verified | Not Yet Verified |  |  | 5582 | 106.5 | 50 |  | 0.94 | 5000 | 80
P00000VGZ | Hubbell Lighting | Columbia Lighting | LCS4-50LW-EU | Indoor Luminaires | Linear Ambient | Direct Linear Ambient Luminaires | Standard | FALSE | [9 empty] | 12/18/2013 | Not Yet Verified | Not Yet Verified | Not Yet Verified |  |  | 3000 | 113.1 | 25 |  | 0.94 | 5000 | 80
P00000VH0 | Hubbell Lighting | Columbia Lighting | LCS4-50HL-EU | Indoor Luminaires | Linear Ambient | Direct Linear Ambient Luminaires | Standard | FALSE | [9 empty] | 12/18/2013 | Not Yet Verified | Not Yet Verified | Not Yet Verified |  |  | 6800 | 109.5 | 60 |  | 0.94 | 5000 | 80
P00000VH1 | Hubbell Lighting | Columbia Lighting | LCS4-50VL-EU | Indoor Luminaires | Linear Ambient | Direct Linear Ambient Luminaires | Standard | FALSE | [9 empty] | 12/18/2013 | Not Yet Verified | Not Yet Verified | Not Yet Verified |  |  | 12000 | 106.5 | 105 |  | 0.94 | 5000 | 80
PABPWURZ | Hubbell Lighting | Columbia Lighting | LCS8-35LW-EU | Indoor Luminaires | Linear Ambient | Direct Linear Ambient Luminaires | Standard | FALSE | [9 empty] | 3/19/2015 | Not Dimmable | Not Dimmable | Not Yet Verified |  |  | 5738 | 114.76 | 50 | 16.9 | 0.94 | 3659 | 84.07
PXSE4KVC | Hubbell Lighting | Columbia Lighting | LCS8-35ML-EU | Indoor Luminaires | Linear Ambient | Direct Linear Ambient Luminaires | Standard | FALSE | [9 empty] | 3/19/2015 | Not Dimmable | Not Dimmable | Not Yet Verified |  |  | 11324 | 109.3 | 103.6 | 16.5 | 0.94 | 3659 | 80
PHHKA243 | Hubbell Lighting | Columbia Lighting | LCS8-35HL-EU | Indoor Luminaires | Linear Ambient | Direct Linear Ambient Luminaires | Standard | FALSE | [9 empty] | 3/19/2015 | Not Dimmable | Not Dimmable | Not Yet Verified |  |  | 12102 | 101 | 120 | 16.9 | 0.94 | 3659 | 80
PB39FTDB | Hubbell Lighting | Columbia Lighting | LCS8-35VL-EU | Indoor Luminaires | Linear Ambient | Direct Linear Ambient Luminaires | Standard | FALSE | [9 empty] | 3/19/2015 | Not Dimmable | Not Dimmable | Not Yet Verified |  |  | 21822 | 103.2 | 211.4 | 17 | 0.94 | 3659 | 80
PAYKSWXY | Hubbell Lighting | Columbia Lighting | LCS8-40HL-EU | Indoor Luminaires | Linear Ambient | Direct Linear Ambient Luminaires | Standard | FALSE | [9 empty] | 3/19/2015 | Not Dimmable | Not Dimmable | Not Yet Verified |  |  | 13512 | 112.4 | 120 | 16.9 | 0.94 | 4131 | 80
PQQSK6FJ | Hubbell Lighting | Columbia Lighting | LCS8-40LW-EU | Indoor Luminaires | Linear Ambient | Direct Linear Ambient Luminaires | Standard | FALSE | [9 empty] | 3/19/2015 | Not Dimmable | Not Dimmable | Not Yet Verified |  |  | 6140 | 122.8 | 50 | 16.5 | 0.94 | 4131 | 80
PPFGY9F9 | Hubbell Lighting | Columbia Lighting | LCS8-40ML-EU | Indoor Luminaires | Linear Ambient | Direct Linear Ambient Luminaires | Standard | FALSE | [9 empty] | 3/19/2015 | Not Dimmable | Not Dimmable | Not Yet Verified |  |  | 11760 | 117.6 | 100 | 16.9 | 0.94 | 4131 | 80
P7WV4NX8 | Hubbell Lighting | Columbia Lighting | LCS8-40VL-EU | Indoor Luminaires | Linear Ambient | Direct Linear Ambient Luminaires | Standard | FALSE | [9 empty] | 3/19/2015 | Not Dimmable | Not Dimmable | Not Yet Verified |  |  | 22820 | 108.6 | 210 | 17 | 0.94 | 4131 | 80
PJPQANYW | Hubbell Lighting | Columbia Lighting | LCS8-50ML-EU | Indoor Luminaires | Linear Ambient | Direct Linear Ambient Luminaires | Standard | FALSE | [9 empty] | 3/19/2015 | Not Dimmable | Not Dimmable | Not Yet Verified |  |  | 11164 | 111.6 | 100 | 16.9 | 0.95 | 4978 | 79.86
P44MZ7Q4 | Hubbell Lighting | Columbia Lighting | LCS8-50LW-EU | Indoor Luminaires | Linear Ambient | Direct Linear Ambient Luminaires | Standard | FALSE | [9 empty] | 3/19/2015 | Not Dimmable | Not Dimmable | Not Yet Verified |  |  | 6000 | 120 | 50 | 16.5 | 0.94 | 4978 | 80
P43Z6YUX | Hubbell Lighting | Columbia Lighting | LCS8-50HL-EU | Indoor Luminaires | Linear Ambient | Direct Linear Ambient Luminaires | Standard | FALSE | [9 empty] | 3/19/2015 | Not Dimmable | Not Dimmable | Not Yet Verified |  |  | 13600 | 113.3 | 120 | 16.9 | 0.94 | 4978 | 80
PX3SU7BC | Hubbell Lighting | Columbia Lighting | LCS8-50VL-EU | Indoor Luminaires | Linear Ambient | Direct Linear Ambient Luminaires | Standard | FALSE | [9 empty] | 3/19/2015 | Not Dimmable | Not Dimmable | Not Yet Verified |  |  | 24000 | 114.3 | 210 | 17 | 0.94 | 4978 | 80
PB1XJ9ZE | Hubbell Lighting | Columbia Lighting | LCS8-35LW-EDU | Indoor Luminaires | Linear Ambient | Direct Linear Ambient Luminaires | Standard | FALSE | [9 empty] | 3/19/2015 | Dimmable | Continuous (Can dim down to ≤ 10% (W)) | Not Yet Verified |  |  | 5738 | 114.76 | 50 | 16.9 | 0.94 | 3659 | 84.07
PBBKUTXV | Hubbell Lighting | Columbia Lighting | LCS8-35ML-EDU | Indoor Luminaires | Linear Ambient | Direct Linear Ambient Luminaires | Standard | FALSE | [9 empty] | 3/19/2015 | Dimmable | Continuous (Can dim down to ≤ 10% (W)) | Not Yet Verified |  |  | 11324 | 109.3 | 103.6 | 16.5 | 0.94 | 3659 | 80
PM69B2ED | Hubbell Lighting | Columbia Lighting | LCS8-35HL-EDU | Indoor Luminaires | Linear Ambient | Direct Linear Ambient Luminaires | Standard | FALSE | [9 empty] | 3/19/2015 | Dimmable | Continuous (Can dim down to ≤ 10% (W)) | Not Yet Verified |  |  | 12102 | 101 | 120 | 16.9 | 0.94 | 3659 | 80
P358YDKX | Hubbell Lighting | Columbia Lighting | LCS8-35VL-EDU | Indoor Luminaires | Linear Ambient | Direct Linear Ambient Luminaires | Standard | FALSE | [9 empty] | 3/19/2015 | Dimmable | Continuous (Can dim down to ≤ 10% (W)) | Not Yet Verified |  |  | 21822 | 103.2 | 211.4 | 17 | 0.94 | 3659 | 80
PW8SQWU2 | Hubbell Lighting | Columbia Lighting | LCS8-40HL-EDU | Indoor Luminaires | Linear Ambient | Direct Linear Ambient Luminaires | Standard | FALSE | [9 empty] | 3/19/2015 | Dimmable | Continuous (Can dim down to ≤ 10% (W)) | Not Yet Verified |  |  | 13512 | 112.4 | 120 | 16.9 | 0.94 | 4131 | 80
PCYQ81Y3 | Hubbell Lighting | Columbia Lighting | LCS8-40LW-EDU | Indoor Luminaires | Linear Ambient | Direct Linear Ambient Luminaires | Standard | FALSE | [9 empty] | 3/19/2015 | Dimmable | Continuous (Can dim down to ≤ 10% (W)) | Not Yet Verified |  |  | 6140 | 122.8 | 50 | 16.5 | 0.94 | 4131 | 80
P2QMF7BK | Hubbell Lighting | Columbia Lighting | LCS8-40ML-EDU | Indoor Luminaires | Linear Ambient | Direct Linear Ambient Luminaires | Standard | FALSE | [9 empty] | 3/19/2015 | Dimmable | Continuous (Can dim down to ≤ 10% (W)) | Not Yet Verified |  |  | 11760 | 117.6 | 100 | 16.9 | 0.94 | 4131 | 80
P7SSF69H | Hubbell Lighting | Columbia Lighting | LCS8-40VL-EDU | Indoor Luminaires | Linear Ambient | Direct Linear Ambient Luminaires | Standard | FALSE | [9 empty] | 3/19/2015 | Dimmable | Continuous (Can dim down to ≤ 10% (W)) | Not Yet Verified |  |  | 22820 | 108.6 | 210 | 17 | 0.94 | 4131 | 80
P6ZV6PSR | Hubbell Lighting | Columbia Lighting | LCS8-50ML-EDU | Indoor Luminaires | Linear Ambient | Direct Linear Ambient Luminaires | Standard | FALSE | [9 empty] | 3/19/2015 | Dimmable | Continuous (Can dim down to ≤ 10% (W)) | Not Yet Verified |  |  | 11164 | 111.6 | 100 | 16.9 | 0.95 | 4978 | 79.86
PD3D6D4H | Hubbell Lighting | Columbia Lighting | LCS8-50LW-EDU | Indoor Luminaires | Linear Ambient | Direct Linear Ambient Luminaires | Standard | FALSE | [9 empty] | 3/19/2015 | Dimmable | Continuous (Can dim down to ≤ 10% (W)) | Not Yet Verified |  |  | 6000 | 120 | 50 | 16.5 | 0.94 | 4978 | 80
PGVDASMB | Hubbell Lighting | Columbia Lighting | LCS8-50HL-EDU | Indoor Luminaires | Linear Ambient | Direct Linear Ambient Luminaires | Standard | FALSE | [9 empty] | 3/19/2015 | Dimmable | Continuous (Can dim down to ≤ 10% (W)) | Not Yet Verified |  |  | 13600 | 113.3 | 120 | 16.9 | 0.94 | 4978 | 80
PQWTGJNY | Hubbell Lighting | Columbia Lighting | LCS8-50VL-EDU | Indoor Luminaires | Linear Ambient | Direct Linear Ambient Luminaires | Standard | FALSE | [9 empty] | 3/19/2015 | Dimmable | Continuous (Can dim down to ≤ 10% (W)) | Not Yet Verified |  |  | 24000 | 114.3 | 210 | 17 | 0.94 | 4978 | 80
P00000VNX | Hubbell Lighting | Columbia Lighting | LPT4-35VL-EU | Indoor Luminaires | Linear Ambient | Direct Linear Ambient Luminaires | Standard | TRUE | 9579 | 91.3 | 104.9 | 16.7 | 0.953 | 3457 | 84.46 | 5 | 50000 | 2/3/2014 | Not Yet Verified | Not Yet Verified | Not Yet Verified |  | 2.1 | 9579 | 91.3 | 104.9 | 16.7 | 0.953 | 3500 | 84.46
P00000VNY | Hubbell Lighting | Columbia Lighting | LRO4-35LW-EU | Indoor Luminaires | Linear Ambient | Direct Linear Ambient Luminaires | Standard | TRUE | 2682 | 106 | 25.3 | 16.9 | 0.927 | 3466 | 84.11 | 5 | 50000 | 2/3/2014 | Not Yet Verified | Not Yet Verified | Not Yet Verified |  | 2.1 | 2682 | 106 | 25.3 | 16.9 | 0.927 | 3466 | 84.11
P00000VNZ | Hubbell Lighting | Columbia Lighting | LPT4-35LW-EU | Indoor Luminaires | Linear Ambient | Direct Linear Ambient Luminaires | Standard | FALSE | [9 empty] | 2/3/2014 | Not Yet Verified | Not Yet Verified | Not Yet Verified |  |  | 2686 | 106.2 | 25.3 | 16.9 | 0.928 | 3500 | 84.46
P00000VO0 | Hubbell Lighting | Columbia Lighting | LPT4-35ML-EU | Indoor Luminaires | Linear Ambient | Direct Linear Ambient Luminaires | Standard | FALSE | [9 empty] | 2/3/2014 | Not Yet Verified | Not Yet Verified | Not Yet Verified |  |  | 5058 | 96.3 | 52.5 | 16.5 | 0.95 | 3500 | 84.46
P00000VO1 | Hubbell Lighting | Columbia Lighting | LPT4-35HL-EU | Indoor Luminaires | Linear Ambient | Direct Linear Ambient Luminaires | Standard | FALSE | [9 empty] | 2/3/2014 | Not Yet Verified | Not Yet Verified | Not Yet Verified |  |  | 6379 | 101.6 | 62.8 | 16.9 | 0.94 | 3500 | 84.46
P00000VO2 | Hubbell Lighting | Columbia Lighting | LPT4-40HL-EU | Indoor Luminaires | Linear Ambient | Direct Linear Ambient Luminaires | Standard | FALSE | [9 empty] | 2/3/2014 | Not Yet Verified | Not Yet Verified | Not Yet Verified |  |  | 6506 | 104.1 | 62.5 |  | 0.93 | 4000 | 84.46
P00000VO3 | Hubbell Lighting | Columbia Lighting | LPT4-40LW-EU | Indoor Luminaires | Linear Ambient | Direct Linear Ambient Luminaires | Standard | FALSE | [9 empty] | 2/3/2014 | Not Yet Verified | Not Yet Verified | Not Yet Verified |  |  | 2686 | 106.2 | 25.3 | 16.9 | 0.928 | 4000 | 84.46
P00000VO4 | Hubbell Lighting | Columbia Lighting | LPT4-40ML-EU | Indoor Luminaires | Linear Ambient | Direct Linear Ambient Luminaires | Standard | FALSE | [9 empty] | 2/3/2014 | Not Yet Verified | Not Yet Verified | Not Yet Verified |  |  | 5058 | 96.3 | 52.5 |  | 0.928 | 4000 | 84.46
P00000VO5 | Hubbell Lighting | Columbia Lighting | LPT4-40VL-EU | Indoor Luminaires | Linear Ambient | Direct Linear Ambient Luminaires | Standard | FALSE | [9 empty] | 2/3/2014 | Not Yet Verified | Not Yet Verified | Not Yet Verified |  |  | 9579 | 91.3 | 104.9 |  | 0.928 | 4000 | 84.46
P00000VO6 | Hubbell Lighting | Columbia Lighting | LPT4-50ML-EU | Indoor Luminaires | Linear Ambient | Direct Linear Ambient Luminaires | Standard | FALSE | [9 empty] | 2/3/2014 | Not Yet Verified | Not Yet Verified | Not Yet Verified |  |  | 5329 | 100.9 | 52.8 | 16.7 | 0.953 | 5156 | 83.17
P00000VO7 | Hubbell Lighting | Columbia Lighting | LPT4-50LW-EU | Indoor Luminaires | Linear Ambient | Direct Linear Ambient Luminaires | Standard | FALSE | [9 empty] | 2/3/2014 | Not Yet Verified | Not Yet Verified | Not Yet Verified |  |  | 2686 | 106.2 | 25.3 |  | 0.953 | 5000 | 83.17
P00000VO8 | Hubbell Lighting | Columbia Lighting | LPT4-50HL-EU | Indoor Luminaires | Linear Ambient | Direct Linear Ambient Luminaires | Standard | FALSE | [9 empty] | 2/3/2014 | Not Yet Verified | Not Yet Verified | Not Yet Verified |  |  | 6379 | 101.6 | 62.8 |  | 0.953 | 5000 | 83.17
P00000VO9 | Hubbell Lighting | Columbia Lighting | LPT4-50VL-EU | Indoor Luminaires | Linear Ambient | Direct Linear Ambient Luminaires | Standard | FALSE | [9 empty] | 2/3/2014 | Not Yet Verified | Not Yet Verified | Not Yet Verified |  |  | 10304 | 98.4 | 104.7 |  | 0.953 | 5000 | 83.17
P00000VOA | Hubbell Lighting | Columbia Lighting | LRO4-35ML-EU | Indoor Luminaires | Linear Ambient | Direct Linear Ambient Luminaires | Standard | FALSE | [9 empty] | 2/3/2014 | Not Yet Verified | Not Yet Verified | Not Yet Verified |  |  | 5039 | 96 | 52.5 |  | 0.927 | 3500 | 84.11
P00000VOB | Hubbell Lighting | Columbia Lighting | LRO4-35HL-EU | Indoor Luminaires | Linear Ambient | Direct Linear Ambient Luminaires | Standard | FALSE | [9 empty] | 2/3/2014 | Not Yet Verified | Not Yet Verified | Not Yet Verified |  |  | 6358 | 102.4 | 62.1 |  | 0.927 | 3500 | 84.11
P00000VOC | Hubbell Lighting | Columbia Lighting | LRO4-35VL-EU | Indoor Luminaires | Linear Ambient | Direct Linear Ambient Luminaires | Standard | FALSE | [9 empty] | 2/3/2014 | Not Yet Verified | Not Yet Verified | Not Yet Verified |  |  | 9576 | 91.5 | 104.7 |  | 0.927 | 3500 | 84.11
P00000VOD | Hubbell Lighting | Columbia Lighting | LRO4-40HL-EU | Indoor Luminaires | Linear Ambient | Direct Linear Ambient Luminaires | Standard | FALSE | [9 empty] | 2/3/2014 | Not Yet Verified | Not Yet Verified | Not Yet Verified |  |  | 6487 | 103.5 | 62.7 |  | 0.927 | 4000 | 84.11
P00000VOE | Hubbell Lighting | Columbia Lighting | LRO4-40LW-EU | Indoor Luminaires | Linear Ambient | Direct Linear Ambient Luminaires | Standard | FALSE | [9 empty] | 2/3/2014 | Not Yet Verified | Not Yet Verified | Not Yet Verified |  |  | 2686 | 106.2 | 25.3 |  | 0.927 | 4000 | 84.11
P00000VOF | Hubbell Lighting | Columbia Lighting | LRO4-40ML-EU | Indoor Luminaires | Linear Ambient | Direct Linear Ambient Luminaires | Standard | FALSE | [9 empty] | 2/3/2014 | Not Yet Verified | Not Yet Verified | Not Yet Verified |  |  | 5058 | 96.3 | 52.5 |  | 0.927 | 4000 | 84.11
P00000VOG | Hubbell Lighting | Columbia Lighting | LRO4-40VL-EU | Indoor Luminaires | Linear Ambient | Direct Linear Ambient Luminaires | Standard | FALSE | [9 empty] | 2/3/2014 | Not Yet Verified | Not Yet Verified | Not Yet Verified |  |  | 10526 | 101.2 | 104 |  | 0.927 | 4000 | 84.11
P00000VOH | Hubbell Lighting | Columbia Lighting | LRO4-50ML-EU | Indoor Luminaires | Linear Ambient | Direct Linear Ambient Luminaires | Standard | FALSE | [9 empty] | 2/3/2014 | Not Yet Verified | Not Yet Verified | Not Yet Verified |  |  | 5335 | 101 | 52.8 |  | 0.927 | 5175 | 83.04
P00000VOI | Hubbell Lighting | Columbia Lighting | LRO4-50LW-EU | Indoor Luminaires | Linear Ambient | Direct Linear Ambient Luminaires | Standard | FALSE | [9 empty] | 2/3/2014 | Not Yet Verified | Not Yet Verified | Not Yet Verified |  |  | 2686 | 106.2 | 25.3 |  | 0.927 | 5000 | 83.04
P00000VOJ | Hubbell Lighting | Columbia Lighting | LRO4-50HL-EU | Indoor Luminaires | Linear Ambient | Direct Linear Ambient Luminaires | Standard | FALSE | [9 empty] | 2/3/2014 | Not Yet Verified | Not Yet Verified | Not Yet Verified |  |  | 6506 | 104.1 | 62.5 |  | 0.927 | 5000 | 83.04
P00000VOK | Hubbell Lighting | Columbia Lighting | LRO4-50VL-EU | Indoor Luminaires | Linear Ambient | Direct Linear Ambient Luminaires | Standard | FALSE | [9 empty] | 2/3/2014 | Not Yet Verified | Not Yet Verified | Not Yet Verified |  |  | 10311 | 98.3 | 104.9 |  | 0.927 | 5000 | 83.04
PC8WG46C | Hubbell Lighting | Columbia Lighting | LPT8-35HL-ED1U | Indoor Luminaires | Linear Ambient | Direct Linear Ambient Luminaires | Standard | FALSE | [9 empty] | 3/11/2016 | Dimmable | Continuous (Can dim down to ≤ 10% (W)) | Not Yet Verified |  |  | 12758 | 101.5 | 125.6 | 16.9 | 0.94 | 3500 | 84.46
PJYUVN2U | Hubbell Lighting | Columbia Lighting | LPT8-35HL-EDU | Indoor Luminaires | Linear Ambient | Direct Linear Ambient Luminaires | Standard | FALSE | [9 empty] | 3/11/2016 | Dimmable | Continuous (Cannot dim down to ≤ 10% (W) | Not Yet Verified |  |  | 12758 | 101.5 | 125.6 | 16.9 | 0.94 | 3500 | 84.46
PT6U7RGA | Hubbell Lighting | Columbia Lighting | LPT8-35HL-EU | Indoor Luminaires | Linear Ambient | Direct Linear Ambient Luminaires | Standard | FALSE | [9 empty] | 3/11/2016 | Not Dimmable | Not Dimmable | Not Yet Verified |  |  | 12758 | 101.5 | 125.6 | 16.9 | 0.94 | 3500 | 84.46
PR2YH1U9 | Hubbell Lighting | Columbia Lighting | LPT8-35LW-ED1U | Indoor Luminaires | Linear Ambient | Direct Linear Ambient Luminaires | Standard | FALSE | [9 empty] | 3/11/2016 | Dimmable | Continuous (Can dim down to ≤ 10% (W)) | Not Yet Verified |  |  | 5372 | 106.1 | 50.6 | 16.9 | 0.928 | 3500 | 84.46
P5RPHR4A | Hubbell Lighting | Columbia Lighting | LPT8-35LW-EDU | Indoor Luminaires | Linear Ambient | Direct Linear Ambient Luminaires | Standard | FALSE | [9 empty] | 3/11/2016 | Dimmable | Continuous (Cannot dim down to ≤ 10% (W) | Not Yet Verified |  |  | 5372 | 106.1 | 50.6 | 16.9 | 0.928 | 3500 | 84.46
PZ5PN3PZ | Hubbell Lighting | Columbia Lighting | LPT8-35LW-EU | Indoor Luminaires | Linear Ambient | Direct Linear Ambient Luminaires | Standard | FALSE | [9 empty] | 3/11/2016 | Not Dimmable | Not Dimmable | Not Yet Verified |  |  | 5372 | 106.1 | 50.6 | 16.9 | 0.928 | 3500 | 84.46
PBPQE1VU | Hubbell Lighting | Columbia Lighting | LPT8-35ML-ED1U | Indoor Luminaires | Linear Ambient | Direct Linear Ambient Luminaires | Standard | FALSE | [9 empty] | 3/11/2016 | Dimmable | Continuous (Can dim down to ≤ 10% (W)) | Not Yet Verified |  |  | 10116 | 96.3 | 105 | 16.5 | 0.95 | 3500 | 84.46
PSAW3Y3W | Hubbell Lighting | Columbia Lighting | LPT8-35ML-EDU | Indoor Luminaires | Linear Ambient | Direct Linear Ambient Luminaires | Standard | FALSE | [9 empty] | 3/11/2016 | Dimmable | Continuous (Cannot dim down to ≤ 10% (W) | Not Yet Verified |  |  | 10116 | 96.3 | 105 | 16.5 | 0.95 | 3500 | 84.46
PF89CMCP | Hubbell Lighting | Columbia Lighting | LPT8-35ML-EU | Indoor Luminaires | Linear Ambient | Direct Linear Ambient Luminaires | Standard | FALSE | [9 empty] | 3/11/2016 | Not Dimmable | Not Dimmable | Not Yet Verified |  |  | 10116 | 96.3 | 105 | 16.5 | 0.95 | 3500 | 84.46
PGEN77U3 | Hubbell Lighting | Columbia Lighting | LPT8-35VL-ED1U | Indoor Luminaires | Linear Ambient | Direct Linear Ambient Luminaires | Standard | FALSE | [9 empty] | 3/11/2016 | Dimmable | Continuous (Can dim down to ≤ 10% (W)) | Not Yet Verified |  |  | 19158 | 91.3 | 209.8 | 16.7 | 0.953 | 3500 | 84.46
PAFVY3KQ | Hubbell Lighting | Columbia Lighting | LPT8-35VL-EDU | Indoor Luminaires | Linear Ambient | Direct Linear Ambient Luminaires | Standard | FALSE | [9 empty] | 3/11/2016 | Dimmable | Continuous (Cannot dim down to ≤ 10% (W) | Not Yet Verified |  |  | 19158 | 91.3 | 209.8 | 16.7 | 0.953 | 3500 | 84.46
PNHCA9QP | Hubbell Lighting | Columbia Lighting | LPT8-35VL-EU | Indoor Luminaires | Linear Ambient | Direct Linear Ambient Luminaires | Standard | FALSE | [9 empty] | 3/11/2016 | Not Dimmable | Not Dimmable | Not Yet Verified |  |  | 19158 | 91.3 | 209.8 | 16.7 | 0.953 | 3500 | 84.46
PQ3Q2BPT | Hubbell Lighting | Columbia Lighting | LPT8-40HL-ED1U | Indoor Luminaires | Linear Ambient | Direct Linear Ambient Luminaires | Standard | FALSE | [9 empty] | 3/11/2016 | Dimmable | Continuous (Can dim down to ≤ 10% (W)) | Not Yet Verified |  |  | 13012 | 104 | 125 |  | 0.93 | 4000 | 84.46
P7PKRMK4 | Hubbell Lighting | Columbia Lighting | LPT8-40HL-EDU | Indoor Luminaires | Linear Ambient | Direct Linear Ambient Luminaires | Standard | FALSE | [9 empty] | 3/11/2016 | Dimmable | Continuous (Cannot dim down to ≤ 10% (W) | Not Yet Verified |  |  | 13012 | 104 | 125 |  | 0.93 | 4000 | 84.46
PJBH3A1R | Hubbell Lighting | Columbia Lighting | LPT8-40HL-EU | Indoor Luminaires | Linear Ambient | Direct Linear Ambient Luminaires | Standard | FALSE | [9 empty] | 3/11/2016 | Not Dimmable | Not Dimmable | Not Yet Verified |  |  | 13012 | 104 | 125 |  | 0.93 | 4000 | 84.46
P5AE6SG3 | Hubbell Lighting | Columbia Lighting | LPT8-40LW-ED1U | Indoor Luminaires | Linear Ambient | Direct Linear Ambient Luminaires | Standard | FALSE | [9 empty] | 3/11/2016 | Dimmable | Continuous (Can dim down to ≤ 10% (W)) | Not Yet Verified |  |  | 5372 | 106.1 | 50.6 | 16.9 | 0.928 | 4000 | 84.46
PZ7BNXA2 | Hubbell Lighting | Columbia Lighting | LPT8-40LW-EDU | Indoor Luminaires | Linear Ambient | Direct Linear Ambient Luminaires | Standard | FALSE | [9 empty] | 3/11/2016 | Dimmable | Continuous (Cannot dim down to ≤ 10% (W) | Not Yet Verified |  |  | 5372 | 106.1 | 50.6 | 16.9 | 0.928 | 4000 | 84.46
PM7E6FJD | Hubbell Lighting | Columbia Lighting | LPT8-40LW-EU | Indoor Luminaires | Linear Ambient | Direct Linear Ambient Luminaires | Standard | FALSE | [9 empty] | 3/11/2016 | Not Dimmable | Not Dimmable | Not Yet Verified |  |  | 5372 | 106.1 | 50.6 | 16.9 | 0.928 | 4000 | 84.46
P2KGSAWD | Hubbell Lighting | Columbia Lighting | LPT8-40ML-ED1U | Indoor Luminaires | Linear Ambient | Direct Linear Ambient Luminaires | Standard | FALSE | [9 empty] | 3/11/2016 | Dimmable | Continuous (Can dim down to ≤ 10% (W)) | Not Yet Verified |  |  | 10116 | 96.3 | 105 |  | 0.928 | 4000 | 84.46
PG4G9Z7V | Hubbell Lighting | Columbia Lighting | LPT8-40ML-EDU | Indoor Luminaires | Linear Ambient | Direct Linear Ambient Luminaires | Standard | FALSE | [9 empty] | 3/11/2016 | Dimmable | Continuous (Cannot dim down to ≤ 10% (W) | Not Yet Verified |  |  | 10116 | 96.3 | 105 |  | 0.928 | 4000 | 84.46
P2K6UF1H | Hubbell Lighting | Columbia Lighting | LPT8-40ML-EU | Indoor Luminaires | Linear Ambient | Direct Linear Ambient Luminaires | Standard | FALSE | [9 empty] | 3/11/2016 | Not Dimmable | Not Dimmable | Not Yet Verified |  |  | 10116 | 96.3 | 105 |  | 0.928 | 4000 | 84.46
PSHDYKB7 | Hubbell Lighting | Columbia Lighting | LPT8-40VL-ED1U | Indoor Luminaires | Linear Ambient | Direct Linear Ambient Luminaires | Standard | FALSE | [9 empty] | 3/11/2016 | Dimmable | Continuous (Can dim down to ≤ 10% (W)) | Not Yet Verified |  |  | 19158 | 91.3 | 209.8 |  | 0.928 | 4000 | 84.46
PDD74RNC | Hubbell Lighting | Columbia Lighting | LPT8-40VL-EDU | Indoor Luminaires | Linear Ambient | Direct Linear Ambient Luminaires | Standard | FALSE | [9 empty] | 3/11/2016 | Dimmable | Continuous (Cannot dim down to ≤ 10% (W) | Not Yet Verified |  |  | 19158 | 91.3 | 209.8 |  | 0.928 | 4000 | 84.46
P17PSWYT | Hubbell Lighting | Columbia Lighting | LPT8-40VL-EU | Indoor Luminaires | Linear Ambient | Direct Linear Ambient Luminaires | Standard | FALSE | [9 empty] | 3/11/2016 | Not Dimmable | Not Dimmable | Not Yet Verified |  |  | 19158 | 91.3 | 209.8 |  | 0.928 | 4000 | 84.46
PC4P8CGV | Hubbell Lighting | Columbia Lighting | LPT8-50HL-ED1U | Indoor Luminaires | Linear Ambient | Direct Linear Ambient Luminaires | Standard | FALSE | [9 empty] | 3/11/2016 | Dimmable | Continuous (Can dim down to ≤ 10% (W)) | Not Yet Verified |  |  | 12758 | 101.5 | 125.6 |  | 0.953 | 5000 | 83.17
PXHN9U6K | Hubbell Lighting | Columbia Lighting | LPT8-50HL-EDU | Indoor Luminaires | Linear Ambient | Direct Linear Ambient Luminaires | Standard | FALSE | [9 empty] | 3/11/2016 | Dimmable | Continuous (Cannot dim down to ≤ 10% (W) | Not Yet Verified |  |  | 12758 | 101.5 | 125.6 |  | 0.953 | 5000 | 83.17
PBC4ZUGC | Hubbell Lighting | Columbia Lighting | LPT8-50HL-EU | Indoor Luminaires | Linear Ambient | Direct Linear Ambient Luminaires | Standard | FALSE | [9 empty] | 3/11/2016 | Not Dimmable | Not Dimmable | Not Yet Verified |  |  | 12758 | 101.5 | 125.6 |  | 0.953 | 5000 | 83.17
P1KEHVSB | Hubbell Lighting | Columbia Lighting | LPT8-50LW-ED1U | Indoor Luminaires | Linear Ambient | Direct Linear Ambient Luminaires | Standard | FALSE | [9 empty] | 3/11/2016 | Dimmable | Continuous (Can dim down to ≤ 10% (W)) | Not Yet Verified |  |  | 5372 | 106.1 | 50.6 |  | 0.953 | 5000 | 83.17
PNSBVBZP | Hubbell Lighting | Columbia Lighting | LPT8-50LW-EDU | Indoor Luminaires | Linear Ambient | Direct Linear Ambient Luminaires | Standard | FALSE | [9 empty] | 3/11/2016 | Dimmable | Continuous (Cannot dim down to ≤ 10% (W) | Not Yet Verified |  |  | 5372 | 106.1 | 50.6 |  | 0.953 | 5000 | 83.17
PQ1ZG5MS | Hubbell Lighting | Columbia Lighting | LPT8-50LW-EU | Indoor Luminaires | Linear Ambient | Direct Linear Ambient Luminaires | Standard | FALSE | [9 empty] | 3/11/2016 | Not Dimmable | Not Dimmable | Not Yet Verified |  |  | 5372 | 106.1 | 50.6 |  | 0.953 | 5000 | 83.17
P5U56S2Y | Hubbell Lighting | Columbia Lighting | LPT8-50ML-ED1U | Indoor Luminaires | Linear Ambient | Direct Linear Ambient Luminaires | Standard | FALSE | [9 empty] | 3/11/2016 | Dimmable | Continuous (Can dim down to ≤ 10% (W)) | Not Yet Verified |  |  | 10658 | 100.9 | 105.6 | 16.7 | 0.953 | 5156 | 83.17
P4V3BSRN | Hubbell Lighting | Columbia Lighting | LPT8-50ML-EDU | Indoor Luminaires | Linear Ambient | Direct Linear Ambient Luminaires | Standard | FALSE | [9 empty] | 3/11/2016 | Dimmable | Continuous (Cannot dim down to ≤ 10% (W) | Not Yet Verified |  |  | 10658 | 100.9 | 105.6 | 16.7 | 0.953 | 5156 | 83.17
PTJ1TZTJ | Hubbell Lighting | Columbia Lighting | LPT8-50ML-EU | Indoor Luminaires | Linear Ambient | Direct Linear Ambient Luminaires | Standard | FALSE | [9 empty] | 3/11/2016 | Not Dimmable | Not Dimmable | Not Yet Verified |  |  | 10658 | 100.9 | 105.6 | 16.7 | 0.953 | 5156 | 83.17
P1KQTF7X | Hubbell Lighting | Columbia Lighting | LPT8-50VL-ED1U | Indoor Luminaires | Linear Ambient | Direct Linear Ambient Luminaires | Standard | FALSE | [9 empty] | 3/11/2016 | Dimmable | Continuous (Can dim down to ≤ 10% (W)) | Not Yet Verified |  |  | 20608 | 98.4 | 209.4 |  | 0.953 | 5000 | 83.17
PNDSZ5V5 | Hubbell Lighting | Columbia Lighting | LPT8-50VL-EDU | Indoor Luminaires | Linear Ambient | Direct Linear Ambient Luminaires | Standard | FALSE | [9 empty] | 3/11/2016 | Dimmable | Continuous (Cannot dim down to ≤ 10% (W) | Not Yet Verified |  |  | 20608 | 98.4 | 209.4 |  | 0.953 | 5000 | 83.17
P1KMD1NT | Hubbell Lighting | Columbia Lighting | LPT8-50VL-EU | Indoor Luminaires | Linear Ambient | Direct Linear Ambient Luminaires | Standard | FALSE | [9 empty] | 3/11/2016 | Not Dimmable | Not Dimmable | Not Yet Verified |  |  | 20608 | 98.4 | 209.4 |  | 0.953 | 5000 | 83.17
PMX6S6QE | Huizhou Arrlux Optoelectronic Co.,Ltd | ARRLUX | BLB40-3000K | Indoor Luminaires | Linear Ambient | Direct Linear Ambient Luminaires | Standard | TRUE | 4411.652 | 105.31 | 41.892 | 12.79 | 0.913 | 3028 | 82.3 | 5 | 50000 | 8/18/2015 | Not Dimmable | Not Dimmable | Not Yet Verified |  | 3 | 4411.652 | 105.31 | 41.892 | 12.79 | 0.996 | 3028 | 82.3
P3BJQFPB | Huizhou Arrlux Optoelectronic Co.,Ltd | ARRLUX | BLB40-4000K | Indoor Luminaires | Linear Ambient | Direct Linear Ambient Luminaires | Standard | FALSE | [9 empty] | 8/18/2015 | Not Dimmable | Not Dimmable | Not Yet Verified |  |  | 4473.693 | 106.86 | 41.865 | 12.68 | 0.996 | 3925 | 84
PGR1T3RE | Huizhou Arrlux Optoelectronic Co.,Ltd | ARRLUX | BLB40-5000K | Indoor Luminaires | Linear Ambient | Direct Linear Ambient Luminaires | Standard | FALSE | [9 empty] | 8/18/2015 | Not Dimmable | Not Dimmable | Not Yet Verified |  |  | 4495.079 | 107.47 | 41.826 | 12.72 | 0.995 | 4886 | 83.3
PHMWUV9C | Huizhou Arrlux Optoelectronic Co.,Ltd | ARRLUX | BLB60-3000K | Indoor Luminaires | Linear Ambient | Direct Linear Ambient Luminaires | Standard | TRUE | 6482.272 | 105.177 | 61.632 | 13.8 | 0.9171 | 3016 | 82.2 | 5 | 50000 | 8/18/2015 | Not Dimmable | Not Dimmable | Not Yet Verified |  | 3 | 6482.272 | 105.177 | 61.632 | 13.8 | 0.9171 | 3016 | 82.2
PEA172TT | Huizhou Arrlux Optoelectronic Co.,Ltd | ARRLUX | BLB60-4000K | Indoor Luminaires | Linear Ambient | Direct Linear Ambient Luminaires | Standard | FALSE | [9 empty] | 8/18/2015 | Not Dimmable | Not Dimmable | Not Yet Verified |  |  | 6537.365 | 106.77 | 61.23 | 13.53 | 0.996 | 3934 | 84.1
P7PX1EKS | Huizhou Arrlux Optoelectronic Co.,Ltd | ARRLUX | BLB60-5000K | Indoor Luminaires | Linear Ambient | Direct Linear Ambient Luminaires | Standard | FALSE | [9 empty] | 8/18/2015 | Not Dimmable | Not Dimmable | Not Yet Verified |  |  | 6620.017 | 107.255 | 61.722 | 13.52 | 0.996 | 4907 | 83.3
PXUGG9A6 | Huizhou Arrlux Optoelectronic Co.,Ltd | ARRLUX | BLB90-3000K | Indoor Luminaires | Linear Ambient | Direct Linear Ambient Luminaires | Standard | TRUE | 9517.769 | 104.45 | 91.12 | 11.06 | 0.9671 | 3005 | 82.2 | 5 | 50000 | 8/18/2015 | Not Dimmable | Not Dimmable | Not Yet Verified |  | 3 | 9517.769 | 104.45 | 91.12 | 11.06 | 0.9671 | 3005 | 82.2
PQ1ZK5WU | Huizhou Arrlux Optoelectronic Co.,Ltd | ARRLUX | BLB90-4000K | Indoor Luminaires | Linear Ambient | Direct Linear Ambient Luminaires | Standard | FALSE | [9 empty] | 8/18/2015 | Not Dimmable | Not Dimmable | Not Yet Verified |  |  | 9564.226 | 105.624 | 90.55 | 11.42 | 0.991 | 3942 | 84.5
P6CWMGYA | Huizhou Arrlux Optoelectronic Co.,Ltd | ARRLUX | BLB90-5000K | Indoor Luminaires | Linear Ambient | Direct Linear Ambient Luminaires | Standard | FALSE | [9 empty] | 8/18/2015 | Not Dimmable | Not Dimmable | Not Yet Verified |  |  | 9789.318 | 107.363 | 91.18 | 11.53 | 0.993 | 4866 | 83.2
P7X9P4GA6 | HYD LIGHTING LTD. | HYD | MS024-WT40K-WA | Indoor Luminaires | Linear Ambient | Direct Linear Ambient Luminaires | Standard | TRUE | 2738.614 | 106.561 | 25.7 | 17.7 | 0.928 | 3996 | 83 | 5 |  | 1/26/2015 | Dimmable | Stepped | Not Yet Verified |  | 2.1 | 2100 |  | 25 |  |  | 4000 | 80
PKR655HFK | HYD LIGHTING LTD. | HYD | MS036-WT40K-WA | Indoor Luminaires | Linear Ambient | Direct Linear Ambient Luminaires | Standard | TRUE | 3326.351 | 110.144 | 30.2 | 18.9 | 0.937 | 4000 | 83.3 | 5 |  | 1/26/2015 | Dimmable | Stepped | Not Yet Verified |  | 2.1 | 3150 |  | 30 |  |  | 4000 | 80
P46KHQ9NS | HYD LIGHTING LTD. | HYD | MS048-WT40K-WA | Indoor Luminaires | Linear Ambient | Direct Linear Ambient Luminaires | Standard | TRUE | 4604.371 | 112.028 | 41.1 | 18.2 | 0.933 | 3952 | 81.8 | 5 |  | 1/26/2015 | Dimmable | Stepped | Not Yet Verified |  | 2.1 | 4150 |  | 40 |  |  | 4000 | 80
P8ZT8UWC | Hyperikon, Inc. | HYPERIKON | HyperFixture-4F-30D | Indoor Luminaires | Linear Ambient | Direct Linear Ambient Luminaires | Standard | TRUE | 3783.78 | 106.74 | 35.45 | 16.3 | 0.98 | 3031 | 80.3 | 5 | 50000 | 4/7/2016 | Dimmable | Continuous (Can dim down to ≤ 10% (W)) | No |  | 3 | 3780 | 106.47 | 35.5 | 16.3 | 0.98 | 3000 | 80
PFH5814X | Hyperikon, Inc. | HYPERIKON | HyperFixture-4F-35D | Indoor Luminaires | Linear Ambient | Direct Linear Ambient Luminaires | Standard | FALSE | [9 empty] | 4/7/2016 | Dimmable | Continuous (Can dim down to ≤ 10% (W)) | No |  |  | 3910 | 110.14 | 35.5 | 16.3 | 0.98 | 3500 | 80
P81QXZ3C | Hyperikon, Inc. | HYPERIKON | HyperFixture-4F-40D | Indoor Luminaires | Linear Ambient | Direct Linear Ambient Luminaires | Standard | FALSE | [9 empty] | 4/7/2016 | Dimmable | Continuous (Can dim down to ≤ 10% (W)) | No |  |  | 4010 | 112.64 | 35.6 | 16.3 | 0.98 | 4000 | 80
PWXYFMCP | Hyperikon, Inc. | HYPERIKON | HyperFixture-4F-45D | Indoor Luminaires | Linear Ambient | Direct Linear Ambient Luminaires | Standard | FALSE | [9 empty] | 4/7/2016 | Dimmable | Continuous (Can dim down to ≤ 10% (W)) | No |  |  | 4040 | 113.8 | 35.5 | 16.3 | 0.98 | 4500 | 80
P2VZMXXM | Hyperikon, Inc. | HYPERIKON | HyperFixture-4F-50D | Indoor Luminaires | Linear Ambient | Direct Linear Ambient Luminaires | Standard | FALSE | [9 empty] | 4/7/2016 | Dimmable | Continuous (Can dim down to ≤ 10% (W)) | No |  |  | 4070 | 114.97 | 35.4 | 16.3 | 0.98 | 5000 | 80
P8DGUHW4 | Hyperikon, Inc. | HYPERIKON | HyperFixture-4F-30N | Indoor Luminaires | Linear Ambient | Direct Linear Ambient Luminaires | Standard | FALSE | [9 empty] | 4/7/2016 | Not Dimmable | Not Dimmable | No |  |  | 3780 | 106.47 | 35.5 | 16.3 | 0.98 | 3000 | 80
P9GTTM4S | Hyperikon, Inc. | HYPERIKON | HyperFixture-4F-35N | Indoor Luminaires | Linear Ambient | Direct Linear Ambient Luminaires | Standard | FALSE | [9 empty] | 4/7/2016 | Not Dimmable | Not Dimmable | No |  |  | 3910 | 110.14 | 35.5 | 16.3 | 0.98 | 3500 | 80
PAMRBUEM | Hyperikon, Inc. | HYPERIKON | HyperFixture-4F-40N | Indoor Luminaires | Linear Ambient | Direct Linear Ambient Luminaires | Standard | FALSE | [9 empty] | 4/7/2016 | Not Dimmable | Not Dimmable | No |  |  | 4010 | 112.64 | 35.6 | 16.3 | 0.98 | 4000 | 80
PC42GUZP | Hyperikon, Inc. | HYPERIKON | HyperFixture-4F-45N | Indoor Luminaires | Linear Ambient | Direct Linear Ambient Luminaires | Standard | FALSE | [9 empty] | 4/7/2016 | Not Dimmable | Not Dimmable | No |  |  | 4040 | 113.8 | 35.5 | 16.3 | 0.98 | 4500 | 80
PYFXDFKA | Hyperikon, Inc. | HYPERIKON | HyperFixture-4F-50N | Indoor Luminaires | Linear Ambient | Direct Linear Ambient Luminaires | Standard | FALSE | [9 empty] | 4/7/2016 | Not Dimmable | Not Dimmable | No |  |  | 4070 | 114.97 | 35.4 | 16.3 | 0.98 | 5000 | 80
PJR85AZG | Hyperikon, Inc. | Hyperikon | HyperVapor70-4F-40 | Indoor Luminaires | Linear Ambient | Direct Linear Ambient Luminaires | Standard | TRUE | 6624.92 | 104.63 | 63.22 | 14.3 | 0.949 | 4053 | 83.8 | 5 | 50000 | 10/6/2016 | Not Dimmable | Not Dimmable | No |  | 4 | 7150 | 102 | 70 | 14 | 0.95 | 4000 | 80
PGUU7Z8U | Hyperikon, Inc. | Hyperikon | HyperVapor70-4F-50 | Indoor Luminaires | Linear Ambient | Direct Linear Ambient Luminaires | Standard | FALSE | [9 empty] | 10/6/2016 | Not Dimmable | Not Dimmable | No |  |  | 7150 | 102 | 70 | 0.14 | 0.95 | 5000 | 80
P5VA5DT9 | Hyperikon, Inc. | Hyperikon | HyperVapor70-4C-40 | Indoor Luminaires | Linear Ambient | Direct Linear Ambient Luminaires | Standard | TRUE | 7455.86 | 117.6 | 63.4 | 14 | 0.949 | 4082 | 83.7 | 5 | 50000 | 10/6/2016 | Not Dimmable | Not Dimmable | No |  | 4 | 7150 | 102 | 70 | 14 | 0.95 | 4000 | 80
PPJEVGJT | Hyperikon, Inc. | Hyperikon | HyperVapor70-4C-50 | Indoor Luminaires | Linear Ambient | Direct Linear Ambient Luminaires | Standard | FALSE | [9 empty] | 10/6/2016 | Not Dimmable | Not Dimmable | No |  |  | 7150 | 102 | 70 | 14 | 0.95 | 5000 | 80
PVXYTJY2 | Hyperikon, Inc. | Hyperikon | HyperVapor40-4F-40 | Indoor Luminaires | Linear Ambient | Direct Linear Ambient Luminaires | Standard | TRUE | 4376.65 | 113.25 | 38.65 | 10.2 | 0.963 | 4075 | 84.5 | 5 | 50000 | 10/6/2016 | Not Dimmable | Not Dimmable | No |  | 4 | 4100 | 102.5 | 40 | 10.2 | 0.96 | 4000 | 80
PKWVMMMJ | Hyperikon, Inc. | Hyperikon | HyperVapor40-4F-50 | Indoor Luminaires | Linear Ambient | Direct Linear Ambient Luminaires | Standard | FALSE | [9 empty] | 10/6/2016 | Not Dimmable | Not Dimmable | No |  |  | 4100 | 102.5 | 40 | 10.2 | 0.96 | 5000 | 80
PKNK29CM | Hyperikon, Inc. | Hyperikon | HyperVapor40-4C-40 | Indoor Luminaires | Linear Ambient | Direct Linear Ambient Luminaires | Standard | TRUE | 4958.65 | 128.36 | 38.63 | 10.2 | 0.962 | 4092 | 83.9 | 5 | 50000 | 10/6/2016 | Not Dimmable | Not Dimmable | No |  | 4 | 4100 | 102.5 | 40 | 10.2 | 0.96 | 4000 | 80
PZCVKV81 | Hyperikon, Inc. | Hyperikon | HyperVapor40-4C-50 | Indoor Luminaires | Linear Ambient | Direct Linear Ambient Luminaires | Standard | FALSE | [9 empty] | 10/6/2016 | Not Dimmable | Not Dimmable | No |  |  | 4100 | 102.5 | 40 | 10.2 | 0.96 | 5000 | 80
PPYQX8Y6 | Icon International, Inc. | Icon | P23-LED-40-RWB-U-W-4-80 | Indoor Luminaires | Linear Ambient | Direct Linear Ambient Luminaires | Standard | TRUE | 1729 | 97.9 | 17.66 | 17.5 | 0.889 | 4004 | 83.5 | 5 | 50000 | 9/2/2015 | Dimmable | Continuous (Can dim down to ≤ 10% (W)) | No |  | 3 | 1729 | 97.9 | 17.66 | 17.5 | 0.889 | 4004 | 83.5
PMWAWFGW | Icon International, Inc. | Icon | P23-LED-30-RWB-U-W-8-80 | Indoor Luminaires | Linear Ambient | Direct Linear Ambient Luminaires | Standard | TRUE | 3304 | 94.806 | 34.85 | 18.36 | 0.93 | 3045 | 81.9 | 5 | 50000 | 9/2/2015 | Dimmable | Continuous (Can dim down to ≤ 10% (W)) | No |  | 3 | 3304 | 97.5 | 33.9 | 18.36 | 0.93 | 3045 | 81.9
PVSXR81N | Icon International, Inc. | Icon | P23-LED-30-RWB-U-W-4-80 | Indoor Luminaires | Linear Ambient | Direct Linear Ambient Luminaires | Standard | TRUE | 1635 | 93.64 | 17.46 | 17.25 | 0.893 | 3040 | 81.8 | 5 | 50000 | 9/2/2015 | Dimmable | Continuous (Can dim down to ≤ 10% (W)) | No |  | 3 | 1635 | 93.64 | 17.46 | 17.25 | 0.893 | 3040 | 81.8
P762E9DY | Icon International, Inc. | Icon | P23-LED-35-RWB-U-W-4-80 | Indoor Luminaires | Linear Ambient | Direct Linear Ambient Luminaires | Standard | FALSE | [9 empty] | 9/2/2015 | Dimmable | Continuous (Can dim down to ≤ 10% (W)) | No |  |  | 1687 | 96.4 | 17.5 | 18 | 0.889 | 3467 | 82.3
P2PW8BFV | Icon International, Inc. | Icon | P23-LED-35-RWB-U-W-8-80 | Indoor Luminaires | Linear Ambient | Direct Linear Ambient Luminaires | Standard | FALSE | [9 empty] | 9/2/2015 | Dimmable | Continuous (Can dim down to ≤ 10% (W)) | No |  |  | 3409 | 100.6 | 33.9 | 18.36 | 0.93 | 3500 | 82.4
PF466Z14 | Icon International, Inc. | Icon | P23-LED-40-RWB-U-W-8-80 | Indoor Luminaires | Linear Ambient | Direct Linear Ambient Luminaires | Standard | FALSE | [9 empty] | 9/2/2015 | Dimmable | Continuous (Can dim down to ≤ 10% (W)) | No |  |  | 3494 | 103.1 | 33.9 | 18.36 | 0.93 | 4000 | 83.6
PX43RCG7 | Icon International, Inc. | ICON | VCT-40-HO-BW20-AB-U-W-4 | Indoor Luminaires | Linear Ambient | Direct Linear Ambient Luminaires | Standard | TRUE | 3651 | 91.3 | 39.99 | 12.38 | 0.975 | 3974 | 82.7 | 5 | 50000 | 8/4/2016 | Dimmable | Continuous (Can dim down to ≤ 10% (W)) | No |  | 3.1 | 3651 | 91.3 | 39.99 | 5.3 | 0.9 | 3974 | 82.7
PCHVP6WK | Icon International, Inc. | ICON | VCT-40-N-S-AB-U-W-4 | Indoor Luminaires | Linear Ambient | Direct Linear Ambient Luminaires | Standard | TRUE | 2938 | 92.7 | 31.71 | 12.66 | 0.968 | 3990 | 82.9 | 5 | 50000 | 8/4/2016 | Dimmable | Continuous (Can dim down to ≤ 10% (W)) | No |  | 3.1 | 2938 | 92.7 | 31.71 | 6.24 | 0.9 | 3990 | 82.9
P7V6DX4K | Icon International, Inc. | ICON | VCT-35-HO-S-AB-U-W-4 | Indoor Luminaires | Linear Ambient | Direct Linear Ambient Luminaires | Standard | FALSE | [9 empty] | 8/4/2016 | Dimmable | Continuous (Can dim down to ≤ 10% (W)) | No |  |  | 3819 | 98 | 38.97 | 5.95 | 0.9 | 3470 | 81.6
PKDBSE8H | Icon International, Inc. | ICON | VCT-40-HO-S-AB-U-W-4 | Indoor Luminaires | Linear Ambient | Direct Linear Ambient Luminaires | Standard | FALSE | [9 empty] | 8/4/2016 | Dimmable | Continuous (Can dim down to ≤ 10% (W)) | No |  |  | 3634.67 | 91.75 | 39.61 | 5.81 | 0.9 | 3993.67 | 82.2
P9GNMWDQ | Icon International, Inc. | ICON | VCT-35-N-BW20-AB-U-W-4 | Indoor Luminaires | Linear Ambient | Direct Linear Ambient Luminaires | Standard | FALSE | [9 empty] | 8/4/2016 | Dimmable | Continuous (Can dim down to ≤ 10% (W)) | No |  |  | 3138.43 | 100.12 | 31.35 | 5.81 | 0.9 | 3479 | 82.2
P4C94Y51 | Icon International, Inc. | ICON | VCT-40-N-BW20-AB-U-W-4 | Indoor Luminaires | Linear Ambient | Direct Linear Ambient Luminaires | Standard | FALSE | [9 empty] | 8/4/2016 | Dimmable | Continuous (Can dim down to ≤ 10% (W)) | No |  |  | 2986.95 | 94.85 | 31.5 | 5.92 | 0.9 | 4017 | 83
PYNJPDC7 | Icon International, Inc. | ICON | VCT-35-HO-BW20-AB-U-W-4 | Indoor Luminaires | Linear Ambient | Direct Linear Ambient Luminaires | Standard | FALSE | [9 empty] | 8/4/2016 | Dimmable | Continuous (Can dim down to ≤ 10% (W)) | No |  |  | 3836.16 | 96.84 | 39.61 | 5.81 | 0.9 | 3479 | 82.2
PVWXNV4D | Icon International, Inc. | ICON | VCT-35-N-S-N-U-W-8 | Indoor Luminaires | Linear Ambient | Direct Linear Ambient Luminaires | Standard | FALSE | [9 empty] | 8/4/2016 | Dimmable | Continuous (Can dim down to ≤ 10% (W)) | No |  |  | 6874.04 | 113.21 | 60.72 | 5.81 | 0.9 | 3479 | 82.2
PBHBKS5D | Icon International, Inc. | ICON | VCT-40-N-S-N-U-W-8 | Indoor Luminaires | Linear Ambient | Direct Linear Ambient Luminaires | Standard | FALSE | [9 empty] | 8/4/2016 | Dimmable | Continuous (Can dim down to ≤ 10% (W)) | No |  |  | 6542.25 | 107.74 | 60.72 | 5.81 | 0.9 | 3993.67 | 82.2
PT7K88VX | Icon International, Inc. | ICON | VCT-35-HO-S-N-U-W-8 | Indoor Luminaires | Linear Ambient | Direct Linear Ambient Luminaires | Standard | FALSE | [9 empty] | 8/4/2016 | Dimmable | Continuous (Can dim down to ≤ 10% (W)) | No |  |  | 8402.26 | 109.78 | 76.54 | 5.81 | 0.9 | 3479 | 82.2
P12DA5KM | Icon International, Inc. | ICON | VCT-40-HO-S-N-U-W-8 | Indoor Luminaires | Linear Ambient | Direct Linear Ambient Luminaires | Standard | FALSE | [9 empty] | 8/4/2016 | Dimmable | Continuous (Can dim down to ≤ 10% (W)) | No |  |  | 7996.71 | 104.48 | 76.54 | 5.81 | 0.9 | 3993.67 | 82.2
PPU5T6SH | Icon International, Inc. | ICON | VCT-35-N-BW20-N-U-W-8 | Indoor Luminaires | Linear Ambient | Direct Linear Ambient Luminaires | Standard | FALSE | [9 empty] | 8/4/2016 | Dimmable | Continuous (Can dim down to ≤ 10% (W)) | No |  |  | 6372.69 | 104.95 | 60.72 | 5.81 | 0.9 | 3479 | 82.2
PSNSDAWX | Icon International, Inc. | ICON | VCT-40-N-BW20-N-U-W-8 | Indoor Luminaires | Linear Ambient | Direct Linear Ambient Luminaires | Standard | FALSE | [9 empty] | 8/4/2016 | Dimmable | Continuous (Can dim down to ≤ 10% (W)) | No |  |  | 6065.1 | 99.89 | 60.72 | 5.81 | 0.9 | 3993.67 | 82.2
PEGDXH4E | Icon International, Inc. | ICON | VCT-35-HO-BW20-N-U-W-8 | Indoor Luminaires | Linear Ambient | Direct Linear Ambient Luminaires | Standard | FALSE | [9 empty] | 8/4/2016 | Dimmable | Continuous (Can dim down to ≤ 10% (W)) | No |  |  | 8247.42 | 107.75 | 76.54 | 5.81 | 0.9 | 3479 | 82.2
P6TSDXK5 | Icon International, Inc. | ICON | VCT-40-HO-BW20-N-U-W-8 | Indoor Luminaires | Linear Ambient | Direct Linear Ambient Luminaires | Standard | FALSE | [9 empty] | 8/4/2016 | Dimmable | Continuous (Can dim down to ≤ 10% (W)) | No |  |  | 7849.34 | 102.55 | 76.54 | 5.81 | 0.9 | 3993.67 | 82.2
P4UM1T3X | Icon International, Inc. | ICON | VCT-35-N-S-AB-U-W-8 | Indoor Luminaires | Linear Ambient | Direct Linear Ambient Luminaires | Standard | FALSE | [9 empty] | 8/4/2016 | Dimmable | Continuous (Can dim down to ≤ 10% (W)) | No |  |  | 6218 | 102.4 | 60.72 | 5.97 | 0.9 | 3479 | 81.5
PYF2WN5B | Icon International, Inc. | ICON | VCT-40-N-S-AB-U-W-8 | Indoor Luminaires | Linear Ambient | Direct Linear Ambient Luminaires | Standard | FALSE | [9 empty] | 8/4/2016 | Dimmable | Continuous (Can dim down to ≤ 10% (W)) | No |  |  | 5917.88 | 97.46 | 60.72 | 5.81 | 0.9 | 3993.67 | 82.2
PV4588AW | Icon International, Inc. | ICON | VCT-35-HO-S-AB-U-W-8 | Indoor Luminaires | Linear Ambient | Direct Linear Ambient Luminaires | Standard | FALSE | [9 empty] | 8/4/2016 | Dimmable | Continuous (Can dim down to ≤ 10% (W)) | No |  |  | 7535.3 | 98.4 | 76.54 | 4.81 | 0.9 | 3503 | 81.9
PVAPXSGS | Icon International, Inc. | ICON | VCT-40-HO-S-AB-U-W-8 | Indoor Luminaires | Linear Ambient | Direct Linear Ambient Luminaires | Standard | FALSE | [9 empty] | 8/4/2016 | Dimmable | Continuous (Can dim down to ≤ 10% (W)) | No |  |  | 7171.59 | 93.7 | 76.54 | 5.81 | 0.9 | 3993.67 | 82.2
PBPQJGPX | Icon International, Inc. | ICON | VCT-35-N-BW20-AB-U-W-8 | Indoor Luminaires | Linear Ambient | Direct Linear Ambient Luminaires | Standard | FALSE | [9 empty] | 8/4/2016 | Dimmable | Continuous (Can dim down to ≤ 10% (W)) | No |  |  | 6321.6 | 104.11 | 60.72 | 5.81 | 0.9 | 3479 | 82.2
P3ENS49S | Icon International, Inc. | ICON | VCT-40-N-BW20-AB-U-W-8 | Indoor Luminaires | Linear Ambient | Direct Linear Ambient Luminaires | Standard | FALSE | [9 empty] | 8/4/2016 | Dimmable | Continuous (Can dim down to ≤ 10% (W)) | No |  |  | 6016.47 | 99.09 | 60.72 | 5.81 | 0.9 | 3993.67 | 82.2
PAMB58CM | Icon International, Inc. | ICON | VCT-35-HO-BW20-AB-U-W-8 | Indoor Luminaires | Linear Ambient | Direct Linear Ambient Luminaires | Standard | FALSE | [9 empty] | 8/4/2016 | Dimmable | Continuous (Can dim down to ≤ 10% (W)) | No |  |  | 7727 | 100.95 | 76.54 | 5.81 | 0.9 | 3479 | 82.2
PYXEYJHJ | Icon International, Inc. | ICON | VCT-40-HO-BW20-AB-U-W-8 | Indoor Luminaires | Linear Ambient | Direct Linear Ambient Luminaires | Standard | FALSE | [9 empty] | 8/4/2016 | Dimmable | Continuous (Can dim down to ≤ 10% (W)) | No |  |  | 7354.04 | 96.08 | 76.54 | 5.81 | 0.9 | 3993.67 | 82.2
PXR2N6P6 | Icon International, Inc. | ICON | VCT-35-N-S-N-U-W-4 | Indoor Luminaires | Linear Ambient | Direct Linear Ambient Luminaires | Standard | FALSE | [9 empty] | 8/4/2016 | Dimmable | Continuous (Can dim down to ≤ 10% (W)) | No |  |  | 3412.7 | 109.6 | 31.14 | 5.81 | 0.9 | 3479 | 82.2
PEKF45PH | Icon International, Inc. | ICON | VCT-40-N-S-N-U-W-4 | Indoor Luminaires | Linear Ambient | Direct Linear Ambient Luminaires | Standard | FALSE | [9 empty] | 8/4/2016 | Dimmable | Continuous (Can dim down to ≤ 10% (W)) | No |  |  | 3247.98 | 103.61 | 31.35 | 5.81 | 0.9 | 3993.67 | 82.2
P8RMAR61 | Icon International, Inc. | ICON | VCT-35-HO-S-N-U-W-4 | Indoor Luminaires | Linear Ambient | Direct Linear Ambient Luminaires | Standard | FALSE | [9 empty] | 8/4/2016 | Dimmable | Continuous (Can dim down to ≤ 10% (W)) | No |  |  | 4171.4 | 105.3 | 39.61 | 5.81 | 0.9 | 3479 | 82.2
PDGB126M | Icon International, Inc. | ICON | VCT-40-HO-S-N-U-W-4 | Indoor Luminaires | Linear Ambient | Direct Linear Ambient Luminaires | Standard | FALSE | [9 empty] | 8/4/2016 | Dimmable | Continuous (Can dim down to ≤ 10% (W)) | No |  |  | 3970.06 | 100.22 | 39.61 | 5.81 | 0.9 | 3993.67 | 82.2
PCH7JRSX | Icon International, Inc. | ICON | VCT-35-N-BW20-N-U-W-4 | Indoor Luminaires | Linear Ambient | Direct Linear Ambient Luminaires | Standard | FALSE | [9 empty] | 8/4/2016 | Dimmable | Continuous (Can dim down to ≤ 10% (W)) | No |  |  | 3163.8 | 101.8 | 31.08 | 5.81 | 0.9 | 3479 | 82.2
PYU1DMH6 | Icon International, Inc. | ICON | VCT-40-N-BW20-N-U-W-4 | Indoor Luminaires | Linear Ambient | Direct Linear Ambient Luminaires | Standard | FALSE | [9 empty] | 8/4/2016 | Dimmable | Continuous (Can dim down to ≤ 10% (W)) | No |  |  | 3011.09 | 96.06 | 31.35 | 5.81 | 0.9 | 3993.67 | 82.2
P378YJ1N | Icon International, Inc. | ICON | VCT-35-HO-BW20-N-U-W-4 | Indoor Luminaires | Linear Ambient | Direct Linear Ambient Luminaires | Standard | FALSE | [9 empty] | 8/4/2016 | Dimmable | Continuous (Can dim down to ≤ 10% (W)) | No |  |  | 4094.53 | 103.36 | 39.61 | 5.81 | 0.9 | 3479 | 82.2
P5H16D6T | Icon International, Inc. | ICON | VCT-40-HO-BW20-N-U-W-4 | Indoor Luminaires | Linear Ambient | Direct Linear Ambient Luminaires | Standard | FALSE | [9 empty] | 8/4/2016 | Dimmable | Continuous (Can dim down to ≤ 10% (W)) | No |  |  | 3896.9 | 97.7 | 39.88 | 5.81 | 0.9 | 3993.67 | 82.2
PHZXDTUB | Icon International, Inc. | ICON | VCT-35-N-S-AB-U-W-4 | Indoor Luminaires | Linear Ambient | Direct Linear Ambient Luminaires | Standard | FALSE | [9 empty] | 8/4/2016 | Dimmable | Continuous (Can dim down to ≤ 10% (W)) | No |  |  | 3087 | 98.6 | 31.31 | 6.51 | 0.9 | 3464 | 81.8
PZT4JZ9U | Illuminating Solutions | Illuminating Solutions | ISI-L07G-40W 3000K | Indoor Luminaires | Linear Ambient | Direct Linear Ambient Luminaires | Standard | TRUE | 3684.2 | 96.77 | 37.74 | 11.3 | 0.88 | 2958 | 83.8 | 5 | 50000 | 7/1/2015 | Not Yet Verified | Not Yet Verified | Not Yet Verified |  | 2.1 | 3800 | 95 | 40 | 20 | 0.93 | 3000 | 80
PDAKNFGW | Illuminating Solutions | Illuminating Solutions | ISI-L07G-40W 4000K | Indoor Luminaires | Linear Ambient | Direct Linear Ambient Luminaires | Standard | FALSE | [9 empty] | 7/1/2015 | Not Yet Verified | Not Yet Verified | Not Yet Verified |  |  | 3800 | 95 | 40 | 20 | 0.93 | 4000 | 80
PBV7FZ47 | Illuminating Solutions | Illuminating Solutions | ISI-L07G-40W 5000K | Indoor Luminaires | Linear Ambient | Direct Linear Ambient Luminaires | Standard | FALSE | [9 empty] | 7/1/2015 | Not Yet Verified | Not Yet Verified | Not Yet Verified |  |  | 3800 | 95 | 40 | 20 | 0.93 | 5000 | 80
PE4P24C5 | Independence LED | Independence LED | SF1-42235K-85-F-XXXX | Indoor Luminaires | Linear Ambient | Direct Linear Ambient Luminaires | Standard | TRUE | 2078 | 94.5 | 22 | 12.2 | 0.891 | 3401 | 82.1 | 10 | 60000 | 1/30/2015 | Not Dimmable | Not Dimmable | Not Yet Verified |  | 2.1 | 2078 | 91 | 22 | 12 | 0.89 | 3500 | 82
PU7WMUJW | Independence LED | Independence LED | SF2-42950K-85-F-XXXX | Indoor Luminaires | Linear Ambient | Direct Linear Ambient Luminaires | Standard | TRUE | 5959 | 108 | 55.22 | 12.2 | 0.891 | 4807 | 82.5 | 10 | 60000 | 1/30/2015 | Not Dimmable | Not Dimmable | Not Yet Verified |  | 2.1 | 5150.6 | 91 | 56.6 | 12 | 0.89 | 5000 | 82
PE6JMD7X | Independence LED | Independence LED | SF1-42235K-85-C-XXXX | Indoor Luminaires | Linear Ambient | Direct Linear Ambient Luminaires | Standard | FALSE | [9 empty] | 1/30/2015 | Not Dimmable | Not Dimmable | Not Yet Verified |  |  | 2078 | 91 | 22 | 12 | 0.89 | 3500 | 82
PZVX424R | Independence LED | Independence LED | SF1-42240K-85-C-XXXX | Indoor Luminaires | Linear Ambient | Direct Linear Ambient Luminaires | Standard | FALSE | [9 empty] | 1/30/2015 | Not Dimmable | Not Dimmable | Not Yet Verified |  |  | 2078 | 91 | 22 | 12 | 0.89 | 4000 | 82
P52SJ4DB | Independence LED | Independence LED | SF1-42240K-85-F-XXXX | Indoor Luminaires | Linear Ambient | Direct Linear Ambient Luminaires | Standard | FALSE | [9 empty] | 1/30/2015 | Not Dimmable | Not Dimmable | Not Yet Verified |  |  | 2078 | 91 | 22 | 12 | 0.89 | 4000 | 82
P9WFDH33 | Independence LED | Independence LED | SF1-42250K-85-C-XXXX | Indoor Luminaires | Linear Ambient | Direct Linear Ambient Luminaires | Standard | FALSE | [9 empty] | 1/30/2015 | Not Dimmable | Not Dimmable | Not Yet Verified |  |  | 2078 | 91 | 22 | 12 | 0.89 | 5000 | 82
PCES3AA7 | Independence LED | Independence LED | SF1-42250K-85-F-XXXX | Indoor Luminaires | Linear Ambient | Direct Linear Ambient Luminaires | Standard | FALSE | [9 empty] | 1/30/2015 | Not Dimmable | Not Dimmable | Not Yet Verified |  |  | 2078 | 91 | 22 | 12 | 0.89 | 5000 | 82
P12TGA8Q | Independence LED | Independence LED | SF1-42235K-85-C-DIM | Indoor Luminaires | Linear Ambient | Direct Linear Ambient Luminaires | Standard | FALSE | [9 empty] | 1/30/2015 | Dimmable | Continuous (Can dim down to ≤ 10% (W)) | Not Yet Verified |  |  | 2078 | 91 | 22 | 12 | 0.89 | 3500 | 82
PH28BHPZ | Independence LED | Independence LED | SF1-42235K-85-F-DIM | Indoor Luminaires | Linear Ambient | Direct Linear Ambient Luminaires | Standard | FALSE | [9 empty] | 1/30/2015 | Dimmable | Continuous (Can dim down to ≤ 10% (W)) | Not Yet Verified |  |  | 2078 | 91 | 22 | 12 | 0.89 | 3500 | 82
PEDC1EUF | Independence LED | Independence LED | SF1-42240K-85-C-DIM | Indoor Luminaires | Linear Ambient | Direct Linear Ambient Luminaires | Standard | FALSE | [9 empty] | 1/30/2015 | Dimmable | Continuous (Can dim down to ≤ 10% (W)) | Not Yet Verified |  |  | 2078 | 91 | 22 | 12 | 0.89 | 4000 | 82
PJCH6E5X | Independence LED | Independence LED | SF1-42240K-85-F-DIM | Indoor Luminaires | Linear Ambient | Direct Linear Ambient Luminaires | Standard | FALSE | [9 empty] | 1/30/2015 | Dimmable | Continuous (Can dim down to ≤ 10% (W)) | Not Yet Verified |  |  | 2078 | 91 | 22 | 12 | 0.89 | 4000 | 82
PREB24UD | Independence LED | Independence LED | SF1-42250K-85-C-DIM | Indoor Luminaires | Linear Ambient | Direct Linear Ambient Luminaires | Standard | FALSE | [9 empty] | 1/30/2015 | Dimmable | Continuous (Can dim down to ≤ 10% (W)) | Not Yet Verified |  |  | 2078 | 91 | 22 | 12 | 0.89 | 5000 | 82
PA8B3FX1 | Independence LED | Independence LED | SF1-42250K-85-F-DIM | Indoor Luminaires | Linear Ambient | Direct Linear Ambient Luminaires | Standard | FALSE | [9 empty] | 1/30/2015 | Dimmable | Continuous (Can dim down to ≤ 10% (W)) | Not Yet Verified |  |  | 2078 | 91 | 22 | 12 | 0.89 | 5000 | 82
P4HB9PC7 | Independence LED | Independence LED | SF1-42935K-85-C-XXXX | Indoor Luminaires | Linear Ambient | Direct Linear Ambient Luminaires | Standard | FALSE | [9 empty] | 1/30/2015 | Not Dimmable | Not Dimmable | Not Yet Verified |  |  | 2575.3 | 91 | 28.3 | 12 | 0.89 | 3500 | 82
PAPB5R2S | Independence LED | Independence LED | SF1-42935K-85-F-XXXX | Indoor Luminaires | Linear Ambient | Direct Linear Ambient Luminaires | Standard | FALSE | [9 empty] | 1/30/2015 | Not Dimmable | Not Dimmable | Not Yet Verified |  |  | 2575.3 | 91 | 28.3 | 12 | 0.89 | 3500 | 82
PYKK6D33 | Independence LED | Independence LED | SF1-42940K-85-C-XXXX | Indoor Luminaires | Linear Ambient | Direct Linear Ambient Luminaires | Standard | FALSE | [9 empty] | 1/30/2015 | Not Dimmable | Not Dimmable | Not Yet Verified |  |  | 2575.3 | 91 | 28.3 | 12 | 0.89 | 4000 | 82
PW7KP4WE | Independence LED | Independence LED | SF1-42940K-85-F-XXXX | Indoor Luminaires | Linear Ambient | Direct Linear Ambient Luminaires | Standard | FALSE | [9 empty] | 1/30/2015 | Not Dimmable | Not Dimmable | Not Yet Verified |  |  | 2575.3 | 91 | 28.3 | 12 | 0.89 | 4000 | 82
PFB797QR | Independence LED | Independence LED | SF1-42950K-85-C-XXXX | Indoor Luminaires | Linear Ambient | Direct Linear Ambient Luminaires | Standard | FALSE | [9 empty] | 1/30/2015 | Not Dimmable | Not Dimmable | Not Yet Verified |  |  | 2575.3 | 91 | 28.3 | 12 | 0.89 | 5000 | 82
P5F7131R | Independence LED | Independence LED | SF1-42950K-85-F-XXXX | Indoor Luminaires | Linear Ambient | Direct Linear Ambient Luminaires | Standard | FALSE | [9 empty] | 1/30/2015 | Not Dimmable | Not Dimmable | Not Yet Verified |  |  | 2575.3 | 91 | 28.3 | 12 | 0.89 | 5000 | 82
P296P3XM | Independence LED | Independence LED | SF1-42935K-85-C-DIM | Indoor Luminaires | Linear Ambient | Direct Linear Ambient Luminaires | Standard | FALSE | [9 empty] | 1/30/2015 | Dimmable | Continuous (Can dim down to ≤ 10% (W)) | Not Yet Verified |  |  | 2575.3 | 91 | 28.3 | 12 | 0.89 | 3500 | 82
PX17C48G | Independence LED | Independence LED | SF1-42935K-85-F-DIM | Indoor Luminaires | Linear Ambient | Direct Linear Ambient Luminaires | Standard | FALSE | [9 empty] | 1/30/2015 | Dimmable | Continuous (Can dim down to ≤ 10% (W)) | Not Yet Verified |  |  | 2575.3 | 91 | 28.3 | 12 | 0.89 | 3500 | 82
PK1WUR25 | Independence LED | Independence LED | SF1-42940K-85-C-DIM | Indoor Luminaires | Linear Ambient | Direct Linear Ambient Luminaires | Standard | FALSE | [9 empty] | 1/30/2015 | Dimmable | Continuous (Can dim down to ≤ 10% (W)) | Not Yet Verified |  |  | 2575.3 | 91 | 28.3 | 12 | 0.89 | 4000 | 82
PND6UMA4 | Independence LED | Independence LED | SF1-42940K-85-F-DIM | Indoor Luminaires | Linear Ambient | Direct Linear Ambient Luminaires | Standard | FALSE | [9 empty] | 1/30/2015 | Dimmable | Continuous (Can dim down to ≤ 10% (W)) | Not Yet Verified |  |  | 2575.3 | 91 | 28.3 | 12 | 0.89 | 4000 | 82
PDPEKCN5 | Independence LED | Independence LED | SF1-42950K-85-C-DIM | Indoor Luminaires | Linear Ambient | Direct Linear Ambient Luminaires | Standard | FALSE | [9 empty] | 1/30/2015 | Dimmable | Continuous (Can dim down to ≤ 10% (W)) | Not Yet Verified |  |  | 2575.3 | 91 | 28.3 | 12 | 0.89 | 5000 | 82
P7QAB93T | Independence LED | Independence LED | SF1-42950K-85-F-DIM | Indoor Luminaires | Linear Ambient | Direct Linear Ambient Luminaires | Standard | FALSE | [9 empty] | 1/30/2015 | Dimmable | Continuous (Can dim down to ≤ 10% (W)) | Not Yet Verified |  |  | 2575.3 | 91 | 28.3 | 12 | 0.89 | 5000 | 82
PKA7CSHU | Independence LED | Independence LED | SF2-42235K-85-C-XXXX | Indoor Luminaires | Linear Ambient | Direct Linear Ambient Luminaires | Standard | FALSE | [9 empty] | 1/30/2015 | Not Dimmable | Not Dimmable | Not Yet Verified |  |  | 4004 | 91 | 44 | 12 | 0.89 | 3500 | 82
PRKFM8WP | Independence LED | Independence LED | SF2-42235K-85-F-XXXX | Indoor Luminaires | Linear Ambient | Direct Linear Ambient Luminaires | Standard | FALSE | [9 empty] | 1/30/2015 | Not Dimmable | Not Dimmable | Not Yet Verified |  |  | 4004 | 91 | 44 | 12 | 0.89 | 3500 | 82
P5A4SWSU | Independence LED | Independence LED | SF2-42240K-85-C-XXXX | Indoor Luminaires | Linear Ambient | Direct Linear Ambient Luminaires | Standard | FALSE | [9 empty] | 1/30/2015 | Not Dimmable | Not Dimmable | Not Yet Verified |  |  | 4004 | 91 | 44 | 12 | 0.89 | 4000 | 82
PN322WNN | Independence LED | Independence LED | SF2-42240K-85-F-XXXX | Indoor Luminaires | Linear Ambient | Direct Linear Ambient Luminaires | Standard | FALSE | [9 empty] | 1/30/2015 | Not Dimmable | Not Dimmable | Not Yet Verified |  |  | 4004 | 91 | 44 | 12 | 0.89 | 4000 | 82
PMWTS8MC | Independence LED | Independence LED | SF2-42250K-85-C-XXXX | Indoor Luminaires | Linear Ambient | Direct Linear Ambient Luminaires | Standard | FALSE | [9 empty] | 1/30/2015 | Not Dimmable | Not Dimmable | Not Yet Verified |  |  | 4004 | 91 | 44 | 12 | 0.89 | 5000 | 82
PD8R43KY | Independence LED | Independence LED | SF2-42250K-85-F-XXXX | Indoor Luminaires | Linear Ambient | Direct Linear Ambient Luminaires | Standard | FALSE | [9 empty] | 1/30/2015 | Not Dimmable | Not Dimmable | Not Yet Verified |  |  | 4004 | 91 | 44 | 12 | 0.89 | 5000 | 82
PD89D2RC | Independence LED | Independence LED | SF2-42235K-85-C-DIM | Indoor Luminaires | Linear Ambient | Direct Linear Ambient Luminaires | Standard | FALSE | [9 empty] | 1/30/2015 | Dimmable | Continuous (Can dim down to ≤ 10% (W)) | Not Yet Verified |  |  | 4004 | 91 | 44 | 12 | 0.89 | 3500 | 82
PQFVPM98 | Independence LED | Independence LED | SF2-42235K-85-F-DIM | Indoor Luminaires | Linear Ambient | Direct Linear Ambient Luminaires | Standard | FALSE | [9 empty] | 1/30/2015 | Dimmable | Continuous (Can dim down to ≤ 10% (W)) | Not Yet Verified |  |  | 4004 | 91 | 44 | 12 | 0.89 | 3500 | 82
PHFK66FD | Independence LED | Independence LED | SF2-42240K-85-C-DIM | Indoor Luminaires | Linear Ambient | Direct Linear Ambient Luminaires | Standard | FALSE | [9 empty] | 1/30/2015 | Dimmable | Continuous (Can dim down to ≤ 10% (W)) | Not Yet Verified |  |  | 4004 | 91 | 44 | 12 | 0.89 | 4000 | 82
PZY59JM1 | Independence LED | Independence LED | SF2-42240K-85-F-DIM | Indoor Luminaires | Linear Ambient | Direct Linear Ambient Luminaires | Standard | FALSE | [9 empty] | 1/30/2015 | Dimmable | Continuous (Can dim down to ≤ 10% (W)) | Not Yet Verified |  |  | 4004 | 91 | 44 | 12 | 0.89 | 4000 | 82
PBNX3G5H | Independence LED | Independence LED | SF2-42250K-85-C-DIM | Indoor Luminaires | Linear Ambient | Direct Linear Ambient Luminaires | Standard | FALSE | [9 empty] | 1/30/2015 | Dimmable | Continuous (Can dim down to ≤ 10% (W)) | Not Yet Verified |  |  | 4004 | 91 | 44 | 12 | 0.89 | 5000 | 82
P43X46K7 | Independence LED | Independence LED | SF2-42250K-85-F-DIM | Indoor Luminaires | Linear Ambient | Direct Linear Ambient Luminaires | Standard | FALSE | [9 empty] | 1/30/2015 | Dimmable | Continuous (Can dim down to ≤ 10% (W)) | Not Yet Verified |  |  | 4004 | 91 | 44 | 12 | 0.89 | 5000 | 82
PQ7CXND6 | Independence LED | Independence LED | SF2-42935K-85-C-XXXX | Indoor Luminaires | Linear Ambient | Direct Linear Ambient Luminaires | Standard | FALSE | [9 empty] | 1/30/2015 | Not Dimmable | Not Dimmable | Not Yet Verified |  |  | 5150.6 | 91 | 56.6 | 12 | 0.89 | 3500 | 82
P3E87EUP | Independence LED | Independence LED | SF2-42935K-85-F-XXXX | Indoor Luminaires | Linear Ambient | Direct Linear Ambient Luminaires | Standard | FALSE | [9 empty] | 1/30/2015 | Not Dimmable | Not Dimmable | Not Yet Verified |  |  | 5150.6 | 91 | 56.6 | 12 | 0.89 | 3500 | 82
PKDESEMN | Independence LED | Independence LED | SF2-42940K-85-C-XXXX | Indoor Luminaires | Linear Ambient | Direct Linear Ambient Luminaires | Standard | FALSE | [9 empty] | 1/30/2015 | Not Dimmable | Not Dimmable | Not Yet Verified |  |  | 5150.6 | 91 | 56.6 | 12 | 0.89 | 4000 | 82
P38VDDZP | Independence LED | Independence LED | SF2-42940K-85-F-XXXX | Indoor Luminaires | Linear Ambient | Direct Linear Ambient Luminaires | Standard | FALSE | [9 empty] | 1/30/2015 | Not Dimmable | Not Dimmable | Not Yet Verified |  |  | 5150.6 | 91 | 56.6 | 12 | 0.89 | 4000 | 82
PPYB96GJ | Independence LED | Independence LED | SF2-42950K-85-C-XXXX | Indoor Luminaires | Linear Ambient | Direct Linear Ambient Luminaires | Standard | FALSE | [9 empty] | 1/30/2015 | Not Dimmable | Not Dimmable | Not Yet Verified |  |  | 5150.6 | 91 | 56.6 | 12 | 0.89 | 5000 | 82
P12M7G4J | Independence LED | Independence LED | SF2-42935K-85-C-DIM | Indoor Luminaires | Linear Ambient | Direct Linear Ambient Luminaires | Standard | FALSE | [9 empty] | 1/30/2015 | Dimmable | Continuous (Can dim down to ≤ 10% (W)) | Not Yet Verified |  |  | 5150.6 | 91 | 56.6 | 12 | 0.89 | 3500 | 82
PHZ5CM5T | Independence LED | Independence LED | SF2-42935K-85-F-DIM | Indoor Luminaires | Linear Ambient | Direct Linear Ambient Luminaires | Standard | FALSE | [9 empty] | 1/30/2015 | Dimmable | Continuous (Can dim down to ≤ 10% (W)) | Not Yet Verified |  |  | 5150.6 | 91 | 56.6 | 12 | 0.89 | 3500 | 82
PYTN28VW | Independence LED | Independence LED | SF2-42940K-85-C-DIM | Indoor Luminaires | Linear Ambient | Direct Linear Ambient Luminaires | Standard | FALSE | [9 empty] | 1/30/2015 | Dimmable | Continuous (Can dim down to ≤ 10% (W)) | Not Yet Verified |  |  | 5150.6 | 91 | 56.6 | 12 | 0.89 | 4000 | 82
P9STHQSP | Independence LED | Independence LED | SF2-42940K-85-F-DIM | Indoor Luminaires | Linear Ambient | Direct Linear Ambient Luminaires | Standard | FALSE | [9 empty] | 1/30/2015 | Dimmable | Continuous (Can dim down to ≤ 10% (W)) | Not Yet Verified |  |  | 5150.6 | 91 | 56.6 | 12 | 0.89 | 4000 | 82
PS67HNDV | Independence LED | Independence LED | SF2-42950K-85-C-DIM | Indoor Luminaires | Linear Ambient | Direct Linear Ambient Luminaires | Standard | FALSE | [9 empty] | 1/30/2015 | Dimmable | Continuous (Can dim down to ≤ 10% (W)) | Not Yet Verified |  |  | 5150.6 | 91 | 56.6 | 12 | 0.89 | 5000 | 82
PN3V7SCV | Independence LED | Independence LED | SF2-42950K-85-F-DIM | Indoor Luminaires | Linear Ambient | Direct Linear Ambient Luminaires | Standard | FALSE | [9 empty] | 1/30/2015 | Dimmable | Continuous (Can dim down to ≤ 10% (W)) | Not Yet Verified |  |  | 5150.6 | 91 | 56.6 | 12 | 0.89 | 5000 | 82
PAX6RXGM | Independence LED | IndependenceLED | HF-41327K-RB | Indoor Luminaires | Linear Ambient | Direct Linear Ambient Luminaires | Premium | TRUE | 1635 | 121 | 13.52 | 19.9 | 0.891 | 2756 | 82.4 | 5 | 50000 | 7/12/2016 | Dimmable | Continuous (Cannot dim down to ≤ 10% (W) | Yes |  | 3.1 | 1635 | 121 | 13 | 19.9 | 0.89 | 2700 | 82
PP3D5K4S | Independence LED | IndependenceLED | HF-41330K-RB | Indoor Luminaires | Linear Ambient | Direct Linear Ambient Luminaires | Premium | FALSE | [9 empty] | 7/12/2016 | Dimmable | Continuous (Cannot dim down to ≤ 10% (W) | Yes |  |  | 1675 | 123.2 | 13 | 19.9 | 0.89 | 3000 | 82
PCKZMD7E | Independence LED | IndependenceLED | HF-41335K-RB | Indoor Luminaires | Linear Ambient | Direct Linear Ambient Luminaires | Premium | FALSE | [9 empty] | 7/12/2016 | Dimmable | Continuous (Cannot dim down to ≤ 10% (W) | Yes |  |  | 1700 | 125 | 13 | 19.9 | 0.89 | 3500 | 82
P7EZSWN4 | Independence LED | IndependenceLED | HF-41340K-RB | Indoor Luminaires | Linear Ambient | Direct Linear Ambient Luminaires | Premium | FALSE | [9 empty] | 7/12/2016 | Dimmable | Continuous (Cannot dim down to ≤ 10% (W) | Yes |  |  | 1725 | 128.61 | 13 | 19.9 | 0.89 | 4000 | 82
PPEGPYWF | Independence LED | IndependenceLED | HF-41350K-RB | Indoor Luminaires | Linear Ambient | Direct Linear Ambient Luminaires | Premium | FALSE | [9 empty] | 7/12/2016 | Dimmable | Continuous (Cannot dim down to ≤ 10% (W) | Yes |  |  | 1784 | 132 | 13 | 19.9 | 0.89 | 5000 | 82
P00000WOU | Industrial Lighting Products | Industrial Lighting Products | F10X-[Any Width Between 2.5''-12'']-60WLED-UNIV-2700K-CHAN-[ALL OPTIONS EXCEPT FRLK and SD480] | Indoor Luminaires | Linear Ambient | Direct Linear Ambient Luminaires | Standard | TRUE | 5231 | 88.4 | 59.2 | 7.88 | 0.971 | 2792 | 82.3 | 5 |  | 7/14/2014 | Not Yet Verified | Not Yet Verified | Not Yet Verified |  | 2.1 | 5231 | 88.36 | 59.2 | 5.46 | 0.971 | 2700 | 80
P00000WOV | Industrial Lighting Products | Industrial Lighting Products | F10X-[Any Width Between 2.5''-12'']-60WLED-UNIV-3000K-CHAN-[ALL OPTIONS EXCEPT FRLK and SD480] | Indoor Luminaires | Linear Ambient | Direct Linear Ambient Luminaires | Standard | FALSE | [9 empty] | 7/14/2014 | Not Yet Verified | Not Yet Verified | Not Yet Verified |  |  | 5457 | 92.19 | 59.2 | 5.46 | 0.971 | 3000 | 80
P00000WOW | Industrial Lighting Products | Industrial Lighting Products | F10X-[Any Width Between 2.5''-12'']-60WLED-UNIV-3500K-CHAN-[ALL OPTIONS EXCEPT FRLK and SD480] | Indoor Luminaires | Linear Ambient | Direct Linear Ambient Luminaires | Standard | FALSE | [9 empty] | 7/14/2014 | Not Yet Verified | Not Yet Verified | Not Yet Verified |  |  | 5835 | 98.56 | 59.2 | 5.46 | 0.971 | 3500 | 80
P00000WOX | Industrial Lighting Products | Industrial Lighting Products | F10X-[Any Width Between 2.5''-12'']-60WLED-UNIV-4000K-CHAN-[ALL OPTIONS EXCEPT FRLK and SD480] | Indoor Luminaires | Linear Ambient | Direct Linear Ambient Luminaires | Standard | FALSE | [9 empty] | 7/14/2014 | Not Yet Verified | Not Yet Verified | Not Yet Verified |  |  | 6212 | 104.93 | 59.2 | 5.46 | 0.971 | 4000 | 80
P00000WP8 | Industrial Lighting Products | Industrial Lighting Products | F10X-[Any Width Between 2.5''-12'']-60WLED-UNIV-5000K-CHAN-[ALL OPTIONS EXCEPT FRLK and SD480] | Indoor Luminaires | Linear Ambient | Direct Linear Ambient Luminaires | Standard | FALSE | [9 empty] | 9/2/2014 | Not Yet Verified | Not Yet Verified | Not Yet Verified |  |  | 5924 | 99.3 | 60 |  |  | 5000 | 80
P00000WOY | Industrial Lighting Products | Industrial Lighting Products | F108-[Any Width Between 3.125"-12'']-100WLED-UNIV-2700K-CHAN-[ALL OPTIONS EXCEPT FRLK and SD480] | Indoor Luminaires | Linear Ambient | Direct Linear Ambient Luminaires | Standard | TRUE | 11100 | 97.8 | 113.5 | 13.4 | 0.936 | 2800 | 82 | 5 |  | 7/15/2014 | Not Yet Verified | Not Yet Verified | Not Yet Verified |  | 2.1 | 11100 | 97.8 | 113.5 | 13.4 | 0.936 | 2700 | 80
P00000WOZ | Industrial Lighting Products | Industrial Lighting Products | F108-[Any Width Between 3.125''-12'']-100WLED-UNIV-3000K-CHAN-[ALL OPTIONS EXCEPT FRLK and SD480] | Indoor Luminaires | Linear Ambient | Direct Linear Ambient Luminaires | Standard | FALSE | [9 empty] | 7/15/2014 | Not Yet Verified | Not Yet Verified | Not Yet Verified |  |  | 11513 | 101.89 | 113 | 13.4 | 0.936 | 3000 | 80
P00000WP0 | Industrial Lighting Products | Industrial Lighting Products | F108-[Any Width Between 3.125''-12'']-100WLED-UNIV-3500K-CHAN-[ALL OPTIONS EXCEPT FRLK and SD480] | Indoor Luminaires | Linear Ambient | Direct Linear Ambient Luminaires | Standard | FALSE | [9 empty] | 7/15/2014 | Not Yet Verified | Not Yet Verified | Not Yet Verified |  |  | 12202 | 107.98 | 113 | 13.4 | 0.936 | 3500 | 80
P00000WP1 | Industrial Lighting Products | Industrial Lighting Products | F108-[Any Width Between 3.5125'-12'']-100WLED-UNIV-4000K-CHAN-[ALL OPTIONS EXCEPT FRLK and SD480] | Indoor Luminaires | Linear Ambient | Direct Linear Ambient Luminaires | Standard | FALSE | [9 empty] | 7/15/2014 | Not Yet Verified | Not Yet Verified | Not Yet Verified |  |  | 12890 | 114.68 | 112.4 | 13.4 | 0.936 | 4000 | 80
P00000WP9 | Industrial Lighting Products | Industrial Lighting Products | F108-[Any Width Between 3.125''-12'']-100WLED-UNIV-5000K-CHAN-[ALL OPTIONS EXCEPT FRLK and SD480] | Indoor Luminaires | Linear Ambient | Direct Linear Ambient Luminaires | Standard | FALSE | [9 empty] | 9/2/2014 | Not Yet Verified | Not Yet Verified | Not Yet Verified |  |  | 12354 | 108.8 | 100 |  |  | 5000 | 80
PSPBKT5D | Industrial Lighting Products | Industrial Lighting Products | WT-30WLED-UNIV-3500K-RAFL-XXXXX [Exclude SD480] | Indoor Luminaires | Linear Ambient | Direct Linear Ambient Luminaires | Standard | TRUE | 2898 | 94.7 | 30.59 | 8.73 | 0.965 | 3630 | 82.8 | 5 |  | 11/25/2014 | Dimmable | Continuous (Can dim down to ≤ 10% (W)) | Not Yet Verified |  |  | 2662.653 | 86.17 | 30.9 | 8.73 | 0.965 | 3500 | 80
P3P15HY1 | Industrial Lighting Products | Industrial Lighting Products | WT-30WLED-UNIV-5000K-RAFL-XXXXX [Exclude SD480] | Indoor Luminaires | Linear Ambient | Direct Linear Ambient Luminaires | Standard | TRUE | 2876.79 | 93.1 | 30.9 | 8.05 | 0.965 | 5164 | 84.9 | 5 |  | 11/25/2014 | Dimmable | Continuous (Can dim down to ≤ 10% (W)) | Not Yet Verified |  |  | 2876.79 | 93.1 | 30.9 | 8.73 | 0.965 | 5000 | 80
P9P8XNYV | Industrial Lighting Products | Industrial Lighting Products | WT-30WLED-UNIV-4000K-RAFL-XXXXX [Exclude SD480] | Indoor Luminaires | Linear Ambient | Direct Linear Ambient Luminaires | Standard | FALSE | [9 empty] | 11/25/2014 | Dimmable | Continuous (Can dim down to ≤ 10% (W)) | Not Yet Verified |  |  | 2734.032 | 88.48 | 30.9 | 8.73 | 0.965 | 4000 | 80
P4XHJ7P1 | Industrial Lighting Products | Industrial Lighting Products | WT-30WLED-UNIV-4500K-RAFL-XXXXX [Exclude SD480] | Indoor Luminaires | Linear Ambient | Direct Linear Ambient Luminaires | Standard | FALSE | [9 empty] | 11/25/2014 | Dimmable | Continuous (Can dim down to ≤ 10% (W)) | Not Yet Verified |  |  | 2805.411 | 90.79 | 30.9 | 8.73 | 0.965 | 4500 | 80
PC9JSXY3 | Industrial Lighting Products | Industrial Lighting Products | FZ2A-16WLED-UNIV-30-FRAL-XXXXX [Excludes SD480 and WC] | Indoor Luminaires | Linear Ambient | Direct Linear Ambient Luminaires | Premium | TRUE | 1943 | 119 | 16.37 | 15.3 | 0.935 | 3078 | 83.6 | 5 | 50000 | 3/1/2016 | Dimmable | Continuous (Can dim down to ≤ 10% (W)) | Yes |  | 3.1 | 1943 | 118.7 | 16.37 | 15.3 | 0.935 | 3000 | 80
PRUY3E1S | Industrial Lighting Products | Industrial Lighting Products | FZ2A-29WLED-UNIV-30-FRAL-XXXXX [Excludes SD480 and WC] | Indoor Luminaires | Linear Ambient | Direct Linear Ambient Luminaires | Premium | TRUE | 3373 | 116 | 29.06 | 15.3 | 0.935 | 3096 | 83.3 | 5 | 50000 | 3/1/2016 | Dimmable | Continuous (Can dim down to ≤ 10% (W)) | Yes |  | 3.1 | 3373 | 116.1 | 29.06 | 15.3 | 0.935 | 3000 | 80
PWYFGGHU | Industrial Lighting Products | Industrial Lighting Products | FZ2A-29WLED-UNIV-50-FRAL-XXXXX [Excludes SD480 and WC] | Indoor Luminaires | Linear Ambient | Direct Linear Ambient Luminaires | Premium | TRUE | 3478 | 120 | 29.1 | 15.3 | 0.935 | 5291 | 85.2 | 5 | 50000 | 3/1/2016 | Dimmable | Continuous (Can dim down to ≤ 10% (W)) | Yes |  | 3.1 | 3478 | 119.5 | 29.1 | 15.3 | 0.935 | 5000 | 80
P76HCMY9 | Industrial Lighting Products | Industrial Lighting Products | FZ2A-29WLED-UNIV-35-FRAL-XXXXX [Excludes SD480 and WC] | Indoor Luminaires | Linear Ambient | Direct Linear Ambient Luminaires | Premium | FALSE | [9 empty] | 3/1/2016 | Dimmable | Continuous (Can dim down to ≤ 10% (W)) | Yes |  |  | 3406 | 117.2 | 29.06 | 15.3 | 0.935 | 3500 | 80
PXEQPPGP | Industrial Lighting Products | Industrial Lighting Products | FZ2A-29WLED-UNIV-40-FRAL-XXXXX [Excludes SD480 and WC] | Indoor Luminaires | Linear Ambient | Direct Linear Ambient Luminaires | Premium | FALSE | [9 empty] | 3/1/2016 | Dimmable | Continuous (Can dim down to ≤ 10% (W)) | Yes |  |  | 3440 | 118.4 | 29.06 | 15.3 | 0.935 | 4000 | 80
PTA331GV | Industrial Lighting Products | Industrial Lighting Products | FZ2A-16WLED-UNIV-35-FRAL-XXXXX [Excludes SD480 and WC] | Indoor Luminaires | Linear Ambient | Direct Linear Ambient Luminaires | Premium | FALSE | [9 empty] | 3/1/2016 | Dimmable | Continuous (Can dim down to ≤ 10% (W)) | Yes |  |  | 1962 | 119.9 | 16.37 | 15.3 | 0.935 | 3500 | 80
P5145DP8 | Industrial Lighting Products | Industrial Lighting Products | FZ2A-16WLED-UNIV-40-FRAL-XXXXX [Excludes SD480 and WC] | Indoor Luminaires | Linear Ambient | Direct Linear Ambient Luminaires | Premium | FALSE | [9 empty] | 3/1/2016 | Dimmable | Continuous (Can dim down to ≤ 10% (W)) | Yes |  |  | 1981 | 121 | 16.37 | 15.3 | 0.935 | 4000 | 80
PUJ9YJRR | Industrial Lighting Products | Industrial Lighting Products | FZ2A-16WLED-UNIV-50-FRAL-XXXXX [Excludes SD480 and WC] | Indoor Luminaires | Linear Ambient | Direct Linear Ambient Luminaires | Premium | FALSE | [9 empty] | 3/1/2016 | Dimmable | Continuous (Can dim down to ≤ 10% (W)) | Yes |  |  | 2001 | 122.2 | 16.37 | 15.3 | 0.935 | 5000 | 80
PKHCP3ZD | Industrial Lighting Products | Industrial Lighting Products | WT2-20WLED-UNIV-3500K-RAFL-XXXXX [Exclude SD480] | Indoor Luminaires | Linear Ambient | Direct Linear Ambient Luminaires | Standard | TRUE | 2103 | 98 | 21.45 | 12.1 | 0.905 | 3608 | 85.3 | 5 |  | 11/25/2014 | Dimmable | Continuous (Can dim down to ≤ 10% (W)) | Not Yet Verified |  |  | 2103 | 98.042 | 21.45 | 12.1 | 0.905 | 3500 | 83.3
PK2CYN5M | Industrial Lighting Products | Industrial Lighting Products | WT2-20WLED-UNIV-4000K-RAFL-XXXXX [Exclude SD480] | Indoor Luminaires | Linear Ambient | Direct Linear Ambient Luminaires | Standard | FALSE | [9 empty] | 11/25/2014 | Dimmable | Continuous (Can dim down to ≤ 10% (W)) | Not Yet Verified |  |  | 2132 | 99.3939 | 21.45 | 12.1 | 0.905 | 4000 | 83.3
PDX5DGZR | Industrial Lighting Products | Industrial Lighting Products | WT2-20WLED-UNIV-5000K-RAFL-XXXXX [Exclude SD480] | Indoor Luminaires | Linear Ambient | Direct Linear Ambient Luminaires | Standard | FALSE | [9 empty] | 11/25/2014 | Dimmable | Continuous (Can dim down to ≤ 10% (W)) | Not Yet Verified |  |  | 2191 | 101.5763 | 21.57 | 12.1 | 0.905 | 5000 | 83.3
P9ZMKCNZ | Industrial Lighting Products | Industrial Lighting Products | WT2-30WLED-UNIV-3500K-RAFL-XXXXX [Exclude SD480] | Indoor Luminaires | Linear Ambient | Direct Linear Ambient Luminaires | Standard | TRUE | 2822 | 92.1 | 30.64 | 9.4 | 0.964 | 3631 | 83.2 | 5 |  | 11/25/2014 | Dimmable | Continuous (Can dim down to ≤ 10% (W)) | Not Yet Verified |  |  | 2822 | 92.1018 | 30.64 | 9.4 | 0.964 | 3500 | 83.2
P9KRJGNZ | Industrial Lighting Products | Industrial Lighting Products | WT2-30WLED-UNIV-4000K-RAFL-XXXXX [Exclude SD480] | Indoor Luminaires | Linear Ambient | Direct Linear Ambient Luminaires | Standard | FALSE | [9 empty] | 11/25/2014 | Dimmable | Continuous (Can dim down to ≤ 10% (W)) | Not Yet Verified |  |  | 2832 | 92.4282 | 30.64 | 9.4 | 0.964 | 4000 | 83.2
PF6HU8ST | Industrial Lighting Products | Industrial Lighting Products | WT2-30WLED-UNIV-5000K-RAFL-XXXXX [Exclude SD480] | Indoor Luminaires | Linear Ambient | Direct Linear Ambient Luminaires | Standard | FALSE | [9 empty] | 11/25/2014 | Dimmable | Continuous (Can dim down to ≤ 10% (W)) | Not Yet Verified |  |  | 2926 | 94.6926 | 30.9 | 9.4 | 0.964 | 5000 | 83.2
PZ7EN3MR | Industrial Lighting Products | Industrial Lighting Products | WTZ-16WLED-UNIV-30-RAFL-XXXXX [Excludes SD480] | Indoor Luminaires | Linear Ambient | Direct Linear Ambient Luminaires | Premium | TRUE | 2019 | 122 | 16.6 | 15.3 | 0.938 | 3058 | 83.2 | 5 | 50000 | 1/26/2016 | Dimmable | Continuous (Can dim down to ≤ 10% (W)) | Not Yet Verified |  | 3.1 | 2019 | 121.6 | 16.6 | 15.3 | 0.938 | 3000 | 80
PWRDG2Z1 | Industrial Lighting Products | Industrial Lighting Products | WTZ-44WLED-UNIV-30-RAFL-XXXXX [Excludes SD480] | Indoor Luminaires | Linear Ambient | Direct Linear Ambient Luminaires | Premium | TRUE | 4878 | 110 | 44.23 | 5.2 | 0.998 | 3092 | 82.8 | 5 | 50000 | 1/26/2016 | Dimmable | Continuous (Can dim down to ≤ 10% (W)) | Not Yet Verified |  | 3.1 | 4974 | 113.3 | 43.9 | 15.3 | 0.938 | 3000 | 80
PYFS5SQ3 | Industrial Lighting Products | Industrial Lighting Products | WTZ-44WLED-UNIV-35-RAFL-XXXXX [Excludes SD480] | Indoor Luminaires | Linear Ambient | Direct Linear Ambient Luminaires | Premium | FALSE | [9 empty] | 1/26/2016 | Dimmable | Continuous (Can dim down to ≤ 10% (W)) | Not Yet Verified |  |  | 5012 | 114.1 | 43.9 | 15.3 | 0.938 | 3500 | 80
PUBPW4DJ | Industrial Lighting Products | Industrial Lighting Products | WTZ-44WLED-UNIV-40-RAFL-XXXXX [Excludes SD480] | Indoor Luminaires | Linear Ambient | Direct Linear Ambient Luminaires | Premium | FALSE | [9 empty] | 1/26/2016 | Dimmable | Continuous (Can dim down to ≤ 10% (W)) | Not Yet Verified |  |  | 5049 | 115 | 43.9 | 15.3 | 0.938 | 4000 | 80
P1BZ62GR | Industrial Lighting Products | Industrial Lighting Products | WTZ-44WLED-UNIV-50-RAFL-XXXXX [Excludes SD480] | Indoor Luminaires | Linear Ambient | Direct Linear Ambient Luminaires | Premium | FALSE | [9 empty] | 1/26/2016 | Dimmable | Continuous (Can dim down to ≤ 10% (W)) | Not Yet Verified |  |  | 5086 | 115.8 | 43.9 | 15.3 | 0.938 | 5000 | 80
P1GA9BZF | Industrial Lighting Products | Industrial Lighting Products | WTZ-16WLED-UNIV-35-RAFL-XXXXX [Excludes SD480] | Indoor Luminaires | Linear Ambient | Direct Linear Ambient Luminaires | Premium | FALSE | [9 empty] | 1/26/2016 | Dimmable | Continuous (Can dim down to ≤ 10% (W)) | Not Yet Verified |  |  | 2034 | 122.5 | 16.6 | 15.3 | 0.938 | 3500 | 80
P1NSTWY6 | Industrial Lighting Products | Industrial Lighting Products | WTZ-16WLED-UNIV-40-RAFL-XXXXX [Excludes SD480] | Indoor Luminaires | Linear Ambient | Direct Linear Ambient Luminaires | Premium | FALSE | [9 empty] | 1/26/2016 | Dimmable | Continuous (Can dim down to ≤ 10% (W)) | Not Yet Verified |  |  | 2049 | 123.4 | 16.6 | 15.3 | 0.938 | 4000 | 80
PE6J5R4F | Industrial Lighting Products | Industrial Lighting Products | WTZ-16WLED-UNIV-50-RAFL-XXXXX [Excludes SD480] | Indoor Luminaires | Linear Ambient | Direct Linear Ambient Luminaires | Premium | FALSE | [9 empty] | 1/26/2016 | Dimmable | Continuous (Can dim down to ≤ 10% (W)) | Not Yet Verified |  |  | 2064 | 124.4 | 16.6 | 15.3 | 0.938 | 5000 | 80
P3GGB9BH | Industrial Lighting Products | Industrial Lighting Products | WTZ-22WLED-UNIV-30-RAFL-XXXXX [Excludes SD480] | Indoor Luminaires | Linear Ambient | Direct Linear Ambient Luminaires | Premium | FALSE | [9 empty] | 1/26/2016 | Dimmable | Continuous (Can dim down to ≤ 10% (W)) | Not Yet Verified |  |  | 2636 | 119.8 | 22 | 15.3 | 0.938 | 3000 | 80
P1TX3P2P | Industrial Lighting Products | Industrial Lighting Products | WTZ-22WLED-UNIV-35-RAFL-XXXXX [Excludes SD480] | Indoor Luminaires | Linear Ambient | Direct Linear Ambient Luminaires | Premium | FALSE | [9 empty] | 1/26/2016 | Dimmable | Continuous (Can dim down to ≤ 10% (W)) | Not Yet Verified |  |  | 2656 | 120.7 | 22 | 15.3 | 0.938 | 3500 | 80
P3NARK1D | Industrial Lighting Products | Industrial Lighting Products | WTZ-22WLED-UNIV-40-RAFL-XXXXX [Excludes SD480] | Indoor Luminaires | Linear Ambient | Direct Linear Ambient Luminaires | Premium | FALSE | [9 empty] | 1/26/2016 | Dimmable | Continuous (Can dim down to ≤ 10% (W)) | Not Yet Verified |  |  | 2676 | 121.6 | 22 | 15.3 | 0.938 | 4000 | 80
PDV273KU | Industrial Lighting Products | Industrial Lighting Products | WTZ-22WLED-UNIV-50-RAFL-XXXXX [Excludes SD480] | Indoor Luminaires | Linear Ambient | Direct Linear Ambient Luminaires | Premium | FALSE | [9 empty] | 1/26/2016 | Dimmable | Continuous (Can dim down to ≤ 10% (W)) | Not Yet Verified |  |  | 2695 | 122.5 | 22 | 15.3 | 0.938 | 5000 | 80
PA5SMTK8 | Industrial Lighting Products | Industrial Lighting Products | WTZ-30WLED-UNIV-30-RAFL-XXXXX [Excludes SD480] | Indoor Luminaires | Linear Ambient | Direct Linear Ambient Luminaires | Premium | FALSE | [9 empty] | 1/26/2016 | Dimmable | Continuous (Can dim down to ≤ 10% (W)) | Not Yet Verified |  |  | 3523 | 117.4 | 30 | 15.3 | 0.938 | 3000 | 80
PA38BY7A | Industrial Lighting Products | Industrial Lighting Products | WTZ-30WLED-UNIV-35-RAFL-XXXXX [Excludes SD480] | Indoor Luminaires | Linear Ambient | Direct Linear Ambient Luminaires | Premium | FALSE | [9 empty] | 1/26/2016 | Dimmable | Continuous (Can dim down to ≤ 10% (W)) | Not Yet Verified |  |  | 3550 | 118.3 | 30 | 15.3 | 0.938 | 3500 | 80
P45ZG6TN | Industrial Lighting Products | Industrial Lighting Products | WTZ-30WLED-UNIV-40-RAFL-XXXXX [Excludes SD480] | Indoor Luminaires | Linear Ambient | Direct Linear Ambient Luminaires | Premium | FALSE | [9 empty] | 1/26/2016 | Dimmable | Continuous (Can dim down to ≤ 10% (W)) | Not Yet Verified |  |  | 3576 | 119.2 | 30 | 15.3 | 0.938 | 4000 | 80
PUJQFCBY | Industrial Lighting Products | Industrial Lighting Products | WTZ-30WLED-UNIV-50-RAFL-XXXXX [Excludes SD480] | Indoor Luminaires | Linear Ambient | Direct Linear Ambient Luminaires | Premium | FALSE | [9 empty] | 1/26/2016 | Dimmable | Continuous (Can dim down to ≤ 10% (W)) | Not Yet Verified |  |  | 3602 | 120.1 | 30 | 15.3 | 0.938 | 5000 | 80
P8QQHTFS | Industrial Lighting Products | Industrial Lighting Products | WTZ-55WLED-UNIV-30-RAFL-XXXXX | Indoor Luminaires | Linear Ambient | Direct Linear Ambient Luminaires | Premium | TRUE | 6009 | 110 | 54.39 | 18.1 | 0.905 | 3044 | 80.8 | 5 | 50000 | 2/2/2016 | Dimmable | Continuous (Can dim down to ≤ 10% (W)) | Not Yet Verified |  | 3.1 | 6009 | 110.5 | 54.4 | 18.1 | 0.905 | 3000 | 80
P72VXT6J | Industrial Lighting Products | Industrial Lighting Products | WTZ-70WLED-UNIV-30-RAFL-XXXXX | Indoor Luminaires | Linear Ambient | Direct Linear Ambient Luminaires | Premium | TRUE | 7372 | 107 | 68.96 | 12.1 | 0.985 | 3041 | 80.9 | 5 | 50000 | 2/2/2016 | Dimmable | Continuous (Can dim down to ≤ 10% (W)) | Not Yet Verified |  | 3.1 | 7297 | 106.9 | 68.3 | 18.1 | 0.905 | 3000 | 80
PCQJ22UA | Industrial Lighting Products | Industrial Lighting Products | WTZ-70WLED-UNIV-35-RAFL-XXXXX | Indoor Luminaires | Linear Ambient | Direct Linear Ambient Luminaires | Premium | FALSE | [9 empty] | 2/2/2016 | Dimmable | Continuous (Can dim down to ≤ 10% (W)) | Not Yet Verified |  |  | 7306 | 107 | 68.3 | 18.1 | 0.905 | 3500 | 80
P9N3268F | Industrial Lighting Products | Industrial Lighting Products | WTZ-70WLED-UNIV-40-RAFL-XXXXX | Indoor Luminaires | Linear Ambient | Direct Linear Ambient Luminaires | Premium | FALSE | [9 empty] | 2/2/2016 | Dimmable | Continuous (Can dim down to ≤ 10% (W)) | Not Yet Verified |  |  | 7315 | 107.2 | 68.3 | 18.1 | 0.905 | 4000 | 80
PMGAWACF | Industrial Lighting Products | Industrial Lighting Products | WTZ-70WLED-UNIV-50-RAFL-XXXXX | Indoor Luminaires | Linear Ambient | Direct Linear Ambient Luminaires | Premium | FALSE | [9 empty] | 2/2/2016 | Dimmable | Continuous (Can dim down to ≤ 10% (W)) | Not Yet Verified |  |  | 7324 | 107.3 | 68.3 | 18.1 | 0.905 | 5000 | 80
PPVD77WA | Industrial Lighting Products | Industrial Lighting Products | WTZ-55WLED-UNIV-35-RAFL-XXXXX | Indoor Luminaires | Linear Ambient | Direct Linear Ambient Luminaires | Premium | FALSE | [9 empty] | 2/2/2016 | Dimmable | Continuous (Can dim down to ≤ 10% (W)) | Not Yet Verified |  |  | 6016 | 110.6 | 54.4 | 18.1 | 0.905 | 3500 | 80
PV78TNNQ | Industrial Lighting Products | Industrial Lighting Products | WTZ-55WLED-UNIV-40-RAFL-XXXXX | Indoor Luminaires | Linear Ambient | Direct Linear Ambient Luminaires | Premium | FALSE | [9 empty] | 2/2/2016 | Dimmable | Continuous (Can dim down to ≤ 10% (W)) | Not Yet Verified |  |  | 6024 | 110.8 | 54.4 | 18.1 | 0.905 | 4000 | 80
P2CEMKZG | Industrial Lighting Products | Industrial Lighting Products | WTZ-55WLED-UNIV-50-RAFL-XXXXX | Indoor Luminaires | Linear Ambient | Direct Linear Ambient Luminaires | Premium | FALSE | [9 empty] | 2/2/2016 | Dimmable | Continuous (Can dim down to ≤ 10% (W)) | Not Yet Verified |  |  | 6031 | 110.9 | 54.4 | 18.1 | 0.905 | 5000 | 80
PE6TK8TQ | Industrial Lighting Products | Industrial Lighting Products | WTZ8-108WLED-UNIV-30-RAFL-XXXXX [Excludes SD 480] | Indoor Luminaires | Linear Ambient | Direct Linear Ambient Luminaires | Premium | TRUE | 11630 | 109 | 107.2 | 19.7 | 0.929 | 3048 | 80.6 | 5 | 50000 | 2/18/2016 | Dimmable | Continuous (Can dim down to ≤ 10% (W)) | Not Yet Verified |  | 3.1 | 11630 | 108.49 | 107.2 | 19.7 | 0.929 | 3000 | 80
P335SAFD | Industrial Lighting Products | Industrial Lighting Products | WTZ8-32WLED-UNIV-30-RAFL-XXXXX [Excludes SD 480] | Indoor Luminaires | Linear Ambient | Direct Linear Ambient Luminaires | Premium | TRUE | 4147 | 134 | 30.97 | 12.9 | 0.958 | 3069 | 82.4 | 5 | 50000 | 2/18/2016 | Dimmable | Continuous (Can dim down to ≤ 10% (W)) | Not Yet Verified |  | 3.1 | 4147 | 133.9 | 30.97 | 12.9 | 0.958 | 3000 | 80
PGC1RFVR | Industrial Lighting Products | Industrial Lighting Products | WTZ8-88WLED-UNIV-30-RAFL-XXXXX [Excludes SD 480] | Indoor Luminaires | Linear Ambient | Direct Linear Ambient Luminaires | Premium | TRUE | 10210 | 115 | 88.83 | 5.16 | 0.998 | 3106 | 82 | 5 | 50000 | 2/18/2016 | Dimmable | Continuous (Can dim down to ≤ 10% (W)) | Not Yet Verified |  | 3.1 | 10153 | 114.94 | 88.33 | 12.9 | 0.958 | 3000 | 80
PSTRP6D6 | Industrial Lighting Products | Industrial Lighting Products | WTZ8-140WLED-UNIV-30-RAFL-XXXXX [Excludes SD 480] | Indoor Luminaires | Linear Ambient | Direct Linear Ambient Luminaires | Premium | TRUE | 15750 | 113 | 138.9 | 18.2 | 0.906 | 2972 | 80.4 | 5 | 50000 | 2/18/2016 | Dimmable | Continuous (Can dim down to ≤ 10% (W)) | Not Yet Verified |  | 3.1 | 15392 | 110.34 | 139.5 | 18.2 | 0.906 | 3000 | 80
P82HHR2Z | Industrial Lighting Products | Industrial Lighting Products | WTZ8-140WLED-UNIV-35-RAFL-XXXXX [Excludes SD 480] | Indoor Luminaires | Linear Ambient | Direct Linear Ambient Luminaires | Premium | FALSE | [9 empty] | 2/18/2016 | Dimmable | Continuous (Can dim down to ≤ 10% (W)) | Not Yet Verified |  |  | 15412 | 110.48 | 139.5 | 18.2 | 0.906 | 3500 | 80
PFX2XSWG | Industrial Lighting Products | Industrial Lighting Products | WTZ8-140WLED-UNIV-40-RAFL-XXXXX [Excludes SD 480] | Indoor Luminaires | Linear Ambient | Direct Linear Ambient Luminaires | Premium | FALSE | [9 empty] | 2/18/2016 | Dimmable | Continuous (Can dim down to ≤ 10% (W)) | Not Yet Verified |  |  | 15431 | 110.61 | 139.5 | 18.2 | 0.906 | 4000 | 80
P7PU5WEP | Industrial Lighting Products | Industrial Lighting Products | WTZ8-140WLED-UNIV-50-RAFL-XXXXX [Excludes SD 480] | Indoor Luminaires | Linear Ambient | Direct Linear Ambient Luminaires | Premium | FALSE | [9 empty] | 2/18/2016 | Dimmable | Continuous (Can dim down to ≤ 10% (W)) | Not Yet Verified |  |  | 15450 | 110.75 | 139.5 | 18.2 | 0.906 | 5000 | 80
PTA4DVUT | Industrial Lighting Products | Industrial Lighting Products | WTZ8-89WLED-UNIV-30-RAFL-XXXXX [Excludes SD 480] | Indoor Luminaires | Linear Ambient | Direct Linear Ambient Luminaires | Premium | FALSE | [9 empty] | 2/18/2016 | Dimmable | Continuous (Can dim down to ≤ 10% (W)) | Not Yet Verified |  |  | 10000 | 112.66 | 88.76 | 19.7 | 0.929 | 3000 | 80
P4YG16KS | Industrial Lighting Products | Industrial Lighting Products | WTZ8-89WLED-UNIV-35-RAFL-XXXXX [Excludes SD 480] | Indoor Luminaires | Linear Ambient | Direct Linear Ambient Luminaires | Premium | FALSE | [9 empty] | 2/18/2016 | Dimmable | Continuous (Can dim down to ≤ 10% (W)) | Not Yet Verified |  |  | 10096 | 113.75 | 88.76 | 19.7 | 0.929 | 3500 | 80
P6VGSKRQ | Industrial Lighting Products | Industrial Lighting Products | WTZ8-89WLED-UNIV-40-RAFL-XXXXX [Excludes SD 480] | Indoor Luminaires | Linear Ambient | Direct Linear Ambient Luminaires | Premium | FALSE | [9 empty] | 2/18/2016 | Dimmable | Continuous (Can dim down to ≤ 10% (W)) | Not Yet Verified |  |  | 10192 | 114.83 | 88.76 | 19.7 | 0.929 | 4000 | 80
P19EHQMU | Industrial Lighting Products | Industrial Lighting Products | WTZ8-89WLED-UNIV-50-RAFL-XXXXX [Excludes SD 480] | Indoor Luminaires | Linear Ambient | Direct Linear Ambient Luminaires | Premium | FALSE | [9 empty] | 2/18/2016 | Dimmable | Continuous (Can dim down to ≤ 10% (W)) | Not Yet Verified |  |  | 10288 | 115.91 | 88.76 | 19.7 | 0.929 | 5000 | 80
P63U4BB6 | Industrial Lighting Products | Industrial Lighting Products | WTZ8-88WLED-UNIV-35-RAFL-XXXXX [Excludes SD 480] | Indoor Luminaires | Linear Ambient | Direct Linear Ambient Luminaires | Premium | FALSE | [9 empty] | 2/18/2016 | Dimmable | Continuous (Can dim down to ≤ 10% (W)) | Not Yet Verified |  |  | 10188 | 115.34 | 88.33 | 12.9 | 0.958 | 3500 | 80
PYT2MJS4 | Industrial Lighting Products | Industrial Lighting Products | WTZ8-88WLED-UNIV-40-RAFL-XXXXX [Excludes SD 480] | Indoor Luminaires | Linear Ambient | Direct Linear Ambient Luminaires | Premium | FALSE | [9 empty] | 2/18/2016 | Dimmable | Continuous (Can dim down to ≤ 10% (W)) | Not Yet Verified |  |  | 10224 | 115.75 | 88.33 | 12.9 | 0.958 | 4000 | 80
PXWGA3YM | Industrial Lighting Products | Industrial Lighting Products | WTZ8-88WLED-UNIV-50-RAFL-XXXXX [Excludes SD 480] | Indoor Luminaires | Linear Ambient | Direct Linear Ambient Luminaires | Premium | FALSE | [9 empty] | 2/18/2016 | Dimmable | Continuous (Can dim down to ≤ 10% (W)) | Not Yet Verified |  |  | 10260 | 116.16 | 88.33 | 12.9 | 0.958 | 5000 | 80
P952V3WD | Industrial Lighting Products | Industrial Lighting Products | WTZ8-109WLED-UNIV-30-RAFL-XXXXX [Excludes SD 480] | Indoor Luminaires | Linear Ambient | Direct Linear Ambient Luminaires | Premium | FALSE | [9 empty] | 2/18/2016 | Dimmable | Continuous (Can dim down to ≤ 10% (W)) | Not Yet Verified |  |  | 12250 | 112.8 | 108.6 | 18.2 | 0.906 | 3000 | 80
P9NEVXAG | Industrial Lighting Products | Industrial Lighting Products | WTZ8-109WLED-UNIV-35-RAFL-XXXXX [Excludes SD 480] | Indoor Luminaires | Linear Ambient | Direct Linear Ambient Luminaires | Premium | FALSE | [9 empty] | 2/18/2016 | Dimmable | Continuous (Can dim down to ≤ 10% (W)) | Not Yet Verified |  |  | 12265 | 112.94 | 108.6 | 18.2 | 0.906 | 3500 | 80
PQY3R7CF | Industrial Lighting Products | Industrial Lighting Products | WTZ8-109WLED-UNIV-40-RAFL-XXXXX [Excludes SD 480] | Indoor Luminaires | Linear Ambient | Direct Linear Ambient Luminaires | Premium | FALSE | [9 empty] | 2/18/2016 | Dimmable | Continuous (Can dim down to ≤ 10% (W)) | Not Yet Verified |  |  | 12281 | 113.08 | 108.6 | 18.2 | 0.906 | 4000 | 80
PVN12ZBU | Industrial Lighting Products | Industrial Lighting Products | WTZ8-109WLED-UNIV-50-RAFL-XXXXX [Excludes SD 480] | Indoor Luminaires | Linear Ambient | Direct Linear Ambient Luminaires | Premium | FALSE | [9 empty] | 2/18/2016 | Dimmable | Continuous (Can dim down to ≤ 10% (W)) | Not Yet Verified |  |  | 12296 | 113.22 | 108.6 | 18.2 | 0.906 | 5000 | 80
PHN7YUYQ | Industrial Lighting Products | Industrial Lighting Products | WTZ8-32WLED-UNIV-35-RAFL-XXXXX [Excludes SD 480] | Indoor Luminaires | Linear Ambient | Direct Linear Ambient Luminaires | Premium | FALSE | [9 empty] | 2/18/2016 | Dimmable | Continuous (Can dim down to ≤ 10% (W)) | Not Yet Verified |  |  | 4162 | 134.38 | 30.97 | 12.9 | 0.958 | 3500 | 80
PCCAXCTT | Industrial Lighting Products | Industrial Lighting Products | WTZ8-32WLED-UNIV-40-RAFL-XXXXX [Excludes SD 480] | Indoor Luminaires | Linear Ambient | Direct Linear Ambient Luminaires | Premium | FALSE | [9 empty] | 2/18/2016 | Dimmable | Continuous (Can dim down to ≤ 10% (W)) | Not Yet Verified |  |  | 4176 | 134.85 | 30.97 | 12.9 | 0.958 | 4000 | 80
PEV1TFTD | Industrial Lighting Products | Industrial Lighting Products | WTZ8-32WLED-UNIV-50-RAFL-XXXXX [Excludes SD 480] | Indoor Luminaires | Linear Ambient | Direct Linear Ambient Luminaires | Premium | FALSE | [9 empty] | 2/18/2016 | Dimmable | Continuous (Can dim down to ≤ 10% (W)) | Not Yet Verified |  |  | 4191 | 135.32 | 30.97 | 12.9 | 0.958 | 5000 | 80
P2B6V88G | Industrial Lighting Products | Industrial Lighting Products | WTZ8-44WLED-UNIV-30-RAFL-XXXXX [Excludes SD 480] | Indoor Luminaires | Linear Ambient | Direct Linear Ambient Luminaires | Premium | FALSE | [9 empty] | 2/18/2016 | Dimmable | Continuous (Can dim down to ≤ 10% (W)) | Not Yet Verified |  |  | 5528 | 130.1 | 42.49 | 12.9 | 0.958 | 3000 | 80
PX93QRBT | Industrial Lighting Products | Industrial Lighting Products | WTZ8-44WLED-UNIV-35-RAFL-XXXXX [Excludes SD 480] | Indoor Luminaires | Linear Ambient | Direct Linear Ambient Luminaires | Premium | FALSE | [9 empty] | 2/18/2016 | Dimmable | Continuous (Can dim down to ≤ 10% (W)) | Not Yet Verified |  |  | 5547 | 130.56 | 42.49 | 12.9 | 0.958 | 3500 | 80
PG1WNCS7 | Industrial Lighting Products | Industrial Lighting Products | WTZ8-44WLED-UNIV-40-RAFL-XXXXX [Excludes SD 480] | Indoor Luminaires | Linear Ambient | Direct Linear Ambient Luminaires | Premium | FALSE | [9 empty] | 2/18/2016 | Dimmable | Continuous (Can dim down to ≤ 10% (W)) | Not Yet Verified |  |  | 5567 | 131.02 | 42.49 | 12.9 | 0.958 | 4000 | 80
P6544S2X | Industrial Lighting Products | Industrial Lighting Products | WTZ8-44WLED-UNIV-50-RAFL-XXXXX [Excludes SD 480] | Indoor Luminaires | Linear Ambient | Direct Linear Ambient Luminaires | Premium | FALSE | [9 empty] | 2/18/2016 | Dimmable | Continuous (Can dim down to ≤ 10% (W)) | Not Yet Verified |  |  | 5587 | 131.48 | 42.49 | 12.9 | 0.958 | 5000 | 80
PGD95X9R | Industrial Lighting Products | Industrial Lighting Products | WTZ8-60WLED-UNIV-30-RAFL-XXXXX [Excludes SD 480] | Indoor Luminaires | Linear Ambient | Direct Linear Ambient Luminaires | Premium | FALSE | [9 empty] | 2/18/2016 | Dimmable | Continuous (Can dim down to ≤ 10% (W)) | Not Yet Verified |  |  | 7475 | 124.59 | 60 | 12.9 | 0.958 | 3000 | 80
PKBCW1GR | Industrial Lighting Products | Industrial Lighting Products | WTZ8-60WLED-UNIV-35-RAFL-XXXXX [Excludes SD 480] | Indoor Luminaires | Linear Ambient | Direct Linear Ambient Luminaires | Premium | FALSE | [9 empty] | 2/18/2016 | Dimmable | Continuous (Can dim down to ≤ 10% (W)) | Not Yet Verified |  |  | 7502 | 125.03 | 60 | 12.9 | 0.958 | 3500 | 80
PCHHXS98 | Industrial Lighting Products | Industrial Lighting Products | WTZ8-60WLED-UNIV-40-RAFL-XXXXX [Excludes SD 480] | Indoor Luminaires | Linear Ambient | Direct Linear Ambient Luminaires | Premium | FALSE | [9 empty] | 2/18/2016 | Dimmable | Continuous (Can dim down to ≤ 10% (W)) | Not Yet Verified |  |  | 7528 | 125.47 | 60 | 12.9 | 0.958 | 4000 | 80
P5DECBG5 | Industrial Lighting Products | Industrial Lighting Products | WTZ8-60WLED-UNIV-50-RAFL-XXXXX [Excludes SD 480] | Indoor Luminaires | Linear Ambient | Direct Linear Ambient Luminaires | Premium | FALSE | [9 empty] | 2/18/2016 | Dimmable | Continuous (Can dim down to ≤ 10% (W)) | Not Yet Verified |  |  | 7554 | 125.91 | 60 | 12.9 | 0.958 | 5000 | 80
P1PE6GGM | Industrial Lighting Products | Industrial Lighting Products | WTZ8-108WLED-UNIV-35-RAFL-XXXXX [Excludes SD 480] | Indoor Luminaires | Linear Ambient | Direct Linear Ambient Luminaires | Premium | FALSE | [9 empty] | 2/18/2016 | Dimmable | Continuous (Can dim down to ≤ 10% (W)) | Not Yet Verified |  |  | 11742 | 109.53 | 107.2 | 19.7 | 0.929 | 3500 | 80
P8V6VK1A | Industrial Lighting Products | Industrial Lighting Products | WTZ8-108WLED-UNIV-40-RAFL-XXXXX [Excludes SD 480] | Indoor Luminaires | Linear Ambient | Direct Linear Ambient Luminaires | Premium | FALSE | [9 empty] | 2/18/2016 | Dimmable | Continuous (Can dim down to ≤ 10% (W)) | Not Yet Verified |  |  | 11853 | 110.57 | 107.2 | 19.7 | 0.929 | 4000 | 80
P4NPKY93 | Industrial Lighting Products | Industrial Lighting Products | WTZ8-108WLED-UNIV-50-RAFL-XXXXX [Excludes SD 480] | Indoor Luminaires | Linear Ambient | Direct Linear Ambient Luminaires | Premium | FALSE | [9 empty] | 2/18/2016 | Dimmable | Continuous (Can dim down to ≤ 10% (W)) | Not Yet Verified |  |  | 12010 | 111.62 | 107.6 | 19.7 | 0.929 | 5000 | 80
PQ2W5112 | Industrial Lighting Products | Industrial Lighting Products | SQ4-44WLED-UNIV-50-XXXXX | Indoor Luminaires | Linear Ambient | Direct Linear Ambient Luminaires | Premium | TRUE | 5188 | 118 | 43.96 | 14.1 | 0.935 | 5131 | 84.2 | 5 | 50000 | 6/2/2016 | Dimmable | Continuous (Can dim down to ≤ 10% (W)) | No |  | 3.1 | 5188 | 118.02 | 43.96 | 14.1 | 0.935 | 5000 | 80
PGWFTUB6 | Industrial Lighting Products | Industrial Lighting Products | SQ4-16WLED-UNIV-30-XXXXX | Indoor Luminaires | Linear Ambient | Direct Linear Ambient Luminaires | Premium | TRUE | 1995 | 121.5 | 16.58 | 14.1 | 0.935 | 3052 | 83.1 | 5 | 50000 | 6/2/2016 | Dimmable | Continuous (Can dim down to ≤ 10% (W)) | No |  | 3.1 | 1995 | 121.5 | 16.42 | 14.1 | 0.935 | 3000 | 80
PCPPWY45 | Industrial Lighting Products | Industrial Lighting Products | SQ8-88WLED-UNIV-30-XXXXX | Indoor Luminaires | Linear Ambient | Direct Linear Ambient Luminaires | Premium | TRUE | 9826 | 110.2 | 89.19 | 14.1 | 0.935 | 3073 | 82.1 | 5 | 50000 | 6/2/2016 | Dimmable | Continuous (Can dim down to ≤ 10% (W)) | No |  | 3.1 | 9826 | 110.17 | 89.19 | 14.1 | 0.935 | 3000 | 80
PPFUSH37 | Industrial Lighting Products | Industrial Lighting Products | SQ8-88WLED-UNIV-35-XXXXX | Indoor Luminaires | Linear Ambient | Direct Linear Ambient Luminaires | Premium | FALSE | [9 empty] | 6/2/2016 | Dimmable | Continuous (Can dim down to ≤ 10% (W)) | No |  |  | 10031 | 112.47 | 89.19 | 14.1 | 0.935 | 3500 | 80
P1TJUMX2 | Industrial Lighting Products | Industrial Lighting Products | SQ8-88WLED-UNIV-40-XXXXX | Indoor Luminaires | Linear Ambient | Direct Linear Ambient Luminaires | Premium | FALSE | [9 empty] | 6/2/2016 | Dimmable | Continuous (Can dim down to ≤ 10% (W)) | No |  |  | 10236 | 114.77 | 89.19 | 14.1 | 0.935 | 4000 | 80
P6U2JU9C | Industrial Lighting Products | Industrial Lighting Products | SQ8-88WLED-UNIV-50-XXXXX | Indoor Luminaires | Linear Ambient | Direct Linear Ambient Luminaires | Premium | FALSE | [9 empty] | 6/2/2016 | Dimmable | Continuous (Can dim down to ≤ 10% (W)) | No |  |  | 10442 | 117.08 | 89.19 | 14.1 | 0.935 | 5000 | 80
PAHKJS9E | Industrial Lighting Products | Industrial Lighting Products | SQ4-16WLED-UNIV-35-XXXXX | Indoor Luminaires | Linear Ambient | Direct Linear Ambient Luminaires | Premium | FALSE | [9 empty] | 6/2/2016 | Dimmable | Continuous (Can dim down to ≤ 10% (W)) | No |  |  | 2037 | 124.04 | 16.42 | 14.1 | 0.935 | 3500 | 80
P4M432T5 | Industrial Lighting Products | Industrial Lighting Products | SQ4-16WLED-UNIV-40-XXXXX | Indoor Luminaires | Linear Ambient | Direct Linear Ambient Luminaires | Premium | FALSE | [9 empty] | 6/2/2016 | Dimmable | Continuous (Can dim down to ≤ 10% (W)) | No |  |  | 2078 | 126.57 | 16.42 | 14.1 | 0.935 | 4000 | 80
PB6R5V66 | Industrial Lighting Products | Industrial Lighting Products | SQ4-16WLED-UNIV-50-XXXXX | Indoor Luminaires | Linear Ambient | Direct Linear Ambient Luminaires | Premium | FALSE | [9 empty] | 6/2/2016 | Dimmable | Continuous (Can dim down to ≤ 10% (W)) | No |  |  | 2120 | 129.12 | 16.42 | 14.1 | 0.935 | 5000 | 80
PG47SUBW | Industrial Lighting Products | Industrial Lighting Products | SQ4-30WLED-UNIV-30-XXXXX | Indoor Luminaires | Linear Ambient | Direct Linear Ambient Luminaires | Premium | FALSE | [9 empty] | 6/2/2016 | Dimmable | Continuous (Can dim down to ≤ 10% (W)) | No |  |  | 3546 | 118.19 | 30 | 14.1 | 0.935 | 3000 | 80
P4UCJE3B | Industrial Lighting Products | Industrial Lighting Products | SQ4-30WLED-UNIV-35-XXXXX | Indoor Luminaires | Linear Ambient | Direct Linear Ambient Luminaires | Premium | FALSE | [9 empty] | 6/2/2016 | Dimmable | Continuous (Can dim down to ≤ 10% (W)) | No |  |  | 3620 | 120.65 | 30 | 14.1 | 0.935 | 3500 | 80
PWSYJZEF | Industrial Lighting Products | Industrial Lighting Products | SQ4-30WLED-UNIV-40-XXXXX | Indoor Luminaires | Linear Ambient | Direct Linear Ambient Luminaires | Premium | FALSE | [9 empty] | 6/2/2016 | Dimmable | Continuous (Can dim down to ≤ 10% (W)) | No |  |  | 3694 | 123.12 | 30 | 14.1 | 0.935 | 4000 | 80
PQ5Z5RWF | Industrial Lighting Products | Industrial Lighting Products | SQ4-30WLED-UNIV-50-XXXXX | Indoor Luminaires | Linear Ambient | Direct Linear Ambient Luminaires | Premium | FALSE | [9 empty] | 6/2/2016 | Dimmable | Continuous (Can dim down to ≤ 10% (W)) | No |  |  | 3768 | 125.6 | 30 | 14.1 | 0.935 | 5000 | 80
PZ1X9FA3 | Industrial Lighting Products | Industrial Lighting Products | SQ4-44WLED-UNIV-30-XXXXX | Indoor Luminaires | Linear Ambient | Direct Linear Ambient Luminaires | Premium | FALSE | [9 empty] | 6/2/2016 | Dimmable | Continuous (Can dim down to ≤ 10% (W)) | No |  |  | 4984 | 111.05 | 44.88 | 14.1 | 0.935 | 3000 | 80
PPP277T9 | Industrial Lighting Products | Industrial Lighting Products | SQ4-44WLED-UNIV-35-XXXXX | Indoor Luminaires | Linear Ambient | Direct Linear Ambient Luminaires | Premium | FALSE | [9 empty] | 6/2/2016 | Dimmable | Continuous (Can dim down to ≤ 10% (W)) | No |  |  | 4984 | 113.37 | 43.96 | 14.1 | 0.935 | 3500 | 80
P32UX13Q | Industrial Lighting Products | Industrial Lighting Products | SQ4-44WLED-UNIV-40-XXXXX | Indoor Luminaires | Linear Ambient | Direct Linear Ambient Luminaires | Premium | FALSE | [9 empty] | 6/2/2016 | Dimmable | Continuous (Can dim down to ≤ 10% (W)) | No |  |  | 5086 | 115.69 | 43.96 | 14.1 | 0.935 | 4000 | 80
P1TS3BKN | Industrial Lighting Products | Industrial Lighting Products | SQ2-16WLED-UNIV-30-XXXXX | Indoor Luminaires | Linear Ambient | Direct Linear Ambient Luminaires | Premium | FALSE | [9 empty] | 6/2/2016 | Dimmable | Continuous (Can dim down to ≤ 10% (W)) | No |  |  | 1876 | 111.27 | 16.86 | 14.7 | 0.938 | 3000 | 80
PYEMHRKE | Industrial Lighting Products | Industrial Lighting Products | SQ2-16WLED-UNIV-35-XXXXX | Indoor Luminaires | Linear Ambient | Direct Linear Ambient Luminaires | Premium | FALSE | [9 empty] | 6/2/2016 | Dimmable | Continuous (Can dim down to ≤ 10% (W)) | No |  |  | 1929 | 114.44 | 16.86 | 14.7 | 0.938 | 3500 | 80
P8JBQW8G | Industrial Lighting Products | Industrial Lighting Products | SQ2-16WLED-UNIV-40-XXXXX | Indoor Luminaires | Linear Ambient | Direct Linear Ambient Luminaires | Premium | FALSE | [9 empty] | 6/2/2016 | Dimmable | Continuous (Can dim down to ≤ 10% (W)) | No |  |  | 1983 | 117.61 | 16.86 | 14.7 | 0.938 | 4000 | 80
P75YNWHF | Industrial Lighting Products | Industrial Lighting Products | SQ2-16WLED-UNIV-50-XXXXX | Indoor Luminaires | Linear Ambient | Direct Linear Ambient Luminaires | Premium | FALSE | [9 empty] | 6/2/2016 | Dimmable | Continuous (Can dim down to ≤ 10% (W)) | No |  |  | 2036 | 120.78 | 16.86 | 14.7 | 0.938 | 5000 | 80
P59UQEUT | Industrial Lighting Products | Industrial Lighting Products | SQ2-22WLED-UNIV-30-XXXXX | Indoor Luminaires | Linear Ambient | Direct Linear Ambient Luminaires | Premium | FALSE | [9 empty] | 6/2/2016 | Dimmable | Continuous (Can dim down to ≤ 10% (W)) | No |  |  | 2523 | 111.54 | 22.62 | 14.7 | 0.938 | 3000 | 80
P4RZW3FY | Industrial Lighting Products | Industrial Lighting Products | SQ2-22WLED-UNIV-35-XXXXX | Indoor Luminaires | Linear Ambient | Direct Linear Ambient Luminaires | Premium | FALSE | [9 empty] | 6/2/2016 | Dimmable | Continuous (Can dim down to ≤ 10% (W)) | No |  |  | 2559 | 113.13 | 22.62 | 14.7 | 0.938 | 3500 | 80
PB4371YJ | Industrial Lighting Products | Industrial Lighting Products | SQ2-22WLED-UNIV-40-XXXXX | Indoor Luminaires | Linear Ambient | Direct Linear Ambient Luminaires | Premium | FALSE | [9 empty] | 6/2/2016 | Dimmable | Continuous (Can dim down to ≤ 10% (W)) | No |  |  | 2595 | 114.73 | 22.62 | 14.7 | 0.938 | 4000 | 80
P92ZTX9R | Industrial Lighting Products | Industrial Lighting Products | SQ2-22WLED-UNIV-50-XXXXX | Indoor Luminaires | Linear Ambient | Direct Linear Ambient Luminaires | Premium | FALSE | [9 empty] | 6/2/2016 | Dimmable | Continuous (Can dim down to ≤ 10% (W)) | No |  |  | 2615 | 116.33 | 22.48 | 14.7 | 0.938 | 5000 | 80
P9HWDQQD | Industrial Lighting Products | Industrial Lighting Products | SQ8-32WLED-UNIV-30-XXXXX | Indoor Luminaires | Linear Ambient | Direct Linear Ambient Luminaires | Premium | FALSE | [9 empty] | 6/2/2016 | Dimmable | Continuous (Can dim down to ≤ 10% (W)) | No |  |  | 3857 | 120.53 | 32 | 14.1 | 0.935 | 3000 | 80
P3QJ82JG | Industrial Lighting Products | Industrial Lighting Products | SQ8-32WLED-UNIV-35-XXXXX | Indoor Luminaires | Linear Ambient | Direct Linear Ambient Luminaires | Premium | FALSE | [9 empty] | 6/2/2016 | Dimmable | Continuous (Can dim down to ≤ 10% (W)) | No |  |  | 3938 | 123.05 | 32 | 14.1 | 0.935 | 3500 | 80
PC6M2XFX | Industrial Lighting Products | Industrial Lighting Products | SQ8-32WLED-UNIV-40-XXXXX | Indoor Luminaires | Linear Ambient | Direct Linear Ambient Luminaires | Premium | FALSE | [9 empty] | 6/2/2016 | Dimmable | Continuous (Can dim down to ≤ 10% (W)) | No |  |  | 4018 | 125.57 | 32 | 14.1 | 0.935 | 4000 | 80
PCEHZ32K | Industrial Lighting Products | Industrial Lighting Products | SQ8-32WLED-UNIV-50-XXXXX | Indoor Luminaires | Linear Ambient | Direct Linear Ambient Luminaires | Premium | FALSE | [9 empty] | 6/2/2016 | Dimmable | Continuous (Can dim down to ≤ 10% (W)) | No |  |  | 4099 | 128.09 | 32 | 14.1 | 0.935 | 5000 | 80
P8BDQKAP | Industrial Lighting Products | Industrial Lighting Products | SQ8-60WLED-UNIV-30-XXXXX | Indoor Luminaires | Linear Ambient | Direct Linear Ambient Luminaires | Premium | FALSE | [9 empty] | 6/2/2016 | Dimmable | Continuous (Can dim down to ≤ 10% (W)) | No |  |  | 7035 | 117.25 | 60 | 14.1 | 0.935 | 3000 | 80
PFF4TC59 | Industrial Lighting Products | Industrial Lighting Products | SQ8-60WLED-UNIV-35-XXXXX | Indoor Luminaires | Linear Ambient | Direct Linear Ambient Luminaires | Premium | FALSE | [9 empty] | 6/2/2016 | Dimmable | Continuous (Can dim down to ≤ 10% (W)) | No |  |  | 7182 | 119.7 | 60 | 14.1 | 0.935 | 3500 | 80
PMJZ8UHM | Industrial Lighting Products | Industrial Lighting Products | SQ8-60WLED-UNIV-40-XXXXX | Indoor Luminaires | Linear Ambient | Direct Linear Ambient Luminaires | Premium | FALSE | [9 empty] | 6/2/2016 | Dimmable | Continuous (Can dim down to ≤ 10% (W)) | No |  |  | 7329 | 122.14 | 60 | 14.1 | 0.935 | 4000 | 80
P5KDDUE6 | Industrial Lighting Products | Industrial Lighting Products | SQ8-60WLED-UNIV-50-XXXXX | Indoor Luminaires | Linear Ambient | Direct Linear Ambient Luminaires | Premium | FALSE | [9 empty] | 6/2/2016 | Dimmable | Continuous (Can dim down to ≤ 10% (W)) | No |  |  | 7476 | 124.6 | 60 | 14.1 | 0.935 | 5000 | 80
PYFRH88J | Industrial Lighting Products | Industrial Lighting Products | FWS-30WLED-UNIV-30-XXXX [Excluding SD480] | Indoor Luminaires | Linear Ambient | Direct Linear Ambient Luminaires | Premium | TRUE | 3678 | 122 | 30.09 | 12.4 | 0.97 | 3057 | 82.7 | 5 | 50000 | 7/9/2015 | Dimmable | Continuous (Can dim down to ≤ 10% (W)) | Yes |  | 3.1 | 3678 | 122 | 30.09 | 12.4 | 0.97 | 3000 | 82.9
P4G9HBEB | Industrial Lighting Products | Industrial Lighting Products | FWS-30WLED-UNIV-35-XXXX [Excluding SD480] | Indoor Luminaires | Linear Ambient | Direct Linear Ambient Luminaires | Premium | FALSE | [9 empty] | 7/9/2015 | Dimmable | Continuous (Can dim down to ≤ 10% (W)) | Yes |  |  | 3726 | 124 | 30.09 | 12.4 | 0.97 | 3500 | 82.9
P1864FUW | Industrial Lighting Products | Industrial Lighting Products | FWS-30WLED-UNIV-40-XXXX [Excluding SD480] | Indoor Luminaires | Linear Ambient | Direct Linear Ambient Luminaires | Premium | FALSE | [9 empty] | 7/9/2015 | Dimmable | Continuous (Can dim down to ≤ 10% (W)) | Yes |  |  | 3773 | 125 | 30.09 | 12.4 | 0.97 | 4000 | 82.9
PW7E88SB | Industrial Lighting Products | Industrial Lighting Products | FWS-30WLED-UNIV-50-XXXX [Excluding SD480] | Indoor Luminaires | Linear Ambient | Direct Linear Ambient Luminaires | Premium | FALSE | [9 empty] | 7/9/2015 | Dimmable | Continuous (Can dim down to ≤ 10% (W)) | Yes |  |  | 3801 | 127 | 29.93 | 12.4 | 0.97 | 5000 | 82.9
PRGY6AQU | Industrial Lighting Products | Industrial Lighting Products | FWS-70WLED-UNIV-30-XXXX [Excluding SD480] | Indoor Luminaires | Linear Ambient | Direct Linear Ambient Luminaires | Premium | TRUE | 7647 | 110 | 69.43 | 16.5 | 0.932 | 3044 | 80.1 | 5 | 50000 | 7/9/2015 | Dimmable | Continuous (Can dim down to ≤ 10% (W)) | Yes |  | 3.1 | 7647 | 110 | 69.43 | 16.5 | 0.932 | 3000 | 80.1
PMMJZJW5 | Industrial Lighting Products | Industrial Lighting Products | FWS-70WLED-UNIV-35-XXXX[Excluding SD480] | Indoor Luminaires | Linear Ambient | Direct Linear Ambient Luminaires | Premium | FALSE | [9 empty] | 7/9/2015 | Dimmable | Continuous (Can dim down to ≤ 10% (W)) | Yes |  |  | 7800 | 111 | 70.1 | 16.5 | 0.932 | 3500 | 80.1
PF98MHT4 | Industrial Lighting Products | Industrial Lighting Products | FWS-70WLED-UNIV-40-XXXX[Excluding SD480] | Indoor Luminaires | Linear Ambient | Direct Linear Ambient Luminaires | Premium | FALSE | [9 empty] | 7/9/2015 | Dimmable | Continuous (Can dim down to ≤ 10% (W)) | Yes |  |  | 7880 | 112 | 70.1 | 16.5 | 0.932 | 4000 | 80.1
P54KBQVQ | Industrial Lighting Products | Industrial Lighting Products | FWS-70WLED-UNIV-50-XXXX[Excluding SD480] | Indoor Luminaires | Linear Ambient | Direct Linear Ambient Luminaires | Premium | FALSE | [9 empty] | 7/9/2015 | Dimmable | Continuous (Can dim down to ≤ 10% (W)) | Yes |  |  | 7960 | 114 | 70.1 | 16.5 | 0.932 | 5000 | 80.1
PRK511QT | Industrial Lighting Products | Industrial Lighting Product | FWS-55WLED-UNIV-30-XXXXX [Excluding SD480] | Indoor Luminaires | Linear Ambient | Direct Linear Ambient Luminaires | Standard | TRUE | 5943 | 112 | 53.25 | 19.1 | 0.943 | 3028 | 80.4 | 5 | 50000 | 7/15/2015 | Dimmable | Continuous (Can dim down to ≤ 10% (W)) | Yes |  | 3.1 | 5943 | 112 | 53.25 | 19.1 | 0.943 | 3000 | 80.4
PNUEP3MA | Industrial Lighting Products | Industrial Lighting Product | FWS-55WLED-UNIV-35-XXXX [Excluding SD480] | Indoor Luminaires | Linear Ambient | Direct Linear Ambient Luminaires | Standard | FALSE | [9 empty] | 7/15/2015 | Dimmable | Continuous (Can dim down to ≤ 10% (W)) | Yes |  |  | 6078 | 113 | 53.59 | 19.1 | 0.943 | 3500 | 80.4
P3ZPQA4C | Industrial Lighting Products | Industrial Lighting Product | FWS-55WLED-UNIV-40-XXXX [Excluding SD480] | Indoor Luminaires | Linear Ambient | Direct Linear Ambient Luminaires | Standard | FALSE | [9 empty] | 7/15/2015 | Dimmable | Continuous (Can dim down to ≤ 10% (W)) | Yes |  |  | 6175 | 115 | 53.59 | 19.1 | 0.943 | 4000 | 80.4
P422Q2FJ | Industrial Lighting Products | Industrial Lighting Product | FWS-55WLED-UNIV-50-XXXX [Excluding SD480] | Indoor Luminaires | Linear Ambient | Direct Linear Ambient Luminaires | Standard | FALSE | [9 empty] | 7/15/2015 | Dimmable | Continuous (Can dim down to ≤ 10% (W)) | Yes |  |  | 6273 | 117 | 53.59 | 19.1 | 0.943 | 5000 | 80.4
PM5G7VTE | Industrial Lighting Products | Industrial Lighting Products | FWS-20WLED-UNIV-30-XXXX [Excluding SD480, WC] | Indoor Luminaires | Linear Ambient | Direct Linear Ambient Luminaires | Premium | TRUE | 2811 | 128 | 21.95 | 7.97 | 0.976 | 3051 | 82.9 | 5 | 50000 | 7/16/2015 | Dimmable | Continuous (Can dim down to ≤ 10% (W)) | Yes |  | 3.1 | 2811 | 128 | 21.95 | 7.97 | 0.976 | 3000 | 82.9
PFT79J7B | Industrial Lighting Products | Industrial Lighting Products | FWS-20WLED-UNIV-35-XXXX [Excluding SD480, WC] | Indoor Luminaires | Linear Ambient | Direct Linear Ambient Luminaires | Premium | FALSE | [9 empty] | 7/16/2015 | Dimmable | Continuous (Can dim down to ≤ 10% (W)) | Yes |  |  | 2841 | 129 | 21.95 | 7.97 | 0.976 | 3500 | 82.9
P9C7Z7SG | Industrial Lighting Products | Industrial Lighting Products | FWS-20WLED-UNIV-40-XXXX [Excluding SD480, WC] | Indoor Luminaires | Linear Ambient | Direct Linear Ambient Luminaires | Premium | FALSE | [9 empty] | 7/16/2015 | Dimmable | Continuous (Can dim down to ≤ 10% (W)) | Yes |  |  | 2872 | 131 | 21.95 | 7.97 | 0.976 | 4000 | 82.9
P6SWPYZZ | Industrial Lighting Products | Industrial Lighting Products | FWS-20WLED-UNIV-50-XXXX [Excluding SD480, WC] | Indoor Luminaires | Linear Ambient | Direct Linear Ambient Luminaires | Premium | FALSE | [9 empty] | 7/16/2015 | Dimmable | Continuous (Can dim down to ≤ 10% (W)) | Yes |  |  | 2890 | 132 | 21.86 | 7.97 | 0.976 | 5000 | 82.9
PPZH72JY | Industrial Lighting Products | Industrial Lighting Products | FWS-40WLED-UNIV-30-XXXX [Excluding SD480, WC] | Indoor Luminaires | Linear Ambient | Direct Linear Ambient Luminaires | Premium | TRUE | 4700 | 117 | 40.33 | 12.8 | 0.977 | 3071 | 82.7 | 5 | 50000 | 7/16/2015 | Dimmable | Continuous (Can dim down to ≤ 10% (W)) | Yes |  | 3.1 | 4700 | 117 | 40.33 | 12.8 | 0.97 | 3000 | 82.7
PSCVN43S | Industrial Lighting Products | Industrial Lighting Products | FWS-40WLED-UNIV-35-XXXX [Excluding SD480, WC] | Indoor Luminaires | Linear Ambient | Direct Linear Ambient Luminaires | Premium | FALSE | [9 empty] | 7/16/2015 | Dimmable | Continuous (Can dim down to ≤ 10% (W)) | Yes |  |  | 4755 | 118 | 40.33 | 12.8 | 0.97 | 3500 | 82.7
PUSE118Q | Industrial Lighting Products | Industrial Lighting Products | FWS-40WLED-UNIV-40-XXXX [Excluding SD480, WC] | Indoor Luminaires | Linear Ambient | Direct Linear Ambient Luminaires | Premium | FALSE | [9 empty] | 7/16/2015 | Dimmable | Continuous (Can dim down to ≤ 10% (W)) | Yes |  |  | 4811 | 119 | 40.33 | 12.8 | 0.97 | 4000 | 82.7
PEUQZ1ED | Industrial Lighting Products | Industrial Lighting Products | FWS-40WLED-UNIV-50-XXXX [Excluding SD480, WC] | Indoor Luminaires | Linear Ambient | Direct Linear Ambient Luminaires | Premium | FALSE | [9 empty] | 7/16/2015 | Dimmable | Continuous (Can dim down to ≤ 10% (W)) | Yes |  |  | 4836 | 121 | 40.08 | 12.8 | 0.97 | 5000 | 82.7
PE4HBDU5 | Industrial Lighting Products | Industrial Lighting Products | FWS8-55WLED-UNIV-30-XXXX [Excluding SD480 and WC] | Indoor Luminaires | Linear Ambient | Direct Linear Ambient Luminaires | Premium | TRUE | 6770 | 125 | 53.98 | 18.3 | 0.944 | 3075 | 82.6 | 5 | 50000 | 7/16/2015 | Dimmable | Continuous (Can dim down to ≤ 10% (W)) | Yes |  | 3.1 | 6770 | 125.4 | 53.98 | 18.3 | 0.944 | 3000 | 82.9
PD2DEB8D | Industrial Lighting Products | Industrial Lighting Products | FWS8-55WLED-UNIV-35-XXXX [Excluding SD480 and WC] | Indoor Luminaires | Linear Ambient | Direct Linear Ambient Luminaires | Premium | FALSE | [9 empty] | 7/16/2015 | Dimmable | Continuous (Can dim down to ≤ 10% (W)) | Yes |  |  | 6816 | 126.3 | 53.98 | 18.3 | 0.944 | 3500 | 82.9
PUS6SWQT | Industrial Lighting Products | Industrial Lighting Products | FWS8-55WLED-UNIV-40-XXXX [Excluding SD480 and WC] | Indoor Luminaires | Linear Ambient | Direct Linear Ambient Luminaires | Premium | FALSE | [9 empty] | 7/16/2015 | Dimmable | Continuous (Can dim down to ≤ 10% (W)) | Yes |  |  | 6862 | 127.1 | 53.98 | 18.3 | 0.944 | 4000 | 82.9
PSNE7D1K | Industrial Lighting Products | Industrial Lighting Products | FWS8-55WLED-UNIV-50-XXXX [Excluding SD480 and WC] | Indoor Luminaires | Linear Ambient | Direct Linear Ambient Luminaires | Premium | FALSE | [9 empty] | 7/16/2015 | Dimmable | Continuous (Can dim down to ≤ 10% (W)) | Yes |  |  | 6897 | 128 | 53.89 | 18.3 | 0.944 | 5000 | 82.9
PSCE94UR | Industrial Lighting Products | Industrial Lighting Products | FWS8-80WLED-UNIV-30-XXXX [Excluding SD480 and WC] | Indoor Luminaires | Linear Ambient | Direct Linear Ambient Luminaires | Premium | TRUE | 9563 | 119 | 80.19 | 15.6 | 0.94 | 3079 | 82.4 | 5 | 50000 | 7/16/2015 | Dimmable | Continuous (Can dim down to ≤ 10% (W)) | Yes |  | 3.1 | 9563 | 119.3 | 80.19 | 15.6 | 0.94 | 3000 | 82.9
PBQR7Y3Q | Industrial Lighting Products | Industrial Lighting Products | FWS8-80WLED-UNIV-35-XXXX [Excluding SD480 and WC] | Indoor Luminaires | Linear Ambient | Direct Linear Ambient Luminaires | Premium | FALSE | [9 empty] | 7/16/2015 | Dimmable | Continuous (Can dim down to ≤ 10% (W)) | Yes |  |  | 9693 | 120.9 | 80.19 | 15.6 | 0.94 | 3500 | 82.9
PCCN4KAE | Industrial Lighting Products | Industrial Lighting Products | FWS8-80WLED-UNIV-40-XXXX [Excluding SD480 and WC] | Indoor Luminaires | Linear Ambient | Direct Linear Ambient Luminaires | Premium | FALSE | [9 empty] | 7/16/2015 | Dimmable | Continuous (Can dim down to ≤ 10% (W)) | Yes |  |  | 9823 | 122.5 | 80.19 | 15.6 | 0.94 | 4000 | 82.9
PP2EBRT5 | Industrial Lighting Products | Industrial Lighting Products | FWS8-80WLED-UNIV-50-XXXX [Excluding SD480 and WC] | Indoor Luminaires | Linear Ambient | Direct Linear Ambient Luminaires | Premium | FALSE | [9 empty] | 7/16/2015 | Dimmable | Continuous (Can dim down to ≤ 10% (W)) | Yes |  |  | 9892 | 124.1 | 79.7 | 15.6 | 0.94 | 5000 | 82.9
PQCGAYRY | Industrial Lighting Products | Industrial Lighting Products | FWS8-40WLED-UNIV-30-XXXX [Excluding SD480 and WC] | Indoor Luminaires | Linear Ambient | Direct Linear Ambient Luminaires | Premium | TRUE | 5456 | 127 | 42.87 | 11.9 | 0.978 | 3063 | 82.7 | 5 | 50000 | 7/16/2015 | Dimmable | Continuous (Can dim down to ≤ 10% (W)) | Yes |  | 3.1 | 5456 | 127.3 | 42.87 | 11.9 | 0.978 | 3000 | 82.9
PZ583MQD | Industrial Lighting Products | Industrial Lighting Products | FWS8-40WLED-UNIV-35-XXXX [Excluding SD480 and WC] | Indoor Luminaires | Linear Ambient | Direct Linear Ambient Luminaires | Premium | FALSE | [9 empty] | 7/16/2015 | Dimmable | Continuous (Can dim down to ≤ 10% (W)) | Yes |  |  | 5522 | 128.8 | 42.87 | 11.9 | 0.978 | 3500 | 82.9
PV8P2AKM | Industrial Lighting Products | Industrial Lighting Products | FWS8-40WLED-UNIV-40-XXXX [Excluding SD480 and WC] | Indoor Luminaires | Linear Ambient | Direct Linear Ambient Luminaires | Premium | FALSE | [9 empty] | 7/16/2015 | Dimmable | Continuous (Can dim down to ≤ 10% (W)) | Yes |  |  | 5587 | 130.3 | 42.87 | 11.9 | 0.978 | 4000 | 82.9
P6FTSS13 | Industrial Lighting Products | Industrial Lighting Products | FWS8-40WLED-UNIV-50-XXXX [Excluding SD480 and WC] | Indoor Luminaires | Linear Ambient | Direct Linear Ambient Luminaires | Premium | FALSE | [9 empty] | 7/16/2015 | Dimmable | Continuous (Can dim down to ≤ 10% (W)) | Yes |  |  | 5628 | 131.9 | 42.68 | 11.9 | 0.978 | 5000 | 82.9
PMDSAGJR | Industrial Lighting Products | Industrial Lighting Products | WTZ-45WLED-UNIV-30-RAFL-XXXXX [Excludes SD480] | Indoor Luminaires | Linear Ambient | Direct Linear Ambient Luminaires | Premium | TRUE | 4999 | 113 | 44.24 | 19.6 | 0.927 | 3040 | 80.9 | 5 | 50000 | 2/19/2016 | Dimmable | Continuous (Can dim down to ≤ 10% (W)) | Yes |  | 3.1 | 4999 | 113 | 44.2 | 19.6 | 0.927 | 3000 | 80
PHDKJ5AR | Industrial Lighting Products | Industrial Lighting Products | WTZ-54WLED-UNIV-30-RAFL-XXXXX [Excludes SD480] | Indoor Luminaires | Linear Ambient | Direct Linear Ambient Luminaires | Premium | TRUE | 5815 | 107 | 54.21 | 19.6 | 0.927 | 3052 | 80.6 | 5 | 50000 | 2/19/2016 | Dimmable | Continuous (Can dim down to ≤ 10% (W)) | Yes |  | 3.1 | 5815 | 107.3 | 54.2 | 19.6 | 0.927 | 3000 | 80
P2RNJ1YG | Industrial Lighting Products | Industrial Lighting Products | WTZ-54WLED-UNIV-50-RAFL-XXXXX [Excludes SD480] | Indoor Luminaires | Linear Ambient | Direct Linear Ambient Luminaires | Premium | TRUE | 5926 | 108.8 | 54.46 | 19.6 | 0.927 | 5143 | 84.6 | 5 | 50000 | 2/19/2016 | Dimmable | Continuous (Can dim down to ≤ 10% (W)) | Yes |  | 3.1 | 5926 | 108.8 | 54.4 | 19.6 | 0.927 | 5000 | 80
PM3XRBUD | Industrial Lighting Products | Industrial Lighting Products | WTZ-54WLED-UNIV-35-RAFL-XXXXX [Excludes SD480] | Indoor Luminaires | Linear Ambient | Direct Linear Ambient Luminaires | Premium | FALSE | [9 empty] | 2/19/2016 | Dimmable | Continuous (Can dim down to ≤ 10% (W)) | Yes |  |  | 5843 | 107.8 | 54.2 | 19.6 | 0.927 | 3500 | 80
P2DQ42CY | Industrial Lighting Products | Industrial Lighting Products | WTZ-54WLED-UNIV-40-RAFL-XXXXX [Excludes SD480] | Indoor Luminaires | Linear Ambient | Direct Linear Ambient Luminaires | Premium | FALSE | [9 empty] | 2/19/2016 | Dimmable | Continuous (Can dim down to ≤ 10% (W)) | Yes |  |  | 5871 | 108.3 | 54.2 | 19.6 | 0.927 | 4000 | 80
PA3UBC68 | Industrial Lighting Products | Industrial Lighting Products | WTZ-45WLED-UNIV-35-RAFL-XXXXX [Excludes SD480] | Indoor Luminaires | Linear Ambient | Direct Linear Ambient Luminaires | Premium | FALSE | [9 empty] | 2/19/2016 | Dimmable | Continuous (Can dim down to ≤ 10% (W)) | Yes |  |  | 5023 | 113.5 | 44.2 | 19.6 | 0.927 | 3500 | 80
P9F31ZXG | Industrial Lighting Products | Industrial Lighting Products | WTZ-45WLED-UNIV-40-RAFL-XXXXX [Excludes SD480] | Indoor Luminaires | Linear Ambient | Direct Linear Ambient Luminaires | Premium | FALSE | [9 empty] | 2/19/2016 | Dimmable | Continuous (Can dim down to ≤ 10% (W)) | Yes |  |  | 5047 | 114.1 | 44.2 | 19.6 | 0.927 | 4000 | 80
PDG3EHXD | Industrial Lighting Products | Industrial Lighting Products | WTZ-45WLED-UNIV-50-RAFL-XXXXX [Excludes SD480] | Indoor Luminaires | Linear Ambient | Direct Linear Ambient Luminaires | Premium | FALSE | [9 empty] | 2/19/2016 | Dimmable | Continuous (Can dim down to ≤ 10% (W)) | Yes |  |  | 5071 | 114.6 | 44.2 | 19.6 | 0.927 | 5000 | 80
PPK72PAN | Industrial Lighting Products | Industrial Lighting Products | FF2-16WLED-UNIV-30-XXXXX | Indoor Luminaires | Linear Ambient | Direct Linear Ambient Luminaires | Standard | TRUE | 1715 | 105.7 | 16.22 | 10.4 | 0.957 | 3048 | 82 | 5 | 50000 | 9/19/2016 | Dimmable | Continuous (Can dim down to ≤ 10% (W)) | No |  | 4 | 1715 | 105.7 | 16.22 | 10.4 | 0.96 | 3000 | 80
PMSC71Y7 | Industrial Lighting Products | Industrial Lighting Products | FF2-22WLED-UNIV-30-XXXXX | Indoor Luminaires | Linear Ambient | Direct Linear Ambient Luminaires | Standard | TRUE | 2308 | 102.4 | 22.54 | 10.4 | 0.957 | 3062 | 81.8 | 5 | 50000 | 9/19/2016 | Dimmable | Continuous (Can dim down to ≤ 10% (W)) | No |  | 4 | 2308 | 102.4 | 22.5 | 10.4 | 0.96 | 3000 | 80
PYJZF7V8 | Industrial Lighting Products | Industrial Lighting Products | FF2-22WLED-UNIV-50-XXXXX | Indoor Luminaires | Linear Ambient | Direct Linear Ambient Luminaires | Standard | TRUE | 2393 | 106.9 | 22.39 | 10.4 | 0.957 | 5137 | 84.3 | 5 | 50000 | 9/19/2016 | Dimmable | Continuous (Can dim down to ≤ 10% (W)) | No |  | 4 | 2393 | 106.9 | 22.4 | 10.4 | 0.96 | 5000 | 80
PGKH2XAE | Industrial Lighting Products | Industrial Lighting Products | FF2-22WLED-UNIV-35-XXXXX | Indoor Luminaires | Linear Ambient | Direct Linear Ambient Luminaires | Standard | FALSE | [9 empty] | 9/19/2016 | Dimmable | Continuous (Can dim down to ≤ 10% (W)) | No |  |  | 2342 | 103.9 | 22.5 | 10.4 | 0.96 | 3500 | 80
PWFG4P5Z | Industrial Lighting Products | Industrial Lighting Products | FF2-22WLED-UNIV-40-XXXXX | Indoor Luminaires | Linear Ambient | Direct Linear Ambient Luminaires | Standard | FALSE | [9 empty] | 9/19/2016 | Dimmable | Continuous (Can dim down to ≤ 10% (W)) | No |  |  | 2375 | 105.4 | 22.5 | 10.4 | 0.96 | 4000 | 80
P8FSNHQ3 | Industrial Lighting Products | Industrial Lighting Products | FF2-16WLED-UNIV-35-XXXXX | Indoor Luminaires | Linear Ambient | Direct Linear Ambient Luminaires | Standard | FALSE | [9 empty] | 9/19/2016 | Dimmable | Continuous (Can dim down to ≤ 10% (W)) | No |  |  | 1740 | 107.3 | 16.2 | 10.4 | 0.96 | 3500 | 80
PUVSXSWH | Industrial Lighting Products | Industrial Lighting Products | FF2-16WLED-UNIV-40-XXXXX | Indoor Luminaires | Linear Ambient | Direct Linear Ambient Luminaires | Standard | FALSE | [9 empty] | 9/19/2016 | Dimmable | Continuous (Can dim down to ≤ 10% (W)) | No |  |  | 1764 | 108.8 | 16.2 | 10.4 | 0.96 | 4000 | 80
PR9BCVV3 | Industrial Lighting Products | Industrial Lighting Products | FF2-16WLED-UNIV-50-XXXXX | Indoor Luminaires | Linear Ambient | Direct Linear Ambient Luminaires | Standard | FALSE | [9 empty] | 9/19/2016 | Dimmable | Continuous (Can dim down to ≤ 10% (W)) | No |  |  | 1789 | 110.3 | 16.2 | 10.4 | 0.96 | 5000 | 80
PZ3YXVAW | Industrial Lighting Products | Industrial Lighting Products | FZ4B-44WLED-UNIV-50-FRAL-XXXXX [Any Width Between 4.3”-12”, ALL OPTIONS EXCEPT SD480, WC] | Indoor Luminaires | Linear Ambient | Direct Linear Ambient Luminaires | Premium | TRUE | 5246 | 118 | 44.64 | 15.4 | 0.915 | 5310 | 85.1 | 5 | 50000 | 12/2/2015 | Dimmable | Continuous (Can dim down to ≤ 10% (W)) | Not Yet Verified |  | 3 | 5246 | 117.5 | 44.6 | 15.4 | 0.92 | 5310 | 80
PPHJH645 | Industrial Lighting Products | Industrial Lighting Products | FZ4A-16WLED-UNIV-30-FRAL-XXXXX [Any Width Between 4.3”-12”, ALL OPTIONS EXCEPT SD480, WC] | Indoor Luminaires | Linear Ambient | Direct Linear Ambient Luminaires | Premium | TRUE | 1970 | 120 | 16.42 | 15.4 | 0.915 | 3066 | 83.8 | 5 | 50000 | 12/2/2015 | Dimmable | Continuous (Can dim down to ≤ 10% (W)) | Not Yet Verified |  | 3 | 1970 | 120 | 16.4 | 15.4 | 0.92 | 3066 | 80
P55NQQFG | Industrial Lighting Products | Industrial Lighting Products | FZ4B-44WLED-UNIV-30-FRAL-XXXXX [Any Width Between 4.3”-12”, ALL OPTIONS EXCEPT SD480, WC] | Indoor Luminaires | Linear Ambient | Direct Linear Ambient Luminaires | Premium | TRUE | 4998 | 112 | 44.66 | 15.4 | 0.915 | 3096 | 83.4 | 5 | 50000 | 12/2/2015 | Dimmable | Continuous (Can dim down to ≤ 10% (W)) | Not Yet Verified |  | 3 | 4998 | 111.9 | 44.7 | 15.4 | 0.92 | 3096 | 80
P3E8UFGF | Industrial Lighting Products | Industrial Lighting Products | FZ8E-88WLED-UNIV-30-FRAL-XXXXX [Any Width Between 4.3”-12”, ALL OPTIONS EXCEPT SD480, WC] | Indoor Luminaires | Linear Ambient | Direct Linear Ambient Luminaires | Premium | FALSE | [9 empty] | 12/2/2015 | Dimmable | Continuous (Can dim down to ≤ 10% (W)) | Not Yet Verified |  |  | 10010 | 112.3 | 89.14 | 15.4 | 0.92 | 3117 | 80
PZWBWBGH | Industrial Lighting Products | Industrial Lighting Products | FZ4B-44WLED-UNIV-35-FRAL-XXXXX [Any Width Between 4.3”-12”, ALL OPTIONS EXCEPT SD480, WC] | Indoor Luminaires | Linear Ambient | Direct Linear Ambient Luminaires | Premium | FALSE | [9 empty] | 12/2/2015 | Dimmable | Continuous (Can dim down to ≤ 10% (W)) | Not Yet Verified |  |  | 5075 | 113.8 | 44.6 | 15.4 | 0.92 | 3500 | 80
PZSKMQRX | Industrial Lighting Products | Industrial Lighting Products | FZ8D-80WLED-UNIV-30-FRAL-XXXXX [Any Width Between 4.3”-12”, ALL OPTIONS EXCEPT SD480, WC] | Indoor Luminaires | Linear Ambient | Direct Linear Ambient Luminaires | Premium | FALSE | [9 empty] | 12/2/2015 | Dimmable | Continuous (Can dim down to ≤ 10% (W)) | Not Yet Verified |  |  | 9117.64 | 113.97 | 80 | 15.4 | 0.92 | 3000 | 80
PB6U2YQ1 | Industrial Lighting Products | Industrial Lighting Products | FZ8E-88WLED-UNIV-35-FRAL-XXXXX [Any Width Between 4.3”-12”, ALL OPTIONS EXCEPT SD480, WC] | Indoor Luminaires | Linear Ambient | Direct Linear Ambient Luminaires | Premium | FALSE | [9 empty] | 12/2/2015 | Dimmable | Continuous (Can dim down to ≤ 10% (W)) | Not Yet Verified |  |  | 10183.82 | 114.17 | 89.2 | 15.4 | 0.92 | 3500 | 80
PE7H7PXH | Industrial Lighting Products | Industrial Lighting Products | FZ4A-22WLED-UNIV-30-FRAL-XXXXX [Any Width Between 4.3”-12”, ALL OPTIONS EXCEPT SD480, WC] | Indoor Luminaires | Linear Ambient | Direct Linear Ambient Luminaires | Premium | FALSE | [9 empty] | 12/2/2015 | Dimmable | Continuous (Can dim down to ≤ 10% (W)) | Not Yet Verified |  |  | 2521 | 114.6 | 22 | 15.4 | 0.92 | 3000 | 80
PCAE3YBQ | Industrial Lighting Products | Industrial Lighting Products | FZ8B-44WLED-UNIV-30-FRAL-XXXXX [Any Width Between 4.3”-12”, ALL OPTIONS EXCEPT SD480, WC] | Indoor Luminaires | Linear Ambient | Direct Linear Ambient Luminaires | Premium | FALSE | [9 empty] | 12/2/2015 | Dimmable | Continuous (Can dim down to ≤ 10% (W)) | Not Yet Verified |  |  | 5059.03 | 114.98 | 44 | 15.4 | 0.92 | 3000 | 80
PU1TFR7F | Industrial Lighting Products | Industrial Lighting Products | FZ4B-44WLED-UNIV-40-FRAL-XXXXX [Any Width Between 4.3”-12”, ALL OPTIONS EXCEPT SD480, WC] | Indoor Luminaires | Linear Ambient | Direct Linear Ambient Luminaires | Premium | FALSE | [9 empty] | 12/2/2015 | Dimmable | Continuous (Can dim down to ≤ 10% (W)) | Not Yet Verified |  |  | 5158 | 115.6 | 44.6 | 15.4 | 0.92 | 4000 | 80
PPCCAZV2 | Industrial Lighting Products | Industrial Lighting Products | FZ8D-80WLED-UNIV-35-FRAL-XXXXX [Any Width Between 4.3”-12”, ALL OPTIONS EXCEPT SD480, WC] | Indoor Luminaires | Linear Ambient | Direct Linear Ambient Luminaires | Premium | FALSE | [9 empty] | 12/2/2015 | Dimmable | Continuous (Can dim down to ≤ 10% (W)) | Not Yet Verified |  |  | 9281.74 | 116.02 | 80 | 15.4 | 0.92 | 3500 | 80
PHQ3T2RU | Industrial Lighting Products | Industrial Lighting Products | FZ8E-88WLED-UNIV-40-FRAL-XXXXX [Any Width Between 4.3”-12”, ALL OPTIONS EXCEPT SD480, WC] | Indoor Luminaires | Linear Ambient | Direct Linear Ambient Luminaires | Premium | FALSE | [9 empty] | 12/2/2015 | Dimmable | Continuous (Can dim down to ≤ 10% (W)) | Not Yet Verified |  |  | 10350.9 | 116.04 | 89.2 | 15.4 | 0.92 | 4000 | 80
PX18TU36 | Industrial Lighting Products | Industrial Lighting Products | FZ8D-80WLED-UNIV-50-FRAL-XXXXX [Any Width Between 4.3”-12”, ALL OPTIONS EXCEPT SD480, WC] | Indoor Luminaires | Linear Ambient | Direct Linear Ambient Luminaires | Premium | FALSE | [9 empty] | 12/2/2015 | Dimmable | Continuous (Can dim down to ≤ 10% (W)) | Not Yet Verified |  |  | 9610.44 | 120.13 | 80 | 15.4 | 0.92 | 5000 | 80
P4K43NXJ | Industrial Lighting Products | Industrial Lighting Products | FZ4A-22WLED-UNIV-40-FRAL-XXXXX [Any Width Between 4.3”-12”, ALL OPTIONS EXCEPT SD480, WC] | Indoor Luminaires | Linear Ambient | Direct Linear Ambient Luminaires | Premium | FALSE | [9 empty] | 12/2/2015 | Dimmable | Continuous (Can dim down to ≤ 10% (W)) | Not Yet Verified |  |  | 2644 | 120.2 | 22 | 15.4 | 0.92 | 4000 | 80
PFBPW947 | Industrial Lighting Products | Industrial Lighting Products | FZ8B-32WLED-UNIV-30-FRAL-XXXXX [Any Width Between 4.3”-12”, ALL OPTIONS EXCEPT SD480, WC] | Indoor Luminaires | Linear Ambient | Direct Linear Ambient Luminaires | Premium | FALSE | [9 empty] | 12/2/2015 | Dimmable | Continuous (Can dim down to ≤ 10% (W)) | Not Yet Verified |  |  | 3953.49 | 120.39 | 32.84 | 15.4 | 0.92 | 3000 | 80
PXWNZG2F | Industrial Lighting Products | Industrial Lighting Products | FZ8B-44WLED-UNIV-40-FRAL-XXXXX [Any Width Between 4.3”-12”, ALL OPTIONS EXCEPT SD480, WC] | Indoor Luminaires | Linear Ambient | Direct Linear Ambient Luminaires | Premium | FALSE | [9 empty] | 12/2/2015 | Dimmable | Continuous (Can dim down to ≤ 10% (W)) | Not Yet Verified |  |  | 5306.52 | 120.6 | 44 | 15.4 | 0.92 | 4000 | 80
PD9YZBAJ | Industrial Lighting Products | Industrial Lighting Products | FZ4A-30WLED-UNIV-35-FRAL-XXXXX [Any Width Between 4.3”-12”, ALL OPTIONS EXCEPT SD480, WC] | Indoor Luminaires | Linear Ambient | Direct Linear Ambient Luminaires | Premium | FALSE | [9 empty] | 12/2/2015 | Dimmable | Continuous (Can dim down to ≤ 10% (W)) | Not Yet Verified |  |  | 3645 | 121.5 | 30 | 15.4 | 0.92 | 3500 | 80
PDVMN2BC | Industrial Lighting Products | Industrial Lighting Products | FZ8C-60WLED-UNIV-35-FRAL-XXXXX [Any Width Between 4.3”-12”, ALL OPTIONS EXCEPT SD480, WC] | Indoor Luminaires | Linear Ambient | Direct Linear Ambient Luminaires | Premium | FALSE | [9 empty] | 12/2/2015 | Dimmable | Continuous (Can dim down to ≤ 10% (W)) | Not Yet Verified |  |  | 7314.62 | 121.91 | 60 | 15.4 | 0.92 | 3500 | 80
PHST9W4H | Industrial Lighting Products | Industrial Lighting Products | FZ4A-22WLED-UNIV-50-FRAL-XXXXX [Any Width Between 4.3”-12”, ALL OPTIONS EXCEPT SD480, WC] | Indoor Luminaires | Linear Ambient | Direct Linear Ambient Luminaires | Premium | FALSE | [9 empty] | 12/2/2015 | Dimmable | Continuous (Can dim down to ≤ 10% (W)) | Not Yet Verified |  |  | 2685 | 122.1 | 22 | 15.4 | 0.92 | 5000 | 80
PG6X797A | Industrial Lighting Products | Industrial Lighting Products | FZ8B-32WLED-UNIV-35-FRAL-XXXXX [Any Width Between 4.3”-12”, ALL OPTIONS EXCEPT SD480, WC] | Indoor Luminaires | Linear Ambient | Direct Linear Ambient Luminaires | Premium | FALSE | [9 empty] | 12/2/2015 | Dimmable | Continuous (Can dim down to ≤ 10% (W)) | Not Yet Verified |  |  | 3912.3 | 122.26 | 32 | 15.4 | 0.92 | 3500 | 80
PDV4MAZ1 | Industrial Lighting Products | Industrial Lighting Products | FZ8B-44WLED-UNIV-50-FRAL-XXXXX [Any Width Between 4.3”-12”, ALL OPTIONS EXCEPT SD480, WC] | Indoor Luminaires | Linear Ambient | Direct Linear Ambient Luminaires | Premium | FALSE | [9 empty] | 12/2/2015 | Dimmable | Continuous (Can dim down to ≤ 10% (W)) | Not Yet Verified |  |  | 5388.94 | 122.48 | 44 | 15.4 | 0.92 | 5000 | 80
PKEDMX9B | Industrial Lighting Products | Industrial Lighting Products | FZ4A-16WLED-UNIV-35-FRAL-XXXXX [Any Width Between 4.3”-12”, ALL OPTIONS EXCEPT SD480, WC] | Indoor Luminaires | Linear Ambient | Direct Linear Ambient Luminaires | Premium | FALSE | [9 empty] | 12/2/2015 | Dimmable | Continuous (Can dim down to ≤ 10% (W)) | Not Yet Verified |  |  | 1970 | 123.13 | 16 | 15.4 | 0.92 | 3500 | 80
PRBHG34Q | Industrial Lighting Products | Industrial Lighting Products | FZ4A-30WLED-UNIV-40-FRAL-XXXXX [Any Width Between 4.3”-12”, ALL OPTIONS EXCEPT SD480, WC] | Indoor Luminaires | Linear Ambient | Direct Linear Ambient Luminaires | Premium | FALSE | [9 empty] | 12/2/2015 | Dimmable | Continuous (Can dim down to ≤ 10% (W)) | Not Yet Verified |  |  | 3701 | 123.4 | 30 | 15.4 | 0.92 | 4000 | 80
PE5ZV887 | Industrial Lighting Products | Industrial Lighting Products | FZ4A-16WLED-UNIV-40-FRAL-XXXXX [Any Width Between 4.3”-12”, ALL OPTIONS EXCEPT SD480, WC] | Indoor Luminaires | Linear Ambient | Direct Linear Ambient Luminaires | Premium | FALSE | [9 empty] | 12/2/2015 | Dimmable | Continuous (Can dim down to ≤ 10% (W)) | Not Yet Verified |  |  | 1979 | 123.7 | 16 | 15.4 | 0.92 | 4000 | 80
PRFU1PGS | Industrial Lighting Products | Industrial Lighting Products | FZ4A-30WLED-UNIV-30-FRAL-XXXXX [Any Width Between 4.3”-12”, ALL OPTIONS EXCEPT SD480, WC] | Indoor Luminaires | Linear Ambient | Direct Linear Ambient Luminaires | Premium | FALSE | [9 empty] | 12/2/2015 | Dimmable | Continuous (Can dim down to ≤ 10% (W)) | Not Yet Verified |  |  | 3533 | 117.8 | 30 | 15.4 | 0.92 | 3000 | 80
PFAVHTU1 | Industrial Lighting Products | Industrial Lighting Products | FZ8E-88WLED-UNIV-50-FRAL-XXXXX [Any Width Between 4.3”-12”, ALL OPTIONS EXCEPT SD480, WC] | Indoor Luminaires | Linear Ambient | Direct Linear Ambient Luminaires | Premium | FALSE | [9 empty] | 12/2/2015 | Dimmable | Continuous (Can dim down to ≤ 10% (W)) | Not Yet Verified |  |  | 10527.91 | 117.92 | 89.28 | 15.4 | 0.92 | 5000 | 80
P4F7YBR4 | Industrial Lighting Products | Industrial Lighting Products | FZ8D-80WLED-UNIV-40-FRAL-XXXXX [Any Width Between 4.3”-12”, ALL OPTIONS EXCEPT SD480, WC] | Indoor Luminaires | Linear Ambient | Direct Linear Ambient Luminaires | Premium | FALSE | [9 empty] | 12/2/2015 | Dimmable | Continuous (Can dim down to ≤ 10% (W)) | Not Yet Verified |  |  | 9445.85 | 118.07 | 80 | 15.4 | 0.92 | 4000 | 80
PVMJ7W55 | Industrial Lighting Products | Industrial Lighting Products | FZ8C-60WLED-UNIV-30-FRAL-XXXXX [Any Width Between 4.3”-12”, ALL OPTIONS EXCEPT SD480, WC] | Indoor Luminaires | Linear Ambient | Direct Linear Ambient Luminaires | Premium | FALSE | [9 empty] | 12/2/2015 | Dimmable | Continuous (Can dim down to ≤ 10% (W)) | Not Yet Verified |  |  | 7089.51 | 118.16 | 60 | 15.4 | 0.92 | 3000 | 80
P75U57U7 | Industrial Lighting Products | Industrial Lighting Products | FZ4A-22WLED-UNIV-35-FRAL-XXXXX [Any Width Between 4.3”-12”, ALL OPTIONS EXCEPT SD480, WC] | Indoor Luminaires | Linear Ambient | Direct Linear Ambient Luminaires | Premium | FALSE | [9 empty] | 12/2/2015 | Dimmable | Continuous (Can dim down to ≤ 10% (W)) | Not Yet Verified |  |  | 2603 | 118.3 | 22 | 15.4 | 0.92 | 3500 | 80
P7TKMNJC | Industrial Lighting Products | Industrial Lighting Products | FZ8B-44WLED-UNIV-35-FRAL-XXXXX [Any Width Between 4.3”-12”, ALL OPTIONS EXCEPT SD480, WC] | Indoor Luminaires | Linear Ambient | Direct Linear Ambient Luminaires | Premium | FALSE | [9 empty] | 12/2/2015 | Dimmable | Continuous (Can dim down to ≤ 10% (W)) | Not Yet Verified |  |  | 5224.11 | 118.73 | 44 | 15.4 | 0.92 | 3500 | 80
PCA3BCJ9 | Industrial Lighting Products | Industrial Lighting Products | FZ8C-60WLED-UNIV-40-FRAL-XXXXX [Any Width Between 4.3”-12”, ALL OPTIONS EXCEPT SD480, WC] | Indoor Luminaires | Linear Ambient | Direct Linear Ambient Luminaires | Premium | FALSE | [9 empty] | 12/2/2015 | Dimmable | Continuous (Can dim down to ≤ 10% (W)) | Not Yet Verified |  |  | 7427.01 | 123.78 | 60 | 15.4 | 0.92 | 4000 | 80
P9TB1MN8 | Industrial Lighting Products | Industrial Lighting Products | FZ8B-32WLED-UNIV-40-FRAL-XXXXX [Any Width Between 4.3”-12”, ALL OPTIONS EXCEPT SD480, WC] | Indoor Luminaires | Linear Ambient | Direct Linear Ambient Luminaires | Premium | FALSE | [9 empty] | 12/2/2015 | Dimmable | Continuous (Can dim down to ≤ 10% (W)) | Not Yet Verified |  |  | 3972.24 | 124.13 | 32 | 15.4 | 0.92 | 4000 | 80
PMQY94G1 | Industrial Lighting Products | Industrial Lighting Products | FZ4A-30WLED-UNIV-50-FRAL-XXXXX [Any Width Between 4.3”-12”, ALL OPTIONS EXCEPT SD480, WC] | Indoor Luminaires | Linear Ambient | Direct Linear Ambient Luminaires | Premium | FALSE | [9 empty] | 12/2/2015 | Dimmable | Continuous (Can dim down to ≤ 10% (W)) | Not Yet Verified |  |  | 3757 | 125.2 | 30 | 15.4 | 0.92 | 5000 | 80
P5PZGDV9 | Industrial Lighting Products | Industrial Lighting Products | FZ4A-16WLED-UNIV-50-FRAL-XXXXX [Any Width Between 4.3”-12”, ALL OPTIONS EXCEPT SD480, WC] | Indoor Luminaires | Linear Ambient | Direct Linear Ambient Luminaires | Premium | FALSE | [9 empty] | 12/2/2015 | Dimmable | Continuous (Can dim down to ≤ 10% (W)) | Not Yet Verified |  |  | 2009 | 125.6 | 16 | 15.4 | 0.92 | 5000 | 80
P1D1C24G | Industrial Lighting Products | Industrial Lighting Products | FZ8C-60WLED-UNIV-50-FRAL-XXXXX [Any Width Between 4.3”-12”, ALL OPTIONS EXCEPT SD480, WC] | Indoor Luminaires | Linear Ambient | Direct Linear Ambient Luminaires | Premium | FALSE | [9 empty] | 12/2/2015 | Dimmable | Continuous (Can dim down to ≤ 10% (W)) | Not Yet Verified |  |  | 7539.39 | 125.66 | 60 | 15.4 | 0.92 | 5000 | 80
PDMJUZBR | Industrial Lighting Products | Industrial Lighting Products | FZ8B-32WLED-UNIV-50-FRAL-XXXXX [Any Width Between 4.3”-12”, ALL OPTIONS EXCEPT SD480, WC] | Indoor Luminaires | Linear Ambient | Direct Linear Ambient Luminaires | Premium | FALSE | [9 empty] | 12/2/2015 | Dimmable | Continuous (Can dim down to ≤ 10% (W)) | Not Yet Verified |  |  | 4032.36 | 126.01 | 32 | 15.4 | 0.92 | 5000 | 80
PUGSRSS4 | Industrial Lighting Products | Industrial Lighting Products | FZ4B-44WLED-UNIV-30-XXXXX [Any Width Between 4.3”-12”, ALL OPTIONS EXCEPT SD480, WC] | Indoor Luminaires | Linear Ambient | Direct Linear Ambient Luminaires | Premium | FALSE | [9 empty] | 12/2/2015 | Dimmable | Continuous (Can dim down to ≤ 10% (W)) | Not Yet Verified |  |  | 5925 | 132.7 | 44.7 | 15.4 | 0.92 | 3000 | 80
PRBWD1FH | Industrial Lighting Products | Industrial Lighting Products | FZ8E-88WLED-UNIV-30-XXXXX [Any Width Between 4.3”-12”, ALL OPTIONS EXCEPT SD480, WC] | Indoor Luminaires | Linear Ambient | Direct Linear Ambient Luminaires | Premium | FALSE | [9 empty] | 12/2/2015 | Dimmable | Continuous (Can dim down to ≤ 10% (W)) | Not Yet Verified |  |  | 11889.88 | 133.12 | 89.32 | 15.4 | 0.92 | 3000 | 80
PXC59YAJ | Industrial Lighting Products | Industrial Lighting Products | FZ8D-80WLED-UNIV-30-XXXXX [Any Width Between 4.3”-12”, ALL OPTIONS EXCEPT SD480, WC] | Indoor Luminaires | Linear Ambient | Direct Linear Ambient Luminaires | Premium | FALSE | [9 empty] | 12/2/2015 | Dimmable | Continuous (Can dim down to ≤ 10% (W)) | Not Yet Verified |  |  | 10790.11 | 134.88 | 80 | 15.4 | 0.92 | 3000 | 80
PPKYVU1G | Industrial Lighting Products | Industrial Lighting Products | FZ4B-44WLED-UNIV-35-XXXXX [Any Width Between 4.3”-12”, ALL OPTIONS EXCEPT SD480, WC] | Indoor Luminaires | Linear Ambient | Direct Linear Ambient Luminaires | Premium | FALSE | [9 empty] | 12/2/2015 | Dimmable | Continuous (Can dim down to ≤ 10% (W)) | Not Yet Verified |  |  | 6016 | 134.9 | 44.6 | 15.4 | 0.92 | 3500 | 80
PCQQDEJK | Industrial Lighting Products | Industrial Lighting Products | FZ8E-88WLED-UNIV-35-XXXXX [Any Width Between 4.3”-12”, ALL OPTIONS EXCEPT SD480, WC] | Indoor Luminaires | Linear Ambient | Direct Linear Ambient Luminaires | Premium | FALSE | [9 empty] | 12/2/2015 | Dimmable | Continuous (Can dim down to ≤ 10% (W)) | Not Yet Verified |  |  | 12073.54 | 135.35 | 89.2 | 15.4 | 0.92 | 3500 | 80
PGH2XDFK | Industrial Lighting Products | Industrial Lighting Products | FZ4B-44WLED-UNIV-40-XXXXX [Any Width Between 4.3”-12”, ALL OPTIONS EXCEPT SD480, WC] | Indoor Luminaires | Linear Ambient | Direct Linear Ambient Luminaires | Premium | FALSE | [9 empty] | 12/2/2015 | Dimmable | Continuous (Can dim down to ≤ 10% (W)) | Not Yet Verified |  |  | 6116 | 137.1 | 44.6 | 15.4 | 0.92 | 4000 | 80
PCE8AX8S | Industrial Lighting Products | Industrial Lighting Products | FZ8D-80WLED-UNIV-35-XXXXX [Any Width Between 4.3”-12”, ALL OPTIONS EXCEPT SD480, WC] | Indoor Luminaires | Linear Ambient | Direct Linear Ambient Luminaires | Premium | FALSE | [9 empty] | 12/2/2015 | Dimmable | Continuous (Can dim down to ≤ 10% (W)) | Not Yet Verified |  |  | 10986.19 | 137.33 | 80 | 15.4 | 0.92 | 3500 | 80
PHQVBBGE | Industrial Lighting Products | Industrial Lighting Products | FZ8E-88WLED-UNIV-40-XXXXX [Any Width Between 4.3”-12”, ALL OPTIONS EXCEPT SD480, WC] | Indoor Luminaires | Linear Ambient | Direct Linear Ambient Luminaires | Premium | FALSE | [9 empty] | 12/2/2015 | Dimmable | Continuous (Can dim down to ≤ 10% (W)) | Not Yet Verified |  |  | 12273.18 | 137.59 | 89.2 | 15.4 | 0.92 | 4000 | 80
P63571WN | Industrial Lighting Products | Industrial Lighting Products | FZ4A-30WLED-UNIV-30-XXXXX [Any Width Between 4.3”-12”, ALL OPTIONS EXCEPT SD480, WC] | Indoor Luminaires | Linear Ambient | Direct Linear Ambient Luminaires | Premium | FALSE | [9 empty] | 12/2/2015 | Dimmable | Continuous (Can dim down to ≤ 10% (W)) | Not Yet Verified |  |  | 4164 | 138.8 | 30 | 15.4 | 0.92 | 3000 | 80
PWGAV67Q | Industrial Lighting Products | Industrial Lighting Products | FZ8C-60WLED-UNIV-30-XXXXX [Any Width Between 4.3”-12”, ALL OPTIONS EXCEPT SD480, WC] | Indoor Luminaires | Linear Ambient | Direct Linear Ambient Luminaires | Premium | FALSE | [9 empty] | 12/2/2015 | Dimmable | Continuous (Can dim down to ≤ 10% (W)) | Not Yet Verified |  |  | 8356.71 | 139.28 | 60 | 15.4 | 0.92 | 3000 | 80
P5CNU58M | Industrial Lighting Products | Industrial Lighting Products | FZ4B-44WLED-UNIV-50-XXXXX [Any Width Between 4.3”-12”, ALL OPTIONS EXCEPT SD480, WC] | Indoor Luminaires | Linear Ambient | Direct Linear Ambient Luminaires | Premium | FALSE | [9 empty] | 12/2/2015 | Dimmable | Continuous (Can dim down to ≤ 10% (W)) | Not Yet Verified |  |  | 6221 | 139.4 | 44.6 | 15.4 | 0.92 | 5000 | 80
PFZU6215 | Industrial Lighting Products | Industrial Lighting Products | FZ8D-80WLED-UNIV-40-XXXXX [Any Width Between 4.3”-12”, ALL OPTIONS EXCEPT SD480, WC] | Indoor Luminaires | Linear Ambient | Direct Linear Ambient Luminaires | Premium | FALSE | [9 empty] | 12/2/2015 | Dimmable | Continuous (Can dim down to ≤ 10% (W)) | Not Yet Verified |  |  | 11182.27 | 139.78 | 80 | 15.4 | 0.92 | 4000 | 80
PA4CDCEK | Industrial Lighting Products | Industrial Lighting Products | FZ8E-88WLED-UNIV-50-XXXXX [Any Width Between 4.3”-12”, ALL OPTIONS EXCEPT SD480, WC] | Indoor Luminaires | Linear Ambient | Direct Linear Ambient Luminaires | Premium | FALSE | [9 empty] | 12/2/2015 | Dimmable | Continuous (Can dim down to ≤ 10% (W)) | Not Yet Verified |  |  | 12484.6 | 139.84 | 89.28 | 15.4 | 0.92 | 5000 | 80
PQ6ZPV8R | Industrial Lighting Products | Industrial Lighting Products | FZ4A-22WLED-UNIV-30-XXXXX [Any Width Between 4.3”-12”, ALL OPTIONS EXCEPT SD480, WC] | Indoor Luminaires | Linear Ambient | Direct Linear Ambient Luminaires | Premium | FALSE | [9 empty] | 12/2/2015 | Dimmable | Continuous (Can dim down to ≤ 10% (W)) | Not Yet Verified |  |  | 3106 | 141.2 | 22 | 15.4 | 0.92 | 3000 | 80
P88Q2ABN | Industrial Lighting Products | Industrial Lighting Products | FZ8B-44WLED-UNIV-30-XXXXX [Any Width Between 4.3”-12”, ALL OPTIONS EXCEPT SD480, WC] | Indoor Luminaires | Linear Ambient | Direct Linear Ambient Luminaires | Premium | FALSE | [9 empty] | 12/2/2015 | Dimmable | Continuous (Can dim down to ≤ 10% (W)) | Not Yet Verified |  |  | 6232.76 | 141.65 | 44 | 15.4 | 0.92 | 3000 | 80
PMHSFJ41 | Industrial Lighting Products | Industrial Lighting Products | FZ8D-80WLED-UNIV-50-XXXXX [Any Width Between 4.3”-12”, ALL OPTIONS EXCEPT SD480, WC] | Indoor Luminaires | Linear Ambient | Direct Linear Ambient Luminaires | Premium | FALSE | [9 empty] | 12/2/2015 | Dimmable | Continuous (Can dim down to ≤ 10% (W)) | Not Yet Verified |  |  | 11378.94 | 142.24 | 80 | 15.4 | 0.92 | 5000 | 80
PDKB85SW | Industrial Lighting Products | Industrial Lighting Products | FZ4A-30WLED-UNIV-35-XXXXX [Any Width Between 4.3”-12”, ALL OPTIONS EXCEPT SD480, WC] | Indoor Luminaires | Linear Ambient | Direct Linear Ambient Luminaires | Premium | FALSE | [9 empty] | 12/2/2015 | Dimmable | Continuous (Can dim down to ≤ 10% (W)) | Not Yet Verified |  |  | 4298 | 143.3 | 30 | 15.4 | 0.92 | 3500 | 80
PN8S43ER | Industrial Lighting Products | Industrial Lighting Products | FZ8C-60WLED-UNIV-35-XXXXX [Any Width Between 4.3”-12”, ALL OPTIONS EXCEPT SD480, WC] | Indoor Luminaires | Linear Ambient | Direct Linear Ambient Luminaires | Premium | FALSE | [9 empty] | 12/2/2015 | Dimmable | Continuous (Can dim down to ≤ 10% (W)) | Not Yet Verified |  |  | 8625.69 | 143.76 | 60 | 15.4 | 0.92 | 3500 | 80
PFXFKA5H | Industrial Lighting Products | Industrial Lighting Products | FZ4A-30WLED-UNIV-40-XXXXX [Any Width Between 4.3”-12”, ALL OPTIONS EXCEPT SD480, WC] | Indoor Luminaires | Linear Ambient | Direct Linear Ambient Luminaires | Premium | FALSE | [9 empty] | 12/2/2015 | Dimmable | Continuous (Can dim down to ≤ 10% (W)) | Not Yet Verified |  |  | 4365 | 145.5 | 30 | 15.4 | 0.92 | 4000 | 80
P2DD1ZSY | Industrial Lighting Products | Industrial Lighting Products | FZ4A-22WLED-UNIV-35-XXXXX [Any Width Between 4.3”-12”, ALL OPTIONS EXCEPT SD480, WC] | Indoor Luminaires | Linear Ambient | Direct Linear Ambient Luminaires | Premium | FALSE | [9 empty] | 12/2/2015 | Dimmable | Continuous (Can dim down to ≤ 10% (W)) | Not Yet Verified |  |  | 3204 | 145.6 | 22 | 15.4 | 0.92 | 3500 | 80
PWV74MVK | Industrial Lighting Products | Industrial Lighting Products | FZ8C-60WLED-UNIV-40-XXXXX [Any Width Between 4.3”-12”, ALL OPTIONS EXCEPT SD480, WC] | Indoor Luminaires | Linear Ambient | Direct Linear Ambient Luminaires | Premium | FALSE | [9 empty] | 12/2/2015 | Dimmable | Continuous (Can dim down to ≤ 10% (W)) | Not Yet Verified |  |  | 8759.97 | 146 | 60 | 15.4 | 0.92 | 4000 | 80
PVXQZR4V | Industrial Lighting Products | Industrial Lighting Products | FZ8B-44WLED-UNIV-35-XXXXX [Any Width Between 4.3”-12”, ALL OPTIONS EXCEPT SD480, WC] | Indoor Luminaires | Linear Ambient | Direct Linear Ambient Luminaires | Premium | FALSE | [9 empty] | 12/2/2015 | Dimmable | Continuous (Can dim down to ≤ 10% (W)) | Not Yet Verified |  |  | 6430.01 | 146.14 | 44 | 15.4 | 0.92 | 3500 | 80
PA88H77E | Industrial Lighting Products | Industrial Lighting Products | FZ4A-16WLED-UNIV-30-XXXXX [Any Width Between 4.3”-12”, ALL OPTIONS EXCEPT SD480, WC] | Indoor Luminaires | Linear Ambient | Direct Linear Ambient Luminaires | Premium | FALSE | [9 empty] | 12/2/2015 | Dimmable | Continuous (Can dim down to ≤ 10% (W)) | Not Yet Verified |  |  | 2423 | 147.5 | 16.4 | 15.4 | 0.92 | 3000 | 80
PVM6H8TN | Industrial Lighting Products | Industrial Lighting Products | FZ4A-30WLED-UNIV-50-XXXXX [Any Width Between 4.3”-12”, ALL OPTIONS EXCEPT SD480, WC] | Indoor Luminaires | Linear Ambient | Direct Linear Ambient Luminaires | Premium | FALSE | [9 empty] | 12/2/2015 | Dimmable | Continuous (Can dim down to ≤ 10% (W)) | Not Yet Verified |  |  | 4432 | 147.7 | 30 | 15.4 | 0.92 | 5000 | 80
PG7HF982 | Industrial Lighting Products | Industrial Lighting Products | FZ4A-22WLED-UNIV-40-XXXXX [Any Width Between 4.3”-12”, ALL OPTIONS EXCEPT SD480, WC] | Indoor Luminaires | Linear Ambient | Direct Linear Ambient Luminaires | Premium | FALSE | [9 empty] | 12/2/2015 | Dimmable | Continuous (Can dim down to ≤ 10% (W)) | Not Yet Verified |  |  | 3253 | 147.9 | 22 | 15.4 | 0.92 | 4000 | 80
PNU9RVEV | Industrial Lighting Products | Industrial Lighting Products | FZ8B-32WLED-UNIV-30-XXXXX [Any Width Between 4.3”-12”, ALL OPTIONS EXCEPT SD480, WC] | Indoor Luminaires | Linear Ambient | Direct Linear Ambient Luminaires | Premium | FALSE | [9 empty] | 12/2/2015 | Dimmable | Continuous (Can dim down to ≤ 10% (W)) | Not Yet Verified |  |  | 4861.73 | 148.04 | 32.84 | 15.4 | 0.92 | 3000 | 80
PA1VUAX2 | Industrial Lighting Products | Industrial Lighting Products | FZ8C-60WLED-UNIV-50-XXXXX [Any Width Between 4.3”-12”, ALL OPTIONS EXCEPT SD480, WC] | Indoor Luminaires | Linear Ambient | Direct Linear Ambient Luminaires | Premium | FALSE | [9 empty] | 12/2/2015 | Dimmable | Continuous (Can dim down to ≤ 10% (W)) | Not Yet Verified |  |  | 8894.26 | 148.24 | 60 | 15.4 | 0.92 | 5000 | 80
PFFS2VTA | Industrial Lighting Products | Industrial Lighting Products | FZ8B-44WLED-UNIV-40-XXXXX [Any Width Between 4.3”-12”, ALL OPTIONS EXCEPT SD480, WC] | Indoor Luminaires | Linear Ambient | Direct Linear Ambient Luminaires | Premium | FALSE | [9 empty] | 12/2/2015 | Dimmable | Continuous (Can dim down to ≤ 10% (W)) | Not Yet Verified |  |  | 6528.48 | 148.37 | 44 | 15.4 | 0.92 | 4000 | 80
PJBVNB8P | Industrial Lighting Products | Industrial Lighting Products | FZ4A-16WLED-UNIV-35-XXXXX [Any Width Between 4.3”-12”, ALL OPTIONS EXCEPT SD480, WC] | Indoor Luminaires | Linear Ambient | Direct Linear Ambient Luminaires | Premium | FALSE | [9 empty] | 12/2/2015 | Dimmable | Continuous (Can dim down to ≤ 10% (W)) | Not Yet Verified |  |  | 2396 | 149.8 | 16 | 15.4 | 0.92 | 3500 | 80
P1GUR64X | Industrial Lighting Products | Industrial Lighting Products | FZ4A-22WLED-UNIV-50-XXXXX [Any Width Between 4.3”-12”, ALL OPTIONS EXCEPT SD480, WC] | Indoor Luminaires | Linear Ambient | Direct Linear Ambient Luminaires | Premium | FALSE | [9 empty] | 12/2/2015 | Dimmable | Continuous (Can dim down to ≤ 10% (W)) | Not Yet Verified |  |  | 3302 | 150.1 | 22 | 15.4 | 0.92 | 5000 | 80
PP83M2UV | Industrial Lighting Products | Industrial Lighting Products | FZ8B-32WLED-UNIV-35-XXXXX [Any Width Between 4.3”-12”, ALL OPTIONS EXCEPT SD480, WC] | Indoor Luminaires | Linear Ambient | Direct Linear Ambient Luminaires | Premium | FALSE | [9 empty] | 12/2/2015 | Dimmable | Continuous (Can dim down to ≤ 10% (W)) | Not Yet Verified |  |  | 4808.99 | 150.28 | 32 | 15.4 | 0.92 | 3500 | 80
PVKY75WA | Industrial Lighting Products | Industrial Lighting Products | FZ8B-44WLED-UNIV-50-XXXXX [Any Width Between 4.3”-12”, ALL OPTIONS EXCEPT SD480, WC] | Indoor Luminaires | Linear Ambient | Direct Linear Ambient Luminaires | Premium | FALSE | [9 empty] | 12/2/2015 | Dimmable | Continuous (Can dim down to ≤ 10% (W)) | Not Yet Verified |  |  | 6626.96 | 150.61 | 44 | 15.4 | 0.92 | 5000 | 80
P21PQQ1D | Industrial Lighting Products | Industrial Lighting Products | FZ4A-16WLED-UNIV-40-XXXXX [Any Width Between 4.3”-12”, ALL OPTIONS EXCEPT SD480, WC] | Indoor Luminaires | Linear Ambient | Direct Linear Ambient Luminaires | Premium | FALSE | [9 empty] | 12/2/2015 | Dimmable | Continuous (Can dim down to ≤ 10% (W)) | Not Yet Verified |  |  | 2432 | 152 | 16 | 15.4 | 0.92 | 4000 | 80
PTQCTGGJ | Industrial Lighting Products | Industrial Lighting Products | FZ8B-32WLED-UNIV-40-XXXXX [Any Width Between 4.3”-12”, ALL OPTIONS EXCEPT SD480, WC] | Indoor Luminaires | Linear Ambient | Direct Linear Ambient Luminaires | Premium | FALSE | [9 empty] | 12/2/2015 | Dimmable | Continuous (Can dim down to ≤ 10% (W)) | Not Yet Verified |  |  | 4880.61 | 152.52 | 32 | 15.4 | 0.92 | 4000 | 80
PUBDD4D2 | Industrial Lighting Products | Industrial Lighting Products | FZ4A-16WLED-UNIV-50-XXXXX [Any Width Between 4.3”-12”, ALL OPTIONS EXCEPT SD480, WC] | Indoor Luminaires | Linear Ambient | Direct Linear Ambient Luminaires | Premium | FALSE | [9 empty] | 12/2/2015 | Dimmable | Continuous (Can dim down to ≤ 10% (W)) | Not Yet Verified |  |  | 2468 | 154.2 | 16 | 15.4 | 0.92 | 5000 | 80
PGZR49RZ | Industrial Lighting Products | Industrial Lighting Products | FZ8B-32WLED-UNIV-50-XXXXX [Any Width Between 4.3”-12”, ALL OPTIONS EXCEPT SD480, WC] | Indoor Luminaires | Linear Ambient | Direct Linear Ambient Luminaires | Premium | FALSE | [9 empty] | 12/2/2015 | Dimmable | Continuous (Can dim down to ≤ 10% (W)) | Not Yet Verified |  |  | 4952.45 | 154.76 | 32 | 15.4 | 0.92 | 5000 | 80
PB3MFXYS | Industrial Lighting Products | Industrial Lighting Products | FZ8F-118WLED-UNIV-30-FRAL-XXXXX [Any Width Between 4.3”-12”, ALL OPTIONS EXCEPT SD480, WC] | Indoor Luminaires | Linear Ambient | Direct Linear Ambient Luminaires | Standard | TRUE | 13440 | 114 | 117.6 | 18.7 | 0.95 | 3112 | 83.2 | 5 | 50000 | 12/3/2015 | Dimmable | Continuous (Can dim down to ≤ 10% (W)) | Not Yet Verified |  | 3 | 13440 | 114.3 | 117.6 | 18.7 | 0.95 | 3000 | 80
PHEHDKJT | Industrial Lighting Products | Industrial Lighting Products | FZ4C-59WLED-UNIV-50-FRAL-XXXXX [Any Width Between 4.3”-12”, ALL OPTIONS EXCEPT SD480, WC] | Indoor Luminaires | Linear Ambient | Direct Linear Ambient Luminaires | Standard | TRUE | 7188 | 124 | 58.04 | 18.7 | 0.95 | 5308 | 85.4 | 5 | 50000 | 12/3/2015 | Dimmable | Continuous (Can dim down to ≤ 10% (W)) | Not Yet Verified |  | 3 | 7188 | 123.8 | 58 | 18.7 | 0.95 | 5000 | 80
PTFHBHDJ | Industrial Lighting Products | Industrial Lighting Products | FZ4C-36WLED-UNIV-30-FRAL-XXXXX [Any Width Between 4.3”-12”, ALL OPTIONS EXCEPT SD480, WC] | Indoor Luminaires | Linear Ambient | Direct Linear Ambient Luminaires | Standard | TRUE | 4672 | 126 | 36.97 | 18.7 | 0.95 | 3080 | 83.6 | 5 | 50000 | 12/3/2015 | Dimmable | Continuous (Can dim down to ≤ 10% (W)) | Not Yet Verified |  | 3 | 4672 | 126.4 | 37 | 18.7 | 0.95 | 3000 | 80
PMVBNA8U | Industrial Lighting Products | Industrial Lighting Products | FZ4C-36WLED-UNIV-35-FRAL-XXXXX [Any Width Between 4.3”-12”, ALL OPTIONS EXCEPT SD480, WC] | Indoor Luminaires | Linear Ambient | Direct Linear Ambient Luminaires | Standard | FALSE | [9 empty] | 12/3/2015 | Dimmable | Continuous (Can dim down to ≤ 10% (W)) | Not Yet Verified |  |  | 4791 | 129.5 | 37 | 18.7 | 0.95 | 3500 | 80
P5TZGJSV | Industrial Lighting Products | Industrial Lighting Products | FZ4C-36WLED-UNIV-40-FRAL-XXXXX [Any Width Between 4.3”-12”, ALL OPTIONS EXCEPT SD480, WC] | Indoor Luminaires | Linear Ambient | Direct Linear Ambient Luminaires | Standard | FALSE | [9 empty] | 12/3/2015 | Dimmable | Continuous (Can dim down to ≤ 10% (W)) | Not Yet Verified |  |  | 4906 | 132.6 | 37 | 18.7 | 0.95 | 4000 | 80
PSGBA3XN | Industrial Lighting Products | Industrial Lighting Products | FZ4C-36WLED-UNIV-50-FRAL-XXXXX [Any Width Between 4.3”-12”, ALL OPTIONS EXCEPT SD480, WC] | Indoor Luminaires | Linear Ambient | Direct Linear Ambient Luminaires | Standard | FALSE | [9 empty] | 12/3/2015 | Dimmable | Continuous (Can dim down to ≤ 10% (W)) | Not Yet Verified |  |  | 5021 | 135.7 | 37 | 18.7 | 0.95 | 5000 | 80
PEM9AAWR | Industrial Lighting Products | Industrial Lighting Products | FZ4C-45WLED-UNIV-30-FRAL-XXXXX [Any Width Between 4.3”-12”, ALL OPTIONS EXCEPT SD480, WC] | Indoor Luminaires | Linear Ambient | Direct Linear Ambient Luminaires | Standard | FALSE | [9 empty] | 12/3/2015 | Dimmable | Continuous (Can dim down to ≤ 10% (W)) | Not Yet Verified |  |  | 5478 | 121.7 | 45 | 18.7 | 0.95 | 3000 | 80
PFMSCXQH | Industrial Lighting Products | Industrial Lighting Products | FZ4C-45WLED-UNIV-35-FRAL-XXXXX [Any Width Between 4.3”-12”, ALL OPTIONS EXCEPT SD480, WC] | Indoor Luminaires | Linear Ambient | Direct Linear Ambient Luminaires | Standard | FALSE | [9 empty] | 12/3/2015 | Dimmable | Continuous (Can dim down to ≤ 10% (W)) | Not Yet Verified |  |  | 5618 | 124.8 | 45 | 18.7 | 0.95 | 3500 | 80
PY963ZNC | Industrial Lighting Products | Industrial Lighting Products | FZ4C-45WLED-UNIV-40-FRAL-XXXXX [Any Width Between 4.3”-12”, ALL OPTIONS EXCEPT SD480, WC] | Indoor Luminaires | Linear Ambient | Direct Linear Ambient Luminaires | Standard | FALSE | [9 empty] | 12/3/2015 | Dimmable | Continuous (Can dim down to ≤ 10% (W)) | Not Yet Verified |  |  | 5758 | 127.9 | 45 | 18.7 | 0.95 | 4000 | 80
PXVFK37A | Industrial Lighting Products | Industrial Lighting Products | FZ4C-45WLED-UNIV-50-FRAL-XXXXX [Any Width Between 4.3”-12”, ALL OPTIONS EXCEPT SD480, WC] | Indoor Luminaires | Linear Ambient | Direct Linear Ambient Luminaires | Standard | FALSE | [9 empty] | 12/3/2015 | Dimmable | Continuous (Can dim down to ≤ 10% (W)) | Not Yet Verified |  |  | 5898 | 131.1 | 45 | 18.7 | 0.95 | 5000 | 80
P9GBRR6F | Industrial Lighting Products | Industrial Lighting Products | FZ4C-59WLED-UNIV-30-FRAL-XXXXX [Any Width Between 4.3”-12”, ALL OPTIONS EXCEPT SD480, WC] | Indoor Luminaires | Linear Ambient | Direct Linear Ambient Luminaires | Standard | FALSE | [9 empty] | 12/3/2015 | Dimmable | Continuous (Can dim down to ≤ 10% (W)) | Not Yet Verified |  |  | 6788 | 114.5 | 59.3 | 18.7 | 0.95 | 3000 | 80
PJBMAMCZ | Industrial Lighting Products | Industrial Lighting Products | FZ4C-59WLED-UNIV-35-FRAL-XXXXX [Any Width Between 4.3”-12”, ALL OPTIONS EXCEPT SD480, WC] | Indoor Luminaires | Linear Ambient | Direct Linear Ambient Luminaires | Standard | FALSE | [9 empty] | 12/3/2015 | Dimmable | Continuous (Can dim down to ≤ 10% (W)) | Not Yet Verified |  |  | 6975 | 117.6 | 59.3 | 18.7 | 0.95 | 3500 | 80
PGHDWBM3 | Industrial Lighting Products | Industrial Lighting Products | FZ4C-59WLED-UNIV-40-FRAL-XXXXX [Any Width Between 4.3”-12”, ALL OPTIONS EXCEPT SD480, WC] | Indoor Luminaires | Linear Ambient | Direct Linear Ambient Luminaires | Standard | FALSE | [9 empty] | 12/3/2015 | Dimmable | Continuous (Can dim down to ≤ 10% (W)) | Not Yet Verified |  |  | 7159 | 120.7 | 59.3 | 18.7 | 0.95 | 4000 | 80
P23ZGYQG | Industrial Lighting Products | Industrial Lighting Products | FZ8F-90WLED-UNIV-30-FRAL-XXXXX [Any Width Between 4.3”-12”, ALL OPTIONS EXCEPT SD480, WC] | Indoor Luminaires | Linear Ambient | Direct Linear Ambient Luminaires | Standard | FALSE | [9 empty] | 12/3/2015 | Dimmable | Continuous (Can dim down to ≤ 10% (W)) | Not Yet Verified |  |  | 10934 | 121.5 | 90 | 18.7 | 0.95 | 3000 | 80
PDQXFTBQ | Industrial Lighting Products | Industrial Lighting Products | FZ8F-90WLED-UNIV-35-FRAL-XXXXX [Any Width Between 4.3”-12”, ALL OPTIONS EXCEPT SD480, WC] | Indoor Luminaires | Linear Ambient | Direct Linear Ambient Luminaires | Standard | FALSE | [9 empty] | 12/3/2015 | Dimmable | Continuous (Can dim down to ≤ 10% (W)) | Not Yet Verified |  |  | 11214 | 124.6 | 90 | 18.7 | 0.95 | 3500 | 80
P7V3NJPR | Industrial Lighting Products | Industrial Lighting Products | FZ8F-90WLED-UNIV-40-FRAL-XXXXX [Any Width Between 4.3”-12”, ALL OPTIONS EXCEPT SD480, WC] | Indoor Luminaires | Linear Ambient | Direct Linear Ambient Luminaires | Standard | FALSE | [9 empty] | 12/3/2015 | Dimmable | Continuous (Can dim down to ≤ 10% (W)) | Not Yet Verified |  |  | 11493 | 127.7 | 90 | 18.7 | 0.95 | 4000 | 80
PMCY2WH1 | Industrial Lighting Products | Industrial Lighting Products | FZ8F-90WLED-UNIV-50-FRAL-XXXXX [Any Width Between 4.3”-12”, ALL OPTIONS EXCEPT SD480, WC] | Indoor Luminaires | Linear Ambient | Direct Linear Ambient Luminaires | Standard | FALSE | [9 empty] | 12/3/2015 | Dimmable | Continuous (Can dim down to ≤ 10% (W)) | Not Yet Verified |  |  | 11773 | 130.8 | 90 | 18.7 | 0.95 | 5000 | 80
PJW3YYTC | Industrial Lighting Products | Industrial Lighting Products | FZ8F-118WLED-UNIV-35-FRAL-XXXXX [Any Width Between 4.3”-12”, ALL OPTIONS EXCEPT SD480, WC] | Indoor Luminaires | Linear Ambient | Direct Linear Ambient Luminaires | Standard | FALSE | [9 empty] | 12/3/2015 | Dimmable | Continuous (Can dim down to ≤ 10% (W)) | Not Yet Verified |  |  | 13922 | 117.4 | 118.6 | 18.7 | 0.95 | 3500 | 80
P3RRTKNK | Industrial Lighting Products | Industrial Lighting Products | FZ8F-118WLED-UNIV-40-FRAL-XXXXX [Any Width Between 4.3”-12”, ALL OPTIONS EXCEPT SD480, WC] | Indoor Luminaires | Linear Ambient | Direct Linear Ambient Luminaires | Standard | FALSE | [9 empty] | 12/3/2015 | Dimmable | Continuous (Can dim down to ≤ 10% (W)) | Not Yet Verified |  |  | 14290 | 120.5 | 118.6 | 18.7 | 0.95 | 4000 | 80
PVR1B5BQ | Industrial Lighting Products | Industrial Lighting Products | FZ8F-118WLED-UNIV-50-FRAL-XXXXX [Any Width Between 4.3”-12”, ALL OPTIONS EXCEPT SD480, WC] | Indoor Luminaires | Linear Ambient | Direct Linear Ambient Luminaires | Standard | FALSE | [9 empty] | 12/3/2015 | Dimmable | Continuous (Can dim down to ≤ 10% (W)) | Not Yet Verified |  |  | 14348 | 123.6 | 116.1 | 18.7 | 0.95 | 5000 | 80
P7X7ZHJJ | Industrial Lighting Products | Industrial Lighting Products | FZ4C-36WLED-UNIV-30-XXXXX [Any Width Between 4.3”-12”, ALL OPTIONS EXCEPT SD480, WC] | Indoor Luminaires | Linear Ambient | Direct Linear Ambient Luminaires | Standard | FALSE | [9 empty] | 12/22/2015 | Dimmable | Continuous (Can dim down to ≤ 10% (W)) | Not Yet Verified |  |  | 5425 | 146.7 | 37 | 18.7 | 0.95 | 3000 | 80
PRGC6ANX | Industrial Lighting Products | Industrial Lighting Products | FZ4C-36WLED-UNIV-35-XXXXX [Any Width Between 4.3”-12”, ALL OPTIONS EXCEPT SD480, WC] | Indoor Luminaires | Linear Ambient | Direct Linear Ambient Luminaires | Standard | FALSE | [9 empty] | 12/22/2015 | Dimmable | Continuous (Can dim down to ≤ 10% (W)) | Not Yet Verified |  |  | 5563 | 150.4 | 37 | 18.7 | 0.95 | 3500 | 80
PY9K3AGH | Industrial Lighting Products | Industrial Lighting Products | FZ4C-36WLED-UNIV-40-XXXXX [Any Width Between 4.3”-12”, ALL OPTIONS EXCEPT SD480, WC] | Indoor Luminaires | Linear Ambient | Direct Linear Ambient Luminaires | Standard | FALSE | [9 empty] | 12/22/2015 | Dimmable | Continuous (Can dim down to ≤ 10% (W)) | Not Yet Verified |  |  | 5697 | 154 | 37 | 18.7 | 0.95 | 4000 | 80
PSG3SKK4 | Industrial Lighting Products | Industrial Lighting Products | FZ4C-36WLED-UNIV-50-XXXXX [Any Width Between 4.3”-12”, ALL OPTIONS EXCEPT SD480, WC] | Indoor Luminaires | Linear Ambient | Direct Linear Ambient Luminaires | Standard | FALSE | [9 empty] | 12/22/2015 | Dimmable | Continuous (Can dim down to ≤ 10% (W)) | Not Yet Verified |  |  | 5831 | 157.6 | 37 | 18.7 | 0.95 | 5000 | 80
P6DETPGM | Industrial Lighting Products | Industrial Lighting Products | FZ4C-45WLED-UNIV-30-XXXXX [Any Width Between 4.3”-12”, ALL OPTIONS EXCEPT SD480, WC] | Indoor Luminaires | Linear Ambient | Direct Linear Ambient Luminaires | Standard | FALSE | [9 empty] | 12/22/2015 | Dimmable | Continuous (Can dim down to ≤ 10% (W)) | Not Yet Verified |  |  | 6361 | 141.4 | 45 | 18.7 | 0.95 | 3000 | 80
PG3XMG1K | Industrial Lighting Products | Industrial Lighting Products | FZ4C-45WLED-UNIV-35-XXXXX [Any Width Between 4.3”-12”, ALL OPTIONS EXCEPT SD480, WC] | Indoor Luminaires | Linear Ambient | Direct Linear Ambient Luminaires | Standard | FALSE | [9 empty] | 12/22/2015 | Dimmable | Continuous (Can dim down to ≤ 10% (W)) | Not Yet Verified |  |  | 6523 | 145 | 45 | 18.7 | 0.95 | 3500 | 80
PX4XAYFZ | Industrial Lighting Products | Industrial Lighting Products | FZ4C-45WLED-UNIV-40-XXXXX [Any Width Between 4.3”-12”, ALL OPTIONS EXCEPT SD480, WC] | Indoor Luminaires | Linear Ambient | Direct Linear Ambient Luminaires | Standard | FALSE | [9 empty] | 12/22/2015 | Dimmable | Continuous (Can dim down to ≤ 10% (W)) | Not Yet Verified |  |  | 6686 | 148.6 | 45 | 18.7 | 0.95 | 4000 | 80
P6UNY33Q | Industrial Lighting Products | Industrial Lighting Products | FZ4C-45WLED-UNIV-50-XXXXX [Any Width Between 4.3”-12”, ALL OPTIONS EXCEPT SD480, WC] | Indoor Luminaires | Linear Ambient | Direct Linear Ambient Luminaires | Standard | FALSE | [9 empty] | 12/22/2015 | Dimmable | Continuous (Can dim down to ≤ 10% (W)) | Not Yet Verified |  |  | 6849 | 152.2 | 45 | 18.7 | 0.95 | 5000 | 80
PQEG88QV | Industrial Lighting Products | Industrial Lighting Products | FZ4C-59WLED-UNIV-30-XXXXX [Any Width Between 4.3”-12”, ALL OPTIONS EXCEPT SD480, WC] | Indoor Luminaires | Linear Ambient | Direct Linear Ambient Luminaires | Standard | FALSE | [9 empty] | 12/22/2015 | Dimmable | Continuous (Can dim down to ≤ 10% (W)) | Not Yet Verified |  |  | 7882 | 133 | 59.3 | 18.7 | 0.95 | 3000 | 80
PD7NWFMS | Industrial Lighting Products | Industrial Lighting Products | FZ4C-59WLED-UNIV-35-XXXXX [Any Width Between 4.3”-12”, ALL OPTIONS EXCEPT SD480, WC] | Indoor Luminaires | Linear Ambient | Direct Linear Ambient Luminaires | Standard | FALSE | [9 empty] | 12/22/2015 | Dimmable | Continuous (Can dim down to ≤ 10% (W)) | Not Yet Verified |  |  | 8099 | 136.6 | 59.3 | 18.7 | 0.95 | 3500 | 80
PFXS4R85 | Industrial Lighting Products | Industrial Lighting Products | FZ4C-59WLED-UNIV-40-XXXXX [Any Width Between 4.3”-12”, ALL OPTIONS EXCEPT SD480, WC] | Indoor Luminaires | Linear Ambient | Direct Linear Ambient Luminaires | Standard | FALSE | [9 empty] | 12/22/2015 | Dimmable | Continuous (Can dim down to ≤ 10% (W)) | Not Yet Verified |  |  | 8313 | 140.2 | 59.3 | 18.7 | 0.95 | 4000 | 80
PNERWEE9 | Industrial Lighting Products | Industrial Lighting Products | FZ4C-59WLED-UNIV-50-XXXXX [Any Width Between 4.3”-12”, ALL OPTIONS EXCEPT SD480, WC] | Indoor Luminaires | Linear Ambient | Direct Linear Ambient Luminaires | Standard | FALSE | [9 empty] | 12/22/2015 | Dimmable | Continuous (Can dim down to ≤ 10% (W)) | Not Yet Verified |  |  | 8347 | 143.8 | 58 | 18.7 | 0.95 | 5000 | 80
PU34VP62 | Industrial Lighting Products | Industrial Lighting Products | FZ8F-90WLED-UNIV-30-XXXXX [Any Width Between 4.3”-12”, ALL OPTIONS EXCEPT SD480, WC] | Indoor Luminaires | Linear Ambient | Direct Linear Ambient Luminaires | Standard | FALSE | [9 empty] | 12/22/2015 | Dimmable | Continuous (Can dim down to ≤ 10% (W)) | Not Yet Verified |  |  | 12697 | 141.1 | 90 | 18.7 | 0.95 | 3000 | 80
PXRNJMZU | Industrial Lighting Products | Industrial Lighting Products | FZ8F-90WLED-UNIV-35-XXXXX [Any Width Between 4.3”-12”, ALL OPTIONS EXCEPT SD480, WC] | Indoor Luminaires | Linear Ambient | Direct Linear Ambient Luminaires | Standard | FALSE | [9 empty] | 12/22/2015 | Dimmable | Continuous (Can dim down to ≤ 10% (W)) | Not Yet Verified |  |  | 13021 | 144.7 | 90 | 18.7 | 0.95 | 3500 | 80
P7JQT4H1 | Industrial Lighting Products | Industrial Lighting Products | FZ8F-90WLED-UNIV-40-XXXXX [Any Width Between 4.3”-12”, ALL OPTIONS EXCEPT SD480, WC] | Indoor Luminaires | Linear Ambient | Direct Linear Ambient Luminaires | Standard | FALSE | [9 empty] | 12/22/2015 | Dimmable | Continuous (Can dim down to ≤ 10% (W)) | Not Yet Verified |  |  | 13346 | 148.3 | 90 | 18.7 | 0.95 | 4000 | 80
P755N5VC | Industrial Lighting Products | Industrial Lighting Products | FZ8F-90WLED-UNIV-50-XXXXX [Any Width Between 4.3”-12”, ALL OPTIONS EXCEPT SD480, WC] | Indoor Luminaires | Linear Ambient | Direct Linear Ambient Luminaires | Standard | FALSE | [9 empty] | 12/22/2015 | Dimmable | Continuous (Can dim down to ≤ 10% (W)) | Not Yet Verified |  |  | 13671 | 151.9 | 90 | 18.7 | 0.95 | 5000 | 80
P92N3KWV | Industrial Lighting Products | Industrial Lighting Products | FZ8F-118WLED-UNIV-30-XXXXX [Any Width Between 4.3”-12”, ALL OPTIONS EXCEPT SD480, WC] | Indoor Luminaires | Linear Ambient | Direct Linear Ambient Luminaires | Standard | FALSE | [9 empty] | 12/22/2015 | Dimmable | Continuous (Can dim down to ≤ 10% (W)) | Not Yet Verified |  |  | 15607 | 132.7 | 117.6 | 18.7 | 0.95 | 3000 | 80
PGEVDHMR | Industrial Lighting Products | Industrial Lighting Products | FZ8F-118WLED-UNIV-35-XXXXX [Any Width Between 4.3”-12”, ALL OPTIONS EXCEPT SD480, WC] | Indoor Luminaires | Linear Ambient | Direct Linear Ambient Luminaires | Standard | FALSE | [9 empty] | 12/22/2015 | Dimmable | Continuous (Can dim down to ≤ 10% (W)) | Not Yet Verified |  |  | 16167 | 136.3 | 118.6 | 18.7 | 0.95 | 3500 | 80
P5BCM7HW | Industrial Lighting Products | Industrial Lighting Products | FZ8F-118WLED-UNIV-40-XXXXX [Any Width Between 4.3”-12”, ALL OPTIONS EXCEPT SD480, WC] | Indoor Luminaires | Linear Ambient | Direct Linear Ambient Luminaires | Standard | FALSE | [9 empty] | 12/22/2015 | Dimmable | Continuous (Can dim down to ≤ 10% (W)) | Not Yet Verified |  |  | 16594 | 139.9 | 118.6 | 18.7 | 0.95 | 4000 | 80
P78HTMYY | Industrial Lighting Products | Industrial Lighting Products | FZ8F-118WLED-UNIV-50-XXXXX [Any Width Between 4.3”-12”, ALL OPTIONS EXCEPT SD480, WC] | Indoor Luminaires | Linear Ambient | Direct Linear Ambient Luminaires | Standard | FALSE | [9 empty] | 12/22/2015 | Dimmable | Continuous (Can dim down to ≤ 10% (W)) | Not Yet Verified |  |  | 16661 | 143.5 | 116.1 | 18.7 | 0.95 | 5000 | 80
PY4KVPK8 | Industrial Lighting Products | Industrial Lighting Products | FF4-16WLED-UNIV-30-XXXXX [Excludes SD480] | Indoor Luminaires | Linear Ambient | Direct Linear Ambient Luminaires | Premium | TRUE | 1922 | 114.2 | 16.83 | 14.5 | 0.928 | 3023 | 82.3 | 5 | 50000 | 9/9/2016 | Dimmable | Continuous (Can dim down to ≤ 10% (W)) | No |  | 3.1 | 1922 | 114.2 | 16.83 | 14.5 | 0.93 | 3000 | 80
PWZ91Y3W | Industrial Lighting Products | Industrial Lighting Products | FF4-44WLED-UNIV-30-XXXXX [Excludes SD480] | Indoor Luminaires | Linear Ambient | Direct Linear Ambient Luminaires | Standard | TRUE | 4586 | 103.7 | 44.24 | 14.5 | 0.928 | 3064 | 81.9 | 5 | 50000 | 9/9/2016 | Dimmable | Continuous (Can dim down to ≤ 10% (W)) | No |  | 3.1 | 4586 | 103.7 | 44.24 | 14.5 | 0.93 | 3000 | 80
P2RMM15P | Industrial Lighting Products | Industrial Lighting Products | FF4-44WLED-UNIV-50-XXXXX [Excludes SD480] | Indoor Luminaires | Linear Ambient | Direct Linear Ambient Luminaires | Premium | TRUE | 4895 | 110.9 | 44.12 | 14.5 | 0.928 | 5196 | 84.3 | 5 | 50000 | 9/9/2016 | Dimmable | Continuous (Can dim down to ≤ 10% (W)) | No |  | 3.1 | 4895 | 110.9 | 44.12 | 14.5 | 0.93 | 5000 | 80
P3GVDEFJ | Industrial Lighting Products | Industrial Lighting Products | FF4-44WLED-UNIV-35-XXXXX [Excludes SD480] | Indoor Luminaires | Linear Ambient | Direct Linear Ambient Luminaires | Standard | FALSE | [9 empty] | 9/9/2016 | Dimmable | Continuous (Can dim down to ≤ 10% (W)) | No |  |  | 4681 | 106.1 | 44.12 | 14.5 | 0.93 | 3500 | 80
PD3C93CU | Industrial Lighting Products | Industrial Lighting Products | FF4-44WLED-UNIV-40-XXXXX [Excludes SD480] | Indoor Luminaires | Linear Ambient | Direct Linear Ambient Luminaires | Standard | FALSE | [9 empty] | 9/9/2016 | Dimmable | Continuous (Can dim down to ≤ 10% (W)) | No |  |  | 4788 | 108.5 | 44.12 | 14.5 | 0.93 | 4000 | 80
PAFJKGJW | Industrial Lighting Products | Industrial Lighting Products | FF4-16WLED-UNIV-35-XXXXX [Excludes SD480] | Indoor Luminaires | Linear Ambient | Direct Linear Ambient Luminaires | Premium | FALSE | [9 empty] | 9/9/2016 | Dimmable | Continuous (Can dim down to ≤ 10% (W)) | No |  |  | 1967 | 116.9 | 16.83 | 14.5 | 0.93 | 3500 | 80
PXA3FQYJ | Industrial Lighting Products | Industrial Lighting Products | FF4-16WLED-UNIV-40-XXXXX [Excludes SD480] | Indoor Luminaires | Linear Ambient | Direct Linear Ambient Luminaires | Premium | FALSE | [9 empty] | 9/9/2016 | Dimmable | Continuous (Can dim down to ≤ 10% (W)) | No |  |  | 2012 | 119.6 | 16.83 | 14.5 | 0.93 | 4000 | 80
PX22U8MU | Industrial Lighting Products | Industrial Lighting Products | FF4-16WLED-UNIV-50-XXXXX [Excludes SD480] | Indoor Luminaires | Linear Ambient | Direct Linear Ambient Luminaires | Premium | FALSE | [9 empty] | 9/9/2016 | Dimmable | Continuous (Can dim down to ≤ 10% (W)) | No |  |  | 2057 | 122.2 | 16.83 | 14.5 | 0.93 | 5000 | 80
P48KZGK4 | Industrial Lighting Products | Industrial Lighting Products | FF4-22WLED-UNIV-30-XXXXX [Excludes SD480] | Indoor Luminaires | Linear Ambient | Direct Linear Ambient Luminaires | Premium | FALSE | [9 empty] | 9/9/2016 | Dimmable | Continuous (Can dim down to ≤ 10% (W)) | No |  |  | 2444 | 111.1 | 22 | 14.5 | 0.93 | 3000 | 80
PYMGABUN | Industrial Lighting Products | Industrial Lighting Products | FF4-22WLED-UNIV-35-XXXXX [Excludes SD480] | Indoor Luminaires | Linear Ambient | Direct Linear Ambient Luminaires | Premium | FALSE | [9 empty] | 9/9/2016 | Dimmable | Continuous (Can dim down to ≤ 10% (W)) | No |  |  | 2502 | 113.7 | 22 | 14.5 | 0.93 | 3500 | 80
PSCPC8VB | Industrial Lighting Products | Industrial Lighting Products | FF4-22WLED-UNIV-40-XXXXX [Excludes SD480] | Indoor Luminaires | Linear Ambient | Direct Linear Ambient Luminaires | Premium | FALSE | [9 empty] | 9/9/2016 | Dimmable | Continuous (Can dim down to ≤ 10% (W)) | No |  |  | 2559 | 116.3 | 22 | 14.5 | 0.93 | 4000 | 80
PHMVZRXA | Industrial Lighting Products | Industrial Lighting Products | FF4-22WLED-UNIV-50-XXXXX [Excludes SD480] | Indoor Luminaires | Linear Ambient | Direct Linear Ambient Luminaires | Premium | FALSE | [9 empty] | 9/9/2016 | Dimmable | Continuous (Can dim down to ≤ 10% (W)) | No |  |  | 2616 | 118.9 | 22 | 14.5 | 0.93 | 5000 | 80
PCTAR8PF | Industrial Lighting Products | Industrial Lighting Products | FF4-30WLED-UNIV-30-XXXXX [Excludes SD480] | Indoor Luminaires | Linear Ambient | Direct Linear Ambient Luminaires | Premium | FALSE | [9 empty] | 9/9/2016 | Dimmable | Continuous (Can dim down to ≤ 10% (W)) | No |  |  | 3450 | 115 | 30 | 14.5 | 0.93 | 3000 | 80
PG8W9838 | Industrial Lighting Products | Industrial Lighting Products | FF4-30WLED-UNIV-35-XXXXX [Excludes SD480] | Indoor Luminaires | Linear Ambient | Direct Linear Ambient Luminaires | Premium | FALSE | [9 empty] | 9/9/2016 | Dimmable | Continuous (Can dim down to ≤ 10% (W)) | No |  |  | 3531 | 117.7 | 30 | 14.5 | 0.93 | 3500 | 80
PZVEPD6F | Industrial Lighting Products | Industrial Lighting Products | FF4-30WLED-UNIV-40-XXXXX [Excludes SD480] | Indoor Luminaires | Linear Ambient | Direct Linear Ambient Luminaires | Premium | FALSE | [9 empty] | 9/9/2016 | Dimmable | Continuous (Can dim down to ≤ 10% (W)) | No |  |  | 3612 | 120.4 | 30 | 14.5 | 0.93 | 4000 | 80
PYPSA1TV | Industrial Lighting Products | Industrial Lighting Products | FF4-30WLED-UNIV-50-XXXXX [Excludes SD480] | Indoor Luminaires | Linear Ambient | Direct Linear Ambient Luminaires | Premium | FALSE | [9 empty] | 9/9/2016 | Dimmable | Continuous (Can dim down to ≤ 10% (W)) | No |  |  | 3693 | 123.1 | 30 | 14.5 | 0.93 | 5000 | 80
P00000WP2 | Industrial Lighting Products | Industrial Lighting Products | F104-[Any Width Between 3.5''-12'']-30WLED-UNIV-3000K-CHAN-[ALL OPTIONS EXCEPT FRLK] | Indoor Luminaires | Linear Ambient | Direct Linear Ambient Luminaires | Standard | TRUE | 2830 | 93 | 30.42 | 7.99 | 0.968 | 2872 | 83 | 5 |  | 8/28/2014 | Not Yet Verified | Not Yet Verified | Not Yet Verified |  | 2.1 |  |  | 30 |  |  | 3000
P00000WP3 | Industrial Lighting Products | Industrial Lighting Products | F104-[Any Width Between 3.5''-12'']-30WLED-UNIV-3500K-CHAN-[ALL OPTIONS EXCEPT FRLK] | Indoor Luminaires | Linear Ambient | Direct Linear Ambient Luminaires | Standard | FALSE | [9 empty] | 8/28/2014 | Not Yet Verified | Not Yet Verified | Not Yet Verified |  |  | 2905 | 95.5 | 30 |  |  | 3500 | 80
P00000WP4 | Industrial Lighting Products | Industrial Lighting Products | F104-[Any Width Between 3.5''-12'']-30WLED-UNIV-4000K-CHAN-[ALL OPTIONS EXCEPT FRLK] | Indoor Luminaires | Linear Ambient | Direct Linear Ambient Luminaires | Standard | FALSE | [9 empty] | 8/28/2014 | Not Yet Verified | Not Yet Verified | Not Yet Verified |  |  | 2980 | 98 | 30 |  |  | 4000 | 80
P00000WP5 | Industrial Lighting Products | Industrial Lighting Products | F104-[Any Width Between 3.5''-12'']-30WLED-UNIV-4500K-CHAN-[ALL OPTIONS EXCEPT FRLK] | Indoor Luminaires | Linear Ambient | Direct Linear Ambient Luminaires | Standard | FALSE | [9 empty] | 8/28/2014 | Not Yet Verified | Not Yet Verified | Not Yet Verified |  |  | 3055 | 100.4 | 30 |  |  | 4500 | 80
P00000WP6 | Industrial Lighting Products | Industrial Lighting Products | F104-[Any Width Between 3.5''-12'']-30WLED-UNIV-5000K-CHAN-[ALL OPTIONS EXCEPT FRLK] | Indoor Luminaires | Linear Ambient | Direct Linear Ambient Luminaires | Standard | FALSE | [9 empty] | 8/28/2014 | Not Yet Verified | Not Yet Verified | Not Yet Verified |  |  | 3130 | 102.9 | 30 |  |  | 5000 | 80
PXAR2SZ3 | Industrial Lighting Products | Industrial Lighting Products | F102-[Any Width Between 3.5''-12'']-20WLED-UNIV-2700K-CHAN-[ALL OPTIONS EXCEPT FRLK and SD480] | Indoor Luminaires | Linear Ambient | Direct Linear Ambient Luminaires | Standard | TRUE | 1891 | 100.8 | 18.76 | 13.7 | 0.874 | 2843 | 83 | 5 |  | 10/14/2014 | Dimmable | Continuous (Can dim down to ≤ 10% (W)) | Not Yet Verified |  | 2.1 |  |  | 20 |  |  | 2700
P3Y69N9N | Industrial Lighting Products | Industrial Lighting Products | F102-[Any Width Between 3.5''-12'']-30WLED-UNIV-2700K-CHAN-[ALL OPTIONS EXCEPT FRLK and SD480] | Indoor Luminaires | Linear Ambient | Direct Linear Ambient Luminaires | Standard | TRUE | 2823 | 93.1 | 30.31 | 13.7 | 0.874 | 2849 | 83 | 5 |  | 10/14/2014 | Dimmable | Continuous (Can dim down to ≤ 10% (W)) | Not Yet Verified |  | 2.1 |  |  | 30 |  |  | 2700
PY1HWPV7 | Industrial Lighting Products | Industrial Lighting Products | F102-[Any Width Between 3.5''-12'']-30WLED-UNIV-3000K-CHAN-[ALL OPTIONS EXCEPT FRLK and SD480] | Indoor Luminaires | Linear Ambient | Direct Linear Ambient Luminaires | Standard | FALSE | [9 empty] | 10/14/2014 | Dimmable | Continuous (Can dim down to ≤ 10% (W)) | Not Yet Verified |  |  | 2885 | 94.7 | 30 |  |  | 3000 | 80
PR4WXZ72 | Industrial Lighting Products | Industrial Lighting Products | F102-[Any Width Between 3.5''-12'']-30WLED-UNIV-3500K-CHAN-[ALL OPTIONS EXCEPT FRLK and SD480] | Indoor Luminaires | Linear Ambient | Direct Linear Ambient Luminaires | Standard | FALSE | [9 empty] | 10/14/2014 | Dimmable | Continuous (Can dim down to ≤ 10% (W)) | Not Yet Verified |  |  | 2988 | 98.1 | 30 |  |  | 3500 | 80
PTFSZJ6H | Industrial Lighting Products | Industrial Lighting Products | F102-[Any Width Between 3.5''-12'']-30WLED-UNIV-4000K-CHAN-[ALL OPTIONS EXCEPT FRLK and SD480] | Indoor Luminaires | Linear Ambient | Direct Linear Ambient Luminaires | Standard | FALSE | [9 empty] | 10/14/2014 | Dimmable | Continuous (Can dim down to ≤ 10% (W)) | Not Yet Verified |  |  | 3091 | 101.5 | 30 |  |  | 4000 | 80
P3KNUK36 | Industrial Lighting Products | Industrial Lighting Products | F102-[Any Width Between 3.5''-12'']-30WLED-UNIV-4500K-CHAN-[ALL OPTIONS EXCEPT FRLK and SD480] | Indoor Luminaires | Linear Ambient | Direct Linear Ambient Luminaires | Standard | FALSE | [9 empty] | 10/14/2014 | Dimmable | Continuous (Can dim down to ≤ 10% (W)) | Not Yet Verified |  |  | 3195 | 104.9 | 30 |  |  | 4500 | 80
P6ZETBUS | Industrial Lighting Products | Industrial Lighting Products | F102-[Any Width Between 3.5''-12'']-30WLED-UNIV-5000K-CHAN-[ALL OPTIONS EXCEPT FRLK and SD480] | Indoor Luminaires | Linear Ambient | Direct Linear Ambient Luminaires | Standard | FALSE | [9 empty] | 10/14/2014 | Dimmable | Continuous (Can dim down to ≤ 10% (W)) | Not Yet Verified |  |  | 3298 | 108 | 30 |  |  | 5000 | 80
P7JE37ZD | Industrial Lighting Products | Industrial Lighting Products | F102-[Any Width Between 3.5''-12'']-20WLED-UNIV-3000K-CHAN-[ALL OPTIONS EXCEPT FRLK and SD480] | Indoor Luminaires | Linear Ambient | Direct Linear Ambient Luminaires | Standard | FALSE | [9 empty] | 10/14/2014 | Dimmable | Continuous (Can dim down to ≤ 10% (W)) | Not Yet Verified |  |  | 1908 | 101.7 | 20 |  |  | 3000 | 80
P4UAM58P | Industrial Lighting Products | Industrial Lighting Products | F102-[Any Width Between 3.5''-12'']-20WLED-UNIV-3500K-CHAN-[ALL OPTIONS EXCEPT FRLK and SD480] | Indoor Luminaires | Linear Ambient | Direct Linear Ambient Luminaires | Standard | FALSE | [9 empty] | 10/14/2014 | Dimmable | Continuous (Can dim down to ≤ 10% (W)) | Not Yet Verified |  |  | 1937 | 103.2 | 20 |  |  | 3500 | 80
PZUWE5A6 | Industrial Lighting Products | Industrial Lighting Products | F102-[Any Width Between 3.5''-12'']-20WLED-UNIV-4000K-CHAN-[ALL OPTIONS EXCEPT FRLK and SD480] | Indoor Luminaires | Linear Ambient | Direct Linear Ambient Luminaires | Standard | FALSE | [9 empty] | 10/14/2014 | Dimmable | Continuous (Can dim down to ≤ 10% (W)) | Not Yet Verified |  |  | 1965 | 104.7 | 20 |  |  | 4000 | 80
PE19KHQH | Industrial Lighting Products | Industrial Lighting Products | F102-[Any Width Between 3.5''-12'']-20WLED-UNIV-4500K-CHAN-[ALL OPTIONS EXCEPT FRLK and SD480] | Indoor Luminaires | Linear Ambient | Direct Linear Ambient Luminaires | Standard | FALSE | [9 empty] | 10/14/2014 | Dimmable | Continuous (Can dim down to ≤ 10% (W)) | Not Yet Verified |  |  | 1993 | 106.3 | 20 |  |  | 4500 | 80
PW119MYV | Industrial Lighting Products | Industrial Lighting Products | F102-[Any Width Between 3.5''-12'']-20WLED-UNIV-5000K-CHAN-[ALL OPTIONS EXCEPT FRLK and SD480] | Indoor Luminaires | Linear Ambient | Direct Linear Ambient Luminaires | Standard | FALSE | [9 empty] | 10/14/2014 | Dimmable | Continuous (Can dim down to ≤ 10% (W)) | Not Yet Verified |  |  | 2022 | 107.8 | 20 |  |  | 5000 | 80
PQ1WKHVU | Inland Lamp LLC | Inland Lamp | IL-T-9400150 [277V Only] | Indoor Luminaires | Linear Ambient | Direct Linear Ambient Luminaires | Standard | TRUE | 15246 | 102.66 | 148.55 | 14.29 | 0.9086 | 4190 | 86.9 | 5 | 50000 | 2/3/2015 | Not Dimmable | Not Dimmable | Not Yet Verified |  | 2.1 | 13500 | 90 | 150 | 20 | 0.9 | 4000 | 80
PQDPQP4N | Intell Lighting Incorporated | FUF | FUF4-80-3K-H-FR-X-X-X-X | Indoor Luminaires | Linear Ambient | Direct Linear Ambient Luminaires | Standard | TRUE | 7855 | 100.2 | 78.41 | 13.5 | 0.9596 | 3053 | 83.98 | 5 | 200000 | 10/7/2015 | Dimmable | Continuous (Can dim down to ≤ 10% (W)) | Not Yet Verified |  | 2.1 | 7855 | 100.2 | 78.41 | 13.5 | 0.9596 | 3053 | 83.98
PSQGMFAC | Intell Lighting Incorporated | FUF | FUF4-60-3K-U-FR-X-X-X-X | Indoor Luminaires | Linear Ambient | Direct Linear Ambient Luminaires | Standard | TRUE | 6216 | 110.5 | 56.23 | 15.02 | 0.93 | 3101 | 83.12 | 5 | 200000 | 10/7/2015 | Dimmable | Continuous (Can dim down to ≤ 10% (W)) | Not Yet Verified |  | 2.1 | 6216 | 110.5 | 56.23 | 6.43 | 0.9951 | 3101 | 83.12
PS7BEXA8 | Intell Lighting Incorporated | FUF | FUF4-15-3K-H-FR-X-X-X-X | Indoor Luminaires | Linear Ambient | Direct Linear Ambient Luminaires | Standard | TRUE | 1744 | 94.5 | 18.45 | 17.11 | 0.9162 | 3094 | 84.3 | 5 | 200000 | 10/7/2015 | Dimmable | Continuous (Can dim down to ≤ 10% (W)) | Not Yet Verified |  | 2.1 | 1744 | 94.5 | 18.45 | 17.1 | 0.9162 | 3094 | 84.3
PB1R35SN | Intell Lighting Incorporated | FUF | FUF4-30-3K-U-FR-X-X-X-X | Indoor Luminaires | Linear Ambient | Direct Linear Ambient Luminaires | Standard | TRUE | 3300 | 110.8 | 29.79 | 16.2 | 0.9187 | 3121 | 84.36 | 5 | 200000 | 10/7/2015 | Dimmable | Continuous (Can dim down to ≤ 10% (W)) | Not Yet Verified |  | 2.1 | 3300 | 110.8 | 29.79 | 6.76 | 0.9968 | 3121 | 84.36
PZMQF554 | Intell Lighting Incorporated | FUF | FUF4-30-3K-H-FR-X-X-X-X | Indoor Luminaires | Linear Ambient | Direct Linear Ambient Luminaires | Standard | TRUE | 3203 | 86.5 | 37.05 | 16.2 | 0.9187 | 3096 | 83.67 | 5 | 200000 | 10/7/2015 | Dimmable | Continuous (Can dim down to ≤ 10% (W)) | Not Yet Verified |  | 2.1 | 3203 | 86.5 | 37.05 | 16.2 | 0.9187 | 3096 | 83.67
P4J8JS8D | Intell Lighting Incorporated | FUF | FUF4-100-3K-U-FR-X-X-X-X | Indoor Luminaires | Linear Ambient | Direct Linear Ambient Luminaires | Standard | TRUE | 9700 | 96.2 | 100.83 | 6.76 | 0.9972 | 3105 | 82.92 | 5 | 200000 | 10/7/2015 | Dimmable | Continuous (Can dim down to ≤ 10% (W)) | Not Yet Verified |  | 2.1 | 9700 | 96.2 | 100.83 | 6.76 | 0.9972 | 3105 | 82.92
PQANMYK1 | Intell Lighting Incorporated | FUF | FUF4-20-3K-U-FR-X-X-X-X [120 ONLY] | Indoor Luminaires | Linear Ambient | Direct Linear Ambient Luminaires | Standard | TRUE | 2422 | 118.1 | 20.51 | 6.44 | 0.9929 | 3039 | 84.57 | 5 | 200000 | 10/7/2015 | Dimmable | Continuous (Can dim down to ≤ 10% (W)) | Not Yet Verified |  | 2.1 | 2422 | 118.1 | 20.51 |  |  | 3039 | 84.57
PZY4T65N | Intell Lighting Incorporated | FUF | FUF4-40-35K-H-FR-X-X-X-X | Indoor Luminaires | Linear Ambient | Direct Linear Ambient Luminaires | Standard | FALSE | [9 empty] | 10/7/2015 | Dimmable | Continuous (Can dim down to ≤ 10% (W)) | Not Yet Verified |  |  | 4223.2945 | 108.1011 | 39.068 |  |  | 3633.5 | 83.2475
PP7XTM93 | Intell Lighting Incorporated | FUF | FUF8-40-3K-U-FR-X-X-X-X | Indoor Luminaires | Linear Ambient | Direct Linear Ambient Luminaires | Standard | FALSE | [9 empty] | 10/7/2015 | Dimmable | Continuous (Can dim down to ≤ 10% (W)) | Not Yet Verified |  |  | 5258.2876 | 126.5533 | 41.55 |  |  | 3105 | 82.92
PD3EKEJX | Intell Lighting Incorporated | FUF | FUF8-40-5K-U-FR-X-X-X-X | Indoor Luminaires | Linear Ambient | Direct Linear Ambient Luminaires | Standard | FALSE | [9 empty] | 10/7/2015 | Dimmable | Continuous (Can dim down to ≤ 10% (W)) | Not Yet Verified |  |  | 5941.5371 | 142.9973 | 41.55 |  |  | 5219 | 84.23
PYD5EB4W | Intell Lighting Incorporated | FUF | FUF4-40-4K-H-FR-X-X-X-X | Indoor Luminaires | Linear Ambient | Direct Linear Ambient Luminaires | Standard | FALSE | [9 empty] | 10/7/2015 | Dimmable | Continuous (Can dim down to ≤ 10% (W)) | Not Yet Verified |  |  | 4356.1693 | 111.5022 | 39.068 |  |  | 4162 | 83.575
PZDRFFXA | Intell Lighting Incorporated | FUF | FUF4-40-5K-H-FR-X-X-X-X | Indoor Luminaires | Linear Ambient | Direct Linear Ambient Luminaires | Standard | FALSE | [9 empty] | 10/7/2015 | Dimmable | Continuous (Can dim down to ≤ 10% (W)) | Not Yet Verified |  |  | 4621.919 | 118.3045 | 39.068 |  |  | 5219 | 84.23
PXVY9ARR | Intell Lighting Incorporated | FUF | FUF8-40-3K-H-FR-X-X-X-X | Indoor Luminaires | Linear Ambient | Direct Linear Ambient Luminaires | Standard | FALSE | [9 empty] | 10/7/2015 | Dimmable | Continuous (Can dim down to ≤ 10% (W)) | Not Yet Verified |  |  | 4856.0591 | 124.2976 | 39.068 |  |  | 3055 | 84.17
PMM1E9MM | Intell Lighting Incorporated | FUF | FUF4-40-4K-U-FR-X-X-X-X | Indoor Luminaires | Linear Ambient | Direct Linear Ambient Luminaires | Standard | FALSE | [9 empty] | 10/7/2015 | Dimmable | Continuous (Can dim down to ≤ 10% (W)) | Not Yet Verified |  |  | 4716.9918 | 113.5257 | 41.55 |  |  | 4162 | 83.575
PHHBTACA | Intell Lighting Incorporated | FUF | FUF4-40-5K-U-FR-X-X-X-X | Indoor Luminaires | Linear Ambient | Direct Linear Ambient Luminaires | Standard | FALSE | [9 empty] | 10/7/2015 | Dimmable | Continuous (Can dim down to ≤ 10% (W)) | Not Yet Verified |  |  | 5004.7536 | 120.4514 | 41.55 |  |  | 5219 | 84.23
PV8N4A2Z | Intell Lighting Incorporated | FUF | FUF4-40-3K-U-FR-X-X-X-X | Indoor Luminaires | Linear Ambient | Direct Linear Ambient Luminaires | Standard | FALSE | [9 empty] | 10/7/2015 | Dimmable | Continuous (Can dim down to ≤ 10% (W)) | Not Yet Verified |  |  | 4428 | 106.6 | 41.55 |  |  | 3054 | 84.11
P4GNFM3R | Intell Lighting Incorporated | FUF | FUF8-40-35K-U-FR-X-X-X-X | Indoor Luminaires | Linear Ambient | Direct Linear Ambient Luminaires | Standard | FALSE | [9 empty] | 10/7/2015 | Dimmable | Continuous (Can dim down to ≤ 10% (W)) | Not Yet Verified |  |  | 5429.1 | 130.6643 | 41.55 |  |  | 3633.5 | 83.2475
PGSME4GM | Intell Lighting Incorporated | FUF | FUF8-40-4K-H-FR-X-X-X-X | Indoor Luminaires | Linear Ambient | Direct Linear Ambient Luminaires | Standard | FALSE | [9 empty] | 10/7/2015 | Dimmable | Continuous (Can dim down to ≤ 10% (W)) | Not Yet Verified |  |  | 5171.5515 | 132.3731 | 39.068 |  |  | 4162 | 83.575
P3EACTKR | Intell Lighting Incorporated | FUF | FUF4-40-35K-U-FR-X-X-X-X | Indoor Luminaires | Linear Ambient | Direct Linear Ambient Luminaires | Standard | FALSE | [9 empty] | 10/7/2015 | Dimmable | Continuous (Can dim down to ≤ 10% (W)) | Not Yet Verified |  |  | 4573.1109 | 110.0628 | 41.55 |  |  | 3633.5 | 83.2475
P6PXEV9C | Intell Lighting Incorporated | FUF | FUF8-40-35K-H-FR-X-X-X-X | Indoor Luminaires | Linear Ambient | Direct Linear Ambient Luminaires | Standard | FALSE | [9 empty] | 10/7/2015 | Dimmable | Continuous (Can dim down to ≤ 10% (W)) | Not Yet Verified |  |  | 5013.8053 | 128.3354 | 39.068 |  |  | 3633.5 | 83.2475
PXKE9Z2T | Intell Lighting Incorporated | FUF | FUF8-40-5K-H-FR-X-X-X-X | Indoor Luminaires | Linear Ambient | Direct Linear Ambient Luminaires | Standard | FALSE | [9 empty] | 10/7/2015 | Dimmable | Continuous (Can dim down to ≤ 10% (W)) | Not Yet Verified |  |  | 5487.0439 | 140.4486 | 39.068 |  |  | 5219 | 84.23
PDN9YU5A | Intell Lighting Incorporated | FUF | FUF4-40-3K-H-FR-X-X-X-X | Indoor Luminaires | Linear Ambient | Direct Linear Ambient Luminaires | Standard | FALSE | [9 empty] | 10/7/2015 | Dimmable | Continuous (Can dim down to ≤ 10% (W)) | Not Yet Verified |  |  | 4090 | 104.7 | 39.068 |  |  | 3055 | 84.17
P1ZPG5Z3 | Intell Lighting Incorporated | FUF | FUF8-40-4K-U-FR-X-X-X-X | Indoor Luminaires | Linear Ambient | Direct Linear Ambient Luminaires | Standard | FALSE | [9 empty] | 10/7/2015 | Dimmable | Continuous (Can dim down to ≤ 10% (W)) | Not Yet Verified |  |  | 5599.9123 | 134.7753 | 41.55 |  |  | 4162 | 83.575
P3N2TRH7 | Intell Lighting Incorporated | FUF | FUF4-60-3K-H-FR-X-X-X-X | Indoor Luminaires | Linear Ambient | Direct Linear Ambient Luminaires | Standard | FALSE | [9 empty] | 10/7/2015 | Dimmable | Continuous (Can dim down to ≤ 10% (W)) | Not Yet Verified |  |  | 6401 | 107.2 | 59.72 | 18.95 | 0.9235 | 3051 | 84.22
P3ZA23PV | Intell Lighting Incorporated | FUF | FUF4-20-3K-U-FR-X-X-X-X | Indoor Luminaires | Linear Ambient | Direct Linear Ambient Luminaires | Standard | FALSE | [9 empty] | 10/7/2015 | Dimmable | Continuous (Can dim down to ≤ 10% (W)) | Not Yet Verified |  |  | 2320.4962 | 114.0667 | 20.3433 |  |  | 3121 | 84.36
PFGEDR3Y | Intell Lighting Incorporated | FUF | FUF4-30-4K-U-FR-X-X-X-X | Indoor Luminaires | Linear Ambient | Direct Linear Ambient Luminaires | Standard | FALSE | [9 empty] | 10/7/2015 | Dimmable | Continuous (Can dim down to ≤ 10% (W)) | Not Yet Verified |  |  | 3515.1766 | 117.9985 | 29.79 |  |  | 4170 | 84.245
P2BP8QQE | Intell Lighting Incorporated | FUF | FUF4-20-35K-H-FR-X-X-X-X | Indoor Luminaires | Linear Ambient | Direct Linear Ambient Luminaires | Standard | FALSE | [9 empty] | 10/7/2015 | Dimmable | Continuous (Can dim down to ≤ 10% (W)) | Not Yet Verified |  |  | 2371.1423 | 96.1924 | 24.65 |  |  | 3645.5 | 84.3025
PZJ8ZJJ4 | Intell Lighting Incorporated | FUF | FUF4-20-5K-H-FR-X-X-X-X | Indoor Luminaires | Linear Ambient | Direct Linear Ambient Luminaires | Standard | FALSE | [9 empty] | 10/7/2015 | Dimmable | Continuous (Can dim down to ≤ 10% (W)) | Not Yet Verified |  |  | 2594.9476 | 105.2717 | 24.65 |  |  | 5219 | 84.13
P8NRHTVM | Intell Lighting Incorporated | FUF | FUF4-15-4K-H-FR-X-X-X-X | Indoor Luminaires | Linear Ambient | Direct Linear Ambient Luminaires | Standard | FALSE | [9 empty] | 10/7/2015 | Dimmable | Continuous (Can dim down to ≤ 10% (W)) | Not Yet Verified |  |  | 1856.7997 | 100.6395 | 18.45 |  |  | 4170 | 84.245
PY871RRV | Intell Lighting Incorporated | FUF | FUF4-15-5K-U-FR-X-X-X-X | Indoor Luminaires | Linear Ambient | Direct Linear Ambient Luminaires | Standard | FALSE | [9 empty] | 10/7/2015 | Dimmable | Continuous (Can dim down to ≤ 10% (W)) | Not Yet Verified |  |  | 2042.0617 | 130.7338 | 15.62 |  |  | 5219 | 84.13
PSHCQ6EA | Intell Lighting Incorporated | FUF | FUF4-20-4K-U-FR-X-X-X-X | Indoor Luminaires | Linear Ambient | Direct Linear Ambient Luminaires | Standard | FALSE | [9 empty] | 10/7/2015 | Dimmable | Continuous (Can dim down to ≤ 10% (W)) | Not Yet Verified |  |  | 2471.2561 | 121.4774 | 20.3433 |  |  | 4170 | 84.245
PMNUB33C | Intell Lighting Incorporated | FUF | FUF4-30-5K-H-FR-X-X-X-X | Indoor Luminaires | Linear Ambient | Direct Linear Ambient Luminaires | Standard | FALSE | [9 empty] | 10/7/2015 | Dimmable | Continuous (Can dim down to ≤ 10% (W)) | Not Yet Verified |  |  | 3621.2524 | 97.7396 | 37.05 |  |  | 5219 | 84.13
PQCBTE1G | Intell Lighting Incorporated | FUF | FUF4-15-35K-H-FR-X-X-X-X | Indoor Luminaires | Linear Ambient | Direct Linear Ambient Luminaires | Standard | FALSE | [9 empty] | 10/7/2015 | Dimmable | Continuous (Can dim down to ≤ 10% (W)) | Not Yet Verified |  |  | 1800.1624 | 97.5698 | 18.45 |  |  | 3645.5 | 84.3025
P4Y67GMD | Intell Lighting Incorporated | FUF | FUF4-30-5K-U-FR-X-X-X-X | Indoor Luminaires | Linear Ambient | Direct Linear Ambient Luminaires | Standard | FALSE | [9 empty] | 10/7/2015 | Dimmable | Continuous (Can dim down to ≤ 10% (W)) | Not Yet Verified |  |  | 3729.6213 | 125.1971 | 29.79 |  |  | 5219 | 84.13
PCSH89UG | Intell Lighting Incorporated | FUF | FUF4-20-4K-H-FR-X-X-X-X | Indoor Luminaires | Linear Ambient | Direct Linear Ambient Luminaires | Standard | FALSE | [9 empty] | 10/7/2015 | Dimmable | Continuous (Can dim down to ≤ 10% (W)) | Not Yet Verified |  |  | 2445.7441 | 99.2188 | 24.65 |  |  | 4170 | 84.245
PB5JPE4X | Intell Lighting Incorporated | FUF | FUF4-15-5K-H-FR-X-X-X-X | Indoor Luminaires | Linear Ambient | Direct Linear Ambient Luminaires | Standard | FALSE | [9 empty] | 10/7/2015 | Dimmable | Continuous (Can dim down to ≤ 10% (W)) | Not Yet Verified |  |  | 1970.0745 | 106.7791 | 18.45 |  |  | 5219 | 84.13
PA7F12HH | Intell Lighting Incorporated | FUF | FUF4-20-35K-U-FR-X-X-X-X | Indoor Luminaires | Linear Ambient | Direct Linear Ambient Luminaires | Standard | FALSE | [9 empty] | 10/7/2015 | Dimmable | Continuous (Can dim down to ≤ 10% (W)) | Not Yet Verified |  |  | 2395.8762 | 117.772 | 20.3433 |  |  | 3645.5 | 84.3025
P65GM1PY | Intell Lighting Incorporated | FUF | FUF4-30-35K-U-FR-X-X-X-X | Indoor Luminaires | Linear Ambient | Direct Linear Ambient Luminaires | Standard | FALSE | [9 empty] | 10/7/2015 | Dimmable | Continuous (Can dim down to ≤ 10% (W)) | Not Yet Verified |  |  | 3407.9543 | 114.3993 | 29.79 |  |  | 3645.5 | 84.3025
PUFTZ37H | Intell Lighting Incorporated | FUF | FUF4-20-5K-U-FR-X-X-X-X | Indoor Luminaires | Linear Ambient | Direct Linear Ambient Luminaires | Standard | FALSE | [9 empty] | 10/7/2015 | Dimmable | Continuous (Can dim down to ≤ 10% (W)) | Not Yet Verified |  |  | 2622.016 | 128.8882 | 20.3433 |  |  | 5219 | 84.13
P5KC4J6P | Intell Lighting Incorporated | FUF | FUF4-15-4K-U-FR-X-X-X-X | Indoor Luminaires | Linear Ambient | Direct Linear Ambient Luminaires | Standard | FALSE | [9 empty] | 10/7/2015 | Dimmable | Continuous (Can dim down to ≤ 10% (W)) | Not Yet Verified |  |  | 1924.6479 | 123.2169 | 15.62 |  |  | 4170 | 84.245
PG2E97U4 | Intell Lighting Incorporated | FUF | FUF4-30-35K-H-FR-X-X-X-X | Indoor Luminaires | Linear Ambient | Direct Linear Ambient Luminaires | Standard | FALSE | [9 empty] | 10/7/2015 | Dimmable | Continuous (Can dim down to ≤ 10% (W)) | Not Yet Verified |  |  | 3308.9318 | 89.3099 | 37.05 |  |  | 3645.5 | 84.3025
P2ZFQC5F | Intell Lighting Incorporated | FUF | FUF4-20-3K-H-FR-X-X-X-X | Indoor Luminaires | Linear Ambient | Direct Linear Ambient Luminaires | Standard | FALSE | [9 empty] | 10/7/2015 | Dimmable | Continuous (Can dim down to ≤ 10% (W)) | Not Yet Verified |  |  | 2296.5406 | 93.1659 | 24.65 |  |  | 3094 | 84.3
PXBXJFUT | Intell Lighting Incorporated | FUF | FUF4-15-3K-U-FR-X-X-X-X | Indoor Luminaires | Linear Ambient | Direct Linear Ambient Luminaires | Standard | FALSE | [9 empty] | 10/7/2015 | Dimmable | Continuous (Can dim down to ≤ 10% (W)) | Not Yet Verified |  |  | 1807 | 115.7 | 15.62 | 15.4 | 0.9106 | 3114 | 85
PY2ZN7PE | Intell Lighting Incorporated | FUF | FUF4-15-35K-U-FR-X-X-X-X | Indoor Luminaires | Linear Ambient | Direct Linear Ambient Luminaires | Standard | FALSE | [9 empty] | 10/7/2015 | Dimmable | Continuous (Can dim down to ≤ 10% (W)) | Not Yet Verified |  |  | 1865.9409 | 119.4584 | 15.62 |  |  | 3645.5 | 84.3025
PWD7TN5Y | Intell Lighting Incorporated | FUF | FUF4-30-4K-H-FR-X-X-X-X | Indoor Luminaires | Linear Ambient | Direct Linear Ambient Luminaires | Standard | FALSE | [9 empty] | 10/7/2015 | Dimmable | Continuous (Can dim down to ≤ 10% (W)) | Not Yet Verified |  |  | 3413.0387 | 92.1198 | 37.05 |  |  | 4170 | 84.245
PCBN3452 | Intell Lighting Incorporated | FUF | FUF4-80-4K-U-FR-X-X-X-X | Indoor Luminaires | Linear Ambient | Direct Linear Ambient Luminaires | Standard | FALSE | [9 empty] | 10/7/2015 | Dimmable | Continuous (Can dim down to ≤ 10% (W)) | Not Yet Verified |  |  | 8643.3673 | 110.0645 | 78.53 | 6.43 | 0.9951 | 4162 | 83.575
PSMJZBCH | Intell Lighting Incorporated | FUF | FUF8-100-5K-U-FR-X-X-X-X | Indoor Luminaires | Linear Ambient | Direct Linear Ambient Luminaires | Standard | FALSE | [9 empty] | 10/7/2015 | Dimmable | Continuous (Can dim down to ≤ 10% (W)) | Not Yet Verified |  |  | 11032.9732 | 111.1859 | 99.23 | 7.4 | 0.9967 | 5219 | 84.23
PJRUCN5U | Intell Lighting Incorporated | FUF | FUF4-60-5K-U-FR-X-X-X-X | Indoor Luminaires | Linear Ambient | Direct Linear Ambient Luminaires | Standard | FALSE | [9 empty] | 10/7/2015 | Dimmable | Continuous (Can dim down to ≤ 10% (W)) | Not Yet Verified |  |  | 7020.7714 | 124.8581 | 56.23 | 6.43 | 0.9951 | 5219 | 84.23
PARXAFYF | Intell Lighting Incorporated | FUF | FUF8-60-4K-H-FR-X-X-X-X | Indoor Luminaires | Linear Ambient | Direct Linear Ambient Luminaires | Standard | FALSE | [9 empty] | 10/7/2015 | Dimmable | Continuous (Can dim down to ≤ 10% (W)) | Not Yet Verified |  |  | 6973.8323 | 116.7755 | 59.72 | 18.95 | 0.9235 | 4162 | 83.575
PWJ71ASU | Intell Lighting Incorporated | FUF | FUF4-60-4K-H-FR-X-X-X-X | Indoor Luminaires | Linear Ambient | Direct Linear Ambient Luminaires | Standard | FALSE | [9 empty] | 10/7/2015 | Dimmable | Continuous (Can dim down to ≤ 10% (W)) | Not Yet Verified |  |  | 6817.9133 | 114.1647 | 59.72 | 18.95 | 0.9235 | 4162 | 83.575
P9KRNY1G | Intell Lighting Incorporated | FUF | FUF8-80-4K-H-FR-X-X-X-X | Indoor Luminaires | Linear Ambient | Direct Linear Ambient Luminaires | Standard | FALSE | [9 empty] | 10/7/2015 | Dimmable | Continuous (Can dim down to ≤ 10% (W)) | Not Yet Verified |  |  | 8558.4692 | 109.1502 | 78.41 | 13.5 | 0.9596 | 4162 | 83.575
PQQX5M6M | Intell Lighting Incorporated | FUF | FUF4-80-4K-H-FR-X-X-X-X | Indoor Luminaires | Linear Ambient | Direct Linear Ambient Luminaires | Standard | FALSE | [9 empty] | 10/7/2015 | Dimmable | Continuous (Can dim down to ≤ 10% (W)) | Not Yet Verified |  |  | 8367.1213 | 106.7099 | 78.41 | 13.5 | 0.9596 | 4162 | 83.575
PYNQAAEC | Intell Lighting Incorporated | FUF | FUF8-80-35K-U-FR-X-X-X-X | Indoor Luminaires | Linear Ambient | Direct Linear Ambient Luminaires | Standard | FALSE | [9 empty] | 10/7/2015 | Dimmable | Continuous (Can dim down to ≤ 10% (W)) | Not Yet Verified |  |  | 8571.3574 | 109.1475 | 78.53 | 6.43 | 0.9951 | 3633.5 | 83.2475
PW13YFW5 | Intell Lighting Incorporated | FUF | FUF8-100-3K-U-FR-X-X-X-X | Indoor Luminaires | Linear Ambient | Direct Linear Ambient Luminaires | Standard | FALSE | [9 empty] | 10/7/2015 | Dimmable | Continuous (Can dim down to ≤ 10% (W)) | Not Yet Verified |  |  | 9675 | 98.4 | 99.23 | 7.4 | 0.9967 | 3105 | 82.92
PCN8BVZK | Intell Lighting Incorporated | FUF | FUF8-60-35K-U-FR-X-X-X-X | Indoor Luminaires | Linear Ambient | Direct Linear Ambient Luminaires | Standard | FALSE | [9 empty] | 10/7/2015 | Dimmable | Continuous (Can dim down to ≤ 10% (W)) | Not Yet Verified |  |  | 6561.9647 | 116.6986 | 56.23 | 6.43 | 0.9951 | 3633.5 | 83.2475
PED1YDNV | Intell Lighting Incorporated | FUF | FUF8-60-5K-H-FR-X-X-X-X | Indoor Luminaires | Linear Ambient | Direct Linear Ambient Luminaires | Standard | FALSE | [9 empty] | 10/7/2015 | Dimmable | Continuous (Can dim down to ≤ 10% (W)) | Not Yet Verified |  |  | 7399.2735 | 123.8994 | 59.72 | 18.95 | 0.9235 | 5219 | 84.23
PA9E4348 | Intell Lighting Incorporated | FUF | FUF8-60-35K-H-FR-X-X-X-X | Indoor Luminaires | Linear Ambient | Direct Linear Ambient Luminaires | Standard | FALSE | [9 empty] | 10/7/2015 | Dimmable | Continuous (Can dim down to ≤ 10% (W)) | Not Yet Verified |  |  | 6761.1117 | 113.2135 | 59.72 | 18.95 | 0.9235 | 3633.5 | 83.2475
P6S1ANRP | Intell Lighting Incorporated | FUF | FUF4-60-35K-U-FR-X-X-X-X | Indoor Luminaires | Linear Ambient | Direct Linear Ambient Luminaires | Standard | FALSE | [9 empty] | 10/7/2015 | Dimmable | Continuous (Can dim down to ≤ 10% (W)) | Not Yet Verified |  |  | 6415.2541 | 114.0895 | 56.23 | 6.43 | 0.9951 | 3633.5 | 83.2475
PVXZTEMN | Intell Lighting Incorporated | FUF | FUF8-80-5K-H-FR-X-X-X-X | Indoor Luminaires | Linear Ambient | Direct Linear Ambient Luminaires | Standard | FALSE | [9 empty] | 10/7/2015 | Dimmable | Continuous (Can dim down to ≤ 10% (W)) | Not Yet Verified |  |  | 9080.5818 | 115.809 | 78.41 | 13.5 | 0.9596 | 5219 | 84.23
PCY42FBT | Intell Lighting Incorporated | FUF | FUF8-80-3K-U-FR-X-X-X-X | Indoor Luminaires | Linear Ambient | Direct Linear Ambient Luminaires | Standard | FALSE | [9 empty] | 10/7/2015 | Dimmable | Continuous (Can dim down to ≤ 10% (W)) | Not Yet Verified |  |  | 8301.6822 | 105.7135 | 78.53 | 6.43 | 0.9951 | 3105 | 82.92
PJYM63SV | Intell Lighting Incorporated | FUF | FUF4-100-4K-U-FR-X-X-X-X | Indoor Luminaires | Linear Ambient | Direct Linear Ambient Luminaires | Standard | FALSE | [9 empty] | 10/7/2015 | Dimmable | Continuous (Can dim down to ≤ 10% (W)) | Not Yet Verified |  |  | 10330.0335 | 102.45 | 100.83 | 6.76 | 0.9972 | 4162 | 83.575
P1Y4P27F | Intell Lighting Incorporated | FUF | FUF4-60-5K-H-FR-X-X-X-X | Indoor Luminaires | Linear Ambient | Direct Linear Ambient Luminaires | Standard | FALSE | [9 empty] | 10/7/2015 | Dimmable | Continuous (Can dim down to ≤ 10% (W)) | Not Yet Verified |  |  | 7233.8426 | 121.1293 | 59.72 | 18.95 | 0.9235 | 5219 | 84.23
P5HBGJ6V | Intell Lighting Incorporated | FUF | FUF4-60-4K-U-FR-X-X-X-X | Indoor Luminaires | Linear Ambient | Direct Linear Ambient Luminaires | Standard | FALSE | [9 empty] | 10/7/2015 | Dimmable | Continuous (Can dim down to ≤ 10% (W)) | Not Yet Verified |  |  | 6617.0932 | 117.6791 | 56.23 | 6.43 | 0.9951 | 4162 | 83.575
PRBF9AH7 | Intell Lighting Incorporated | FUF | FUF4-80-3K-U-FR-X-X-X-X | Indoor Luminaires | Linear Ambient | Direct Linear Ambient Luminaires | Standard | FALSE | [9 empty] | 10/7/2015 | Dimmable | Continuous (Can dim down to ≤ 10% (W)) | Not Yet Verified |  |  | 8116.0755 | 103.35 | 78.53 | 6.43 | 0.9951 | 3105 | 82.92
PKKBW2RX | Intell Lighting Incorporated | FUF | FUF4-100-5K-U-FR-X-X-X-X | Indoor Luminaires | Linear Ambient | Direct Linear Ambient Luminaires | Standard | FALSE | [9 empty] | 10/7/2015 | Dimmable | Continuous (Can dim down to ≤ 10% (W)) | Not Yet Verified |  |  | 10627 | 108.7 | 97.8 | 7.11 | 0.998 | 5219 | 84.23
P3PDV834 | Intell Lighting Incorporated | FUF | FUF4-80-5K-U-FR-X-X-X-X | Indoor Luminaires | Linear Ambient | Direct Linear Ambient Luminaires | Standard | FALSE | [9 empty] | 10/7/2015 | Dimmable | Continuous (Can dim down to ≤ 10% (W)) | Not Yet Verified |  |  | 8993.7388 | 116.779 | 77.015 | 6.43 | 0.9951 | 5219 | 84.23
P95ENPFH | Intell Lighting Incorporated | FUF | FUF4-100-35K-U-FR-X-X-X-X | Indoor Luminaires | Linear Ambient | Direct Linear Ambient Luminaires | Standard | FALSE | [9 empty] | 10/7/2015 | Dimmable | Continuous (Can dim down to ≤ 10% (W)) | Not Yet Verified |  |  | 10014.9397 | 99.325 | 100.83 | 6.76 | 0.9972 | 3633.5 | 83.2475
PR3U7F73 | Intell Lighting Incorporated | FUF | FUF4-80-35K-U-FR-X-X-X-X | Indoor Luminaires | Linear Ambient | Direct Linear Ambient Luminaires | Standard | FALSE | [9 empty] | 10/7/2015 | Dimmable | Continuous (Can dim down to ≤ 10% (W)) | Not Yet Verified |  |  | 8379.7214 | 106.7073 | 78.53 | 6.43 | 0.9951 | 3633.5 | 83.2475
PXF62JXR | Intell Lighting Incorporated | FUF | FUF8-80-5K-U-FR-X-X-X-X | Indoor Luminaires | Linear Ambient | Direct Linear Ambient Luminaires | Standard | FALSE | [9 empty] | 10/7/2015 | Dimmable | Continuous (Can dim down to ≤ 10% (W)) | Not Yet Verified |  |  | 9199.4169 | 119.4497 | 77.015 | 6.43 | 0.9951 | 5219 | 84.23
PN239SUB | Intell Lighting Incorporated | FUF | FUF8-60-3K-U-FR-X-X-X-X | Indoor Luminaires | Linear Ambient | Direct Linear Ambient Luminaires | Standard | FALSE | [9 empty] | 10/7/2015 | Dimmable | Continuous (Can dim down to ≤ 10% (W)) | Not Yet Verified |  |  | 6355.5097 | 113.027 | 56.23 | 6.43 | 0.9951 | 3105 | 82.92
P47XKC2S | Intell Lighting Incorporated | FUF | FUF8-60-4K-U-FR-X-X-X-X | Indoor Luminaires | Linear Ambient | Direct Linear Ambient Luminaires | Standard | FALSE | [9 empty] | 10/7/2015 | Dimmable | Continuous (Can dim down to ≤ 10% (W)) | Not Yet Verified |  |  | 6768.4197 | 120.3703 | 56.23 | 6.43 | 0.9951 | 4162 | 83.575
PFAWWCZ4 | Intell Lighting Incorporated | FUF | FUF8-60-3K-H-FR-X-X-X-X | Indoor Luminaires | Linear Ambient | Direct Linear Ambient Luminaires | Standard | FALSE | [9 empty] | 10/7/2015 | Dimmable | Continuous (Can dim down to ≤ 10% (W)) | Not Yet Verified |  |  | 6548.3911 | 109.6516 | 59.72 | 18.95 | 0.9235 | 3053 | 83.98
PSTYWT5F | Intell Lighting Incorporated | FUF | FUF8-100-4K-U-FR-X-X-X-X | Indoor Luminaires | Linear Ambient | Direct Linear Ambient Luminaires | Standard | FALSE | [9 empty] | 10/7/2015 | Dimmable | Continuous (Can dim down to ≤ 10% (W)) | Not Yet Verified |  |  | 10398.6026 | 104.7929 | 99.23 | 7.4 | 0.9967 | 4162 | 83.575
PHH3ZENW | Intell Lighting Incorporated | FUF | FUF4-80-5K-H-FR-X-X-X-X | Indoor Luminaires | Linear Ambient | Direct Linear Ambient Luminaires | Standard | FALSE | [9 empty] | 10/7/2015 | Dimmable | Continuous (Can dim down to ≤ 10% (W)) | Not Yet Verified |  |  | 8877.5606 | 113.2198 | 78.41 | 13.5 | 0.9596 | 5219 | 84.23
PCNN7XFW | Intell Lighting Incorporated | FUF | FUF4-80-35K-H-FR-X-X-X-X | Indoor Luminaires | Linear Ambient | Direct Linear Ambient Luminaires | Standard | FALSE | [9 empty] | 10/7/2015 | Dimmable | Continuous (Can dim down to ≤ 10% (W)) | Not Yet Verified |  |  | 8111.9017 | 103.4549 | 78.41 | 13.5 | 0.9596 | 3633.5 | 83.2475
P66WCEKR | Intell Lighting Incorporated | FUF | FUF8-100-35K-U-FR-X-X-X-X | Indoor Luminaires | Linear Ambient | Direct Linear Ambient Luminaires | Standard | FALSE | [9 empty] | 10/7/2015 | Dimmable | Continuous (Can dim down to ≤ 10% (W)) | Not Yet Verified |  |  | 10081.4173 | 101.5965 | 99.23 | 7.4 | 0.9967 | 3633.5 | 83.2475
PEJEG8W6 | Intell Lighting Incorporated | FUF | FUF8-80-4K-U-FR-X-X-X-X | Indoor Luminaires | Linear Ambient | Direct Linear Ambient Luminaires | Standard | FALSE | [9 empty] | 10/7/2015 | Dimmable | Continuous (Can dim down to ≤ 10% (W)) | Not Yet Verified |  |  | 8841.0327 | 112.5816 | 78.53 | 6.43 | 0.9951 | 4162 | 83.575
PJDP8Y6W | Intell Lighting Incorporated | FUF | FUF8-60-5K-U-FR-X-X-X-X | Indoor Luminaires | Linear Ambient | Direct Linear Ambient Luminaires | Standard | FALSE | [9 empty] | 10/7/2015 | Dimmable | Continuous (Can dim down to ≤ 10% (W)) | Not Yet Verified |  |  | 7181.3296 | 127.7135 | 56.23 | 6.43 | 0.9951 | 5219 | 84.23
PY4W7Q5C | Intell Lighting Incorporated | FUF | FUF8-80-35K-H-FR-X-X-X-X | Indoor Luminaires | Linear Ambient | Direct Linear Ambient Luminaires | Standard | FALSE | [9 empty] | 10/7/2015 | Dimmable | Continuous (Can dim down to ≤ 10% (W)) | Not Yet Verified |  |  | 8297.4129 | 105.8208 | 78.41 | 13.5 | 0.9596 | 3633.5 | 83.2475
PYHZQUHV | Intell Lighting Incorporated | FUF | FUF4-60-35K-H-FR-X-X-X-X | Indoor Luminaires | Linear Ambient | Direct Linear Ambient Luminaires | Standard | FALSE | [9 empty] | 10/7/2015 | Dimmable | Continuous (Can dim down to ≤ 10% (W)) | Not Yet Verified |  |  | 6609.9487 | 110.6823 | 59.72 | 18.95 | 0.9235 | 3633.5 | 83.2475
PWCUPUZC | Intell Lighting Incorporated | FUF | FUF8-80-3K-H-FR-X-X-X-X | Indoor Luminaires | Linear Ambient | Direct Linear Ambient Luminaires | Standard | FALSE | [9 empty] | 10/7/2015 | Dimmable | Continuous (Can dim down to ≤ 10% (W)) | Not Yet Verified |  |  | 8036.3566 | 102.4915 | 78.41 | 13.5 | 0.9596 | 3053 | 83.98
PH75TMBB | IntelliLUM, LLC | Intellilum | QXMXS-XX-042L40K04-CRXX1-XX | Indoor Luminaires | Linear Ambient | Direct Linear Ambient Luminaires | Standard | TRUE | 4196 | 109.6 | 38.3 | 12.5 | 0.9 | 4150 | 86 | 5 | 50000 | 9/19/2016 | Dimmable | Continuous (Can dim down to ≤ 10% (W)) | Yes |  | 4 | 4196 | 109.6 | 38.3 | 12.5 | 0.9 | 4150 | 86
P2FXUXZE | J2 Light Inc. | J2 Light Inc | PH5DCC | Indoor Luminaires | Linear Ambient | Direct Linear Ambient Luminaires | Standard | TRUE | 6669 | 107.2 | 62.19 | 12.23 | 0.985 | 5109 | 83.3 | 5 | 50000 | 9/6/2016 | Dimmable | Continuous (Can dim down to ≤ 10% (W)) | No |  | 4 | 6669 | 107.2 | 62.19 | 12.23 | 0.99 | 5000 | 80
P7V44HXR | J2 Light Inc. | PLATA-LED | PL5ACC | Indoor Luminaires | Linear Ambient | Direct Linear Ambient Luminaires | Standard | TRUE | 4486 | 104.2 | 43.06 | 12.46 | 0.969 | 5058 | 82.86 | 5 | 100000 | 11/4/2015 | Dimmable | Continuous (Can dim down to ≤ 10% (W)) | Not Yet Verified |  | 2.1 | 4486 | 102 | 45.2 | 12 | 0.95 | 5000 | 80
PGWU34VV | J2 Light Inc. | PLATA-LED | PL5AC | Indoor Luminaires | Linear Ambient | Direct Linear Ambient Luminaires | Standard | FALSE | [9 empty] | 11/4/2015 | Dimmable | Continuous (Can dim down to ≤ 10% (W)) | Not Yet Verified |  |  | 4486 | 108 | 42.6 | 6 | 0.99 | 5000 | 80
PH4EB1D7 | James Industry Group (China) Co., Ltd | JAMES | ZY-ST4FT24 (5000K) | Indoor Luminaires | Linear Ambient | Direct Linear Ambient Luminaires | Premium | TRUE | 3384 | 139.37 | 24.28 | 19.18 | 0.9028 | 5073 | 85.2 | 5 | 50000 | 6/13/2016 | Not Dimmable | Not Dimmable | No |  | 4 | 3384 | 140 | 24.28 | 20 | 0.9 | 5000 | 82.1
PRPVEJTB | James Industry Group (China) Co., Ltd | JAMES | ZY-ST4FTHL (3000K) | Indoor Luminaires | Linear Ambient | Direct Linear Ambient Luminaires | Premium | TRUE | 4639.7 | 128.2 | 36.19 | 18.34 | 0.9 | 2996 | 82.4 | 5 | 50000 | 6/13/2016 | Not Dimmable | Not Dimmable | No |  | 4 | 4639.7 | 128.2 | 36.19 | 20 | 0.9 | 3000 | 82.2
PWW31WRM | James Industry Group (China) Co., Ltd | JAMES | ZY-ST4FT24 (3000K) | Indoor Luminaires | Linear Ambient | Direct Linear Ambient Luminaires | Premium | TRUE | 3222.7 | 132.46 | 24.33 | 19.17 | 0.903 | 3030 | 82.7 | 5 | 50000 | 6/13/2016 | Not Dimmable | Not Dimmable | No |  | 4 | 3222.7 | 132.5 | 24.33 | 20 | 0.9 | 3000 | 82.2
P8MZX1UD | James Industry Group (China) Co., Ltd | JAMES | ZY-ST4FT24 (3500K) | Indoor Luminaires | Linear Ambient | Direct Linear Ambient Luminaires | Premium | FALSE | [9 empty] | 6/13/2016 | Not Dimmable | Not Dimmable | No |  |  | 3331 | 137 | 24.3 | 20 | 0.9 | 3500 | 82.1
P25EYZ4Q | James Industry Group (China) Co., Ltd | JAMES | ZY-ST4FT24 (4000K) | Indoor Luminaires | Linear Ambient | Direct Linear Ambient Luminaires | Premium | FALSE | [9 empty] | 6/13/2016 | Not Dimmable | Not Dimmable | No |  |  | 3356 | 138 | 24.31 | 20 | 0.9 | 4000 | 82.1
PRA3PKVZ | James Industry Group (China) Co., Ltd | JAMES | ZY-ST4FT24 (4500K) | Indoor Luminaires | Linear Ambient | Direct Linear Ambient Luminaires | Premium | FALSE | [9 empty] | 6/13/2016 | Not Dimmable | Not Dimmable | No |  |  | 3356 | 138 | 24.31 | 20 | 0.9 | 4500 | 82.1
PRMNS4H1 | James Industry Group (China) Co., Ltd | JAMES | ZY-ST4FTHL (3500K) | Indoor Luminaires | Linear Ambient | Direct Linear Ambient Luminaires | Premium | FALSE | [9 empty] | 6/13/2016 | Not Dimmable | Not Dimmable | No |  |  | 4775 | 132 | 36.11 | 20 | 0.9 | 3500 | 82.1
PRPBJH14 | James Industry Group (China) Co., Ltd | JAMES | ZY-ST4FTHL (4000K) | Indoor Luminaires | Linear Ambient | Direct Linear Ambient Luminaires | Premium | FALSE | [9 empty] | 6/13/2016 | Not Dimmable | Not Dimmable | No |  |  | 4882 | 133.6 | 36.5 | 20 | 0.9 | 4000 | 82.1
P8RXGHX6 | James Industry Group (China) Co., Ltd | JAMES | ZY-ST4FTHL (4500K) | Indoor Luminaires | Linear Ambient | Direct Linear Ambient Luminaires | Premium | FALSE | [9 empty] | 6/13/2016 | Not Dimmable | Not Dimmable | No |  |  | 4882 | 133.6 | 36.5 | 20 | 0.9 | 4500 | 82.1
PPQDUSBS | James Industry Group (China) Co., Ltd | JAMES | ZY-ST4FTHL (5000K) | Indoor Luminaires | Linear Ambient | Direct Linear Ambient Luminaires | Premium | FALSE | [9 empty] | 6/13/2016 | Not Dimmable | Not Dimmable | No |  |  | 4891 | 135 | 36.22 | 20 | 0.9 | 5000 | 82.1
PWMCDDHA | James Industry Group (China) Co., Ltd | JAMES | ZY-ST4FT40 (3000K) | Indoor Luminaires | Linear Ambient | Direct Linear Ambient Luminaires | Premium | FALSE | [9 empty] | 6/13/2016 | Not Dimmable | Not Dimmable | No |  |  | 5122.3 | 132 | 39.86 | 20 | 0.9 | 3000 | 82.1
P7NRCAP6 | James Industry Group (China) Co., Ltd | JAMES | ZY-ST4FT40 (3500K) | Indoor Luminaires | Linear Ambient | Direct Linear Ambient Luminaires | Premium | FALSE | [9 empty] | 6/13/2016 | Not Dimmable | Not Dimmable | No |  |  | 5122.3 | 132 | 39.86 | 20 | 0.9 | 3500 | 82.1
PQH365JS | James Industry Group (China) Co., Ltd | JAMES | ZY-ST4FT40 (4000K) | Indoor Luminaires | Linear Ambient | Direct Linear Ambient Luminaires | Premium | FALSE | [9 empty] | 6/13/2016 | Not Dimmable | Not Dimmable | No |  |  | 5389 | 133.6 | 40.33 | 20 | 0.9 | 4000 | 82.1
P887B5FC | James Industry Group (China) Co., Ltd | JAMES | ZY-ST4FT40 (4500K) | Indoor Luminaires | Linear Ambient | Direct Linear Ambient Luminaires | Premium | FALSE | [9 empty] | 6/13/2016 | Not Dimmable | Not Dimmable | No |  |  | 5389 | 133.6 | 40.33 | 20 | 0.9 | 4500 | 82.1
P7J7MGJ4 | James Industry Group (China) Co., Ltd | JAMES | ZY-ST4FT40 (5000K) | Indoor Luminaires | Linear Ambient | Direct Linear Ambient Luminaires | Premium | FALSE | [9 empty] | 6/13/2016 | Not Dimmable | Not Dimmable | No |  |  | 5399 | 135 | 39.98 | 20 | 0.9 | 5000 | 82.1
PC9FDT3B | James Industry Group (China) Co., Ltd | JAMES | ZY-ST8FT48 (3000K) | Indoor Luminaires | Linear Ambient | Direct Linear Ambient Luminaires | Premium | FALSE | [9 empty] | 6/13/2016 | Not Dimmable | Not Dimmable | No |  |  | 6445.4 | 132.5 | 48.66 | 20 | 0.9 | 3000 | 82.2
PCGEGH99 | James Industry Group (China) Co., Ltd | JAMES | ZY-ST8FT48 (3500K) | Indoor Luminaires | Linear Ambient | Direct Linear Ambient Luminaires | Premium | FALSE | [9 empty] | 6/13/2016 | Not Dimmable | Not Dimmable | No |  |  | 6662 | 137 | 48.6 | 20 | 0.9 | 3500 | 82.1
PFKXX2AX | James Industry Group (China) Co., Ltd | JAMES | ZY-ST8FT48 (4000K) | Indoor Luminaires | Linear Ambient | Direct Linear Ambient Luminaires | Premium | FALSE | [9 empty] | 6/13/2016 | Not Dimmable | Not Dimmable | No |  |  | 6712 | 138 | 48.62 | 20 | 0.9 | 4000 | 82.1
PNECHB8A | James Industry Group (China) Co., Ltd | JAMES | ZY-ST8FT48 (4500K) | Indoor Luminaires | Linear Ambient | Direct Linear Ambient Luminaires | Premium | FALSE | [9 empty] | 6/13/2016 | Not Dimmable | Not Dimmable | No |  |  | 6712 | 138 | 48.62 | 20 | 0.9 | 4500 | 82.1
PDT14ECM | James Industry Group (China) Co., Ltd | JAMES | ZY-ST8FT48 (5000K) | Indoor Luminaires | Linear Ambient | Direct Linear Ambient Luminaires | Premium | FALSE | [9 empty] | 6/13/2016 | Not Dimmable | Not Dimmable | No |  |  | 6768 | 140 | 48.56 | 20 | 0.9 | 5000 | 82.1
PJX3MRQ5 | James Industry Group (China) Co., Ltd | JAMES | ZY-ST8FT56 (3000K) | Indoor Luminaires | Linear Ambient | Direct Linear Ambient Luminaires | Premium | FALSE | [9 empty] | 6/13/2016 | Not Dimmable | Not Dimmable | No |  |  | 7420 | 132.5 | 56 | 20 | 0.9 | 3000 | 82.2
P134WGC1 | James Industry Group (China) Co., Ltd | JAMES | ZY-ST8FT56 (3500K) | Indoor Luminaires | Linear Ambient | Direct Linear Ambient Luminaires | Premium | FALSE | [9 empty] | 6/13/2016 | Not Dimmable | Not Dimmable | No |  |  | 7672 | 137 | 56 | 20 | 0.9 | 3500 | 82.1
P9JZQJGZ | James Industry Group (China) Co., Ltd | JAMES | ZY-ST8FT56 (4000K) | Indoor Luminaires | Linear Ambient | Direct Linear Ambient Luminaires | Premium | FALSE | [9 empty] | 6/13/2016 | Not Dimmable | Not Dimmable | No |  |  | 7728 | 138 | 56 | 20 | 0.9 | 4000 | 82.1
P4C5S4B9 | James Industry Group (China) Co., Ltd | JAMES | ZY-ST8FT56 (4500K) | Indoor Luminaires | Linear Ambient | Direct Linear Ambient Luminaires | Premium | FALSE | [9 empty] | 6/13/2016 | Not Dimmable | Not Dimmable | No |  |  | 7728 | 138 | 56 | 20 | 0.9 | 4500 | 82.1
PYQPD6X7 | James Industry Group (China) Co., Ltd | JAMES | ZY-ST8FT56 (5000K) | Indoor Luminaires | Linear Ambient | Direct Linear Ambient Luminaires | Premium | FALSE | [9 empty] | 6/13/2016 | Not Dimmable | Not Dimmable | No |  |  | 7840 | 140 | 56 | 20 | 0.9 | 5000 | 82.1
PY5KKV2X | James Industry Group (China) Co., Ltd | JAMES | ZY-ST8FT60 (3000K) | Indoor Luminaires | Linear Ambient | Direct Linear Ambient Luminaires | Premium | FALSE | [9 empty] | 6/13/2016 | Not Dimmable | Not Dimmable | No |  |  | 7950 | 132.5 | 60 | 20 | 0.9 | 3000 | 82.2
PNJW45JE | James Industry Group (China) Co., Ltd | JAMES | ZY-ST8FT60 (3500K) | Indoor Luminaires | Linear Ambient | Direct Linear Ambient Luminaires | Premium | FALSE | [9 empty] | 6/13/2016 | Not Dimmable | Not Dimmable | No |  |  | 8220 | 137 | 60 | 20 | 0.9 | 3500 | 82.1
PJAQ56XQ | James Industry Group (China) Co., Ltd | JAMES | ZY-ST8FT60 (4000K) | Indoor Luminaires | Linear Ambient | Direct Linear Ambient Luminaires | Premium | FALSE | [9 empty] | 6/13/2016 | Not Dimmable | Not Dimmable | No |  |  | 8280 | 138 | 60 | 20 | 0.9 | 4000 | 82.1
PU75XN6C | James Industry Group (China) Co., Ltd | JAMES | ZY-ST8FT60 (4500K) | Indoor Luminaires | Linear Ambient | Direct Linear Ambient Luminaires | Premium | FALSE | [9 empty] | 6/13/2016 | Not Dimmable | Not Dimmable | No |  |  | 8280 | 138 | 60 | 20 | 0.9 | 4500 | 82.1
PPQTKR4K | James Industry Group (China) Co., Ltd | JAMES | ZY-ST8FT60 (5000K) | Indoor Luminaires | Linear Ambient | Direct Linear Ambient Luminaires | Premium | FALSE | [9 empty] | 6/13/2016 | Not Dimmable | Not Dimmable | No |  |  | 8400 | 140 | 60 | 20 | 0.9 | 5000 | 82.1
PPQDYQCS | James Industry Group (China) Co., Ltd | JAMES | ZY-ST8FT68 (3000K) | Indoor Luminaires | Linear Ambient | Direct Linear Ambient Luminaires | Premium | FALSE | [9 empty] | 6/13/2016 | Not Dimmable | Not Dimmable | No |  |  | 9010 | 132.5 | 68 | 20 | 0.9 | 3000 | 82.2
P4HX835Q | James Industry Group (China) Co., Ltd | JAMES | ZY-ST8FT68 (3500K) | Indoor Luminaires | Linear Ambient | Direct Linear Ambient Luminaires | Premium | FALSE | [9 empty] | 6/13/2016 | Not Dimmable | Not Dimmable | No |  |  | 9316 | 137 | 68 | 20 | 0.9 | 3500 | 82.1
PP9HAASE | James Industry Group (China) Co., Ltd | JAMES | ZY-ST8FT68 (4000K) | Indoor Luminaires | Linear Ambient | Direct Linear Ambient Luminaires | Premium | FALSE | [9 empty] | 6/13/2016 | Not Dimmable | Not Dimmable | No |  |  | 9384 | 138 | 68 | 20 | 0.9 | 4000 | 82.1
P8QYG6U9 | James Industry Group (China) Co., Ltd | JAMES | ZY-ST8FT68 (4500K) | Indoor Luminaires | Linear Ambient | Direct Linear Ambient Luminaires | Premium | FALSE | [9 empty] | 6/13/2016 | Not Dimmable | Not Dimmable | No |  |  | 9384 | 138 | 68 | 20 | 0.9 | 4500 | 82.1
P4DUQR45 | James Industry Group (China) Co., Ltd | JAMES | ZY-ST8FT68 (5000K) | Indoor Luminaires | Linear Ambient | Direct Linear Ambient Luminaires | Premium | FALSE | [9 empty] | 6/13/2016 | Not Dimmable | Not Dimmable | No |  |  | 9520 | 140 | 68 | 20 | 0.9 | 5000 | 82.1
PWKGRU7Z | James Industry Group (China) Co., Ltd | JAMES | ZY-ST8FT72 (3000K) | Indoor Luminaires | Linear Ambient | Direct Linear Ambient Luminaires | Premium | FALSE | [9 empty] | 6/13/2016 | Not Dimmable | Not Dimmable | No |  |  | 9279.4 | 128.2 | 72.38 | 20 | 0.9 | 3000 | 82.2
PYHYVBY9 | James Industry Group (China) Co., Ltd | JAMES | ZY-ST8FT72 (3500K) | Indoor Luminaires | Linear Ambient | Direct Linear Ambient Luminaires | Premium | FALSE | [9 empty] | 6/13/2016 | Not Dimmable | Not Dimmable | No |  |  | 9550 | 132 | 72.22 | 20 | 0.9 | 3500 | 82.1
PRJJQMFR | James Industry Group (China) Co., Ltd | JAMES | ZY-ST8FT72 (4000K) | Indoor Luminaires | Linear Ambient | Direct Linear Ambient Luminaires | Premium | FALSE | [9 empty] | 6/13/2016 | Not Dimmable | Not Dimmable | No |  |  | 9764 | 133.6 | 73 | 20 | 0.9 | 4000 | 82.1
P9QRTUTA | James Industry Group (China) Co., Ltd | JAMES | ZY-ST8FT72 (4500K) | Indoor Luminaires | Linear Ambient | Direct Linear Ambient Luminaires | Premium | FALSE | [9 empty] | 6/13/2016 | Not Dimmable | Not Dimmable | No |  |  | 9764 | 133.6 | 73 | 20 | 0.9 | 4500 | 82.1
PEDUNAV2 | James Industry Group (China) Co., Ltd | JAMES | ZY-ST8FT72 (5000K) | Indoor Luminaires | Linear Ambient | Direct Linear Ambient Luminaires | Premium | FALSE | [9 empty] | 6/13/2016 | Not Dimmable | Not Dimmable | No |  |  | 9782 | 135 | 72.44 | 20 | 0.9 | 5000 | 82.1
PYBVSUQK | James Industry Group (China) Co., Ltd | JAMES | ZY-ST8FT80 (3000K) | Indoor Luminaires | Linear Ambient | Direct Linear Ambient Luminaires | Premium | FALSE | [9 empty] | 6/13/2016 | Not Dimmable | Not Dimmable | No |  |  | 10244.6 | 132 | 79.72 | 20 | 0.9 | 3000 | 82.1
PGAX569N | James Industry Group (China) Co., Ltd | JAMES | ZY-ST8FT80 (3500K) | Indoor Luminaires | Linear Ambient | Direct Linear Ambient Luminaires | Premium | FALSE | [9 empty] | 6/13/2016 | Not Dimmable | Not Dimmable | No |  |  | 10244.6 | 132 | 79.72 | 20 | 0.9 | 3500 | 82.1
P4JADXPW | James Industry Group (China) Co., Ltd | JAMES | ZY-ST8FT80 (8000K) | Indoor Luminaires | Linear Ambient | Direct Linear Ambient Luminaires | Premium | FALSE | [9 empty] | 6/13/2016 | Not Dimmable | Not Dimmable | No |  |  | 10778 | 133.6 | 80.66 | 20 | 0.9 | 4000 | 82.1
P517AQYT | James Industry Group (China) Co., Ltd | JAMES | ZY-ST8FT80 (4500K) | Indoor Luminaires | Linear Ambient | Direct Linear Ambient Luminaires | Premium | FALSE | [9 empty] | 6/13/2016 | Not Dimmable | Not Dimmable | No |  |  | 10778 | 133.6 | 80.66 | 20 | 0.9 | 4500 | 82.1
PEEHADH3 | James Industry Group (China) Co., Ltd | JAMES | ZY-ST8FT80 (5000K) | Indoor Luminaires | Linear Ambient | Direct Linear Ambient Luminaires | Premium | FALSE | [9 empty] | 6/13/2016 | Not Dimmable | Not Dimmable | No |  |  | 10798 | 135 | 79.96 | 20 | 0.9 | 5000 | 82.1
P5K9PQ2X | James Industry Group (China) Co., Ltd | JAMES | ZY-ST4FT28 (3000K) | Indoor Luminaires | Linear Ambient | Direct Linear Ambient Luminaires | Premium | FALSE | [9 empty] | 6/13/2016 | Not Dimmable | Not Dimmable | No |  |  | 3710 | 132.5 | 28 | 20 | 0.9 | 3000 | 82.2
P5GAKZ41 | James Industry Group (China) Co., Ltd | JAMES | ZY-ST4FT28 (3500K) | Indoor Luminaires | Linear Ambient | Direct Linear Ambient Luminaires | Premium | FALSE | [9 empty] | 6/13/2016 | Not Dimmable | Not Dimmable | No |  |  | 3836 | 137 | 28 | 20 | 0.9 | 3500 | 82.1
PWRSRW6E | James Industry Group (China) Co., Ltd | JAMES | ZY-ST4FT28 (4000K) | Indoor Luminaires | Linear Ambient | Direct Linear Ambient Luminaires | Premium | FALSE | [9 empty] | 6/13/2016 | Not Dimmable | Not Dimmable | No |  |  | 3864 | 138 | 28 | 20 | 0.9 | 4000 | 82.1
PVAMM6X1 | James Industry Group (China) Co., Ltd | JAMES | ZY-ST4FT28 (4500K) | Indoor Luminaires | Linear Ambient | Direct Linear Ambient Luminaires | Premium | FALSE | [9 empty] | 6/13/2016 | Not Dimmable | Not Dimmable | No |  |  | 3864 | 138 | 28 | 20 | 0.9 | 4500 | 82.1
PSUVARF6 | James Industry Group (China) Co., Ltd | JAMES | ZY-ST4FT28 (5000K) | Indoor Luminaires | Linear Ambient | Direct Linear Ambient Luminaires | Premium | FALSE | [9 empty] | 6/13/2016 | Not Dimmable | Not Dimmable | No |  |  | 3920 | 140 | 28 | 20 | 0.9 | 5000 | 82.1
PVFKJB3W | James Industry Group (China) Co., Ltd | JAMES | ZY-ST4FT30 (3000K) | Indoor Luminaires | Linear Ambient | Direct Linear Ambient Luminaires | Premium | FALSE | [9 empty] | 6/13/2016 | Not Dimmable | Not Dimmable | No |  |  | 3975 | 132.5 | 30 | 20 | 0.9 | 3000 | 82.2
P33DV18X | James Industry Group (China) Co., Ltd | JAMES | ZY-ST4FT30 (3500K) | Indoor Luminaires | Linear Ambient | Direct Linear Ambient Luminaires | Premium | FALSE | [9 empty] | 6/13/2016 | Not Dimmable | Not Dimmable | No |  |  | 4110 | 137 | 30 | 20 | 0.9 | 3500 | 82.1
PPXVDH3K | James Industry Group (China) Co., Ltd | JAMES | ZY-ST4FT30 (4000K) | Indoor Luminaires | Linear Ambient | Direct Linear Ambient Luminaires | Premium | FALSE | [9 empty] | 6/13/2016 | Not Dimmable | Not Dimmable | No |  |  | 4140 | 138 | 30 | 20 | 0.9 | 4000 | 82.1
PJYCUE7N | James Industry Group (China) Co., Ltd | JAMES | ZY-ST4FT30 (4500K) | Indoor Luminaires | Linear Ambient | Direct Linear Ambient Luminaires | Premium | FALSE | [9 empty] | 6/13/2016 | Not Dimmable | Not Dimmable | No |  |  | 4140 | 138 | 30 | 20 | 0.9 | 4500 | 82.1
PYQKJY4A | James Industry Group (China) Co., Ltd | JAMES | ZY-ST4FT30 (5000K) | Indoor Luminaires | Linear Ambient | Direct Linear Ambient Luminaires | Premium | FALSE | [9 empty] | 6/13/2016 | Not Dimmable | Not Dimmable | No |  |  | 4200 | 140 | 30 | 20 | 0.9 | 5000 | 82.1
PKGFUCT2 | James Industry Group (China) Co., Ltd | JAMES | ZY-ST4FT34 (3000K) | Indoor Luminaires | Linear Ambient | Direct Linear Ambient Luminaires | Premium | FALSE | [9 empty] | 6/13/2016 | Not Dimmable | Not Dimmable | No |  |  | 4505 | 132.5 | 34 | 20 | 0.9 | 3000 | 82.2
PHG1FYCD | James Industry Group (China) Co., Ltd | JAMES | ZY-ST4FT34 (3500K) | Indoor Luminaires | Linear Ambient | Direct Linear Ambient Luminaires | Premium | FALSE | [9 empty] | 6/13/2016 | Not Dimmable | Not Dimmable | No |  |  | 4658 | 137 | 34 | 20 | 0.9 | 3500 | 82.1
P796GPWK | James Industry Group (China) Co., Ltd | JAMES | ZY-ST4FT34 (4000K) | Indoor Luminaires | Linear Ambient | Direct Linear Ambient Luminaires | Premium | FALSE | [9 empty] | 6/13/2016 | Not Dimmable | Not Dimmable | No |  |  | 4692 | 138 | 34 | 20 | 0.9 | 4000 | 82.1
PSH176JE | James Industry Group (China) Co., Ltd | JAMES | ZY-ST4FT34 (4500K) | Indoor Luminaires | Linear Ambient | Direct Linear Ambient Luminaires | Premium | FALSE | [9 empty] | 6/13/2016 | Not Dimmable | Not Dimmable | No |  |  | 4692 | 138 | 34 | 20 | 0.9 | 4500 | 82.1
PN4KCDWC | James Industry Group (China) Co., Ltd | JAMES | ZY-ST4FT34 (5000K) | Indoor Luminaires | Linear Ambient | Direct Linear Ambient Luminaires | Premium | FALSE | [9 empty] | 6/13/2016 | Not Dimmable | Not Dimmable | No |  |  | 4760 | 140 | 34 | 20 | 0.9 | 5000 | 82.1
PJR5HFZW | James Industry Group (China) Co., Ltd | JAMES | ZY-T8-15W1200 BINX FIXTURE (3000K) | Indoor Luminaires | Linear Ambient | Direct Linear Ambient Luminaires | Premium | TRUE | 1931.6 | 131.49 | 14.69 | 19.26 | 0.9053 | 2963 | 82.2 | 5 | 50000 | 6/13/2016 | Not Dimmable | Not Dimmable | No |  | 3.1 | 1931.6 | 131.5 | 14.69 | 20 | 0.9 | 3000 | 82.2
P7V8U9QA | James Industry Group (China) Co., Ltd | JAMES | ZY-T8-15W1200 BINX FIXTURE (5000K) | Indoor Luminaires | Linear Ambient | Direct Linear Ambient Luminaires | Premium | TRUE | 2084 | 141.58 | 14.72 | 19.19 | 0.9037 | 4956 | 82.1 | 5 | 50000 | 6/13/2016 | Not Dimmable | Not Dimmable | No |  | 3.1 | 2084 | 141.5 | 14.7 | 20 | 0.9 | 5000 | 82.1
PCPVY63J | James Industry Group (China) Co., Ltd | JAMES | ZY-T8-18W1200 BINX FIXTURE (3000K) | Indoor Luminaires | Linear Ambient | Direct Linear Ambient Luminaires | Premium | TRUE | 2338.3 | 123.92 | 18.87 | 17.42 | 0.9082 | 2944 | 81.5 | 5 | 50000 | 6/13/2016 | Not Dimmable | Not Dimmable | No |  | 3.1 | 2338.3 | 124 | 18.86 | 20 | 0.9 | 3000 | 82.1
PN8PRVXF | James Industry Group (China) Co., Ltd | JAMES | ZY-T8-18W1200 BINX FIXTURE (3500K) | Indoor Luminaires | Linear Ambient | Direct Linear Ambient Luminaires | Premium | FALSE | [9 empty] | 6/13/2016 | Not Dimmable | Not Dimmable | No |  |  | 2395 | 127 | 18.86 | 20 | 0.9 | 3500 | 82.1
PQ4PM37D | James Industry Group (China) Co., Ltd | JAMES | ZY-T8-18W1200 BINX FIXTURE (4000K) | Indoor Luminaires | Linear Ambient | Direct Linear Ambient Luminaires | Premium | FALSE | [9 empty] | 6/13/2016 | Not Dimmable | Not Dimmable | No |  |  | 2475 | 130 | 19 | 20 | 0.9 | 4000 | 82.1
P1FDUADN | James Industry Group (China) Co., Ltd | JAMES | ZY-T8-18W1200 BINX FIXTURE (4500K) | Indoor Luminaires | Linear Ambient | Direct Linear Ambient Luminaires | Premium | FALSE | [9 empty] | 6/13/2016 | Not Dimmable | Not Dimmable | No |  |  | 2572 | 133 | 19.3 | 20 | 0.9 | 4500 | 82.1
PTGDF8BZ | James Industry Group (China) Co., Ltd | JAMES | ZY-T8-18W1200 BINX FIXTURE (5000K) | Indoor Luminaires | Linear Ambient | Direct Linear Ambient Luminaires | Premium | FALSE | [9 empty] | 6/13/2016 | Not Dimmable | Not Dimmable | No |  |  | 2572 | 133 | 19.3 | 20 | 0.9 | 5000 | 82.1
P2US2551 | James Industry Group (China) Co., Ltd | JAMES | ZY-T8-18W1200 BIDX FIXTURE (3000K) | Indoor Luminaires | Linear Ambient | Direct Linear Ambient Luminaires | Premium | FALSE | [9 empty] | 6/13/2016 | Dimmable | Continuous (Can dim down to ≤ 10% (W)) | No |  |  | 2338.3 | 124 | 18.86 | 20 | 0.9 | 3000 | 82.1
PNK3XUBD | James Industry Group (China) Co., Ltd | JAMES | ZY-T8-18W1200 BIDX FIXTURE (3500K) | Indoor Luminaires | Linear Ambient | Direct Linear Ambient Luminaires | Premium | FALSE | [9 empty] | 6/13/2016 | Dimmable | Continuous (Can dim down to ≤ 10% (W)) | No |  |  | 2395 | 127 | 18.86 | 20 | 0.9 | 3500 | 82.1
PX91TBVM | James Industry Group (China) Co., Ltd | JAMES | ZY-T8-18W1200 BIDX FIXTURE (4000K) | Indoor Luminaires | Linear Ambient | Direct Linear Ambient Luminaires | Premium | FALSE | [9 empty] | 6/13/2016 | Dimmable | Continuous (Can dim down to ≤ 10% (W)) | No |  |  | 2475 | 130 | 19 | 20 | 0.9 | 4000 | 82.1
PHRD6Y65 | James Industry Group (China) Co., Ltd | JAMES | ZY-T8-18W1200 BIDX FIXTURE (4500K) | Indoor Luminaires | Linear Ambient | Direct Linear Ambient Luminaires | Premium | FALSE | [9 empty] | 6/13/2016 | Dimmable | Continuous (Can dim down to ≤ 10% (W)) | No |  |  | 2572 | 133 | 19.3 | 20 | 0.9 | 4500 | 82.1
P2JKXWRY | James Industry Group (China) Co., Ltd | JAMES | ZY-T8-18W1200 BIDX FIXTURE (5000K) | Indoor Luminaires | Linear Ambient | Direct Linear Ambient Luminaires | Premium | FALSE | [9 empty] | 6/13/2016 | Dimmable | Continuous (Can dim down to ≤ 10% (W)) | No |  |  | 2572 | 133 | 19.3 | 20 | 0.9 | 5000 | 82.1
PK6U8BPP | James Industry Group (China) Co., Ltd | JAMES | ZY-T8-20W1200 BINX FIXTURE (3000K) | Indoor Luminaires | Linear Ambient | Direct Linear Ambient Luminaires | Premium | FALSE | [9 empty] | 6/13/2016 | Not Dimmable | Not Dimmable | No |  |  | 2480 | 124 | 20 | 20 | 0.9 | 3000 | 82.1
P5K7RCJ5 | James Industry Group (China) Co., Ltd | JAMES | ZY-T8-20W1200 BINX FIXTURE (3500K) | Indoor Luminaires | Linear Ambient | Direct Linear Ambient Luminaires | Premium | FALSE | [9 empty] | 6/13/2016 | Not Dimmable | Not Dimmable | No |  |  | 2540 | 127 | 20 | 20 | 0.9 | 3500 | 82.1
PGPX7RPT | James Industry Group (China) Co., Ltd | JAMES | ZY-T8-20W1200 BINX FIXTURE (4000K) | Indoor Luminaires | Linear Ambient | Direct Linear Ambient Luminaires | Premium | FALSE | [9 empty] | 6/13/2016 | Not Dimmable | Not Dimmable | No |  |  | 2600 | 130 | 20 | 20 | 0.9 | 4000 | 82.1
PCN5F95W | James Industry Group (China) Co., Ltd | JAMES | ZY-T8-20W1200 BINX FIXTURE (4500K) | Indoor Luminaires | Linear Ambient | Direct Linear Ambient Luminaires | Premium | FALSE | [9 empty] | 6/13/2016 | Not Dimmable | Not Dimmable | No |  |  | 2660 | 133 | 20 | 20 | 0.9 | 4500 | 82.1
PATA8VRN | James Industry Group (China) Co., Ltd | JAMES | ZY-T8-20W1200 BINX FIXTURE (5000K) | Indoor Luminaires | Linear Ambient | Direct Linear Ambient Luminaires | Premium | FALSE | [9 empty] | 6/13/2016 | Not Dimmable | Not Dimmable | No |  |  | 2660 | 133 | 20 | 20 | 0.9 | 5000 | 82.1
PCFU9G7N | James Industry Group (China) Co., Ltd | JAMES | ZY-T8-20W1200 BIDX FIXTURE (3000K) | Indoor Luminaires | Linear Ambient | Direct Linear Ambient Luminaires | Premium | FALSE | [9 empty] | 6/13/2016 | Dimmable | Continuous (Can dim down to ≤ 10% (W)) | No |  |  | 2480 | 124 | 20 | 20 | 0.9 | 3000 | 82.1
PEGRVXAU | James Industry Group (China) Co., Ltd | JAMES | ZY-T8-20W1200 BIDX FIXTURE (3500K) | Indoor Luminaires | Linear Ambient | Direct Linear Ambient Luminaires | Premium | FALSE | [9 empty] | 6/13/2016 | Dimmable | Continuous (Can dim down to ≤ 10% (W)) | No |  |  | 2540 | 127 | 20 | 20 | 0.9 | 3500 | 82.1
P6XZFCEH | James Industry Group (China) Co., Ltd | JAMES | ZY-T8-20W1200 BIDX FIXTURE (4000K) | Indoor Luminaires | Linear Ambient | Direct Linear Ambient Luminaires | Premium | FALSE | [9 empty] | 6/13/2016 | Dimmable | Continuous (Can dim down to ≤ 10% (W)) | No |  |  | 2600 | 130 | 20 | 20 | 0.9 | 4000 | 82.1
PUY2CT35 | James Industry Group (China) Co., Ltd | JAMES | ZY-T8-20W1200 BIDX FIXTURE (4500K) | Indoor Luminaires | Linear Ambient | Direct Linear Ambient Luminaires | Premium | FALSE | [9 empty] | 6/13/2016 | Dimmable | Continuous (Can dim down to ≤ 10% (W)) | No |  |  | 2660 | 133 | 20 | 20 | 0.9 | 4500 | 82.1
P37TS4TE | James Industry Group (China) Co., Ltd | JAMES | ZY-T8-20W1200 BIDX FIXTURE (5000K) | Indoor Luminaires | Linear Ambient | Direct Linear Ambient Luminaires | Premium | FALSE | [9 empty] | 6/13/2016 | Dimmable | Continuous (Can dim down to ≤ 10% (W)) | No |  |  | 2660 | 133 | 20 | 20 | 0.9 | 5000 | 82.1
PGD7HRE7 | James Industry Group (China) Co., Ltd | JAMES | ZY-T8-22W1200 BINX FIXTURE (3000K) | Indoor Luminaires | Linear Ambient | Direct Linear Ambient Luminaires | Premium | FALSE | [9 empty] | 6/13/2016 | Not Dimmable | Not Dimmable | No |  |  | 2641.5 | 124 | 20 | 20 | 0.9 | 3000 | 82.1
PEQWM5BE | James Industry Group (China) Co., Ltd | JAMES | ZY-T8-22W1200 BINX FIXTURE (3500K) | Indoor Luminaires | Linear Ambient | Direct Linear Ambient Luminaires | Premium | FALSE | [9 empty] | 6/13/2016 | Not Dimmable | Not Dimmable | No |  |  | 2733 | 128 | 21.3 | 20 | 0.9 | 3500 | 82.1
P6K3TKDU | James Industry Group (China) Co., Ltd | JAMES | ZY-T8-22W1200 BINX FIXTURE (4000K) | Indoor Luminaires | Linear Ambient | Direct Linear Ambient Luminaires | Premium | FALSE | [9 empty] | 6/13/2016 | Not Dimmable | Not Dimmable | No |  |  | 2788 | 131 | 21.3 | 20 | 0.9 | 4000 | 82.1
PS36ZETN | James Industry Group (China) Co., Ltd | JAMES | ZY-T8-22W1200 BINX FIXTURE (4500K) | Indoor Luminaires | Linear Ambient | Direct Linear Ambient Luminaires | Premium | FALSE | [9 empty] | 6/13/2016 | Not Dimmable | Not Dimmable | No |  |  | 2843 | 133 | 21.3 | 20 | 0.9 | 4500 | 82.1
PK7D3TQY | James Industry Group (China) Co., Ltd | JAMES | ZY-T8-22W1200 BINX FIXTURE (5000K) | Indoor Luminaires | Linear Ambient | Direct Linear Ambient Luminaires | Premium | FALSE | [9 empty] | 6/13/2016 | Not Dimmable | Not Dimmable | No |  |  | 2843 | 133 | 21.3 | 20 | 0.9 | 5000 | 82.1
PU27W9KP | James Industry Group (China) Co., Ltd | JAMES | ZY-T8-22W1200 BIDX FIXTURE (3000K) | Indoor Luminaires | Linear Ambient | Direct Linear Ambient Luminaires | Premium | FALSE | [9 empty] | 6/13/2016 | Dimmable | Continuous (Can dim down to ≤ 10% (W)) | No |  |  | 2641.5 | 124 | 21.3 | 20 | 0.9 | 3000 | 82.1
PJF1Y116 | James Industry Group (China) Co., Ltd | JAMES | ZY-T8-22W1200 BIDX FIXTURE (3500K) | Indoor Luminaires | Linear Ambient | Direct Linear Ambient Luminaires | Premium | FALSE | [9 empty] | 6/13/2016 | Dimmable | Continuous (Can dim down to ≤ 10% (W)) | No |  |  | 2733 | 128 | 21.3 | 20 | 0.9 | 3500 | 82.1
PW18TPV1 | James Industry Group (China) Co., Ltd | JAMES | ZY-T8-22W1200 BIDX FIXTURE (4000K) | Indoor Luminaires | Linear Ambient | Direct Linear Ambient Luminaires | Premium | FALSE | [9 empty] | 6/13/2016 | Dimmable | Continuous (Can dim down to ≤ 10% (W)) | No |  |  | 2788 | 131 | 21.3 | 20 | 0.9 | 4000 | 82.1
PKAUKXV5 | James Industry Group (China) Co., Ltd | JAMES | ZY-T8-22W1200 BIDX FIXTURE (4500K) | Indoor Luminaires | Linear Ambient | Direct Linear Ambient Luminaires | Premium | FALSE | [9 empty] | 6/13/2016 | Dimmable | Continuous (Can dim down to ≤ 10% (W)) | No |  |  | 2843 | 133 | 21.3 | 20 | 0.9 | 4500 | 82.1
PTSUMXRN | James Industry Group (China) Co., Ltd | JAMES | ZY-T8-22W1200 BIDX FIXTURE (5000K) | Indoor Luminaires | Linear Ambient | Direct Linear Ambient Luminaires | Premium | FALSE | [9 empty] | 6/13/2016 | Dimmable | Continuous (Can dim down to ≤ 10% (W)) | No |  |  | 2843 | 133 | 21.3 | 20 | 0.9 | 5000 | 82.1
PT56K4EH | James Industry Group (China) Co., Ltd | JAMES | ZY-T8-30W2400 BINX FIXTURE (3000K) | Indoor Luminaires | Linear Ambient | Direct Linear Ambient Luminaires | Premium | FALSE | [9 empty] | 6/13/2016 | Not Dimmable | Not Dimmable | No |  |  | 1931.6 | 131.5 | 14.69 | 20 | 0.9 | 3000 | 82.2
PXFBQ3RY | James Industry Group (China) Co., Ltd | JAMES | ZY-T8-30W2400 BINX FIXTURE (3500K) | Indoor Luminaires | Linear Ambient | Direct Linear Ambient Luminaires | Premium | FALSE | [9 empty] | 6/13/2016 | Not Dimmable | Not Dimmable | No |  |  | 2032 | 138 | 14.7 | 20 | 0.9 | 3500 | 82.1
PGEJE48H | James Industry Group (China) Co., Ltd | JAMES | ZY-T8-30W2400 BINX FIXTURE (4000K) | Indoor Luminaires | Linear Ambient | Direct Linear Ambient Luminaires | Premium | FALSE | [9 empty] | 6/13/2016 | Not Dimmable | Not Dimmable | No |  |  | 2075 | 140 | 14.87 | 20 | 0.9 | 4000 | 82.1
P1NKN1T1 | James Industry Group (China) Co., Ltd | JAMES | ZY-T8-30W2400 BINX FIXTURE (4500K) | Indoor Luminaires | Linear Ambient | Direct Linear Ambient Luminaires | Premium | FALSE | [9 empty] | 6/13/2016 | Not Dimmable | Not Dimmable | No |  |  | 2084 | 141.5 | 14.7 | 20 | 0.9 | 4500 | 82.1
PYGMCJUC | James Industry Group (China) Co., Ltd | JAMES | ZY-T8-30W2400 BINX FIXTURE (5000K) | Indoor Luminaires | Linear Ambient | Direct Linear Ambient Luminaires | Premium | FALSE | [9 empty] | 6/13/2016 | Not Dimmable | Not Dimmable | No |  |  | 2084 | 141.5 | 14.7 | 20 | 0.9 | 5000 | 82.1
P5CHUQSY | James Industry Group (China) Co., Ltd | JAMES | ZY-T8-30W2400 BIDX FIXTURE (3000K) | Indoor Luminaires | Linear Ambient | Direct Linear Ambient Luminaires | Premium | FALSE | [9 empty] | 6/13/2016 | Dimmable | Continuous (Can dim down to ≤ 10% (W)) | No |  |  | 1931.6 | 131.5 | 14.69 | 20 | 0.9 | 3000 | 82.2
P5T64DGK | James Industry Group (China) Co., Ltd | JAMES | ZY-T8-30W2400 BIDX FIXTURE (3500K) | Indoor Luminaires | Linear Ambient | Direct Linear Ambient Luminaires | Premium | FALSE | [9 empty] | 6/13/2016 | Dimmable | Continuous (Can dim down to ≤ 10% (W)) | No |  |  | 2032 | 138 | 14.7 | 20 | 0.9 | 3500 | 82.1
PMJG3SE3 | James Industry Group (China) Co., Ltd | JAMES | ZY-T8-30W2400 BIDX FIXTURE (4000K) | Indoor Luminaires | Linear Ambient | Direct Linear Ambient Luminaires | Premium | FALSE | [9 empty] | 6/13/2016 | Dimmable | Continuous (Can dim down to ≤ 10% (W)) | No |  |  | 2075 | 140 | 14.87 | 20 | 0.9 | 4000 | 82.1
PTV7DXS8 | James Industry Group (China) Co., Ltd | JAMES | ZY-T8-30W2400 BIDX FIXTURE (4500K) | Indoor Luminaires | Linear Ambient | Direct Linear Ambient Luminaires | Premium | FALSE | [9 empty] | 6/13/2016 | Dimmable | Continuous (Can dim down to ≤ 10% (W)) | No |  |  | 2084 | 141.5 | 14.7 | 20 | 0.9 | 4500 | 82.1
P9ZMT7VN | James Industry Group (China) Co., Ltd | JAMES | ZY-T8-30W2400 BIDX FIXTURE (5000K) | Indoor Luminaires | Linear Ambient | Direct Linear Ambient Luminaires | Premium | FALSE | [9 empty] | 6/13/2016 | Dimmable | Continuous (Can dim down to ≤ 10% (W)) | No |  |  | 2084 | 141.5 | 14.7 | 20 | 0.9 | 5000 | 82.1
PCBVQRU6 | James Industry Group (China) Co., Ltd | JAMES | ZY-T8-36W2400 BINX FIXTURE (3000K) | Indoor Luminaires | Linear Ambient | Direct Linear Ambient Luminaires | Premium | FALSE | [9 empty] | 6/13/2016 | Not Dimmable | Not Dimmable | No |  |  | 2338.3 | 124 | 18.86 | 20 | 0.9 | 3000 | 82.1
P5QTXMRM | James Industry Group (China) Co., Ltd | JAMES | ZY-T8-36W2400 BINX FIXTURE (3500K) | Indoor Luminaires | Linear Ambient | Direct Linear Ambient Luminaires | Premium | FALSE | [9 empty] | 6/13/2016 | Not Dimmable | Not Dimmable | No |  |  | 2395 | 127 | 18.86 | 20 | 0.9 | 3500 | 82.1
P8DK2PKN | James Industry Group (China) Co., Ltd | JAMES | ZY-T8-36W2400 BINX FIXTURE (4000K) | Indoor Luminaires | Linear Ambient | Direct Linear Ambient Luminaires | Premium | FALSE | [9 empty] | 6/13/2016 | Not Dimmable | Not Dimmable | No |  |  | 2475 | 130 | 19 | 20 | 0.9 | 4000 | 82.1
PSMR3916 | James Industry Group (China) Co., Ltd | JAMES | ZY-T8-36W2400 BINX FIXTURE (4500K) | Indoor Luminaires | Linear Ambient | Direct Linear Ambient Luminaires | Premium | FALSE | [9 empty] | 6/13/2016 | Not Dimmable | Not Dimmable | No |  |  | 2572 | 133 | 19.3 | 20 | 0.9 | 4500 | 82.1
P3VMFX8J | James Industry Group (China) Co., Ltd | JAMES | ZY-T8-36W2400 BINX FIXTURE (5000K) | Indoor Luminaires | Linear Ambient | Direct Linear Ambient Luminaires | Premium | FALSE | [9 empty] | 6/13/2016 | Not Dimmable | Not Dimmable | No |  |  | 2572 | 133 | 19.3 | 20 | 0.9 | 5000 | 82.1
PHWPBV6X | James Industry Group (China) Co., Ltd | JAMES | ZY-T8-36W2400 BIDX FIXTURE (3000K) | Indoor Luminaires | Linear Ambient | Direct Linear Ambient Luminaires | Premium | FALSE | [9 empty] | 6/13/2016 | Dimmable | Continuous (Can dim down to ≤ 10% (W)) | No |  |  | 2338.3 | 124 | 18.86 | 20 | 0.9 | 3000 | 82.1
PFPSMBWA | James Industry Group (China) Co., Ltd | JAMES | ZY-T8-36W2400 BIDX FIXTURE (3500K) | Indoor Luminaires | Linear Ambient | Direct Linear Ambient Luminaires | Premium | FALSE | [9 empty] | 6/13/2016 | Dimmable | Continuous (Can dim down to ≤ 10% (W)) | No |  |  | 2395 | 127 | 18.86 | 20 | 0.9 | 3500 | 82.1
PVA1UJAW | James Industry Group (China) Co., Ltd | JAMES | ZY-T8-36W2400 BIDX FIXTURE (4000K) | Indoor Luminaires | Linear Ambient | Direct Linear Ambient Luminaires | Premium | FALSE | [9 empty] | 6/13/2016 | Dimmable | Continuous (Can dim down to ≤ 10% (W)) | No |  |  | 2475 | 130 | 19 | 20 | 0.9 | 4000 | 82.1
PZEWS49B | James Industry Group (China) Co., Ltd | JAMES | ZY-T8-36W2400 BIDX FIXTURE (4500K) | Indoor Luminaires | Linear Ambient | Direct Linear Ambient Luminaires | Premium | FALSE | [9 empty] | 6/13/2016 | Dimmable | Continuous (Can dim down to ≤ 10% (W)) | No |  |  | 2572 | 133 | 19.3 | 20 | 0.9 | 4500 | 82.1
P4GRZTCZ | James Industry Group (China) Co., Ltd | JAMES | ZY-T8-36W2400 BIDX FIXTURE (5000K) | Indoor Luminaires | Linear Ambient | Direct Linear Ambient Luminaires | Premium | FALSE | [9 empty] | 6/13/2016 | Dimmable | Continuous (Can dim down to ≤ 10% (W)) | No |  |  | 2572 | 133 | 19.3 | 20 | 0.9 | 5000 | 82.1
PS614QZK | James Industry Group (China) Co., Ltd | JAMES | ZY-T8-40W2400 BINX FIXTURE (3000K) | Indoor Luminaires | Linear Ambient | Direct Linear Ambient Luminaires | Premium | FALSE | [9 empty] | 6/13/2016 | Not Dimmable | Not Dimmable | No |  |  | 2480 | 124 | 20 | 20 | 0.9 | 3000 | 82.1
P78S8D5G | James Industry Group (China) Co., Ltd | JAMES | ZY-T8-40W2400 BINX FIXTURE (3500K) | Indoor Luminaires | Linear Ambient | Direct Linear Ambient Luminaires | Premium | FALSE | [9 empty] | 6/13/2016 | Not Dimmable | Not Dimmable | No |  |  | 2540 | 127 | 20 | 20 | 0.9 | 3500 | 82.1
PUWXN8XT | James Industry Group (China) Co., Ltd | JAMES | ZY-T8-40W2400 BINX FIXTURE (4000K) | Indoor Luminaires | Linear Ambient | Direct Linear Ambient Luminaires | Premium | FALSE | [9 empty] | 6/13/2016 | Not Dimmable | Not Dimmable | No |  |  | 2600 | 130 | 20 | 20 | 0.9 | 4000 | 82.1
PS2V27VM | James Industry Group (China) Co., Ltd | JAMES | ZY-T8-40W2400 BINX FIXTURE (4500K) | Indoor Luminaires | Linear Ambient | Direct Linear Ambient Luminaires | Premium | FALSE | [9 empty] | 6/13/2016 | Not Dimmable | Not Dimmable | No |  |  | 2660 | 133 | 20 | 20 | 0.9 | 4500 | 82.1
PFAXUUKC | James Industry Group (China) Co., Ltd | JAMES | ZY-T8-40W2400 BINX FIXTURE (5000K) | Indoor Luminaires | Linear Ambient | Direct Linear Ambient Luminaires | Premium | FALSE | [9 empty] | 6/13/2016 | Not Dimmable | Not Dimmable | No |  |  | 2660 | 133 | 20 | 20 | 0.9 | 5000 | 82.1
PE9Z5KK3 | James Industry Group (China) Co., Ltd | JAMES | ZY-T8-40W2400 BIDX FIXTURE (3000K) | Indoor Luminaires | Linear Ambient | Direct Linear Ambient Luminaires | Premium | FALSE | [9 empty] | 6/13/2016 | Dimmable | Continuous (Can dim down to ≤ 10% (W)) | No |  |  | 2480 | 124 | 20 | 20 | 0.9 | 3000 | 82.1
PFETZD4K | James Industry Group (China) Co., Ltd | JAMES | ZY-T8-40W2400 BIDX FIXTURE (3500K) | Indoor Luminaires | Linear Ambient | Direct Linear Ambient Luminaires | Premium | FALSE | [9 empty] | 6/13/2016 | Dimmable | Continuous (Can dim down to ≤ 10% (W)) | No |  |  | 2540 | 127 | 20 | 20 | 0.9 | 3500 | 82.1
PW4MUQGA | James Industry Group (China) Co., Ltd | JAMES | ZY-T8-40W2400 BIDX FIXTURE (4000K) | Indoor Luminaires | Linear Ambient | Direct Linear Ambient Luminaires | Premium | FALSE | [9 empty] | 6/13/2016 | Dimmable | Continuous (Can dim down to ≤ 10% (W)) | No |  |  | 2600 | 130 | 20 | 20 | 0.9 | 4000 | 82.1
PDFBSD91 | James Industry Group (China) Co., Ltd | JAMES | ZY-T8-40W2400 BIDX FIXTURE (4500K) | Indoor Luminaires | Linear Ambient | Direct Linear Ambient Luminaires | Premium | FALSE | [9 empty] | 6/13/2016 | Dimmable | Continuous (Can dim down to ≤ 10% (W)) | No |  |  | 2660 | 133 | 20 | 20 | 0.9 | 4500 | 82.1
P85QVUEQ | James Industry Group (China) Co., Ltd | JAMES | ZY-T8-40W2400 BIDX FIXTURE (5000K) | Indoor Luminaires | Linear Ambient | Direct Linear Ambient Luminaires | Premium | FALSE | [9 empty] | 6/13/2016 | Dimmable | Continuous (Can dim down to ≤ 10% (W)) | No |  |  | 2660 | 133 | 20 | 20 | 0.9 | 5000 | 82.1
PW7TXNZK | James Industry Group (China) Co., Ltd | JAMES | ZY-T8-44W2400 BINX FIXTURE (3000K) | Indoor Luminaires | Linear Ambient | Direct Linear Ambient Luminaires | Premium | FALSE | [9 empty] | 6/13/2016 | Not Dimmable | Not Dimmable | No |  |  | 2641.5 | 124 | 20 | 20 | 0.9 | 3000 | 82.1
PXBB32BV | James Industry Group (China) Co., Ltd | JAMES | ZY-T8-44W2400 BINX FIXTURE (3500K) | Indoor Luminaires | Linear Ambient | Direct Linear Ambient Luminaires | Premium | FALSE | [9 empty] | 6/13/2016 | Not Dimmable | Not Dimmable | No |  |  | 2733 | 128 | 21.3 | 20 | 0.9 | 3500 | 82.1
PGK9DDCA | James Industry Group (China) Co., Ltd | JAMES | ZY-T8-44W2400 BINX FIXTURE (4000K) | Indoor Luminaires | Linear Ambient | Direct Linear Ambient Luminaires | Premium | FALSE | [9 empty] | 6/13/2016 | Not Dimmable | Not Dimmable | No |  |  | 2788 | 131 | 21.3 | 20 | 0.9 | 4000 | 82.1
P3YNFMBH | James Industry Group (China) Co., Ltd | JAMES | ZY-T8-44W2400 BINX FIXTURE (4500K) | Indoor Luminaires | Linear Ambient | Direct Linear Ambient Luminaires | Premium | FALSE | [9 empty] | 6/13/2016 | Not Dimmable | Not Dimmable | No |  |  | 2843 | 133 | 21.3 | 20 | 0.9 | 4500 | 82.1
PKDEVZ6A | James Industry Group (China) Co., Ltd | JAMES | ZY-T8-44W2400 BINX FIXTURE (5000K) | Indoor Luminaires | Linear Ambient | Direct Linear Ambient Luminaires | Premium | FALSE | [9 empty] | 6/13/2016 | Not Dimmable | Not Dimmable | No |  |  | 2843 | 133 | 21.3 | 20 | 0.9 | 5000 | 82.1
P646CSZS | James Industry Group (China) Co., Ltd | JAMES | ZY-T8-44W2400 BIDX FIXTURE (3000K) | Indoor Luminaires | Linear Ambient | Direct Linear Ambient Luminaires | Premium | FALSE | [9 empty] | 6/13/2016 | Dimmable | Continuous (Can dim down to ≤ 10% (W)) | No |  |  | 2641.5 | 124 | 21.3 | 20 | 0.9 | 3000 | 82.1
PE9ZN8F2 | James Industry Group (China) Co., Ltd | JAMES | ZY-T8-44W2400 BIDX FIXTURE (3500K) | Indoor Luminaires | Linear Ambient | Direct Linear Ambient Luminaires | Premium | FALSE | [9 empty] | 6/13/2016 | Dimmable | Continuous (Can dim down to ≤ 10% (W)) | No |  |  | 2733 | 128 | 21.3 | 20 | 0.9 | 3500 | 82.1
PUQRRBP3 | James Industry Group (China) Co., Ltd | JAMES | ZY-T8-44W2400 BIDX FIXTURE (4000K) | Indoor Luminaires | Linear Ambient | Direct Linear Ambient Luminaires | Premium | FALSE | [9 empty] | 6/13/2016 | Dimmable | Continuous (Can dim down to ≤ 10% (W)) | No |  |  | 2788 | 131 | 21.3 | 20 | 0.9 | 4000 | 82.1
PJESAYCN | James Industry Group (China) Co., Ltd | JAMES | ZY-T8-44W2400 BIDX FIXTURE (4500K) | Indoor Luminaires | Linear Ambient | Direct Linear Ambient Luminaires | Premium | FALSE | [9 empty] | 6/13/2016 | Dimmable | Continuous (Can dim down to ≤ 10% (W)) | No |  |  | 2843 | 133 | 21.3 | 20 | 0.9 | 4500 | 82.1
P87HBEVK | James Industry Group (China) Co., Ltd | JAMES | ZY-T8-44W2400 BIDX FIXTURE (5000K) | Indoor Luminaires | Linear Ambient | Direct Linear Ambient Luminaires | Premium | FALSE | [9 empty] | 6/13/2016 | Dimmable | Continuous (Can dim down to ≤ 10% (W)) | No |  |  | 2843 | 133 | 21.3 | 20 | 0.9 | 5000 | 82.1
PGC4P2GM | James Industry Group (China) Co., Ltd | JAMES | ZY-T8-15W1200 BIDX FIXTURE (3000K) | Indoor Luminaires | Linear Ambient | Direct Linear Ambient Luminaires | Premium | FALSE | [9 empty] | 6/13/2016 | Dimmable | Continuous (Can dim down to ≤ 10% (W)) | No |  |  | 1931.6 | 131.5 | 14.69 | 20 | 0.9 | 3000 | 82.2
P69VFS61 | James Industry Group (China) Co., Ltd | JAMES | ZY-T8-15W1200 BIDX FIXTURE (3500K) | Indoor Luminaires | Linear Ambient | Direct Linear Ambient Luminaires | Premium | FALSE | [9 empty] | 6/13/2016 | Dimmable | Continuous (Can dim down to ≤ 10% (W)) | No |  |  | 2032 | 138 | 14.7 | 20 | 0.9 | 3500 | 82.1
P2FDEYXD | James Industry Group (China) Co., Ltd | JAMES | ZY-T8-15W1200 BIDX FIXTURE (4000K) | Indoor Luminaires | Linear Ambient | Direct Linear Ambient Luminaires | Premium | FALSE | [9 empty] | 6/13/2016 | Dimmable | Continuous (Can dim down to ≤ 10% (W)) | No |  |  | 2075 | 140 | 14.87 | 20 | 0.9 | 4000 | 82.1
PCMYJGGG | James Industry Group (China) Co., Ltd | JAMES | ZY-T8-15W1200 BIDX FIXTURE (4500K) | Indoor Luminaires | Linear Ambient | Direct Linear Ambient Luminaires | Premium | FALSE | [9 empty] | 6/13/2016 | Dimmable | Continuous (Can dim down to ≤ 10% (W)) | No |  |  | 2084 | 141.5 | 14.7 | 20 | 0.9 | 4500 | 82.1
PTSNBK8Z | James Industry Group (China) Co., Ltd | JAMES | ZY-T8-15W1200 BIDX FIXTURE (5000K) | Indoor Luminaires | Linear Ambient | Direct Linear Ambient Luminaires | Premium | FALSE | [9 empty] | 6/13/2016 | Dimmable | Continuous (Can dim down to ≤ 10% (W)) | No |  |  | 2084 | 141.5 | 14.7 | 20 | 0.9 | 5000 | 82.1
PEDR6B18 | James Industry Group (China) Co., Ltd | JAMES | ZY-T8-15W1200 BINX FIXTURE (3500K) | Indoor Luminaires | Linear Ambient | Direct Linear Ambient Luminaires | Premium | FALSE | [9 empty] | 6/13/2016 | Not Dimmable | Not Dimmable | No |  |  | 2032 | 138 | 14.7 | 20 | 0.9 | 3500 | 82.1
P6EH8RDE | James Industry Group (China) Co., Ltd | JAMES | ZY-T8-15W1200 BINX FIXTURE (4000K) | Indoor Luminaires | Linear Ambient | Direct Linear Ambient Luminaires | Premium | FALSE | [9 empty] | 6/13/2016 | Not Dimmable | Not Dimmable | No |  |  | 2075 | 140 | 14.87 | 20 | 0.9 | 4000 | 82.1
PENUU7SP | James Industry Group (China) Co., Ltd | JAMES | ZY-T8-15W1200 BINX FIXTURE (4500K) | Indoor Luminaires | Linear Ambient | Direct Linear Ambient Luminaires | Premium | FALSE | [9 empty] | 6/13/2016 | Not Dimmable | Not Dimmable | No |  |  | 2084 | 141.5 | 14.7 | 20 | 0.9 | 4500 | 82.1
PWMKRM4M | James Industry Group (China) Co., Ltd | JAMES | ZY-STP8132-24W (5000K) | Indoor Luminaires | Linear Ambient | Direct Linear Ambient Luminaires | Premium | TRUE | 3503 | 137.37 | 25.5 | 11.77 | 0.9344 | 5019 | 82.6 | 5 | 50000 | 9/19/2016 | Not Dimmable | Not Dimmable | No |  | 4 | 3503 | 137.4 | 25.5 | 20 | 0.9 | 5000 | 83
P65WPME4 | James Industry Group (China) Co., Ltd | JAMES | ZY-STP8132-24W (3000K) | Indoor Luminaires | Linear Ambient | Direct Linear Ambient Luminaires | Premium | TRUE | 3275.4 | 129.46 | 25.3 | 11.77 | 0.9344 | 2909 | 82.1 | 5 | 50000 | 9/19/2016 | Not Dimmable | Not Dimmable | No |  | 4 | 3275.4 | 129.46 | 25.3 | 20 | 0.9 | 3000 | 83
PC5B7ASP | James Industry Group (China) Co., Ltd | JAMES | ZY-STP8132-24W (3500K) | Indoor Luminaires | Linear Ambient | Direct Linear Ambient Luminaires | Premium | FALSE | [9 empty] | 9/19/2016 | Not Dimmable | Not Dimmable | No |  |  | 3331 | 132.39 | 25.3 | 20 | 0.9 | 3500 | 83
P359P313 | James Industry Group (China) Co., Ltd | JAMES | ZY-STP8132-24W (4000K) | Indoor Luminaires | Linear Ambient | Direct Linear Ambient Luminaires | Premium | FALSE | [9 empty] | 9/19/2016 | Not Dimmable | Not Dimmable | No |  |  | 3444 | 135 | 25.5 | 20 | 0.9 | 4000 | 83
P2RJY6YD | James Industry Group (China) Co., Ltd | JAMES | ZY-STP8132-24W (4500K) | Indoor Luminaires | Linear Ambient | Direct Linear Ambient Luminaires | Premium | FALSE | [9 empty] | 9/19/2016 | Not Dimmable | Not Dimmable | No |  |  | 3444 | 135 | 25.5 | 20 | 0.9 | 4500 | 83
PMQFCGKC | James Industry Group (China) Co., Ltd | JAMES | ZY-STPA124-24W (3000K) | Indoor Luminaires | Linear Ambient | Direct Linear Ambient Luminaires | Premium | TRUE | 3349.6 | 133.24 | 25.14 | 11.4 | 0.9343 | 2901 | 81.3 | 5 | 50000 | 9/19/2016 | Not Dimmable | Not Dimmable | No |  | 4 | 3349.6 | 133.24 | 25.14 | 20 | 0.9 | 3000 | 83
PZ79CXPA | James Industry Group (China) Co., Ltd | JAMES | ZY-STPA124-24W (3500K) | Indoor Luminaires | Linear Ambient | Direct Linear Ambient Luminaires | Premium | FALSE | [9 empty] | 9/19/2016 | Not Dimmable | Not Dimmable | No |  |  | 3349.6 | 133.24 | 25.14 | 20 | 0.9 | 3500 | 83
PBXHNQWG | James Industry Group (China) Co., Ltd | JAMES | ZY-STPA124-24W (4000K) | Indoor Luminaires | Linear Ambient | Direct Linear Ambient Luminaires | Premium | FALSE | [9 empty] | 9/19/2016 | Not Dimmable | Not Dimmable | No |  |  | 3459 | 137.37 | 25.2 | 20 | 0.9 | 4000 | 83
PA67Q4PK | James Industry Group (China) Co., Ltd | JAMES | ZY-STPA124-24W (4500K) | Indoor Luminaires | Linear Ambient | Direct Linear Ambient Luminaires | Premium | FALSE | [9 empty] | 9/19/2016 | Not Dimmable | Not Dimmable | No |  |  | 3459 | 137.37 | 25.2 | 20 | 0.9 | 4500 | 83
PNQ9DUWQ | James Industry Group (China) Co., Ltd | JAMES | ZY-STPA124-24W (5000K) | Indoor Luminaires | Linear Ambient | Direct Linear Ambient Luminaires | Premium | FALSE | [9 empty] | 9/19/2016 | Not Dimmable | Not Dimmable | No |  |  | 3509 | 138.92 | 25.26 | 20 | 0.9 | 5000 | 83
PXDFHF4T | James Industry Group (China) Co., Ltd | JAMES | ZY-SP4FT22W ANZ (3000K) | Indoor Luminaires | Linear Ambient | Direct Linear Ambient Luminaires | Premium | TRUE | 2968.8 | 134.64 | 22.05 | 18.95 | 0.9002 | 2931 | 82.7 | 5 | 50000 | 9/19/2016 | Not Dimmable | Not Dimmable | No |  | 4 | 2968.8 | 134.64 | 22.05 | 20 | 0.9 | 3000 | 83
PRW1YC65 | James Industry Group (China) Co., Ltd | JAMES | ZY-SP4FT22W ANZ (3500K) | Indoor Luminaires | Linear Ambient | Direct Linear Ambient Luminaires | Premium | FALSE | [9 empty] | 9/19/2016 | Not Dimmable | Not Dimmable | No |  |  | 3091 | 137.9 | 22.4 | 20 | 0.9 | 3500 | 83
PG9KG4EU | James Industry Group (China) Co., Ltd | JAMES | ZY-SP4FT22W ANZ (4000K) | Indoor Luminaires | Linear Ambient | Direct Linear Ambient Luminaires | Premium | FALSE | [9 empty] | 9/19/2016 | Not Dimmable | Not Dimmable | No |  |  | 3141 | 140.16 | 22.4 | 20 | 0.9 | 4000 | 83
P1S2JXB9 | James Industry Group (China) Co., Ltd | JAMES | ZY-SP4FT22W ANZ (4500K) | Indoor Luminaires | Linear Ambient | Direct Linear Ambient Luminaires | Premium | FALSE | [9 empty] | 9/19/2016 | Not Dimmable | Not Dimmable | No |  |  | 3141 | 140.16 | 22.4 | 20 | 0.9 | 4500 | 83
PQNVP1P5 | James Industry Group (China) Co., Ltd | JAMES | ZY-SP4FT22W ANZ (5000K) | Indoor Luminaires | Linear Ambient | Direct Linear Ambient Luminaires | Premium | FALSE | [9 empty] | 9/19/2016 | Not Dimmable | Not Dimmable | No |  |  | 3180 | 141.9 | 22.43 | 20 | 0.9 | 5000 | 83
PD3VF82C | James Industry Group (China) Co., Ltd | JAMES | ZY-SP4FT22W ADZ (3000K) | Indoor Luminaires | Linear Ambient | Direct Linear Ambient Luminaires | Premium | FALSE | [9 empty] | 9/19/2016 | Dimmable | Continuous (Can dim down to ≤ 10% (W)) | No |  |  | 2968.8 | 134.64 | 22.05 | 20 | 0.9 | 3000 | 83
PX6Z46SM | James Industry Group (China) Co., Ltd | JAMES | ZY-SP4FT22W ADZ (3500K) | Indoor Luminaires | Linear Ambient | Direct Linear Ambient Luminaires | Premium | FALSE | [9 empty] | 9/19/2016 | Dimmable | Continuous (Can dim down to ≤ 10% (W)) | No |  |  | 3091 | 137.9 | 22.4 | 20 | 0.9 | 3500 | 83
PAY68RR6 | James Industry Group (China) Co., Ltd | JAMES | ZY-SP4FT22W ADZ (4000K) | Indoor Luminaires | Linear Ambient | Direct Linear Ambient Luminaires | Premium | FALSE | [9 empty] | 9/19/2016 | Dimmable | Continuous (Can dim down to ≤ 10% (W)) | No |  |  | 3141 | 140.16 | 22.4 | 20 | 0.9 | 4000 | 83
PXP8T3UB | James Industry Group (China) Co., Ltd | JAMES | ZY-SP4FT22W ADZ (4500K) | Indoor Luminaires | Linear Ambient | Direct Linear Ambient Luminaires | Premium | FALSE | [9 empty] | 9/19/2016 | Dimmable | Continuous (Can dim down to ≤ 10% (W)) | No |  |  | 3141 | 140.16 | 22.4 | 20 | 0.9 | 4500 | 83
PJFKNTAD | James Industry Group (China) Co., Ltd | JAMES | ZY-SP4FT22W ADZ (5000K) | Indoor Luminaires | Linear Ambient | Direct Linear Ambient Luminaires | Premium | FALSE | [9 empty] | 9/19/2016 | Dimmable | Continuous (Can dim down to ≤ 10% (W)) | No |  |  | 3180 | 141.9 | 22.43 | 20 | 0.9 | 5000 | 83
PTXJ2MZN | JayKal LED Solutions, Inc. | Jaykal | JLS68103-G30-SL-4Z | Indoor Luminaires | Linear Ambient | Direct Linear Ambient Luminaires | Standard | TRUE | 3213.932 | 111.013 | 28.951 | 21.43 | 0.8815 | 4191 | 82.5 | 5 | 50000 | 9/30/2015 | Not Dimmable | Not Dimmable | Yes | Only qualified with Ceiling or Ceiling Suspended mounting options | 3 | 3213.932 | 111.013 | 28.951 | 21.43 | 0.8815 | 4191 | 82.5
P6X58ZR6 | JayKal LED Solutions, Inc. | Jaykal | JLS68103-G30-SL-5Z | Indoor Luminaires | Linear Ambient | Direct Linear Ambient Luminaires | Standard | FALSE | [9 empty] | 9/30/2015 | Not Dimmable | Not Dimmable | Yes | Only qualified with Ceiling or Ceiling Suspended mounting options |  | 3393 | 113.084 | 30 | 15.01 | 0.984 | 5000 | 85
P5FFVTUW | JayKal LED Solutions, Inc. | Jaykal | JLS68103-G40-SL-4Z | Indoor Luminaires | Linear Ambient | Direct Linear Ambient Luminaires | Standard | TRUE | 4202.397 | 108.46 | 38.746 | 22.14 | 0.9181 | 4194 | 82.4 | 5 | 50000 | 9/30/2015 | Not Dimmable | Not Dimmable | Yes | Only qualified with Ceiling or Ceiling Suspended mounting options | 3 | 4202.397 | 108.46 | 38.746 | 22.14 | 0.9181 | 4194 | 82.4
P8H9N5XP | JayKal LED Solutions, Inc. | Jaykal | JLS68103-G40-SL-5Z | Indoor Luminaires | Linear Ambient | Direct Linear Ambient Luminaires | Standard | FALSE | [9 empty] | 9/30/2015 | Not Dimmable | Not Dimmable | Yes | Only qualified with Ceiling or Ceiling Suspended mounting options |  | 4401 | 110.031 | 40 | 14.22 | 0.986 | 5000 | 82
PVRX8X9K | JayKal LED Solutions, Inc. | Jaykal | JLS68103-G60-SL-4Z | Indoor Luminaires | Linear Ambient | Direct Linear Ambient Luminaires | Standard | TRUE | 5884.605 | 105.436 | 55.812 | 3.06 | 0.9877 | 4208 | 82.4 | 5 | 50000 | 9/30/2015 | Not Dimmable | Not Dimmable | Yes | Only qualified with Ceiling or Ceiling Suspended mounting options | 3 | 5884.605 | 105.436 | 55.812 | 3.06 | 0.9877 | 4208 | 82.4
PCX17QSF | JayKal LED Solutions, Inc. | Jaykal | JLS68103-G60-SL-5Z | Indoor Luminaires | Linear Ambient | Direct Linear Ambient Luminaires | Standard | FALSE | [9 empty] | 9/30/2015 | Not Dimmable | Not Dimmable | Yes | Only qualified with Ceiling or Ceiling Suspended mounting options |  | 6438 | 107.296 | 60 | 4.31 | 0.999 | 5000 | 84
P00001I2F | Jiangmen Brandon Lighting Co., Limited | Brandon Lighting | MX486-LD60W-DD | Indoor Luminaires | Linear Ambient | Direct Linear Ambient Luminaires | Standard | TRUE | 5907.64 | 95.48 | 63.4 | 15.7 | 0.93 | 4398 | 86 | 5 | 50000 | 6/8/2015 | Dimmable | Continuous (Cannot dim down to ≤ 10% (W) | Not Yet Verified |  | 2.1 | 5907 | 95.48 | 63.4 |  |  | 4500 | 86
P7P7Z1MT | Jiangmen Brandon Lighting Co., Limited | Brandon Lighting | MX486-YLED | Indoor Luminaires | Linear Ambient | Direct Linear Ambient Luminaires | Standard | TRUE | 5907.64 | 95.48 | 63.4 | 15.7 | 0.93 | 4398 | 86 | 5 | 50000 | 1/7/2014 | Not Dimmable | Not Dimmable | Not Yet Verified |  | 2.1 | 5907 | 95.48 | 63.4 |  |  | 4500 | 86
PZP7H9E2 | Jiangmen Brandon Lighting Co., Limited | Brandon Lighting | MX453XLD25W-30K | Indoor Luminaires | Linear Ambient | Direct Linear Ambient Luminaires | Standard | TRUE | 3355.264 | 130.402 | 25.73 | 22.35 | 0.908 | 2996 | 83 | 5 | 50000 | 1/20/2016 | Not Dimmable | Not Dimmable | No |  | 3.1 | 3355.264 | 130.402 | 25.73 | 22.35 | 0.982 | 3000 | 83
PUEA9D1C | Jiangmen Brandon Lighting Co., Limited | Brandon Lighting | MX453XLD25W-35K | Indoor Luminaires | Linear Ambient | Direct Linear Ambient Luminaires | Standard | FALSE | [9 empty] | 1/20/2016 | Not Dimmable | Not Dimmable | No |  |  | 3355.264 | 130.402 | 25.73 | 22.35 | 0.982 | 3500 | 83
PRS3ZCHV | Jiangmen Brandon Lighting Co., Limited | Brandon Lighting | MX453XLD25W-40K | Indoor Luminaires | Linear Ambient | Direct Linear Ambient Luminaires | Standard | FALSE | [9 empty] | 1/20/2016 | Not Dimmable | Not Dimmable | No |  |  | 3355.264 | 130.402 | 25.73 | 22.35 | 0.982 | 4000 | 83
PZH8PAFA | Jiangmen Brandon Lighting Co., Limited | Brandon Lighting | MX453XLD25W-45K | Indoor Luminaires | Linear Ambient | Direct Linear Ambient Luminaires | Standard | FALSE | [9 empty] | 1/20/2016 | Not Dimmable | Not Dimmable | No |  |  | 3355.264 | 130.402 | 25.73 | 22.35 | 0.982 | 4500 | 83
PSC5TD8E | Jiangmen Brandon Lighting Co., Limited | Brandon Lighting | MX453XLD25W-50K | Indoor Luminaires | Linear Ambient | Direct Linear Ambient Luminaires | Standard | FALSE | [9 empty] | 1/20/2016 | Not Dimmable | Not Dimmable | No |  |  | 3415.162 | 131.251 | 26.02 | 21.69 | 0.984 | 5000 | 82.5
PJDVUA7K | Jiangmen OGJG Lighting and Electronic Co., Ltd. | OGJG Lighting | OG-LED320-WPC(4000K) | Indoor Luminaires | Linear Ambient | Direct Linear Ambient Luminaires | Standard | TRUE | 6412.2 | 105.1 | 61.1 | 15.03 | 0.92 | 4203 | 86.8 | 5 | 50000 | 10/14/2016 | Not Dimmable | Not Dimmable | No |  | 4 | 6300 | 105 | 60 | 15 | 0.9 | 4000 | 83
PE2BK2CF | Jiangmen OGJG Lighting and Electronic Co., Ltd. | OGJG Lighting | OG-LED320-WPC(5000K) | Indoor Luminaires | Linear Ambient | Direct Linear Ambient Luminaires | Standard | FALSE | [9 empty] | 10/14/2016 | Not Dimmable | Not Dimmable | No |  |  | 6300 | 105 | 60 | 15 | 0.9 | 5000 | 83
PTFCCBF8 | Jiangmen OGJG Lighting and Electronic Co., Ltd. | OGJG Lighting | OG-LED240-WPC(4000K) | Indoor Luminaires | Linear Ambient | Direct Linear Ambient Luminaires | Standard | TRUE | 9170.86 | 112.1 | 81.81 | 14.89 | 0.925 | 4000 | 85.3 | 5 | 50000 | 9/28/2016 | Not Dimmable | Not Dimmable | No |  | 4 | 9000 | 112.5 | 80 | 15 | 0.9 | 4000 | 83
PCCX53TY | Jiangmen OGJG Lighting and Electronic Co., Ltd. | OGJG Lighting | OG-LED240-WPC(5000K) | Indoor Luminaires | Linear Ambient | Direct Linear Ambient Luminaires | Standard | FALSE | [9 empty] | 9/28/2016 | Not Dimmable | Not Dimmable | No |  |  | 9000 | 112.5 | 80 | 15 | 0.9 | 5000 | 83
P1D4A24Q | Jiangmen OGJG Lighting and Electronic Co., Ltd. | OGJG LIGHTING | OG-LED210-YPC(4000K) | Indoor Luminaires | Linear Ambient | Direct Linear Ambient Luminaires | Standard | TRUE | 1858.29 | 91.09 | 20.4 | 13.99 | 0.875 | 4103 | 82.6 | 5 | 50000 | 6/8/2015 | Not Dimmable | Not Dimmable | Not Yet Verified |  | 2.1 | 1858.29 | 91.09 | 20.4 | 7.59 | 0.991 | 4103 | 83
PYNUQ2UD | Jiangmen OGJG Lighting and Electronic Co., Ltd. | OGJG LIGHTING | OG-LED210-YPC(4500K) | Indoor Luminaires | Linear Ambient | Direct Linear Ambient Luminaires | Standard | FALSE | [9 empty] | 6/8/2015 | Not Dimmable | Not Dimmable | Not Yet Verified |  |  | 2000 | 100 | 20 | 7.59 | 0.991 | 4500 | 83
P96UTVAX | Jiangmen OGJG Lighting and Electronic Co., Ltd. | OGJG LIGHTING | OG-LED210-YPC(5000K) | Indoor Luminaires | Linear Ambient | Direct Linear Ambient Luminaires | Standard | FALSE | [9 empty] | 6/8/2015 | Not Dimmable | Not Dimmable | Not Yet Verified |  |  | 2100 | 105 | 20 | 7.59 | 0.991 | 5000 | 83
P8JYJV5V | Jiangmen OGJG Lighting and Electronic Co., Ltd. | OGJG Lighting | OG-LED220-WPC-DS(4000K) | Indoor Luminaires | Linear Ambient | Direct Linear Ambient Luminaires | Standard | TRUE | 4251.565 | 99.92 | 42.55 | 20.98 | 0.8992 | 4002 | 82.5 | 5 | 50000 | 2/11/2016 | Dimmable | Continuous (Can dim down to ≤ 10% (W)) | Yes |  | 3.1 | 4000 | 100 | 40 | 20.98 | 0.991 | 4000 | 80
PSZHS4EG | Jiangmen OGJG Lighting and Electronic Co., Ltd. | OGJG Lighting | OG-LED220-WPC-DS(5000K) | Indoor Luminaires | Linear Ambient | Direct Linear Ambient Luminaires | Standard | FALSE | [9 empty] | 2/11/2016 | Dimmable | Continuous (Can dim down to ≤ 10% (W)) | Yes |  |  | 4000 | 100 | 40 | 20.98 | 0.992 | 5000 | 80
PABFHG7B | Jiangmen OGJG Lighting and Electronic Co., Ltd. | OGJG Lighting | OG-LED220-WPC(4000K) | Indoor Luminaires | Linear Ambient | Direct Linear Ambient Luminaires | Standard | FALSE | [9 empty] | 2/11/2016 | Not Dimmable | Not Dimmable | No |  |  | 4000 | 100 | 40 | 20.98 | 0.991 | 4000 | 80
P2GNB1RS | Jiangmen OGJG Lighting and Electronic Co., Ltd. | OGJG Lighting | OG-LED220-WPC(5000K) | Indoor Luminaires | Linear Ambient | Direct Linear Ambient Luminaires | Standard | FALSE | [9 empty] | 2/11/2016 | Not Dimmable | Not Dimmable | No |  |  | 4000 | 100 | 40 | 20.98 | 0.992 | 5000 | 80
P75S3BZ4 | Jiangmen OGJG Lighting and Electronic Co., Ltd. | OGJG Lighting | OG-LED220-WPC-D(4000K) | Indoor Luminaires | Linear Ambient | Direct Linear Ambient Luminaires | Standard | FALSE | [9 empty] | 2/11/2016 | Dimmable | Continuous (Can dim down to ≤ 10% (W)) | No |  |  | 4000 | 100 | 40 | 20.98 | 0.991 | 4000 | 80
PXDW6VUR | Jiangmen OGJG Lighting and Electronic Co., Ltd. | OGJG Lighting | OG-LED220-WPC-D(5000K) | Indoor Luminaires | Linear Ambient | Direct Linear Ambient Luminaires | Standard | FALSE | [9 empty] | 2/11/2016 | Dimmable | Continuous (Can dim down to ≤ 10% (W)) | No |  |  | 4000 | 100 | 40 | 20.98 | 0.992 | 5000 | 80
PCKH4PCV | Jiangmen OGJG Lighting and Electronic Co., Ltd. | OGJG Lighting | OG-LED220-SPC-DS(4000K) | Indoor Luminaires | Linear Ambient | Direct Linear Ambient Luminaires | Standard | TRUE | 4016.279 | 95.26 | 42.16 | 17.68 | 0.9176 | 3924 | 82.6 | 5 | 50000 | 2/11/2016 | Dimmable | Continuous (Can dim down to ≤ 10% (W)) | Yes |  | 3.1 | 4000 | 100 | 40 | 17.68 | 0.991 | 4000 | 80
P52Z2QPP | Jiangmen OGJG Lighting and Electronic Co., Ltd. | OGJG Lighting | OG-LED220-SPC-DS(5000K) | Indoor Luminaires | Linear Ambient | Direct Linear Ambient Luminaires | Standard | FALSE | [9 empty] | 2/11/2016 | Dimmable | Continuous (Can dim down to ≤ 10% (W)) | Yes |  |  | 4000 | 100 | 40 | 17.68 | 0.994 | 5000 | 80
P7UNWNVU | Jiangmen OGJG Lighting and Electronic Co., Ltd. | OGJG Lighting | OG-LED220-SPC-D(4000K) | Indoor Luminaires | Linear Ambient | Direct Linear Ambient Luminaires | Standard | FALSE | [9 empty] | 2/11/2016 | Dimmable | Continuous (Can dim down to ≤ 10% (W)) | No |  |  | 4000 | 100 | 40 | 17.68 | 0.991 | 4000 | 80
PYQ3BFEZ | Jiangmen OGJG Lighting and Electronic Co., Ltd. | OGJG Lighting | OG-LED220-SPC-D(5000K) | Indoor Luminaires | Linear Ambient | Direct Linear Ambient Luminaires | Standard | FALSE | [9 empty] | 2/11/2016 | Dimmable | Continuous (Can dim down to ≤ 10% (W)) | No |  |  | 4000 | 100 | 40 | 17.68 | 0.994 | 5000 | 80
PKNJE2XV | Jiangmen OGJG Lighting and Electronic Co., Ltd. | OGJG Lighting | OG-LED220-SPC(4000K) | Indoor Luminaires | Linear Ambient | Direct Linear Ambient Luminaires | Standard | FALSE | [9 empty] | 2/11/2016 | Not Dimmable | Not Dimmable | No |  |  | 4000 | 100 | 40 | 17.68 | 0.991 | 4000 | 80
P4NBGS6N | Jiangmen OGJG Lighting and Electronic Co., Ltd. | OGJG Lighting | OG-LED220-SPC(5000K) | Indoor Luminaires | Linear Ambient | Direct Linear Ambient Luminaires | Standard | FALSE | [9 empty] | 2/11/2016 | Not Dimmable | Not Dimmable | No |  |  | 4000 | 100 | 40 | 17.68 | 0.994 | 5000 | 80
PWM1ARQP | Jiangmen OGJG Lighting and Electronic Co., Ltd. | OGJG LIGHTING | OG-LED220-FPC 4000K | Indoor Luminaires | Linear Ambient | Direct Linear Ambient Luminaires | Standard | TRUE | 3642.05 | 95 | 38.38 | 12.63 | 0.895 | 4016 | 81.7 | 5 | 50000 | 5/11/2015 | Not Dimmable | Not Dimmable | Not Yet Verified |  | 2.1 | 3600 | 90 | 40 | 6.84 |  | 4050 | 82
P15XMH55 | Jiangmen OGJG Lighting and Electronic Co., Ltd. | OGJG LIGHTING | OG-LED220-FPC 4500K | Indoor Luminaires | Linear Ambient | Direct Linear Ambient Luminaires | Standard | FALSE | [9 empty] | 5/11/2015 | Not Dimmable | Not Dimmable | Not Yet Verified |  |  | 3600 | 90 | 40 | 6.84 |  | 4500 | 82
PNTEBWTS | Jiangmen OGJG Lighting and Electronic Co., Ltd. | OGJG LIGHTING | OG-LED220-FPC 5000K | Indoor Luminaires | Linear Ambient | Direct Linear Ambient Luminaires | Standard | FALSE | [9 empty] | 5/11/2015 | Not Dimmable | Not Dimmable | Not Yet Verified |  |  | 3600 | 90 | 40 | 6.84 |  | 5000 | 82
PTE4K5P6 | Jiangmen OGJG Lighting and Electronic Co., Ltd. | OGJG LIGHTING | OG-LED220-SF 4000K | Indoor Luminaires | Linear Ambient | Direct Linear Ambient Luminaires | Standard | TRUE | 3433.11 | 90.37 | 37.99 | 12.66 | 0.892 | 4034 | 82.2 | 5 | 50000 | 5/11/2015 | Not Dimmable | Not Dimmable | Not Yet Verified |  | 2.1 | 3433.11 | 90.37 | 37.99 | 7.98 |  | 4034 | 82
PJ2PJHVG | Jiangmen OGJG Lighting and Electronic Co., Ltd. | OGJG LIGHTING | OG-LED220-SF 4500K | Indoor Luminaires | Linear Ambient | Direct Linear Ambient Luminaires | Standard | FALSE | [9 empty] | 5/11/2015 | Not Dimmable | Not Dimmable | Not Yet Verified |  |  | 3400 | 85 | 40 | 7.98 |  | 4500 | 82
PZYUPWJJ | Jiangmen OGJG Lighting and Electronic Co., Ltd. | OGJG LIGHTING | OG-LED220-SF 5000K | Indoor Luminaires | Linear Ambient | Direct Linear Ambient Luminaires | Standard | FALSE | [9 empty] | 5/11/2015 | Not Dimmable | Not Dimmable | Not Yet Verified |  |  | 3400 | 85 | 40 | 7.98 |  | 5000 | 82
PENZ1WNZ | Jiangmen OGJG Lighting and Electronic Co., Ltd. | OGJG LIGHTING | OG-LED20-FPC 4000K | Indoor Luminaires | Linear Ambient | Direct Linear Ambient Luminaires | Standard | TRUE | 1902.06 | 99 | 19.15 | 12.21 | 0.893 | 4050 | 81.9 | 5 | 50000 | 5/11/2015 | Not Dimmable | Not Dimmable | Not Yet Verified |  | 2.1 | 1902.06 | 99 | 19.15 | 6.84 |  | 4050 | 82
PYV44A1C | Jiangmen OGJG Lighting and Electronic Co., Ltd. | OGJG LIGHTING | OG-LED20-FPC 4500K | Indoor Luminaires | Linear Ambient | Direct Linear Ambient Luminaires | Standard | FALSE | [9 empty] | 5/11/2015 | Not Dimmable | Not Dimmable | Not Yet Verified |  |  | 1900 | 95 | 20 | 6.84 |  | 4500 | 82
PF7ZVATR | Jiangmen OGJG Lighting and Electronic Co., Ltd. | OGJG LIGHTING | OG-LED20-FPC 5000K | Indoor Luminaires | Linear Ambient | Direct Linear Ambient Luminaires | Standard | FALSE | [9 empty] | 5/11/2015 | Not Dimmable | Not Dimmable | Not Yet Verified |  |  | 1900 | 95 | 20 | 6.84 |  | 5000 | 82
PDHCAKYY | Jiangmen OGJG Lighting and Electronic Co., Ltd. | OGJG LIGHTING | OG-LED220-YPC 4000K | Indoor Luminaires | Linear Ambient | Direct Linear Ambient Luminaires | Standard | TRUE | 3636.9 | 95 | 38.4 | 12.53 | 0.891 | 4090 | 81.8 | 5 | 50000 | 5/11/2015 | Not Dimmable | Not Dimmable | Not Yet Verified |  | 2.1 | 3636.9 | 95 | 38.4 | 7.09 |  | 4090 | 82
P4WYAJHN | Jiangmen OGJG Lighting and Electronic Co., Ltd. | OGJG LIGHTING | OG-LED220-YPC 4500K | Indoor Luminaires | Linear Ambient | Direct Linear Ambient Luminaires | Standard | FALSE | [9 empty] | 5/11/2015 | Not Dimmable | Not Dimmable | Not Yet Verified |  |  | 3600 | 90 | 40 | 7.09 |  | 4500 | 82
P3DVJAGW | Jiangmen OGJG Lighting and Electronic Co., Ltd. | OGJG LIGHTING | OG-LED220-YPC 5000K | Indoor Luminaires | Linear Ambient | Direct Linear Ambient Luminaires | Standard | FALSE | [9 empty] | 5/11/2015 | Not Dimmable | Not Dimmable | Not Yet Verified |  |  | 3600 | 90 | 40 | 7.09 |  | 5000 | 82
PFVQG4DT | Jiangmen OGJG Lighting and Electronic Co., Ltd. | OGJG LIGHTING | OG-LED220-JLPC 4000K | Indoor Luminaires | Linear Ambient | Direct Linear Ambient Luminaires | Standard | TRUE | 3509.21 | 92 | 38.16 | 12.24 | 0.879 | 4050 | 81.7 | 5 | 50000 | 5/11/2015 | Not Dimmable | Not Dimmable | Not Yet Verified |  | 2.1 | 3509.21 | 92 | 38.16 | 7.27 |  | 4050 | 82
P243V13B | Jiangmen OGJG Lighting and Electronic Co., Ltd. | OGJG LIGHTING | OG-LED220-JLPC 4500K | Indoor Luminaires | Linear Ambient | Direct Linear Ambient Luminaires | Standard | FALSE | [9 empty] | 5/11/2015 | Not Dimmable | Not Dimmable | Not Yet Verified |  |  | 3500 | 87.5 | 40 | 7.27 |  | 4500 | 82
PDX1MZA4 | Jiangmen OGJG Lighting and Electronic Co., Ltd. | OGJG LIGHTING | OG-LED220-JLPC 5000K | Indoor Luminaires | Linear Ambient | Direct Linear Ambient Luminaires | Standard | FALSE | [9 empty] | 5/11/2015 | Not Dimmable | Not Dimmable | Not Yet Verified |  |  | 3500 | 87.5 | 40 | 7.27 |  | 5000 | 82
P5ETP99B | Jiangmen OGJG Lighting and Electronic Co., Ltd. | OGJG Lighting | OG-LED10/40-UDPC-D(4000K) | Indoor Luminaires | Linear Ambient | Direct Linear Ambient Luminaires | Standard | TRUE | 6189.8 | 119.36 | 51.86 | 16.5 | 0.928 | 4089 | 85.8 | 5 | 50000 | 10/4/2016 | Dimmable | Continuous (Can dim down to ≤ 10% (W)) | Not Yet Verified |  | 4 | 6200 | 124 | 50 | 16.5 | 0.99 | 4000 | 85
PZEX2YM5 | Jiangmen OGJG Lighting and Electronic Co., Ltd. | OGJG Lighting | OG-LED10/40-UDPC-D(5000K) | Indoor Luminaires | Linear Ambient | Direct Linear Ambient Luminaires | Standard | FALSE | [9 empty] | 10/4/2016 | Dimmable | Continuous (Can dim down to ≤ 10% (W)) | Not Yet Verified |  |  | 6200 | 124 | 50 | 16.5 | 0.99 | 5000 | 85
PJUKVW39 | Jiangmen OGJG Lighting and Electronic Co., Ltd. | OGJG Lighting | OG-LED230-SF(4000K) | Indoor Luminaires | Linear Ambient | Direct Linear Ambient Luminaires | Standard | TRUE | 6594.969 | 117.223 | 56.26 | 15.62 | 0.9118 | 4057 | 85.1 | 5 | 50000 | 5/16/2016 | Not Yet Verified | Not Yet Verified | No |  | 3.1 | 6600 | 110 | 60 | 16 | 0.9 | 4000 | 83
P4J2G8YT | Jiangmen OGJG Lighting and Electronic Co., Ltd. | OGJG Lighting | OG-LED230-SF(5000K) | Indoor Luminaires | Linear Ambient | Direct Linear Ambient Luminaires | Standard | FALSE | [9 empty] | 5/16/2016 | Not Yet Verified | Not Yet Verified | No |  |  | 6600 | 110 | 60 | 16 | 0.9 | 5000 | 83
PMFDU5Y1 | Jiangmen OGJG Lighting and Electronic Co., Ltd. | OGJG Lighting | OG-LED230-SF-D(4000K) | Indoor Luminaires | Linear Ambient | Direct Linear Ambient Luminaires | Standard | FALSE | [9 empty] | 5/16/2016 | Dimmable | Continuous (Can dim down to ≤ 10% (W)) | No |  |  | 6600 | 110 | 60 | 16 | 0.9 | 4000 | 83
P8GYA1PW | Jiangmen OGJG Lighting and Electronic Co., Ltd. | OGJG Lighting | OG-LED230-SF-D(5000K) | Indoor Luminaires | Linear Ambient | Direct Linear Ambient Luminaires | Standard | FALSE | [9 empty] | 5/16/2016 | Dimmable | Continuous (Can dim down to ≤ 10% (W)) | No |  |  | 6600 | 110 | 60 | 16 | 0.9 | 5000 | 83
PTYJPHBW | Jiangmen OGJG Lighting and Electronic Co., Ltd. | OGJG Lighting | OG-LED230-SF-DS(4000K) | Indoor Luminaires | Linear Ambient | Direct Linear Ambient Luminaires | Standard | FALSE | [9 empty] | 5/16/2016 | Dimmable | Continuous (Can dim down to ≤ 10% (W)) | Yes |  |  | 6600 | 110 | 60 | 16 | 0.9 | 4000 | 83
PXUXNSHE | Jiangmen OGJG Lighting and Electronic Co., Ltd. | OGJG Lighting | OG-LED230-SF-DS(5000K) | Indoor Luminaires | Linear Ambient | Direct Linear Ambient Luminaires | Standard | FALSE | [9 empty] | 5/16/2016 | Dimmable | Continuous (Can dim down to ≤ 10% (W)) | Yes |  |  | 6600 | 110 | 60 | 16 | 0.9 | 5000 | 83
PUQEZM3B | Jiangmen OGJG Lighting and Electronic Co., Ltd. | OGJG Lighting | OG-LED420-SF(4000K) | Indoor Luminaires | Linear Ambient | Direct Linear Ambient Luminaires | Standard | TRUE | 8371.23 | 102.2 | 81.91 | 14.23 | 0.8947 | 3939 | 81.7 | 5 | 50000 | 5/16/2016 | Not Dimmable | Not Dimmable | No |  | 3.1 | 8000 | 100 | 80 | 14 | 0.9 | 4000 | 83
PH4PKQSR | Jiangmen OGJG Lighting and Electronic Co., Ltd. | OGJG Lighting | OG-LED420-SF(5000K) | Indoor Luminaires | Linear Ambient | Direct Linear Ambient Luminaires | Standard | FALSE | [9 empty] | 5/16/2016 | Not Dimmable | Not Dimmable | No |  |  | 8000 | 100 | 80 | 14 | 0.9 | 5000 | 83
P61ZEKR3 | Jiangmen OGJG Lighting and Electronic Co., Ltd. | OGJG Lighting | OG-LED420-SF-D(4000K) | Indoor Luminaires | Linear Ambient | Direct Linear Ambient Luminaires | Standard | FALSE | [9 empty] | 5/16/2016 | Dimmable | Continuous (Can dim down to ≤ 10% (W)) | No |  |  | 8000 | 100 | 80 | 14 | 0.9 | 4000 | 83
P2NH27KZ | Jiangmen OGJG Lighting and Electronic Co., Ltd. | OGJG Lighting | OG-LED420-SF-D(5000K) | Indoor Luminaires | Linear Ambient | Direct Linear Ambient Luminaires | Standard | FALSE | [9 empty] | 5/16/2016 | Dimmable | Continuous (Can dim down to ≤ 10% (W)) | No |  |  | 8000 | 100 | 80 | 14 | 0.9 | 5000 | 83
P71PT4A5 | Jiangmen OGJG Lighting and Electronic Co., Ltd. | OGJG Lighting | OG-LED20-RK-D40 | Indoor Luminaires | Linear Ambient | Direct Linear Ambient Luminaires | Standard | TRUE | 2362.4 | 119.67 | 19.74 | 9.63 | 0.894 | 4060 | 84.5 | 5 | 50000 | 10/4/2016 | Dimmable | Continuous (Can dim down to ≤ 10% (W)) | Not Yet Verified |  | 4 | 2100 | 105 | 20 | 9.63 | 0.9 | 4000 | 84
PSAG33V8 | Jiangmen OGJG Lighting and Electronic Co., Ltd. | OGJG Lighting | OG-LED20-RK-D50 | Indoor Luminaires | Linear Ambient | Direct Linear Ambient Luminaires | Standard | FALSE | [9 empty] | 10/4/2016 | Dimmable | Continuous (Can dim down to ≤ 10% (W)) | Not Yet Verified |  |  | 2100 | 105 | 20 | 9.63 | 0.9 | 5000 | 84
PFRFQ38G | Jiangmen OGJG Lighting and Electronic Co., Ltd. | OGJG Lighting | OG-LED20-RK40 | Indoor Luminaires | Linear Ambient | Direct Linear Ambient Luminaires | Standard | FALSE | [9 empty] | 10/4/2016 | Not Dimmable | Not Dimmable | Not Yet Verified |  |  | 2100 | 105 | 20 | 9.63 | 0.9 | 4000 | 84
PDAM6RB9 | Jiangmen OGJG Lighting and Electronic Co., Ltd. | OGJG Lighting | OG-LED20-RK50 | Indoor Luminaires | Linear Ambient | Direct Linear Ambient Luminaires | Standard | FALSE | [9 empty] | 10/4/2016 | Not Dimmable | Not Dimmable | Not Yet Verified |  |  | 2100 | 105 | 20 | 9.63 | 0.9 | 5000 | 84
PEZ94AGY | Jiangmen OGJG Lighting and Electronic Co., Ltd. | OGJG Lighting | OG-LED30-RK-D40 | Indoor Luminaires | Linear Ambient | Direct Linear Ambient Luminaires | Standard | TRUE | 3703.5 | 134.75 | 27.48 | 18.84 | 0.9323 | 4051 | 84.5 | 5 | 50000 | 10/4/2016 | Dimmable | Continuous (Can dim down to ≤ 10% (W)) | Not Yet Verified |  | 4 | 3150 | 105 | 30 | 18.84 | 0.9 | 4000 | 84
PHWJ8315 | Jiangmen OGJG Lighting and Electronic Co., Ltd. | OGJG Lighting | OG-LED30-RK-D50 | Indoor Luminaires | Linear Ambient | Direct Linear Ambient Luminaires | Standard | FALSE | [9 empty] | 10/4/2016 | Dimmable | Continuous (Can dim down to ≤ 10% (W)) | Not Yet Verified |  |  | 3150 | 105 | 30 | 18.84 | 0.9 | 5000 | 84
PF52H2H5 | Jiangmen OGJG Lighting and Electronic Co., Ltd. | OGJG Lighting | OG-LED30-RK40 | Indoor Luminaires | Linear Ambient | Direct Linear Ambient Luminaires | Standard | FALSE | [9 empty] | 10/4/2016 | Not Dimmable | Not Dimmable | Not Yet Verified |  |  | 3150 | 105 | 30 | 18.84 | 0.9 | 4000 | 84
PYU3M5C4 | Jiangmen OGJG Lighting and Electronic Co., Ltd. | OGJG Lighting | OG-LED30-RK50 | Indoor Luminaires | Linear Ambient | Direct Linear Ambient Luminaires | Standard | FALSE | [9 empty] | 10/4/2016 | Not Dimmable | Not Dimmable | Not Yet Verified |  |  | 3150 | 105 | 30 | 18.84 | 0.9 | 5000 | 84
PZBWN85M | Jiangmen OGJG Lighting and Electronic Co., Ltd. | OGJG Lighting | OG-LED15-4-RK-D40 | Indoor Luminaires | Linear Ambient | Direct Linear Ambient Luminaires | Standard | TRUE | 1700.8 | 123.44 | 13.78 | 9.04 | 0.8898 | 4102 | 84.4 | 5 | 50000 | 10/4/2016 | Dimmable | Continuous (Can dim down to ≤ 10% (W)) | Not Yet Verified |  | 4 | 1575 | 105 | 15 | 9.04 | 0.9 | 4000 | 84
PKG82PJ8 | Jiangmen OGJG Lighting and Electronic Co., Ltd. | OGJG Lighting | OG-LED15-4-RK-D50 | Indoor Luminaires | Linear Ambient | Direct Linear Ambient Luminaires | Standard | FALSE | [9 empty] | 10/4/2016 | Dimmable | Continuous (Can dim down to ≤ 10% (W)) | Not Yet Verified |  |  | 1575 | 105 | 15 | 9.04 | 0.9 | 5000 | 84
P57R9GN7 | Jiangmen OGJG Lighting and Electronic Co., Ltd. | OGJG Lighting | OG-LED15-4-RK40 | Indoor Luminaires | Linear Ambient | Direct Linear Ambient Luminaires | Standard | FALSE | [9 empty] | 10/4/2016 | Not Dimmable | Not Dimmable | Not Yet Verified |  |  | 1575 | 105 | 15 | 9.04 | 0.9 | 4000 | 84
PFVYZ4DR | Jiangmen OGJG Lighting and Electronic Co., Ltd. | OGJG Lighting | OG-LED15-4-RK50 | Indoor Luminaires | Linear Ambient | Direct Linear Ambient Luminaires | Standard | FALSE | [9 empty] | 10/4/2016 | Not Dimmable | Not Dimmable | Not Yet Verified |  |  | 1575 | 105 | 15 | 9.04 | 0.9 | 5000 | 84
PFGSFD5T | Jiangmen OGJG Lighting and Electronic Co., Ltd. | OGJG Lighting | OG-LED15-RK-D40 | Indoor Luminaires | Linear Ambient | Direct Linear Ambient Luminaires | Standard | TRUE | 1811 | 130.33 | 13.9 | 8.13 | 0.8948 | 4012 | 84.2 | 5 | 50000 | 10/4/2016 | Dimmable | Continuous (Can dim down to ≤ 10% (W)) | Not Yet Verified |  | 4 | 1575 | 105 | 15 | 8.13 | 0.9 | 4000 | 84
PUXW46T6 | Jiangmen OGJG Lighting and Electronic Co., Ltd. | OGJG Lighting | OG-LED15-RK-D50 | Indoor Luminaires | Linear Ambient | Direct Linear Ambient Luminaires | Standard | FALSE | [9 empty] | 10/4/2016 | Dimmable | Continuous (Can dim down to ≤ 10% (W)) | Not Yet Verified |  |  | 1575 | 105 | 15 | 8.13 | 0.9 | 5000 | 84
PY3RP874 | Jiangmen OGJG Lighting and Electronic Co., Ltd. | OGJG Lighting | OG-LED15-RK40 | Indoor Luminaires | Linear Ambient | Direct Linear Ambient Luminaires | Standard | FALSE | [9 empty] | 10/4/2016 | Not Dimmable | Not Dimmable | Not Yet Verified |  |  | 1575 | 105 | 15 | 8.13 | 0.9 | 4000 | 84
PWMMX16U | Jiangmen OGJG Lighting and Electronic Co., Ltd. | OGJG Lighting | OG-LED15-RK50 | Indoor Luminaires | Linear Ambient | Direct Linear Ambient Luminaires | Standard | FALSE | [9 empty] | 10/4/2016 | Not Dimmable | Not Dimmable | Not Yet Verified |  |  | 1575 | 105 | 15 | 8.13 | 0.9 | 5000 | 84
PS8XE16D | Jiangmen OGJG Lighting and Electronic Co., Ltd. | OGJG Lighting | OG-LED10-RK-D40 | Indoor Luminaires | Linear Ambient | Direct Linear Ambient Luminaires | Standard | TRUE | 1270.4 | 118.45 | 10.72 | 5.21 | 0.8789 | 4102 | 84 | 5 | 50000 | 10/4/2016 | Dimmable | Continuous (Can dim down to ≤ 10% (W)) | Not Yet Verified |  | 4 | 1050 | 105 | 10 | 5.21 | 0.9 | 4000 | 84
P9RWKPQM | Jiangmen OGJG Lighting and Electronic Co., Ltd. | OGJG Lighting | OG-LED10-RK-D50 | Indoor Luminaires | Linear Ambient | Direct Linear Ambient Luminaires | Standard | FALSE | [9 empty] | 10/4/2016 | Dimmable | Continuous (Can dim down to ≤ 10% (W)) | Not Yet Verified |  |  | 1050 | 105 | 10 | 5.21 | 0.9 | 5000 | 84
PK5FM5BS | Jiangmen OGJG Lighting and Electronic Co., Ltd. | OGJG Lighting | OG-LED10-RK40 | Indoor Luminaires | Linear Ambient | Direct Linear Ambient Luminaires | Standard | FALSE | [9 empty] | 10/4/2016 | Not Dimmable | Not Dimmable | Not Yet Verified |  |  | 1050 | 105 | 10 | 5.21 | 0.9 | 4000 | 84
P2HM5GXV | Jiangmen OGJG Lighting and Electronic Co., Ltd. | OGJG Lighting | OG-LED10-RK50 | Indoor Luminaires | Linear Ambient | Direct Linear Ambient Luminaires | Standard | FALSE | [9 empty] | 10/4/2016 | Not Dimmable | Not Dimmable | Not Yet Verified |  |  | 1050 | 105 | 10 | 5.21 | 0.9 | 5000 | 84
PHQY2CHX | Jiangmen OGJG Lighting and Electronic Co., Ltd. | OGJG Lighting | OG-LED220-SF-DS(4000K) | Indoor Luminaires | Linear Ambient | Direct Linear Ambient Luminaires | Standard | TRUE | 4290.181 | 99.934 | 42.93 | 20.16 | 0.875 | 4006 | 82.9 | 5 | 50000 | 4/13/2016 | Dimmable | Continuous (Can dim down to ≤ 10% (W)) | Yes |  | 3.1 | 4000 | 100 | 40 | 20 | 0.9 | 4000 | 83
P8EHWKCK | Jiangmen OGJG Lighting and Electronic Co., Ltd. | OGJG Lighting | OG-LED220-SF-DS(5000K) | Indoor Luminaires | Linear Ambient | Direct Linear Ambient Luminaires | Standard | FALSE | [9 empty] | 4/13/2016 | Dimmable | Continuous (Can dim down to ≤ 10% (W)) | Yes |  |  | 4000 | 100 | 40 | 20 | 0.9 | 5000 | 83
P1TTAFSH | Jiangmen OGJG Lighting and Electronic Co., Ltd. | OGJG Lighting | OG-LED220-SF-D(4000K) | Indoor Luminaires | Linear Ambient | Direct Linear Ambient Luminaires | Standard | FALSE | [9 empty] | 4/13/2016 | Dimmable | Continuous (Can dim down to ≤ 10% (W)) | No |  |  | 4000 | 100 | 40 | 20 | 0.9 | 4000 | 83
PNEB9SDE | Jiangmen OGJG Lighting and Electronic Co., Ltd. | OGJG Lighting | OG-LED220-SF-D(5000K) | Indoor Luminaires | Linear Ambient | Direct Linear Ambient Luminaires | Standard | FALSE | [9 empty] | 4/13/2016 | Dimmable | Continuous (Can dim down to ≤ 10% (W)) | No |  |  | 4000 | 100 | 40 | 20 | 0.9 | 5000 | 83
PWFA6V7N | Jiangsu Ever-Tie Lighting Co. Ltd | Ever-tie | ETLSN-4FT/HL/DM 3000K | Indoor Luminaires | Linear Ambient | Direct Linear Ambient Luminaires | Standard | TRUE | 3638.5 | 104.4 | 34.85 | 5.22 | 0.9407 | 3122 | 84 | 5 | 50000 | 12/8/2015 | Dimmable | Continuous (Can dim down to ≤ 10% (W)) | No |  | 3 | 3638.5 | 104.4 | 34.85 | 20 | 0.997 | 3000 | 84
PM7EH1N8 | Jiangsu Ever-Tie Lighting Co. Ltd | Ever-tie | ETLSN-4FT/HL/DM 3500K | Indoor Luminaires | Linear Ambient | Direct Linear Ambient Luminaires | Standard | FALSE | [9 empty] | 12/8/2015 | Dimmable | Continuous (Can dim down to ≤ 10% (W)) | No |  |  | 3682.7 | 105.2 | 35.01 | 20 | 0.997 | 3500 | 83.1
PZUDRE3V | Jiangsu Ever-Tie Lighting Co. Ltd | Ever-tie | ETLSN-4FT/HL/DM 4000K | Indoor Luminaires | Linear Ambient | Direct Linear Ambient Luminaires | Standard | FALSE | [9 empty] | 12/8/2015 | Dimmable | Continuous (Can dim down to ≤ 10% (W)) | No |  |  | 3710.4 | 106.34 | 34.89 | 20 | 0.997 | 4000 | 84.2
PAK82J2P | Jiangsu Ever-Tie Lighting Co. Ltd | Ever-tie | ETLSN-4FT/HL/DM 5000K | Indoor Luminaires | Linear Ambient | Direct Linear Ambient Luminaires | Standard | FALSE | [9 empty] | 12/8/2015 | Dimmable | Continuous (Can dim down to ≤ 10% (W)) | No |  |  | 3790.5 | 107.02 | 35.42 | 20 | 0.997 | 5000 | 82.8
PSS1J4RM | Jiangsu Ever-Tie Lighting Co. Ltd | Ever-tie | ETLSN-4FT/LW/DM 5000K | Indoor Luminaires | Linear Ambient | Direct Linear Ambient Luminaires | Premium | TRUE | 2556.94 | 114.97 | 22.24 | 5.18 | 0.9203 | 5214 | 83.6 | 5 | 50000 | 1/14/2016 | Dimmable | Continuous (Can dim down to ≤ 10% (W)) | No |  | 3.1 | 2556.9 | 114.97 | 22.24 | 20 | 0.996 | 5000 | 83.6
PJE6ATB1 | Jiangsu Ever-Tie Lighting Co. Ltd | Ever-tie | ETLSN-8FT/LW/DM 3000K | Indoor Luminaires | Linear Ambient | Direct Linear Ambient Luminaires | Premium | TRUE | 4435.024 | 112.85 | 39.3 | 5.27 | 0.925 | 3088 | 83.5 | 5 | 50000 | 1/14/2016 | Dimmable | Continuous (Can dim down to ≤ 10% (W)) | No |  | 3.1 | 4435 | 112.85 | 39.3 | 20 | 0.998 | 3000 | 83
PE64EPDW | Jiangsu Ever-Tie Lighting Co. Ltd | Ever-tie | ETLSN-4FT/LW/DM 3000K | Indoor Luminaires | Linear Ambient | Direct Linear Ambient Luminaires | Premium | TRUE | 2433.4 | 109.72 | 22.18 | 5.18 | 0.9203 | 3160 | 82.8 | 5 | 50000 | 1/14/2016 | Dimmable | Continuous (Can dim down to ≤ 10% (W)) | No |  | 3.1 | 2433.3 | 109.72 | 22.18 | 20 | 0.996 | 3000 | 82.8
P37FWVJS | Jiangsu Ever-Tie Lighting Co. Ltd | Ever-tie | ETLSN-4FT/LW/DM 3500K | Indoor Luminaires | Linear Ambient | Direct Linear Ambient Luminaires | Premium | FALSE | [9 empty] | 1/14/2016 | Dimmable | Continuous (Can dim down to ≤ 10% (W)) | No |  |  | 2464.2 | 111 | 22.2 | 20 | 0.996 | 3500 | 83
PBU7WBJ2 | Jiangsu Ever-Tie Lighting Co. Ltd | Ever-tie | ETLSN-4FT/LW/DM 4000K | Indoor Luminaires | Linear Ambient | Direct Linear Ambient Luminaires | Premium | FALSE | [9 empty] | 1/14/2016 | Dimmable | Continuous (Can dim down to ≤ 10% (W)) | No |  |  | 2530 | 113.71 | 22.25 | 20 | 0.997 | 4000 | 85.1
P2E4U6JM | Jiangsu Ever-Tie Lighting Co. Ltd | Ever-tie | ETLSN-8FT/LW/DM 3500K | Indoor Luminaires | Linear Ambient | Direct Linear Ambient Luminaires | Premium | FALSE | [9 empty] | 1/14/2016 | Dimmable | Continuous (Can dim down to ≤ 10% (W)) | No |  |  | 4550 | 114 | 40 | 20 | 0.996 | 3500 | 83
PBTSUWC6 | Jiangsu Ever-Tie Lighting Co. Ltd | Ever-tie | ETLSN-8FT/LW/DM 4000K | Indoor Luminaires | Linear Ambient | Direct Linear Ambient Luminaires | Premium | FALSE | [9 empty] | 1/14/2016 | Dimmable | Continuous (Can dim down to ≤ 10% (W)) | No |  |  | 4600 | 115 | 40 | 20 | 0.996 | 4000 | 83
PUQY4H9Y | Jiangsu Ever-Tie Lighting Co. Ltd | Ever-tie | ETLSN-8FT/LW/DM 5000K | Indoor Luminaires | Linear Ambient | Direct Linear Ambient Luminaires | Premium | FALSE | [9 empty] | 1/14/2016 | Dimmable | Continuous (Can dim down to ≤ 10% (W)) | No |  |  | 4700 | 117 | 40 | 20 | 0.996 | 5000 | 83
P8J1HNR1 | Jiangsu Ever-Tie Lighting Co. Ltd | Ever-tie | ETLSN-4FT/HL/DM 3000K | Indoor Luminaires | Linear Ambient | Direct Linear Ambient Luminaires | Premium | TRUE | 3582.1 | 110.52 | 32.41 | 4.44 | 0.9455 | 3133 | 82.9 | 5 | 50000 | 1/14/2015 | Dimmable | Continuous (Can dim down to ≤ 10% (W)) | No |  | 3.1 | 3582.1 | 110.52 | 32.41 | 20 | 0.997 | 3000 | 82.9
PH6SPNWE | Jiangsu Ever-Tie Lighting Co. Ltd | Ever-tie | ETLSN-4FT/HL/DM 5000K | Indoor Luminaires | Linear Ambient | Direct Linear Ambient Luminaires | Premium | TRUE | 3778.232 | 116.504 | 32.43 | 4.44 | 0.9455 | 5196 | 83.9 | 5 | 50000 | 1/14/2015 | Dimmable | Continuous (Can dim down to ≤ 10% (W)) | No |  | 3.1 | 3778.23 | 116.5 | 32.43 | 20 | 0.997 | 5000 | 83.9
PKVXHVHR | Jiangsu Ever-Tie Lighting Co. Ltd | Ever-tie | ETLSN-8FT/HL/DM 3000K | Indoor Luminaires | Linear Ambient | Direct Linear Ambient Luminaires | Premium | TRUE | 7546 | 112.13 | 67.3 | 4.95 | 0.942 | 3146 | 83.2 | 5 | 50000 | 1/14/2015 | Dimmable | Continuous (Can dim down to ≤ 10% (W)) | No |  | 3.1 | 7546.3 | 112 | 67.3 | 20 | 0.997 | 3000 | 83
P4EMM42B | Jiangsu Ever-Tie Lighting Co. Ltd | Ever-tie | ETLSN-8FT/HL/DM 3500K | Indoor Luminaires | Linear Ambient | Direct Linear Ambient Luminaires | Premium | FALSE | [9 empty] | 1/14/2015 | Dimmable | Continuous (Can dim down to ≤ 10% (W)) | No |  |  | 7600 | 113 | 67 | 20 | 0.997 | 3500 | 83
PCP2EY7N | Jiangsu Ever-Tie Lighting Co. Ltd | Ever-tie | ETLSN-8FT/HL/DM 4000K | Indoor Luminaires | Linear Ambient | Direct Linear Ambient Luminaires | Premium | FALSE | [9 empty] | 1/14/2015 | Dimmable | Continuous (Can dim down to ≤ 10% (W)) | No |  |  | 7650 | 114 | 67 | 20 | 0.997 | 4000 | 83
PFC99VE1 | Jiangsu Ever-Tie Lighting Co. Ltd | Ever-tie | ETLSN-8FT/HL/DM 5000K | Indoor Luminaires | Linear Ambient | Direct Linear Ambient Luminaires | Premium | FALSE | [9 empty] | 1/14/2015 | Dimmable | Continuous (Can dim down to ≤ 10% (W)) | No |  |  | 7700 | 115 | 67 | 20 | 0.997 | 5000 | 83
P1GGKCCN | Jiangsu Ever-Tie Lighting Co. Ltd | Ever-tie | ETLSN-4FT/HL/DM 3500K | Indoor Luminaires | Linear Ambient | Direct Linear Ambient Luminaires | Premium | FALSE | [9 empty] | 1/14/2015 | Dimmable | Continuous (Can dim down to ≤ 10% (W)) | No |  |  | 3680 | 113.2 | 32.5 | 20 | 0.996 | 3500 | 83
PB89G94J | Jiangsu Ever-Tie Lighting Co. Ltd | Ever-tie | ETLSN-4FT/HL/DM 4000K | Indoor Luminaires | Linear Ambient | Direct Linear Ambient Luminaires | Premium | FALSE | [9 empty] | 1/14/2015 | Dimmable | Continuous (Can dim down to ≤ 10% (W)) | No |  |  | 3750 | 115.4 | 32.5 | 20 | 0.997 | 4000 | 85.1
P3DGHUGN | Jiangsu Ever-Tie Lighting Co. Ltd | Ever-tie | ETLVP-4FT/HL/DM 3000K | Indoor Luminaires | Linear Ambient | Direct Linear Ambient Luminaires | Premium | TRUE | 6837.4 | 123.99 | 55.14 | 5.29 | 0.9214 | 3083 | 82 | 5 | 50000 | 1/4/2016 | Dimmable | Continuous (Can dim down to ≤ 10% (W)) | No |  | 3.1 | 6837.4 | 123.99 | 55.14 | 20 | 0.995 | 3000 | 82
PZKR81WD | Jiangsu Ever-Tie Lighting Co. Ltd | Ever-tie | ETLVP-4FT/HL/DM 3500K | Indoor Luminaires | Linear Ambient | Direct Linear Ambient Luminaires | Premium | FALSE | [9 empty] | 1/4/2016 | Dimmable | Continuous (Can dim down to ≤ 10% (W)) | No |  |  | 6941.47 | 126.34 | 55.1 | 20 | 0.994 | 3500 | 82.8
PV7ZM4PC | Jiangsu Ever-Tie Lighting Co. Ltd | Ever-tie | ETLVP-4FT/HL/DM 4000K | Indoor Luminaires | Linear Ambient | Direct Linear Ambient Luminaires | Premium | FALSE | [9 empty] | 1/4/2016 | Dimmable | Continuous (Can dim down to ≤ 10% (W)) | No |  |  | 7198.44 | 128.77 | 55.9 | 20 | 0.994 | 4000 | 83.7
P9JNTW96 | Jiangsu Ever-Tie Lighting Co. Ltd | Ever-tie | ETLVP-4FT/HL/DM 5000K | Indoor Luminaires | Linear Ambient | Direct Linear Ambient Luminaires | Premium | FALSE | [9 empty] | 1/4/2016 | Dimmable | Continuous (Can dim down to ≤ 10% (W)) | No |  |  | 7137.08 | 128.78 | 55.42 | 20 | 0.994 | 5000 | 83
PD9TZA8X | Jiangsu Ever-Tie Lighting Co. Ltd | Ever-tie | ETLVP-4FT/LW/DM 3000K | Indoor Luminaires | Linear Ambient | Direct Linear Ambient Luminaires | Premium | TRUE | 4670.9 | 119.24 | 39.17 | 5.18 | 0.9169 | 3094 | 82 | 5 | 50000 | 1/4/2016 | Dimmable | Continuous (Can dim down to ≤ 10% (W)) | No |  | 3.1 | 4670.9 | 119.24 | 40 | 20 | 0.997 | 3000 | 82
PNWGRHBQ | Jiangsu Ever-Tie Lighting Co. Ltd | Ever-tie | ETLVP-4FT/LW/DM 3500K | Indoor Luminaires | Linear Ambient | Direct Linear Ambient Luminaires | Premium | FALSE | [9 empty] | 1/4/2016 | Dimmable | Continuous (Can dim down to ≤ 10% (W)) | No |  |  | 4779.4 | 121.27 | 40 | 20 | 0.997 | 3500 | 82.9
PJDQPDBT | Jiangsu Ever-Tie Lighting Co. Ltd | Ever-tie | ETLVP-4FT/LW/DM 4000K | Indoor Luminaires | Linear Ambient | Direct Linear Ambient Luminaires | Premium | FALSE | [9 empty] | 1/4/2016 | Dimmable | Continuous (Can dim down to ≤ 10% (W)) | No |  |  | 4980.54 | 124.86 | 40 | 20 | 0.997 | 4000 | 84.2
PQYYBFJ4 | Jiangsu Ever-Tie Lighting Co. Ltd | Ever-tie | ETLVP-4FT/LW/DM 5000K | Indoor Luminaires | Linear Ambient | Direct Linear Ambient Luminaires | Premium | FALSE | [9 empty] | 1/4/2016 | Dimmable | Continuous (Can dim down to ≤ 10% (W)) | No |  |  | 4977.14 | 125.24 | 40 | 20 | 0.997 | 5000 | 82.7
P4418HSW | Jiangsu Ever-Tie Lighting Co. Ltd | Ever-tie | ETLWRAP-4FT/LW/DM 3000K (A1+B1) | Indoor Luminaires | Linear Ambient | Direct Linear Ambient Luminaires | Premium | TRUE | 4512.1 | 115.07 | 39.21 | 5.61 | 0.9057 | 3107 | 81.8 | 5 | 50000 | 1/4/2016 | Dimmable | Continuous (Can dim down to ≤ 10% (W)) | No |  | 3.1 | 4512.1 | 115.07 | 40 | 20 | 0.993 | 3000 | 81.8
PM7H1YRH | Jiangsu Ever-Tie Lighting Co. Ltd | Ever-tie | ETLWRAP-4FT/LW/DM 3500K (A1+B1) | Indoor Luminaires | Linear Ambient | Direct Linear Ambient Luminaires | Premium | FALSE | [9 empty] | 1/4/2016 | Dimmable | Continuous (Can dim down to ≤ 10% (W)) | No |  |  | 4540 | 115.5 | 40 | 20 | 0.991 | 3500 | 83
PKS5VMYZ | Jiangsu Ever-Tie Lighting Co. Ltd | Ever-tie | ETLWRAP-4FT/LW/DM 4000K (A1+B1) | Indoor Luminaires | Linear Ambient | Direct Linear Ambient Luminaires | Premium | FALSE | [9 empty] | 1/4/2016 | Dimmable | Continuous (Can dim down to ≤ 10% (W)) | No |  |  | 4548.1 | 115.7 | 40 | 20 | 0.991 | 4000 | 83.4
PE7DT8NY | Jiangsu Ever-Tie Lighting Co. Ltd | Ever-tie | ETLWRAP-4FT/LW/DM 5000K (A1+B1) | Indoor Luminaires | Linear Ambient | Direct Linear Ambient Luminaires | Premium | FALSE | [9 empty] | 1/4/2016 | Dimmable | Continuous (Can dim down to ≤ 10% (W)) | No |  |  | 4564.3 | 116.2 | 40 | 20 | 0.991 | 5000 | 82.6
P6SGZJR6 | Jiangsu Ever-Tie Lighting Co. Ltd | Ever-tie | ETLSN-2FT/HL/DM 3000K (A1+B1) | Indoor Luminaires | Linear Ambient | Direct Linear Ambient Luminaires | Premium | TRUE | 2069.16 | 111.47 | 18.56 | 6.1 | 0.9475 | 3087 | 81.33 | 5 | 50000 | 6/15/2016 | Dimmable | Continuous (Can dim down to ≤ 10% (W)) | No |  | 3.1 | 2240 | 112 | 20 | 6.1 | 0.95 | 3000 | 80
P635XWTK | Jiangsu Ever-Tie Lighting Co. Ltd | Ever-tie | ETLSN-2FT/HL/DM 3500K (A1+B1) | Indoor Luminaires | Linear Ambient | Direct Linear Ambient Luminaires | Premium | FALSE | [9 empty] | 6/15/2016 | Dimmable | Continuous (Can dim down to ≤ 10% (W)) | No |  |  | 2260 | 113 | 20 | 6.1 | 0.95 | 3500 | 80
PMJ4XTF5 | Jiangsu Ever-Tie Lighting Co. Ltd | Ever-tie | ETLSN-2FT/HL/DM 4000K (A1+B1) | Indoor Luminaires | Linear Ambient | Direct Linear Ambient Luminaires | Premium | FALSE | [9 empty] | 6/15/2016 | Dimmable | Continuous (Can dim down to ≤ 10% (W)) | No |  |  | 2300 | 115 | 20 | 6.1 | 0.95 | 4000 | 80
P72SM594 | Jiangsu Ever-Tie Lighting Co. Ltd | Ever-tie | ETLSN-2FT/HL/DM 5000K (A1+B1) | Indoor Luminaires | Linear Ambient | Direct Linear Ambient Luminaires | Premium | FALSE | [9 empty] | 6/15/2016 | Dimmable | Continuous (Can dim down to ≤ 10% (W)) | No |  |  | 2360 | 118 | 20 | 6.1 | 0.95 | 5000 | 80
PKFUA9TM | Jiangsu Ever-Tie Lighting Co. Ltd | Ever-tie | ETLWRAP-4FT/LW/DM 3500K (A1+B3) | Indoor Luminaires | Linear Ambient | Direct Linear Ambient Luminaires | Standard | TRUE | 4231.2 | 102.22 | 41.39 | 5.15 | 0.9532 | 3431 | 83.8 | 5 | 50000 | 11/23/2015 | Dimmable | Continuous (Can dim down to ≤ 10% (W)) | No |  | 3 | 4231.2 | 102.22 | 41.39 | 20 | 0.998 | 3500 | 83.8
PZYJC56G | Jiangsu Ever-Tie Lighting Co. Ltd | Ever-tie | ETLWRAP-4FT/LW/DM 4000K (A1+B3) | Indoor Luminaires | Linear Ambient | Direct Linear Ambient Luminaires | Standard | FALSE | [9 empty] | 11/23/2015 | Dimmable | Continuous (Can dim down to ≤ 10% (W)) | No |  |  | 4337.9 | 103.78 | 41.8 | 20 | 0.997 | 4000 | 82.8
PNH2NHRZ | Jiangsu Ever-Tie Lighting Co. Ltd | Ever-tie | ETLWRAP-4FT/LW/DM 5000K (A1+B3) | Indoor Luminaires | Linear Ambient | Direct Linear Ambient Luminaires | Standard | FALSE | [9 empty] | 11/23/2015 | Dimmable | Continuous (Can dim down to ≤ 10% (W)) | No |  |  | 4427.73 | 105.45 | 41.99 | 20 | 0.997 | 5000 | 81.7
PEMVYRHZ | Jiangsu Ever-Tie Lighting Co. Ltd | Ever-tie | ETLSN-4FT/HL/34/DM 3000K（A1+B2） | Indoor Luminaires | Linear Ambient | Direct Linear Ambient Luminaires | Standard | TRUE | 3503.6 | 100.85 | 34.73 | 5 | 0.9803 | 3048 | 82.9 | 5 | 50000 | 6/17/2016 | Dimmable | Continuous (Can dim down to ≤ 10% (W)) | No |  | 3.1 | 3605 | 103 | 34 | 20 | 0.9 | 3000 | 80
P7TJY4EN | Jiangsu Ever-Tie Lighting Co. Ltd | Ever-tie | ETLSN-8FT/HL/68/DM 3000K（A1+B2） | Indoor Luminaires | Linear Ambient | Direct Linear Ambient Luminaires | Standard | TRUE | 6936 | 101.94 | 68.05 | 9.8 | 0.9704 | 3044 | 82.8 | 5 | 50000 | 6/17/2016 | Dimmable | Continuous (Can dim down to ≤ 10% (W)) | No |  | 3.1 | 7004 | 103 | 68 | 20 | 0.9 | 3000 | 80
PDQBWPRG | Jiangsu Ever-Tie Lighting Co. Ltd | Ever-tie | ETLSN-8FT/HL/68/DM 3500K（A1+B2） | Indoor Luminaires | Linear Ambient | Direct Linear Ambient Luminaires | Standard | FALSE | [9 empty] | 6/17/2016 | Dimmable | Continuous (Can dim down to ≤ 10% (W)) | No |  |  | 7208 | 106 | 68 | 20 | 0.9 | 3500 | 80
PPDEMYVP | Jiangsu Ever-Tie Lighting Co. Ltd | Ever-tie | ETLSN-8FT/HL/68/DM 4000K（A1+B2） | Indoor Luminaires | Linear Ambient | Direct Linear Ambient Luminaires | Standard | FALSE | [9 empty] | 6/17/2016 | Dimmable | Continuous (Can dim down to ≤ 10% (W)) | No |  |  | 7344 | 108 | 68 | 20 | 0.9 | 4000 | 80
PZRFV8B1 | Jiangsu Ever-Tie Lighting Co. Ltd | Ever-tie | ETLSN-8FT/HL/68/DM 5000K（A1+B2） | Indoor Luminaires | Linear Ambient | Direct Linear Ambient Luminaires | Standard | FALSE | [9 empty] | 6/17/2016 | Dimmable | Continuous (Can dim down to ≤ 10% (W)) | No |  |  | 7480 | 110 | 68 | 20 | 0.9 | 5000 | 80
PS26TKTT | Jiangsu Ever-Tie Lighting Co. Ltd | Ever-tie | ETLSN-4FT/HL/34/DM 3500K（A1+B2） | Indoor Luminaires | Linear Ambient | Direct Linear Ambient Luminaires | Standard | FALSE | [9 empty] | 6/17/2016 | Dimmable | Continuous (Can dim down to ≤ 10% (W)) | No |  |  | 3710 | 106 | 34 | 20 | 0.9 | 3500 | 80
PE4Y1BRG | Jiangsu Ever-Tie Lighting Co. Ltd | Ever-tie | ETLSN-4FT/HL/34/DM 4000K（A1+B2） | Indoor Luminaires | Linear Ambient | Direct Linear Ambient Luminaires | Standard | FALSE | [9 empty] | 6/17/2016 | Dimmable | Continuous (Can dim down to ≤ 10% (W)) | No |  |  | 3780 | 108 | 34 | 20 | 0.9 | 4000 | 80
PPYZWKEX | Jiangsu Ever-Tie Lighting Co. Ltd | Ever-tie | ETLSN-4FT/HL/34/DM 5000K（A1+B2） | Indoor Luminaires | Linear Ambient | Direct Linear Ambient Luminaires | Standard | FALSE | [9 empty] | 6/17/2016 | Dimmable | Continuous (Can dim down to ≤ 10% (W)) | No |  |  | 3850 | 110 | 34 | 20 | 0.9 | 5000 | 80
PNFU1VJU | Jiangsu Ever-Tie Lighting Co. Ltd | Ever-tie | ETLSN-4FT/VH/50/DM 3000K（A1+B2） | Indoor Luminaires | Linear Ambient | Direct Linear Ambient Luminaires | Standard | TRUE | 4884.32 | 103.33 | 47.26 | 4.2 | 0.9786 | 3052 | 82.67 | 5 | 50000 | 6/17/2016 | Dimmable | Continuous (Can dim down to ≤ 10% (W)) | No |  | 4 | 4841 | 103 | 50 | 20 | 0.9 | 3000 | 80
PPHH7ZVK | Jiangsu Ever-Tie Lighting Co. Ltd | Ever-tie | ETLSN-8FT/VH/100/DM 3000K（A1+B2） | Indoor Luminaires | Linear Ambient | Direct Linear Ambient Luminaires | Standard | TRUE | 9732.7 | 101.89 | 95.52 | 8.8 | 0.9651 | 3059 | 82.6 | 5 | 50000 | 6/17/2016 | Dimmable | Continuous (Can dim down to ≤ 10% (W)) | No |  | 4 | 9888 | 103 | 100 | 20 | 0.9 | 3000 | 80
P97VMA53 | Jiangsu Ever-Tie Lighting Co. Ltd | Ever-tie | ETLSN-8FT/VH/100/DM 3500K（A1+B2） | Indoor Luminaires | Linear Ambient | Direct Linear Ambient Luminaires | Standard | FALSE | [9 empty] | 6/17/2016 | Dimmable | Continuous (Can dim down to ≤ 10% (W)) | No |  |  | 10176 | 106 | 100 | 20 | 0.9 | 3500 | 80
PPFNTNZ8 | Jiangsu Ever-Tie Lighting Co. Ltd | Ever-tie | ETLSN-8FT/VH/100/DM 4000K（A1+B2） | Indoor Luminaires | Linear Ambient | Direct Linear Ambient Luminaires | Standard | FALSE | [9 empty] | 6/17/2016 | Dimmable | Continuous (Can dim down to ≤ 10% (W)) | No |  |  | 10368 | 108 | 100 | 20 | 0.9 | 4000 | 80
P8BPGR7Q | Jiangsu Ever-Tie Lighting Co. Ltd | Ever-tie | ETLSN-8FT/VH/100/DM 5000K（A1+B2） | Indoor Luminaires | Linear Ambient | Direct Linear Ambient Luminaires | Standard | FALSE | [9 empty] | 6/17/2016 | Dimmable | Continuous (Can dim down to ≤ 10% (W)) | No |  |  | 10560 | 110 | 100 | 20 | 0.9 | 5000 | 80
PU6XZPWN | Jiangsu Ever-Tie Lighting Co. Ltd | Ever-tie | ETLSN-4FT/VH/50/DM 3500K（A1+B2） | Indoor Luminaires | Linear Ambient | Direct Linear Ambient Luminaires | Standard | FALSE | [9 empty] | 6/17/2016 | Dimmable | Continuous (Can dim down to ≤ 10% (W)) | No |  |  | 4982 | 106 | 50 | 20 | 0.9 | 3500 | 80
P4DJPMD6 | Jiangsu Ever-Tie Lighting Co. Ltd | Ever-tie | ETLSN-4FT/VH/50/DM 4000K（A1+B2） | Indoor Luminaires | Linear Ambient | Direct Linear Ambient Luminaires | Standard | FALSE | [9 empty] | 6/17/2016 | Dimmable | Continuous (Can dim down to ≤ 10% (W)) | No |  |  | 5076 | 108 | 50 | 20 | 0.9 | 4000 | 80
P7JAG7B4 | Jiangsu Ever-Tie Lighting Co. Ltd | Ever-tie | ETLSN-4FT/VH/50/DM 5000K（A1+B2） | Indoor Luminaires | Linear Ambient | Direct Linear Ambient Luminaires | Standard | FALSE | [9 empty] | 6/17/2016 | Dimmable | Continuous (Can dim down to ≤ 10% (W)) | No |  |  | 5170 | 110 | 50 | 20 | 0.9 | 5000 | 80
PRKVVTKF | Jiangsu Ever-Tie Lighting Co. Ltd | Ever-tie | ETLSN-4FT/LW/NDM 3000K（A2+B2） | Indoor Luminaires | Linear Ambient | Direct Linear Ambient Luminaires | Standard | TRUE | 2313.61 | 106.28 | 21.76 | 13.4 | 0.9019 | 3034 | 82.8 | 5 | 50000 | 6/17/2016 | Not Dimmable | Not Dimmable | No |  | 4 | 2332 | 106 | 24 | 20 | 0.9 | 3000 | 80
PG6H756X | Jiangsu Ever-Tie Lighting Co. Ltd | Ever-tie | ETLSN-4FT/LW/NDM 3500K（A2+B2） | Indoor Luminaires | Linear Ambient | Direct Linear Ambient Luminaires | Standard | FALSE | [9 empty] | 6/17/2016 | Not Dimmable | Not Dimmable | No |  |  | 2376 | 108 | 24 | 20 | 0.9 | 3500 | 80
PCFCVT17 | Jiangsu Ever-Tie Lighting Co. Ltd | Ever-tie | ETLSN-4FT/LW/NDM 4000K（A2+B2） | Indoor Luminaires | Linear Ambient | Direct Linear Ambient Luminaires | Standard | FALSE | [9 empty] | 6/17/2016 | Not Dimmable | Not Dimmable | No |  |  | 2464 | 112 | 24 | 20 | 0.9 | 4000 | 80
PF3NV62K | Jiangsu Ever-Tie Lighting Co. Ltd | Ever-tie | ETLSN-4FT/LW/NDM 5000K（A2+B2） | Indoor Luminaires | Linear Ambient | Direct Linear Ambient Luminaires | Standard | FALSE | [9 empty] | 6/17/2016 | Not Dimmable | Not Dimmable | No |  |  | 2508 | 114 | 24 | 20 | 0.9 | 5000 | 80
P7ZNTR3A | Jiangsu Ever-Tie Lighting Co. Ltd | Ever-tie | ETLWRAP03-4FT/LW/32/DM 3500K（A3+B1） | Indoor Luminaires | Linear Ambient | Direct Linear Ambient Luminaires | Premium | TRUE | 3927.4 | 127.19 | 30.87 | 9.6 | 0.9659 | 3582 | 82.7 | 5 | 50000 | 9/22/2016 | Dimmable | Continuous (Can dim down to ≤ 10% (W)) | No |  | 4 | 4096 | 130 | 32 | 10 | 0.9 | 3500 | 80
PPKKTA26 | Jiangsu Ever-Tie Lighting Co. Ltd | Ever-tie | ETLWRAP03-4FT/LW/32/DM 4000K（A3+B1） | Indoor Luminaires | Linear Ambient | Direct Linear Ambient Luminaires | Premium | FALSE | [9 empty] | 9/22/2016 | Dimmable | Continuous (Can dim down to ≤ 10% (W)) | No |  |  | 4160 | 132 | 32 | 10 | 0.9 | 4000 | 80
PNPYGN19 | Jiangsu Ever-Tie Lighting Co. Ltd | Ever-tie | ETLWRAP03-4FT/LW/32/DM 5000K（A3+B1） | Indoor Luminaires | Linear Ambient | Direct Linear Ambient Luminaires | Premium | FALSE | [9 empty] | 9/22/2016 | Dimmable | Continuous (Can dim down to ≤ 10% (W)) | No |  |  | 4224 | 134 | 32 | 10 | 0.9 | 5000 | 80
PW7ZCCXB | Jiangsu Ever-Tie Lighting Co. Ltd | Ever-tie | ETLWRAP03-4FT/LW/32/DM 3500K（A1+B1） | Indoor Luminaires | Linear Ambient | Direct Linear Ambient Luminaires | Premium | FALSE | [9 empty] | 9/22/2016 | Dimmable | Continuous (Can dim down to ≤ 10% (W)) | No |  |  | 4096 | 130 | 32 | 10 | 0.9 | 3500 | 80
P8V1HCR8 | Jiangsu Ever-Tie Lighting Co. Ltd | Ever-tie | ETLWRAP03-4FT/LW/32/DM 4000K（A1+B1） | Indoor Luminaires | Linear Ambient | Direct Linear Ambient Luminaires | Premium | FALSE | [9 empty] | 9/22/2016 | Dimmable | Continuous (Can dim down to ≤ 10% (W)) | No |  |  | 4160 | 132 | 32 | 10 | 0.9 | 4000 | 80
PC2QJ2UW | Jiangsu Ever-Tie Lighting Co. Ltd | Ever-tie | ETLWRAP03-4FT/LW/32/DM 5000K（A1+B1） | Indoor Luminaires | Linear Ambient | Direct Linear Ambient Luminaires | Premium | FALSE | [9 empty] | 9/22/2016 | Dimmable | Continuous (Can dim down to ≤ 10% (W)) | No |  |  | 4224 | 134 | 32 | 10 | 0.9 | 5000 | 80
PTJD1JA3 | Jiangsu Ever-Tie Lighting Co. Ltd | Ever-tie | ETLWRAP03-4FT/LW/36/DM 3500K（A3+B1） | Indoor Luminaires | Linear Ambient | Direct Linear Ambient Luminaires | Premium | TRUE | 4201.1 | 127.97 | 32.83 | 8 | 0.9395 | 3579 | 82.6 | 5 | 50000 | 9/22/2016 | Dimmable | Continuous (Can dim down to ≤ 10% (W)) | No |  | 4 | 4572 | 128 | 36 | 10 | 0.9 | 3500 | 80
P89GKY7C | Jiangsu Ever-Tie Lighting Co. Ltd | Ever-tie | ETLWRAP03-4FT/LW/36/DM 4000K（A3+B1） | Indoor Luminaires | Linear Ambient | Direct Linear Ambient Luminaires | Premium | FALSE | [9 empty] | 9/22/2016 | Dimmable | Continuous (Can dim down to ≤ 10% (W)) | No |  |  | 4608 | 130 | 36 | 10 | 0.9 | 4000 | 80
PNV79279 | Jiangsu Ever-Tie Lighting Co. Ltd | Ever-tie | ETLWRAP03-4FT/LW/36/DM 5000K（A3+B1） | Indoor Luminaires | Linear Ambient | Direct Linear Ambient Luminaires | Premium | FALSE | [9 empty] | 9/22/2016 | Dimmable | Continuous (Can dim down to ≤ 10% (W)) | No |  |  | 4680 | 131 | 36 | 10 | 0.9 | 5000 | 80
PRM5FT3M | Jiangsu Ever-Tie Lighting Co. Ltd | Ever-tie | ETLWRAP03-4FT/LW/36/DM 3500K（A1+B1） | Indoor Luminaires | Linear Ambient | Direct Linear Ambient Luminaires | Premium | FALSE | [9 empty] | 9/22/2016 | Dimmable | Continuous (Can dim down to ≤ 10% (W)) | No |  |  | 4572 | 128 | 36 | 10 | 0.9 | 3500 | 80
PV76YFN5 | Jiangsu Ever-Tie Lighting Co. Ltd | Ever-tie | ETLWRAP03-4FT/LW/36/DM 4000K（A1+B1） | Indoor Luminaires | Linear Ambient | Direct Linear Ambient Luminaires | Premium | FALSE | [9 empty] | 9/22/2016 | Dimmable | Continuous (Can dim down to ≤ 10% (W)) | No |  |  | 4608 | 130 | 36 | 10 | 0.9 | 4000 | 80
PN8GJJ82 | Jiangsu Ever-Tie Lighting Co. Ltd | Ever-tie | ETLWRAP03-4FT/LW/36/DM 5000K（A1+B1） | Indoor Luminaires | Linear Ambient | Direct Linear Ambient Luminaires | Premium | FALSE | [9 empty] | 9/22/2016 | Dimmable | Continuous (Can dim down to ≤ 10% (W)) | No |  |  | 4680 | 131 | 36 | 10 | 0.9 | 5000 | 80
PPBNK25G | Jiangsu Ever-Tie Lighting Co. Ltd | Ever-tie | ETLWRAP03-4FT/LW/42/DM 4000K（A3+B1） | Indoor Luminaires | Linear Ambient | Direct Linear Ambient Luminaires | Premium | TRUE | 5011.1 | 129 | 38.84 | 8.7 | 0.9506 | 3959 | 82 | 5 | 50000 | 9/22/2016 | Dimmable | Continuous (Can dim down to ≤ 10% (W)) | No |  | 4 | 5334 | 127 | 42 | 10 | 0.9 | 4000 | 80
PTSQKEHM | Jiangsu Ever-Tie Lighting Co. Ltd | Ever-tie | ETLWRAP03-4FT/LW/42/DM 4000K（A1+B1） | Indoor Luminaires | Linear Ambient | Direct Linear Ambient Luminaires | Premium | TRUE | 5036.7 | 126.43 | 39.83 | 3.8 | 0.97 | 3958 | 81.99 | 5 | 50000 | 9/22/2016 | Dimmable | Continuous (Can dim down to ≤ 10% (W)) | No |  | 4 | 5334 | 127 | 42 | 10 | 0.9 | 4000 | 80
PURZDR5S | Jiangsu Ever-Tie Lighting Co. Ltd | Ever-tie | ETLWRAP03-4FT/LW/42/DM 5000K（A1+B1） | Indoor Luminaires | Linear Ambient | Direct Linear Ambient Luminaires | Premium | FALSE | [9 empty] | 9/22/2016 | Dimmable | Continuous (Can dim down to ≤ 10% (W)) | No |  |  | 5376 | 128 | 42 | 10 | 0.9 | 5000 | 80
PMBCR9ZT | Jiangsu Ever-Tie Lighting Co. Ltd | Ever-tie | ETLWRAP03-4FT/LW/42/DM 5000K（A3+B1） | Indoor Luminaires | Linear Ambient | Direct Linear Ambient Luminaires | Premium | FALSE | [9 empty] | 9/22/2016 | Dimmable | Continuous (Can dim down to ≤ 10% (W)) | No |  |  | 5376 | 128 | 42 | 10 | 0.9 | 5000 | 80
PR5BFTCT | Jiangsu Ever-Tie Lighting Co. Ltd | Ever-tie | ETLSN-4FT/40/DM 4000K | Indoor Luminaires | Linear Ambient | Direct Linear Ambient Luminaires | Premium | TRUE | 4336.3 | 113.2 | 38.3 | 5.7 | 0.968 | 4177 | 84 | 5 | 50000 | 2/10/2016 | Dimmable | Continuous (Can dim down to ≤ 10% (W)) | No |  | 3.1 | 4000 | 110 | 40 | 20 | 0.9 | 4000 | 80
PENPH2WC | Jiangsu Ever-Tie Lighting Co. Ltd | Ever-tie | ETLSN-4FT/40/DM 5000K | Indoor Luminaires | Linear Ambient | Direct Linear Ambient Luminaires | Premium | FALSE | [9 empty] | 2/10/2016 | Dimmable | Continuous (Can dim down to ≤ 10% (W)) | No |  |  | 4000 | 110 | 40 | 20 | 0.9 | 5000 | 80
P4H74APU | Jiangsu Ever-Tie Lighting Co. Ltd | Ever-tie | ETLSN-4FT/VH/50/DM 3000K (A1+B1) | Indoor Luminaires | Linear Ambient | Direct Linear Ambient Luminaires | Premium | TRUE | 4941.5 | 109.79 | 45.01 | 3.5 | 0.9782 | 3022 | 80.53 | 5 | 50000 | 7/15/2016 | Dimmable | Continuous (Can dim down to ≤ 10% (W)) | No |  | 3.1 | 5400 | 108 | 50 | 20 | 0.9 | 3000 | 80
PGQDQFWD | Jiangsu Ever-Tie Lighting Co. Ltd | Ever-tie | ETLSN-4FT/VH/50/DM 3500K(A1+B1) | Indoor Luminaires | Linear Ambient | Direct Linear Ambient Luminaires | Premium | FALSE | [9 empty] | 7/15/2016 | Dimmable | Continuous (Can dim down to ≤ 10% (W)) | No |  |  | 5500 | 110 | 50 | 20 | 0.9 | 3500 | 80
PPZC5V28 | Jiangsu Ever-Tie Lighting Co. Ltd | Ever-tie | ETLSN-4FT/VH/50/DM 5000K (A1+B1) | Indoor Luminaires | Linear Ambient | Direct Linear Ambient Luminaires | Premium | FALSE | [9 empty] | 7/15/2016 | Dimmable | Continuous (Can dim down to ≤ 10% (W)) | No |  |  | 6000 | 120 | 50 | 20 | 0.9 | 5000 | 80
PRGEY5EQ | Jiangsu Ever-Tie Lighting Co. Ltd | Ever-tie | ETLSN-4FT/VH/50/DM 4000K (A1+B1) | Indoor Luminaires | Linear Ambient | Direct Linear Ambient Luminaires | Premium | FALSE | [9 empty] | 7/15/2016 | Dimmable | Continuous (Can dim down to ≤ 10% (W)) | No |  |  | 5750 | 115 | 50 | 20 | 0.9 | 4000 | 80
PWAT7XWS | JIANGSU SHENGHUI OPTOELECTRONIC CO,LTD | SUNWEA | SH-TP04PCBU-31835MH | Indoor Luminaires | Linear Ambient | Direct Linear Ambient Luminaires | Standard | TRUE | 3452.2 | 115.6 | 29.86 | 18.15 | 0.908 | 3439 | 83 | 5 | 50000 | 2/19/2016 | Not Dimmable | Not Dimmable | No |  | 3.1 | 3500 | 115 | 31 | 20 | 0.9 | 3500 | 80
P8P73EA4 | JIANGSU SHENGHUI OPTOELECTRONIC CO,LTD | SUNWEA | SH-TP04PCBU-31850MH | Indoor Luminaires | Linear Ambient | Direct Linear Ambient Luminaires | Standard | TRUE | 3774.7 | 121 | 31.2 | 18.15 | 0.908 | 5182 | 84.8 | 5 | 50000 | 2/19/2016 | Not Dimmable | Not Dimmable | No |  | 3.1 | 3700 | 120 | 31 | 20 | 0.9 | 5000 | 80
PZ4A1SPT | JIANGSU SHENGHUI OPTOELECTRONIC CO,LTD | SUNWEA | SH-TP08PCBU-60835MH | Indoor Luminaires | Linear Ambient | Direct Linear Ambient Luminaires | Standard | FALSE | [9 empty] | 2/19/2016 | Not Dimmable | Not Dimmable | No |  |  | 7000 | 115 | 60 | 20 | 0.9 | 3500 | 80
P8HF73YD | JIANGSU SHENGHUI OPTOELECTRONIC CO,LTD | SUNWEA | SH-TP08PCBU-60840MH | Indoor Luminaires | Linear Ambient | Direct Linear Ambient Luminaires | Standard | FALSE | [9 empty] | 2/19/2016 | Not Dimmable | Not Dimmable | No |  |  | 7200 | 117 | 60 | 20 | 0.9 | 4000 | 80
PFZKYAX7 | JIANGSU SHENGHUI OPTOELECTRONIC CO,LTD | SUNWEA | SH-TP08PCBU-60850MH | Indoor Luminaires | Linear Ambient | Direct Linear Ambient Luminaires | Standard | FALSE | [9 empty] | 2/19/2016 | Not Dimmable | Not Dimmable | No |  |  | 7400 | 120 | 60 | 20 | 0.9 | 5000 | 80
PK49UCB6 | JIANGSU SHENGHUI OPTOELECTRONIC CO,LTD | SUNWEA | SH-TP04PCBU-31840MH | Indoor Luminaires | Linear Ambient | Direct Linear Ambient Luminaires | Standard | FALSE | [9 empty] | 2/19/2016 | Not Dimmable | Not Dimmable | No |  |  | 3600 | 117 | 31 | 20 | 0.9 | 4000 | 80
P85EXUXH | JIANGSU SHENGHUI OPTOELECTRONIC CO,LTD | SUNWEA | SH-TP04PCEU-31835CH | Indoor Luminaires | Linear Ambient | Direct Linear Ambient Luminaires | Standard | TRUE | 3897 | 127.8 | 30.5 | 19.8 | 0.925 | 3473 | 84 | 5 | 50000 | 3/7/2016 | Not Dimmable | Not Dimmable | No |  | 3.1 | 3410 | 110 | 31 | 20 | 0.914 | 3500 | 80
P6DUR4Q3 | JIANGSU SHENGHUI OPTOELECTRONIC CO,LTD | SUNWEA | SH-TP04PCEU-31840CH | Indoor Luminaires | Linear Ambient | Direct Linear Ambient Luminaires | Standard | FALSE | [9 empty] | 3/7/2016 | Not Dimmable | Not Dimmable | No |  |  | 3410 | 110 | 31 | 20 | 0.914 | 4000 | 80
PNKSRJUE | JIANGSU SHENGHUI OPTOELECTRONIC CO,LTD | SUNWEA | SH-TP04PCEU-31845CH | Indoor Luminaires | Linear Ambient | Direct Linear Ambient Luminaires | Standard | FALSE | [9 empty] | 3/7/2016 | Not Dimmable | Not Dimmable | No |  |  | 3410 | 110 | 31 | 20 | 0.914 | 4500 | 80
PEVBC5R3 | JIANGSU SHENGHUI OPTOELECTRONIC CO,LTD | SUNWEA | SH-TP04PCEU-31835CH | Indoor Luminaires | Linear Ambient | Direct Linear Ambient Luminaires | Standard | FALSE | [9 empty] | 3/7/2016 | Not Dimmable | Not Dimmable | No |  |  | 3410 | 110 | 31 | 20 | 0.914 | 5000 | 80
PM2WZRPW | JIANGSU SHENGHUI OPTOELECTRONIC CO,LTD | SUNWEA | SH-TP04PCEU-31835MH | Indoor Luminaires | Linear Ambient | Direct Linear Ambient Luminaires | Standard | TRUE | 3950 | 129.8 | 30.4 | 17.7 | 0.914 | 3447 | 83 | 5 | 50000 | 3/8/2016 | Not Dimmable | Not Dimmable | No |  | 3.1 | 3410 | 110 | 31 | 20 | 0.914 | 3500 | 80
PZ2JFPWZ | JIANGSU SHENGHUI OPTOELECTRONIC CO,LTD | SUNWEA | SH-TP04PCEU-31840MH | Indoor Luminaires | Linear Ambient | Direct Linear Ambient Luminaires | Standard | FALSE | [9 empty] | 3/8/2016 | Not Dimmable | Not Dimmable | No |  |  | 3410 | 110 | 31 | 20 | 0.914 | 4000 | 80
P98DGAJC | JIANGSU SHENGHUI OPTOELECTRONIC CO,LTD | SUNWEA | SH-TP04PCEU-31845MH | Indoor Luminaires | Linear Ambient | Direct Linear Ambient Luminaires | Standard | FALSE | [9 empty] | 3/8/2016 | Not Dimmable | Not Dimmable | No |  |  | 3410 | 110 | 31 | 20 | 0.914 | 4500 | 80
PDB7PQS4 | JIANGSU SHENGHUI OPTOELECTRONIC CO,LTD | SUNWEA | SH-TP04PCEU-31850MH | Indoor Luminaires | Linear Ambient | Direct Linear Ambient Luminaires | Standard | FALSE | [9 empty] | 3/8/2016 | Not Dimmable | Not Dimmable | No |  |  | 3410 | 110 | 31 | 20 | 0.914 | 5000 | 80
P7JEM4KY | JIANGSU SHENGHUI OPTOELECTRONIC CO,LTD | SUNWEA | SH-TP05PCEU-60840M | Indoor Luminaires | Linear Ambient | Direct Linear Ambient Luminaires | Standard | TRUE | 5405.9 | 89.87 | 60.15 | 15.72 | 0.887 | 4001 | 83.9 | 5 | 50000 | 2/23/2015 | Not Dimmable | Not Dimmable | Not Yet Verified |  | 2.1 | 5406 | 89.87 | 60 | 15.72 | 0.887 | 4001 | 83.9
PHU1YDA3 | JIANGSU SHENGHUI OPTOELECTRONIC CO,LTD | SUNWEA | SH-TP05PCEU-60845M | Indoor Luminaires | Linear Ambient | Direct Linear Ambient Luminaires | Standard | FALSE | [9 empty] | 2/23/2015 | Not Dimmable | Not Dimmable | Not Yet Verified |  |  | 5506 | 93.94 | 60 | 15.72 | 0.887 | 4500 | 83.6
PU6QHGY5 | JIANGSU SHENGHUI OPTOELECTRONIC CO,LTD | SUNWEA | SH-TP05PCEU-60850M | Indoor Luminaires | Linear Ambient | Direct Linear Ambient Luminaires | Standard | FALSE | [9 empty] | 2/23/2015 | Not Dimmable | Not Dimmable | Not Yet Verified |  |  | 5606 | 98.01 | 60 | 15.72 | 0.887 | 5084 | 84.4
PATZSPWE | JIANGSU SHENGHUI OPTOELECTRONIC CO,LTD | SUNWEA | SH-TP05PCEU-60840C | Indoor Luminaires | Linear Ambient | Direct Linear Ambient Luminaires | Standard | FALSE | [9 empty] | 2/23/2015 | Not Dimmable | Not Dimmable | Not Yet Verified |  |  | 5406 | 89.87 | 60 | 15.72 | 0.887 | 4001 | 83.9
PV83TFTU | JIANGSU SHENGHUI OPTOELECTRONIC CO,LTD | SUNWEA | SH-TP05PCEU-60845C | Indoor Luminaires | Linear Ambient | Direct Linear Ambient Luminaires | Standard | FALSE | [9 empty] | 2/23/2015 | Not Dimmable | Not Dimmable | Not Yet Verified |  |  | 5506 | 93.94 | 60 | 15.72 | 0.887 | 4500 | 83.6
P769MPGV | JIANGSU SHENGHUI OPTOELECTRONIC CO,LTD | SUNWEA | SH-TP05PCEU-60850C | Indoor Luminaires | Linear Ambient | Direct Linear Ambient Luminaires | Standard | FALSE | [9 empty] | 2/23/2015 | Not Dimmable | Not Dimmable | Not Yet Verified |  |  | 5606 | 98.01 | 60 | 15.72 | 0.887 | 5084 | 84.4
PXK3H6DX | JIANGSU SHENGHUI OPTOELECTRONIC CO,LTD | SUNWEA | SH-TP04PCEU-40840M | Indoor Luminaires | Linear Ambient | Direct Linear Ambient Luminaires | Standard | TRUE | 3643.6 | 90.94 | 40.07 | 18.14 | 0.874 | 3979 | 83.6 | 5 | 50000 | 2/23/2015 | Not Dimmable | Not Dimmable | Not Yet Verified |  | 2.1 | 3643 | 90.94 | 40 | 18.14 | 0.874 | 3979 | 83.6
PUM3YBV7 | JIANGSU SHENGHUI OPTOELECTRONIC CO,LTD | SUNWEA | SH-TP04PCEU-40845M | Indoor Luminaires | Linear Ambient | Direct Linear Ambient Luminaires | Standard | FALSE | [9 empty] | 2/23/2015 | Not Dimmable | Not Dimmable | Not Yet Verified |  |  | 3845 | 92.6 | 40 | 18.14 | 0.874 | 4500 | 83.6
P1R5RYUY | JIANGSU SHENGHUI OPTOELECTRONIC CO,LTD | SUNWEA | SH-TP04PCEU-40850M | Indoor Luminaires | Linear Ambient | Direct Linear Ambient Luminaires | Standard | FALSE | [9 empty] | 2/23/2015 | Not Dimmable | Not Dimmable | Not Yet Verified |  |  | 3778 | 94.3 | 40 | 18.14 | 0.874 | 5048 | 84.1
PV8E7TJX | JIANGSU SHENGHUI OPTOELECTRONIC CO,LTD | SUNWEA | SH-TP04PCEU-40840C | Indoor Luminaires | Linear Ambient | Direct Linear Ambient Luminaires | Standard | FALSE | [9 empty] | 2/23/2015 | Not Dimmable | Not Dimmable | Not Yet Verified |  |  | 3643 | 90.94 | 40 | 18.14 | 0.874 | 3979 | 83.6
PAQ63SJP | JIANGSU SHENGHUI OPTOELECTRONIC CO,LTD | SUNWEA | SH-TP04PCEU-40845C | Indoor Luminaires | Linear Ambient | Direct Linear Ambient Luminaires | Standard | FALSE | [9 empty] | 2/23/2015 | Not Dimmable | Not Dimmable | Not Yet Verified |  |  | 3845 | 92.6 | 40 | 18.14 | 0.874 | 4500 | 83.6
PH6HSTTB | JIANGSU SHENGHUI OPTOELECTRONIC CO,LTD | SUNWEA | SH-TP04PCEU-40850C | Indoor Luminaires | Linear Ambient | Direct Linear Ambient Luminaires | Standard | FALSE | [9 empty] | 2/23/2015 | Not Dimmable | Not Dimmable | Not Yet Verified |  |  | 3778 | 94.3 | 40 | 18.14 | 0.874 | 5048 | 84.1
P5GN5K61 | JPKKOREA Co.,Ltd | JPKKOREA | JUIDPL-S40-WWZ | Indoor Luminaires | Linear Ambient | Direct Linear Ambient Luminaires | Standard | TRUE | 4155.023 | 102.39 | 40.58 | 15.52 | 0.901 | 2687 | 82.7 | 5 | 50000 | 2/3/2016 | Dimmable | Continuous (Can dim down to ≤ 10% (W)) | Yes |  | 3.1 | 4000 | 100 | 40 | 19 | 0.9 | 2700 | 80
PXF44N3D | JPKKOREA Co.,Ltd | JPKKOREA | JUIDPL-S40-CZ | Indoor Luminaires | Linear Ambient | Direct Linear Ambient Luminaires | Standard | FALSE | [9 empty] | 2/3/2016 | Dimmable | Continuous (Can dim down to ≤ 10% (W)) | Yes |  |  | 4800 | 120 | 40 | 19 | 0.9 | 5000 | 80
PJXPJP75 | JPKKOREA Co.,Ltd | JPKKOREA | JUIDPL-S40-NZ | Indoor Luminaires | Linear Ambient | Direct Linear Ambient Luminaires | Standard | FALSE | [9 empty] | 2/3/2016 | Dimmable | Continuous (Can dim down to ≤ 10% (W)) | Yes |  |  | 4400 | 110 | 40 | 19 | 0.9 | 4000 | 80
P7J6AWUC | JPKKOREA Co.,Ltd | JPKKOREA | JUIDPL-S40-WZ | Indoor Luminaires | Linear Ambient | Direct Linear Ambient Luminaires | Standard | FALSE | [9 empty] | 2/3/2016 | Dimmable | Continuous (Can dim down to ≤ 10% (W)) | Yes |  |  | 4000 | 100 | 40 | 19 | 0.9 | 3000 | 80
PWBPQJZ4 | Jubilee International INC | Jubilee LED | TUBE-8FT-INT-60W-JLL-3K(3000K) | Indoor Luminaires | Linear Ambient | Direct Linear Ambient Luminaires | Standard | TRUE | 6408.47 | 110.19 | 58.2 | 5.91 | 0.943 | 2975 | 81.2 | 5 | 50000 | 2/1/2016 | Not Dimmable | Not Dimmable | Not Yet Verified |  | 2.1 | 6408.47 | 110.19 | 58.16 | 2.79 | 0.996 | 2975 | 81
PVP2ZP8Z | Jubilee International INC | Jubilee LED | TUBE-8FT-INT-60W-JLL-4K(4000K) | Indoor Luminaires | Linear Ambient | Direct Linear Ambient Luminaires | Standard | FALSE | [9 empty] | 2/1/2016 | Not Dimmable | Not Dimmable | Not Yet Verified |  |  | 5100 | 85 | 60 | 2.79 | 0.996 | 4000 | 81
PR3WWZAD | Jubilee International INC | Jubilee LED | TUBE-8FT-INT-60W-JLL-5K(5000K) | Indoor Luminaires | Linear Ambient | Direct Linear Ambient Luminaires | Standard | FALSE | [9 empty] | 2/1/2016 | Not Dimmable | Not Dimmable | Not Yet Verified |  |  | 5100 | 85 | 60 | 2.79 | 0.996 | 5000 | 81
PJAPKXEQ | Jubilee International INC | Jubilee LED | TUBE-4FT-INT-30W-JLL-27K(2700K) | Indoor Luminaires | Linear Ambient | Direct Linear Ambient Luminaires | Standard | TRUE | 3155.91 | 95.26 | 33.13 | 20.9 | 0.935 | 2758 | 83 | 5 | 50000 | 2/1/2016 | Not Yet Verified | Not Yet Verified | Not Yet Verified |  | 2.1 | 3156 | 95.26 | 33.13 | 14.2 | 0.986 | 2758 | 83
PKXUTGXD | Jubilee International INC | Jubilee LED | TUBE-4FT-INT-30W-JLL-3K(3000K) | Indoor Luminaires | Linear Ambient | Direct Linear Ambient Luminaires | Standard | FALSE | [9 empty] | 2/1/2016 | Not Yet Verified | Not Yet Verified | Not Yet Verified |  |  | 3156 | 95.26 | 30 | 14.2 | 0.986 | 3000 | 83
PTUQTPQ2 | Jubilee International INC | Jubilee LED | TUBE-4FT-INT-30W-JLL-4K(4000K) | Indoor Luminaires | Linear Ambient | Direct Linear Ambient Luminaires | Standard | FALSE | [9 empty] | 2/1/2016 | Not Yet Verified | Not Yet Verified | Not Yet Verified |  |  | 3156 | 95.26 | 30 | 14.2 | 0.986 | 4000 | 83
PQ3HFXGS | Jubilee International INC | Jubilee LED | TUBE-4FT-INT-30W-JLL-5K(5000K) | Indoor Luminaires | Linear Ambient | Direct Linear Ambient Luminaires | Standard | FALSE | [9 empty] | 2/1/2016 | Not Yet Verified | Not Yet Verified | Not Yet Verified |  |  | 3156 | 95.26 | 30 | 14.2 | 0.986 | 5000 | 83
PMRSMHAC | JWE Inc. | JWE Lighting | JWE-LED220-SF 4000K | Indoor Luminaires | Linear Ambient | Direct Linear Ambient Luminaires | Standard | TRUE | 3433.11 | 90.37 | 37.99 | 12.66 | 0.892 | 4034 | 82.2 | 5 | 50000 | 5/5/2016 | Not Dimmable | Not Dimmable | Not Yet Verified |  | 2.1 | 3433.11 | 90.37 | 37.99 | 7.98 |  | 4034 | 82
PNX1KFJP | JWE Inc. | JWE Lighting | JWE-LED220-SF 4500K | Indoor Luminaires | Linear Ambient | Direct Linear Ambient Luminaires | Standard | FALSE | [9 empty] | 5/5/2016 | Not Dimmable | Not Dimmable | Not Yet Verified |  |  | 3400 | 85 | 40 | 7.98 |  | 4500 | 82
PZVZV4GD | JWE Inc. | JWE Lighting | JWE-LED220-SF 5000K | Indoor Luminaires | Linear Ambient | Direct Linear Ambient Luminaires | Standard | FALSE | [9 empty] | 5/5/2016 | Not Dimmable | Not Dimmable | Not Yet Verified |  |  | 3400 | 85 | 40 | 7.98 |  | 5000 | 82
PBPAJ8Q6 | JWE Inc. | JWE Lighting | JWE-LED220-SF-DS(4000K) | Indoor Luminaires | Linear Ambient | Direct Linear Ambient Luminaires | Standard | TRUE | 4290.181 | 99.934 | 42.93 | 20.16 | 0.875 | 4006 | 82.9 | 5 | 50000 | 5/5/2016 | Dimmable | Continuous (Can dim down to ≤ 10% (W)) | Yes |  | 3.1 | 4000 | 100 | 40 | 20 | 0.9 | 4000 | 83
PN5GPRCQ | JWE Inc. | JWE Lighting | JWE-LED220-SF-DS(5000K) | Indoor Luminaires | Linear Ambient | Direct Linear Ambient Luminaires | Standard | FALSE | [9 empty] | 5/5/2016 | Dimmable | Continuous (Can dim down to ≤ 10% (W)) | Yes |  |  | 4000 | 100 | 40 | 20 | 0.9 | 5000 | 83
PSTF365A | JWE Inc. | JWE Lighting | JWE-LED220-SF-D(4000K) | Indoor Luminaires | Linear Ambient | Direct Linear Ambient Luminaires | Standard | FALSE | [9 empty] | 5/5/2016 | Dimmable | Continuous (Can dim down to ≤ 10% (W)) | No |  |  | 4000 | 100 | 40 | 20 | 0.9 | 4000 | 83
PASFYDRC | JWE Inc. | JWE Lighting | JWE-LED220-SF-D(5000K) | Indoor Luminaires | Linear Ambient | Direct Linear Ambient Luminaires | Standard | FALSE | [9 empty] | 5/5/2016 | Dimmable | Continuous (Can dim down to ≤ 10% (W)) | No |  |  | 4000 | 100 | 40 | 20 | 0.9 | 5000 | 83
PQ73HX4V | Kason Industries, Inc | KASON INDUSTRIES INC | 1810LX40E(4000K) | Indoor Luminaires | Linear Ambient | Direct Linear Ambient Luminaires | Standard | TRUE | 4873.27 | 130.58 | 37.32 | 13.6 | 0.905 | 4016 | 84.2 | 5 | 50000 | 9/12/2016 | Dimmable | Continuous (Can dim down to ≤ 10% (W)) | Yes |  | 4 | 5000 | 130 | 40 | 13 | 0.9 | 4000 | 84
PKHJQEKS | Kason Industries, Inc | KASON INDUSTRIES INC | 1810LX40E(4500K) | Indoor Luminaires | Linear Ambient | Direct Linear Ambient Luminaires | Standard | FALSE | [9 empty] | 9/12/2016 | Dimmable | Continuous (Can dim down to ≤ 10% (W)) | Yes |  |  | 5000 | 130 | 40 | 13 | 0.9 | 4500 | 84
PAJ4VWH7 | Kason Industries, Inc | KASON INDUSTRIES INC | 1810LX40E(5000K) | Indoor Luminaires | Linear Ambient | Direct Linear Ambient Luminaires | Standard | FALSE | [9 empty] | 9/12/2016 | Dimmable | Continuous (Can dim down to ≤ 10% (W)) | Yes |  |  | 5000 | 130 | 40 | 13 | 0.9 | 5000 | 84
PTK1QNZSJ | Kason Industries, Inc | Kason | 1810LX4000 (4000K) | Indoor Luminaires | Linear Ambient | Direct Linear Ambient Luminaires | Standard | TRUE | 3829.91 | 95.2 | 40.23 | 8.82 | 0.931 | 4187 | 82.8 | 5 | 50000 | 11/17/2014 | Not Dimmable | Not Dimmable | Not Yet Verified |  | 2.1 | 3829.91 | 95 | 40 | 8.82 | 0.931 | 4000 | 83
PRPQKXYH | Kason Industries, Inc | KASON | 11810LE4000 | Indoor Luminaires | Linear Ambient | Direct Linear Ambient Luminaires | Standard | TRUE | 3917.7 | 85.63 | 45.76 | 16.3 | 0.93 | 3993 | 85.8 | 5 | 50000 | 10/4/2016 | Not Yet Verified | Not Yet Verified | Not Yet Verified |  | 2.1 | 3900 |  | 45 | 20 | 0.9 | 4000 | 80
P6CW1G4P | Kason Industries, Inc | Kason | 1810LX6000 | Indoor Luminaires | Linear Ambient | Direct Linear Ambient Luminaires | Standard | TRUE | 6031 | 105.3 | 57.26 | 9.34 | 0.951 | 4146 | 83.1 | 5 | 50000 | 2/24/2015 | Not Dimmable | Not Dimmable | Not Yet Verified |  | 2.1 | 6031 | 105.3 | 57.26 | 9.34 | 0.951 | 4146 | 83.1
PNFCEVMB | K-B Lighting Mfg.Co., Inc |  | 370-12-LED-35 | Indoor Luminaires | Linear Ambient | Direct Linear Ambient Luminaires | Standard | TRUE | 2539.2 | 87.5 | 29.02 | 18.28 | 0.9257 | 3609 | 83.6 | 5 | 50000 | 6/9/2016 | Dimmable | Continuous (Can dim down to ≤ 10% (W)) | Not Yet Verified |  | 2.1 | 2541.6 | 88.9 | 29 | 6.21 | 0.9944 | 3609 | 83.6
PYHWEP2S | K-B Lighting Mfg.Co., Inc |  | 370-12-LED-40 | Indoor Luminaires | Linear Ambient | Direct Linear Ambient Luminaires | Standard | FALSE | [9 empty] | 6/9/2016 | Dimmable | Continuous (Can dim down to ≤ 10% (W)) | Not Yet Verified |  |  | 2583.6 | 90.4 | 29 | 6.21 | 0.9944 | 4169 | 83.9
P28FRNCS | K-B Lighting Mfg.Co., Inc |  | 370-12-LED-50 | Indoor Luminaires | Linear Ambient | Direct Linear Ambient Luminaires | Standard | FALSE | [9 empty] | 6/9/2016 | Dimmable | Continuous (Can dim down to ≤ 10% (W)) | Not Yet Verified |  |  | 2667.6 | 93.4 | 29 | 6.21 | 0.9944 | 5290 | 84.4
PW5NGSZC | K-B Lighting Mfg.Co., Inc |  | 370-14-LED-35 | Indoor Luminaires | Linear Ambient | Direct Linear Ambient Luminaires | Standard | TRUE | 4416.4 | 92.3 | 47.89 | 12.15 | 0.9476 | 3593 | 83.7 | 5 | 50000 | 6/9/2016 | Dimmable | Continuous (Can dim down to ≤ 10% (W)) | Not Yet Verified |  | 2.1 | 4420.7 | 92.3 | 47.89 | 6.82 | 0.9956 | 3593 | 83.7
P5QFGSKT | K-B Lighting Mfg.Co., Inc |  | 370-14-LED-40 | Indoor Luminaires | Linear Ambient | Direct Linear Ambient Luminaires | Standard | FALSE | [9 empty] | 6/9/2016 | Dimmable | Continuous (Can dim down to ≤ 10% (W)) | Not Yet Verified |  |  | 4493.6603 | 93.8852 | 47.8634 | 6.77 | 0.9956 | 4152.107 | 83.9997
PJXXWK9A | K-B Lighting Mfg.Co., Inc |  | 370-14-LED-50 | Indoor Luminaires | Linear Ambient | Direct Linear Ambient Luminaires | Standard | FALSE | [9 empty] | 6/9/2016 | Dimmable | Continuous (Can dim down to ≤ 10% (W)) | Not Yet Verified |  |  | 4639.8 | 97 | 47.81 | 6.77 | 0.9956 | 5272 | 84.6
PSXKR717 | Kenall Lighting | Kenall Lighting | MLHA5-48-tt-uu-PP-45L35K-DCC-DV-zz | Indoor Luminaires | Linear Ambient | Direct Linear Ambient Luminaires | Standard | TRUE | 4332.508 | 86.789 | 49.92 | 8.442 | 0.976 | 3428 | 85.2 | 10 | 80000 | 10/8/2015 | Dimmable | Continuous (Can dim down to ≤ 10% (W)) | No |  | 3 | 4332.51 | 86.7891 | 49.92 | 8.442 | 0.976 | 3428 | 85
PC6C2ZJB | Kenall Lighting | Kenall Lighting | MLHA5-48-tt-uu-PP-45L40K-DCC-DV-zz | Indoor Luminaires | Linear Ambient | Direct Linear Ambient Luminaires | Standard | FALSE | [9 empty] | 10/8/2015 | Dimmable | Continuous (Can dim down to ≤ 10% (W)) | No |  |  | 4480.35 | 89.5533 | 50.03 | 8.44 | 0.976 | 4040 | 86
PKFKCRTP | Kenall Lighting | Kenall Lighting | MLHA5-48-tt-uu-PP-45L50K-DCC-DV-zz | Indoor Luminaires | Linear Ambient | Direct Linear Ambient Luminaires | Standard | FALSE | [9 empty] | 10/8/2015 | Dimmable | Continuous (Can dim down to ≤ 10% (W)) | No |  |  | 4502.64 | 89.6226 | 50.24 | 8.44 | 0.976 | 5078 | 86
PYFZPBEE | Kenall Lighting | Kenall Lighting | MLHA8-48-tt-uu-PP-45L40K-DCC-DV-zz | Indoor Luminaires | Linear Ambient | Direct Linear Ambient Luminaires | Standard | TRUE | 4451.94 | 87.361 | 50.96 | 8.082 | 0.976 | 4029 | 86.8 | 10 | 80000 | 10/8/2015 | Dimmable | Continuous (Can dim down to ≤ 10% (W)) | No |  | 3 | 4451.94 | 87.3615 | 50.96 | 8.082 | 0.976 | 4029 | 87
PNNU2X7U | Kenall Lighting | Kenall Lighting | MLHA8-48-tt-uu-PP-45L50K-DCC-DV-zz | Indoor Luminaires | Linear Ambient | Direct Linear Ambient Luminaires | Standard | TRUE | 4729.086 | 93.72 | 50.46 | 8.082 | 0.976 | 5150 | 86.1 | 10 | 80000 | 10/8/2015 | Dimmable | Continuous (Can dim down to ≤ 10% (W)) | No |  | 3 | 4729.09 | 92.8 | 50.96 | 8.082 | 0.976 | 5150 | 86
P8S2WQ93 | Kenall Lighting | Kenall Lighting | MLHA8-48-tt-uu-PP-90L40K-DCC-DV-zz | Indoor Luminaires | Linear Ambient | Direct Linear Ambient Luminaires | Standard | TRUE | 8633.223 | 86.358 | 99.97 | 8.082 | 0.976 | 4110 | 87 | 10 | 80000 | 10/8/2015 | Dimmable | Continuous (Can dim down to ≤ 10% (W)) | No |  | 3 | 8633.22 | 86.3581 | 99.97 | 8.082 | 0.976 | 4110 | 87
PRVC6V21 | Kenall Lighting | Kenall Lighting | MLHA8-48-tt-uu-PP-90L50K-DCC-DV-zz | Indoor Luminaires | Linear Ambient | Direct Linear Ambient Luminaires | Standard | FALSE | [9 empty] | 10/8/2015 | Dimmable | Continuous (Can dim down to ≤ 10% (W)) | No |  |  | 9170.6704 | 91.7342 | 99.97 | 8.082 | 0.976 | 5150 | 86
PC7SCZRC | Kenall Lighting | Kenall Lighting | MLHA8-48-tt-uu-PP-67L40K-DCC-DV-zz | Indoor Luminaires | Linear Ambient | Direct Linear Ambient Luminaires | Standard | FALSE | [9 empty] | 10/8/2015 | Dimmable | Continuous (Can dim down to ≤ 10% (W)) | No |  |  | 7079 | 95.2118 | 74.35 | 8.082 | 0.976 | 4029 | 87
PKE1WET3 | Kenall Lighting | Kenall Lighting | MLHA8-48-tt-uu-PP-67L50K-DCC-DV-zz | Indoor Luminaires | Linear Ambient | Direct Linear Ambient Luminaires | Standard | FALSE | [9 empty] | 10/8/2015 | Dimmable | Continuous (Can dim down to ≤ 10% (W)) | No |  |  | 7519.6944 | 101.1391 | 74.35 | 8.082 | 0.976 | 5150 | 86
PUT9CNSG | Kenall Lighting | Kenall Lighting | MLHA12-48-tt-uu-PP-45L35K-DCC-DV-zz | Indoor Luminaires | Linear Ambient | Direct Linear Ambient Luminaires | Standard | TRUE | 4338.934 | 88.244 | 49.17 | 8.635 | 0.975 | 3456 | 85.7 | 10 | 80000 | 10/8/2015 | Dimmable | Continuous (Can dim down to ≤ 10% (W)) | No |  | 3 | 4338.93 | 88.2434 | 49.17 | 8.635 | 0.975 | 3456 | 86
PY25NYPQ | Kenall Lighting | Kenall Lighting | MLHA12-48-tt-uu-PP-90L35K-DCC-DV-zz | Indoor Luminaires | Linear Ambient | Direct Linear Ambient Luminaires | Standard | TRUE | 8593.321 | 87.322 | 98.41 | 8.635 | 0.975 | 3477 | 85.8 | 10 | 80000 | 10/8/2015 | Dimmable | Continuous (Can dim down to ≤ 10% (W)) | No |  | 3 | 8593.32 | 87.3216 | 98.41 | 8.635 | 0.975 | 3456 | 86
PA927WNQ | Kenall Lighting | Kenall Lighting | MLHA12-48-tt-uu-PP-45L50K-DCC-DV-zz | Indoor Luminaires | Linear Ambient | Direct Linear Ambient Luminaires | Standard | TRUE | 4635.108 | 93.506 | 49.57 | 8.635 | 0.975 | 5186 | 87 | 10 | 80000 | 10/8/2015 | Dimmable | Continuous (Can dim down to ≤ 10% (W)) | No |  | 3 | 4635.11 | 94.267 | 49.17 | 8.635 | 0.975 | 5186 | 87
P53FG82W | Kenall Lighting | Kenall Lighting | MLHA12-48-tt-uu-PP-67L35K-DCC-DV-zz | Indoor Luminaires | Linear Ambient | Direct Linear Ambient Luminaires | Standard | FALSE | [9 empty] | 10/8/2015 | Dimmable | Continuous (Can dim down to ≤ 10% (W)) | No |  |  | 6895.677 | 92.7462 | 74.35 | 8.635 | 0.975 | 3456 | 86
PMPGDZM1 | Kenall Lighting | Kenall Lighting | MLHA12-48-tt-uu-PP-67L40K-DCC-DV-zz | Indoor Luminaires | Linear Ambient | Direct Linear Ambient Luminaires | Standard | FALSE | [9 empty] | 10/8/2015 | Dimmable | Continuous (Can dim down to ≤ 10% (W)) | No |  |  | 7131 | 95.9112 | 74.35 | 8.635 | 0.975 | 4029 | 87
PX1U3BWZ | Kenall Lighting | Kenall Lighting | MLHA12-48-tt-uu-PP-67L50K-DCC-DV-zz | Indoor Luminaires | Linear Ambient | Direct Linear Ambient Luminaires | Standard | FALSE | [9 empty] | 10/8/2015 | Dimmable | Continuous (Can dim down to ≤ 10% (W)) | No |  |  | 7423.371 | 99.8436 | 74.35 | 8.635 | 0.975 | 5186 | 87
PWK88QMY | Kenall Lighting | Kenall Lighting | MLHA12-48-tt-uu-PP-90L40K-DCC-DV-zz | Indoor Luminaires | Linear Ambient | Direct Linear Ambient Luminaires | Standard | FALSE | [9 empty] | 10/8/2015 | Dimmable | Continuous (Can dim down to ≤ 10% (W)) | No |  |  | 8886.577 | 90.3016 | 98.41 | 8.635 | 0.975 | 4029 | 87
PZ45PZV7 | Kenall Lighting | Kenall Lighting | MLHA12-48-tt-uu-PP-90L50K-DCC-DV-zz | Indoor Luminaires | Linear Ambient | Direct Linear Ambient Luminaires | Standard | FALSE | [9 empty] | 10/8/2015 | Dimmable | Continuous (Can dim down to ≤ 10% (W)) | No |  |  | 9250.9267 | 94.0039 | 98.41 | 8.635 | 0.975 | 5186 | 87
PH392CKP | Kenall Lighting | Kenall Lighting | MLHA12-48-tt-uu-PP-45L40K-DCC-DV-zz | Indoor Luminaires | Linear Ambient | Direct Linear Ambient Luminaires | Standard | FALSE | [9 empty] | 10/8/2015 | Dimmable | Continuous (Can dim down to ≤ 10% (W)) | No |  |  | 4487.001 | 91.2549 | 49.17 | 8.635 | 0.975 | 4029 | 87
PSPJRX57 | Kili-LED Lighting Limited | Kili-LED Lighting | VFO040(4000K) | Indoor Luminaires | Linear Ambient | Direct Linear Ambient Luminaires | Standard | TRUE | 4873.27 | 130.58 | 37.32 | 13.6 | 0.905 | 4016 | 84.2 | 5 | 50000 | 8/16/2016 | Dimmable | Continuous (Can dim down to ≤ 10% (W)) | Yes |  | 4 | 5000 | 130 | 40 | 13 | 0.9 | 4000 | 84
PDAB7ZDR | Kili-LED Lighting Limited | Kili-LED Lighting | VFO040(4500K) | Indoor Luminaires | Linear Ambient | Direct Linear Ambient Luminaires | Standard | FALSE | [9 empty] | 8/16/2016 | Dimmable | Continuous (Can dim down to ≤ 10% (W)) | Yes |  |  | 5000 | 130 | 40 | 13 | 0.9 | 4500 | 84
PBPN72TM | Kili-LED Lighting Limited | Kili-LED Lighting | VFO040(5000K) | Indoor Luminaires | Linear Ambient | Direct Linear Ambient Luminaires | Standard | FALSE | [9 empty] | 8/16/2016 | Dimmable | Continuous (Can dim down to ≤ 10% (W)) | Yes |  |  | 5000 | 130 | 40 | 13 | 0.9 | 5000 | 84
PZEPEMZ5D | Kili-LED Lighting Limited | Kili | KLWF | Indoor Luminaires | Linear Ambient | Direct Linear Ambient Luminaires | Standard | TRUE | 3821.68 | 96.43 | 39.63 | 7.43 | 0.934 | 4187 | 82.9 | 5 | 50000 | 10/22/2014 | Not Dimmable | Not Dimmable | Not Yet Verified |  | 2.1 | 3770 | 96 | 39 |  |  | 4000
P3U6UKFZ | Kimin Electronic Co., Ltd. | LUMITAS | ST4B3208DU50-RL1 [120 Beam Angle] | Indoor Luminaires | Linear Ambient | Direct Linear Ambient Luminaires | Standard | TRUE | 3517.6 | 132.44 | 26.56 | 10.83 | 0.89 | 5005 | 82.8 | 5 | 50000 | 8/4/2016 | Dimmable | Continuous (Can dim down to ≤ 10% (W)) | No |  | 4 | 3517 | 132.44 | 26.56 | 10.83 | 0.89 | 5000 | 82.8
PDMM2BTP | Kimin Electronic Co., Ltd. | LUMITAS | ST8B3215DU50-RL1 [120 Beam Angle] | Indoor Luminaires | Linear Ambient | Direct Linear Ambient Luminaires | Standard | FALSE | [9 empty] | 8/4/2016 | Dimmable | Continuous (Can dim down to ≤ 10% (W)) | No |  |  | 6345.8 | 113.16 | 56 | 13.95 | 0.94 | 5000 | 82
PTEP3YRU | KINGHILED | KINGHI | KH-D-4(3000K) | Indoor Luminaires | Linear Ambient | Direct Linear Ambient Luminaires | Standard | TRUE | 3442.85 | 121.4 | 28.36 | 8.54 | 0.963 | 2901 | 81.7 | 5 | 50000 | 8/19/2016 | Not Dimmable | Not Dimmable | No |  | 4 | 3600 | 120 | 30 | 20 | 0.98 | 3000 | 80
PF9VRV88 | KINGHILED | KINGHI | KH-D-4(3500K) | Indoor Luminaires | Linear Ambient | Direct Linear Ambient Luminaires | Standard | FALSE | [9 empty] | 8/19/2016 | Not Dimmable | Not Dimmable | No |  |  | 3600 | 120 | 30 | 20 | 0.98 | 3500 | 80
PUTY3WE1 | KINGHILED | KINGHI | KH-D-4(4000K) | Indoor Luminaires | Linear Ambient | Direct Linear Ambient Luminaires | Standard | FALSE | [9 empty] | 8/19/2016 | Not Dimmable | Not Dimmable | No |  |  | 3600 | 120 | 30 | 20 | 0.98 | 4000 | 80
P83VGB39 | KINGHILED | KINGHI | KH-D-4(4500K) | Indoor Luminaires | Linear Ambient | Direct Linear Ambient Luminaires | Standard | FALSE | [9 empty] | 8/19/2016 | Not Dimmable | Not Dimmable | No |  |  | 3600 | 120 | 30 | 20 | 0.98 | 4500 | 80
P5BUJHYA | KINGHILED | KINGHI | KH-D-4(5000K) | Indoor Luminaires | Linear Ambient | Direct Linear Ambient Luminaires | Standard | FALSE | [9 empty] | 8/19/2016 | Not Dimmable | Not Dimmable | No |  |  | 3600 | 120 | 30 | 20 | 0.98 | 5000 | 80
P2WEW4XY | KINGHILED | KINGHI | KH-CL-5-30W(3000K) | Indoor Luminaires | Linear Ambient | Direct Linear Ambient Luminaires | Standard | TRUE | 3537.37 | 124.03 | 28.52 | 8.11 | 0.964 | 2931 | 82.1 | 5 | 50000 | 8/19/2016 | Not Dimmable | Not Dimmable | No |  | 4 | 3600 | 120 | 30 | 20 | 0.98 | 3000 | 80
PE2ZDYFU | KINGHILED | KINGHI | KH-CL-5-30W(3500K) | Indoor Luminaires | Linear Ambient | Direct Linear Ambient Luminaires | Standard | FALSE | [9 empty] | 8/19/2016 | Not Dimmable | Not Dimmable | No |  |  | 3600 | 120 | 30 | 20 | 0.98 | 3500 | 80
PPDCPA2V | KINGHILED | KINGHI | KH-CL-5-30W(4000K) | Indoor Luminaires | Linear Ambient | Direct Linear Ambient Luminaires | Standard | FALSE | [9 empty] | 8/19/2016 | Not Dimmable | Not Dimmable | No |  |  | 3600 | 120 | 30 | 20 | 0.98 | 4000 | 80
PN3WXYUK | KINGHILED | KINGHI | KH-CL-5-30W(4500K) | Indoor Luminaires | Linear Ambient | Direct Linear Ambient Luminaires | Standard | FALSE | [9 empty] | 8/19/2016 | Not Dimmable | Not Dimmable | No |  |  | 3600 | 120 | 30 | 20 | 0.98 | 4500 | 80
P8AFNK82 | KINGHILED | KINGHI | KH-CL-5-30W(5000K) | Indoor Luminaires | Linear Ambient | Direct Linear Ambient Luminaires | Standard | FALSE | [9 empty] | 8/19/2016 | Not Dimmable | Not Dimmable | No |  |  | 3600 | 120 | 30 | 20 | 0.98 | 5000 | 80
PMTKGYSM | KINGHILED | KINGHI | KH-CL-6-30W(3000K) | Indoor Luminaires | Linear Ambient | Direct Linear Ambient Luminaires | Standard | TRUE | 3783.28 | 129.65 | 29.18 | 7.8 | 0.963 | 2946 | 82.2 | 5 | 50000 | 8/24/2016 | Not Dimmable | Not Dimmable | No |  | 4 | 3800 | 127 | 30 | 20 | 0.98 | 3000 | 80
PV2ZNPD3 | KINGHILED | KINGHI | KH-CL-6-30W(3500K) | Indoor Luminaires | Linear Ambient | Direct Linear Ambient Luminaires | Standard | FALSE | [9 empty] | 8/24/2016 | Not Dimmable | Not Dimmable | No |  |  | 3800 | 127 | 30 | 20 | 0.98 | 3500 | 80
P3TGPCUJ | KINGHILED | KINGHI | KH-CL-6-30W(4000K) | Indoor Luminaires | Linear Ambient | Direct Linear Ambient Luminaires | Standard | FALSE | [9 empty] | 8/24/2016 | Not Dimmable | Not Dimmable | No |  |  | 3800 | 127 | 30 | 20 | 0.98 | 4000 | 80
PGXSHEN3 | KINGHILED | KINGHI | KH-CL-6-30W(4500K) | Indoor Luminaires | Linear Ambient | Direct Linear Ambient Luminaires | Standard | FALSE | [9 empty] | 8/24/2016 | Not Dimmable | Not Dimmable | No |  |  | 3800 | 127 | 30 | 20 | 0.98 | 4500 | 80
P37MU9GZ | KINGHILED | KINGHI | KH-CL-6-30W(5000K) | Indoor Luminaires | Linear Ambient | Direct Linear Ambient Luminaires | Standard | FALSE | [9 empty] | 8/24/2016 | Not Dimmable | Not Dimmable | No |  |  | 3800 | 127 | 30 | 20 | 0.98 | 5000 | 80
P8N4J23D | KINGHILED | KINGHI | KH-D-8(3000K) | Indoor Luminaires | Linear Ambient | Direct Linear Ambient Luminaires | Standard | TRUE | 6885.7 | 121.4 | 56.72 | 8.71 | 0.963 | 2902 | 81.9 | 5 | 50000 | 8/24/2016 | Not Dimmable | Not Dimmable | No |  | 4 | 7200 | 120 | 60 | 20 | 0.98 | 3000 | 80
PVH9XTAP | KINGHILED | KINGHI | KH-D-8(3500K) | Indoor Luminaires | Linear Ambient | Direct Linear Ambient Luminaires | Standard | FALSE | [9 empty] | 8/24/2016 | Not Dimmable | Not Dimmable | No |  |  | 7200 | 120 | 60 | 20 | 0.98 | 3500 | 80
PABQFRMC | KINGHILED | KINGHI | KH-D-8(4000K) | Indoor Luminaires | Linear Ambient | Direct Linear Ambient Luminaires | Standard | FALSE | [9 empty] | 8/24/2016 | Not Dimmable | Not Dimmable | No |  |  | 7200 | 120 | 60 | 20 | 0.98 | 4000 | 80
PYEF3TX1 | KINGHILED | KINGHI | KH-D-8(4500K) | Indoor Luminaires | Linear Ambient | Direct Linear Ambient Luminaires | Standard | FALSE | [9 empty] | 8/24/2016 | Not Dimmable | Not Dimmable | No |  |  | 7200 | 120 | 60 | 20 | 0.98 | 4500 | 80
P3QCM9AF | KINGHILED | KINGHI | KH-D-8(5000K) | Indoor Luminaires | Linear Ambient | Direct Linear Ambient Luminaires | Standard | FALSE | [9 empty] | 8/24/2016 | Not Dimmable | Not Dimmable | No |  |  | 7200 | 120 | 60 | 20 | 0.98 | 5000 | 80
PQK971J8S | KONKA GREEN LIGHTING CO.,LTD | KONKA | KK-TP-4WW-40-5USB | Indoor Luminaires | Linear Ambient | Direct Linear Ambient Luminaires | Standard | TRUE | 4003.96 | 102.72 | 39.14 | 13.3 | 0.907 | 2945 | 83.7 | 5 | 50000 | 10/8/2014 | Not Dimmable | Not Dimmable | Not Yet Verified |  | 2.1 | 4003.96 | 102.72 | 38.98 | 13.3 | 0.9 | 3000 | 84
PRAFQUN3S | KONKA GREEN LIGHTING CO.,LTD | KONKA | KK-TP-4DW-40-5USB | Indoor Luminaires | Linear Ambient | Direct Linear Ambient Luminaires | Standard | FALSE | [9 empty] | 10/8/2014 | Not Dimmable | Not Dimmable | Not Yet Verified |  |  | 4500 | 112.5 | 40 | 13.3 | 0.9 | 4000 | 80
PY72CTCUH | KONKA GREEN LIGHTING CO.,LTD | KONKA | KK-TP-4EW-40-5USB | Indoor Luminaires | Linear Ambient | Direct Linear Ambient Luminaires | Standard | FALSE | [9 empty] | 10/8/2014 | Not Dimmable | Not Dimmable | Not Yet Verified |  |  | 5000 | 125 | 40 | 13.3 | 0.9 | 5000 | 80
P738AAHC | Krut Systems LLC | Krut LED | KL30TP3K | Indoor Luminaires | Linear Ambient | Direct Linear Ambient Luminaires | Standard | TRUE | 2712 | 89.8 | 30.2 | 17.77 | 0.902 | 2961 | 82.8 | 5 | 50000 | 5/23/2016 | Not Dimmable | Not Dimmable | Not Yet Verified |  | 2.1 | 2712 | 89.79 | 30.2 | 17.77 | 0.9018 | 3000 | 82.8
P3T3YP9Q | Krut Systems LLC | Krut LED | KL30TP3K5 | Indoor Luminaires | Linear Ambient | Direct Linear Ambient Luminaires | Standard | FALSE | [9 empty] | 5/23/2016 | Not Dimmable | Not Dimmable | Not Yet Verified |  |  | 2712 | 89.79 | 30.2 | 17.77 | 0.9018 | 3500 | 82.8
P6TPFD1Z | Krut Systems LLC | Krut LED | KL30TP4K | Indoor Luminaires | Linear Ambient | Direct Linear Ambient Luminaires | Standard | FALSE | [9 empty] | 5/23/2016 | Not Dimmable | Not Dimmable | Not Yet Verified |  |  | 2712 | 89.79 | 30.2 | 17.77 | 0.9018 | 4000 | 82.8
PM3YWTV9 | Krut Systems LLC | Krut LED | KL30TP4K5 | Indoor Luminaires | Linear Ambient | Direct Linear Ambient Luminaires | Standard | FALSE | [9 empty] | 5/23/2016 | Not Dimmable | Not Dimmable | Not Yet Verified |  |  | 2712 | 89.79 | 30.2 | 17.77 | 0.9018 | 4500 | 82.8
PNC4J7VF | Krut Systems LLC | Krut LED | KL30TP5K | Indoor Luminaires | Linear Ambient | Direct Linear Ambient Luminaires | Standard | FALSE | [9 empty] | 5/23/2016 | Not Dimmable | Not Dimmable | Not Yet Verified |  |  | 2926 | 95.3 | 30.7 | 17.91 | 0.9026 | 5000 | 84
PH88V5HS | Krut Systems LLC | Krut LED | KL45TP3K | Indoor Luminaires | Linear Ambient | Direct Linear Ambient Luminaires | Standard | TRUE | 3789.9 | 87.38 | 43.37 | 15.57 | 0.9033 | 2961 | 82.6 | 5 | 50000 | 5/23/2016 | Not Dimmable | Not Dimmable | Not Yet Verified |  | 2.1 | 3789.9 | 87.38 | 43.37 | 15.57 | 0.9033 | 3000 | 82.6
P6SHA1J5 | Krut Systems LLC | Krut LED | KL45TP3K5 | Indoor Luminaires | Linear Ambient | Direct Linear Ambient Luminaires | Standard | FALSE | [9 empty] | 5/23/2016 | Not Dimmable | Not Dimmable | Not Yet Verified |  |  | 3789.9 | 87.38 | 43.37 | 15.57 | 0.9033 | 3500 | 82.6
P5ADUNBV | Krut Systems LLC | Krut LED | KL45TP4K | Indoor Luminaires | Linear Ambient | Direct Linear Ambient Luminaires | Standard | FALSE | [9 empty] | 5/23/2016 | Not Dimmable | Not Dimmable | Not Yet Verified |  |  | 3789.9 | 87.38 | 43.37 | 15.57 | 0.9033 | 4000 | 82.6
PAKQSYDR | Krut Systems LLC | Krut LED | KL45TP4K5 | Indoor Luminaires | Linear Ambient | Direct Linear Ambient Luminaires | Standard | FALSE | [9 empty] | 5/23/2016 | Not Dimmable | Not Dimmable | Not Yet Verified |  |  | 3789.9 | 87.38 | 43.37 | 15.57 | 0.9033 | 4500 | 82.6
PQ9PSQJY | Krut Systems LLC | Krut LED | KL45TP5K | Indoor Luminaires | Linear Ambient | Direct Linear Ambient Luminaires | Standard | FALSE | [9 empty] | 5/23/2016 | Not Dimmable | Not Dimmable | Not Yet Verified |  |  | 4055 | 96.18 | 42.16 | 13.57 | 0.9024 | 5000 | 84
PURVJSHR | Krut Systems LLC | Krut LED | KL60TP3K | Indoor Luminaires | Linear Ambient | Direct Linear Ambient Luminaires | Standard | TRUE | 4912.1 | 82.9 | 59.23 | 15.31 | 0.906 | 2973 | 82.9 | 5 | 50000 | 5/23/2016 | Not Dimmable | Not Dimmable | Not Yet Verified |  | 2.1 | 4912.1 | 82.93 | 59.23 | 15.31 | 0.9059 | 3000 | 82.9
PKQV3KDS | Krut Systems LLC | Krut LED | KL60TP3K5 | Indoor Luminaires | Linear Ambient | Direct Linear Ambient Luminaires | Standard | FALSE | [9 empty] | 5/23/2016 | Not Dimmable | Not Dimmable | Not Yet Verified |  |  | 4912.1 | 82.93 | 59.23 | 15.31 | 0.9059 | 3500 | 82.9
PCZ1VTVG | Krut Systems LLC | Krut LED | KL60TP4K | Indoor Luminaires | Linear Ambient | Direct Linear Ambient Luminaires | Standard | FALSE | [9 empty] | 5/23/2016 | Not Dimmable | Not Dimmable | Not Yet Verified |  |  | 4912.1 | 82.93 | 59.23 | 15.31 | 0.9059 | 4000 | 82.9
PYUCGEBR | Krut Systems LLC | Krut LED | KL60TP4K5 | Indoor Luminaires | Linear Ambient | Direct Linear Ambient Luminaires | Standard | FALSE | [9 empty] | 5/23/2016 | Not Dimmable | Not Dimmable | Not Yet Verified |  |  | 4912.1 | 82.93 | 59.23 | 15.31 | 0.9059 | 4500 | 82.9
PT5UKAGK | Krut Systems LLC | Krut LED | KL60TP5K | Indoor Luminaires | Linear Ambient | Direct Linear Ambient Luminaires | Standard | FALSE | [9 empty] | 5/23/2016 | Not Dimmable | Not Dimmable | Not Yet Verified |  |  | 5618 | 92.34 | 60.84 | 16.08 | 0.9068 | 5000 | 84.1
P7Y9JT51 | Lamar Lighting | LAMAR LIGHTING | VL24HFA30 | Indoor Luminaires | Linear Ambient | Direct Linear Ambient Luminaires | Standard | TRUE | 2162 | 95.2 | 22.72 | 11.7 | 0.947 | 3067 | 82.4 | 5 | 50000 | 2/9/2016 | Dimmable | Continuous (Can dim down to ≤ 10% (W)) | No |  | 3.1 | 2162 | 95.2 | 22.72 | 11.7 | 0.947 | 3067 | 82.4
PR4YSJPH | Lamar Lighting | LAMAR LIGHTING | VL48HFA30 | Indoor Luminaires | Linear Ambient | Direct Linear Ambient Luminaires | Standard | FALSE | [9 empty] | 2/9/2016 | Dimmable | Continuous (Can dim down to ≤ 10% (W)) | No |  |  | 4451 | 99.5 | 45.04 | 10.3 | 0.984 | 3072 | 82
PTQNKQQV | Lamar Lighting | LAMAR LIGHTING | VL72HFA30 | Indoor Luminaires | Linear Ambient | Direct Linear Ambient Luminaires | Standard | FALSE | [9 empty] | 2/9/2016 | Dimmable | Continuous (Can dim down to ≤ 10% (W)) | No |  |  | 6885 | 98.1 | 70.18 | 9.12 | 0.982 | 3072 | 82
PHFVJ23M | Lamar Lighting | LAMAR LIGHTING | DLLR48HRA30 | Indoor Luminaires | Linear Ambient | Direct Linear Ambient Luminaires | Standard | TRUE | 5348 | 101.68 | 16.46 | 7.72 | 0.978 | 3126 | 83.4 | 5 | 50000 | 8/27/2015 | Dimmable | Continuous (Can dim down to ≤ 10% (W)) | Yes |  | 3 | 5028 | 96 | 52.6 | 7.72 | 0.978 | 3126 | 83.4
PKHD14SE | Lamar Lighting | LAMAR LIGHTING | DLL96L30 | Indoor Luminaires | Linear Ambient | Direct Linear Ambient Luminaires | Standard | TRUE | 3624 | 121.24 | 11.11 | 7.7 | 0.954 | 3090 | 84.3 | 5 | 50000 | 8/27/2015 | Dimmable | Continuous (Can dim down to ≤ 10% (W)) | Yes |  | 3 | 3577 | 119 | 30.14 | 7.7 | 0.954 | 3090 | 84.3
PYK24J97 | Lamar Lighting | LAMAR LIGHTING | DLL48H50 | Indoor Luminaires | Linear Ambient | Direct Linear Ambient Luminaires | Standard | TRUE | 6621 | 126.71 | 52.25 | 7.67 | 0.977 | 5224 | 84.1 | 5 | 50000 | 11/2/2015 | Dimmable | Continuous (Can dim down to ≤ 10% (W)) | Yes |  | 3 | 6149 | 117 | 52.72 | 7.79 | 0.997 | 5224 | 84
PUW6K9GG | Lamar Lighting | LAMAR LIGHTING | DLLR48HRA35 | Indoor Luminaires | Linear Ambient | Direct Linear Ambient Luminaires | Standard | FALSE | [9 empty] | 11/2/2015 | Dimmable | Continuous (Can dim down to ≤ 10% (W)) | Yes |  |  | 5183 | 98 | 52.6 | 7.72 | 0.978 | 3500 | 80
P18E6MCN | Lamar Lighting | LAMAR LIGHTING | DLLR48HRA40 | Indoor Luminaires | Linear Ambient | Direct Linear Ambient Luminaires | Standard | FALSE | [9 empty] | 11/2/2015 | Dimmable | Continuous (Can dim down to ≤ 10% (W)) | Yes |  |  | 5359 | 102 | 52.6 | 7.72 | 0.978 | 4000 | 80
P1PAYB1E | Lamar Lighting | LAMAR LIGHTING | DLLR48HRA50 | Indoor Luminaires | Linear Ambient | Direct Linear Ambient Luminaires | Standard | FALSE | [9 empty] | 11/2/2015 | Dimmable | Continuous (Can dim down to ≤ 10% (W)) | Yes |  |  | 5580 | 106 | 52.28 | 7.55 | 0.978 | 5262 | 83.68
PTPE8HPS | Lamar Lighting | LAMAR LIGHTING | DLLR96MRA35 | Indoor Luminaires | Linear Ambient | Direct Linear Ambient Luminaires | Standard | FALSE | [9 empty] | 11/2/2015 | Dimmable | Continuous (Can dim down to ≤ 10% (W)) | Yes |  |  | 6475 | 109 | 60.71 | 7.53 | 0.98 | 3500 | 80
P34ZYTV1 | Lamar Lighting | LAMAR LIGHTING | DLLR96MRA40 | Indoor Luminaires | Linear Ambient | Direct Linear Ambient Luminaires | Standard | FALSE | [9 empty] | 11/2/2015 | Dimmable | Continuous (Can dim down to ≤ 10% (W)) | Yes |  |  | 6696 | 112 | 60.71 | 7.53 | 0.98 | 4000 | 80
PT4Z3PYS | Lamar Lighting | LAMAR LIGHTING | DLLR96MRA50 | Indoor Luminaires | Linear Ambient | Direct Linear Ambient Luminaires | Standard | FALSE | [9 empty] | 11/2/2015 | Dimmable | Continuous (Can dim down to ≤ 10% (W)) | Yes |  |  | 6971 | 117 | 60.71 | 7.53 | 0.981 | 5289 | 83.8
PF2BJZA7 | Lamar Lighting | LAMAR LIGHTING | DLLR96HRA35 | Indoor Luminaires | Linear Ambient | Direct Linear Ambient Luminaires | Standard | FALSE | [9 empty] | 11/2/2015 | Dimmable | Continuous (Can dim down to ≤ 10% (W)) | Yes |  |  | 10366 | 109 | 105.2 | 7.72 | 0.978 | 3500 | 80
P62EHJ3A | Lamar Lighting | LAMAR LIGHTING | DLLR96HRA40 | Indoor Luminaires | Linear Ambient | Direct Linear Ambient Luminaires | Standard | FALSE | [9 empty] | 11/2/2015 | Dimmable | Continuous (Can dim down to ≤ 10% (W)) | Yes |  |  | 10718 | 112 | 105.2 | 7.72 | 0.978 | 4000 | 80
PG2M14Z8 | Lamar Lighting | LAMAR LIGHTING | DLLR96HRA50 | Indoor Luminaires | Linear Ambient | Direct Linear Ambient Luminaires | Standard | FALSE | [9 empty] | 11/2/2015 | Dimmable | Continuous (Can dim down to ≤ 10% (W)) | Yes |  |  | 11160 | 117 | 105.2 | 7.55 | 0.978 | 5262 | 83.68
PEQH3SXH | Lamar Lighting | LAMAR LIGHTING | DLL48H35 | Indoor Luminaires | Linear Ambient | Direct Linear Ambient Luminaires | Standard | FALSE | [9 empty] | 11/2/2015 | Dimmable | Continuous (Can dim down to ≤ 10% (W)) | Yes |  |  | 5712 | 108 | 52.72 | 7.79 | 0.997 | 3500 | 80
PVK5YBYN | Lamar Lighting | LAMAR LIGHTING | DLL48H40 | Indoor Luminaires | Linear Ambient | Direct Linear Ambient Luminaires | Standard | FALSE | [9 empty] | 11/2/2015 | Dimmable | Continuous (Can dim down to ≤ 10% (W)) | Yes |  |  | 5906 | 112 | 52.72 | 7.79 | 0.997 | 4000 | 80
PXDYTNV7 | Lamar Lighting | LAMAR LIGHTING | DLL96L35 | Indoor Luminaires | Linear Ambient | Direct Linear Ambient Luminaires | Standard | FALSE | [9 empty] | 11/2/2015 | Dimmable | Continuous (Can dim down to ≤ 10% (W)) | Yes |  |  | 3687 | 122 | 30.14 | 7.7 | 0.955 | 3500 | 80
PCURJ2ZK | Lamar Lighting | LAMAR LIGHTING | DLL96L40 | Indoor Luminaires | Linear Ambient | Direct Linear Ambient Luminaires | Standard | FALSE | [9 empty] | 11/2/2015 | Dimmable | Continuous (Can dim down to ≤ 10% (W)) | Yes |  |  | 3813 | 126 | 30.14 | 7.7 | 0.955 | 4000 | 80
PBPBU8UA | Lamar Lighting | LAMAR LIGHTING | DLL96L50 | Indoor Luminaires | Linear Ambient | Direct Linear Ambient Luminaires | Standard | FALSE | [9 empty] | 11/2/2015 | Dimmable | Continuous (Can dim down to ≤ 10% (W)) | Yes |  |  | 3969 | 132 | 30.14 | 7.62 | 0.955 | 5288 | 83.4
PM4SGPYK | Lamar Lighting | LAMAR LIGHTING | DLL96M35 | Indoor Luminaires | Linear Ambient | Direct Linear Ambient Luminaires | Standard | FALSE | [9 empty] | 11/2/2015 | Dimmable | Continuous (Can dim down to ≤ 10% (W)) | Yes |  |  | 6523 | 107 | 60.79 | 7.15 | 0.993 | 3500 | 80
PRKUGEYV | Lamar Lighting | LAMAR LIGHTING | DLL96M40 | Indoor Luminaires | Linear Ambient | Direct Linear Ambient Luminaires | Standard | FALSE | [9 empty] | 11/2/2015 | Dimmable | Continuous (Can dim down to ≤ 10% (W)) | Yes |  |  | 6747 | 111 | 60.79 | 7.15 | 0.993 | 4000 | 80
PXXGSEAC | Lamar Lighting | LAMAR LIGHTING | DLL96M50 | Indoor Luminaires | Linear Ambient | Direct Linear Ambient Luminaires | Standard | FALSE | [9 empty] | 11/2/2015 | Dimmable | Continuous (Can dim down to ≤ 10% (W)) | Yes |  |  | 7023 | 116 | 60.79 | 7.15 | 0.993 | 5000 | 80
P62T178T | Lamar Lighting | LAMAR LIGHTING | DLL96H35 | Indoor Luminaires | Linear Ambient | Direct Linear Ambient Luminaires | Standard | FALSE | [9 empty] | 11/2/2015 | Dimmable | Continuous (Can dim down to ≤ 10% (W)) | Yes |  |  | 11424 | 109 | 105.28 | 7.79 | 0.997 | 3500 | 80
P74EDDMK | Lamar Lighting | LAMAR LIGHTING | DLL96H40 | Indoor Luminaires | Linear Ambient | Direct Linear Ambient Luminaires | Standard | FALSE | [9 empty] | 11/2/2015 | Dimmable | Continuous (Can dim down to ≤ 10% (W)) | Yes |  |  | 11812 | 112 | 105.28 | 7.79 | 0.997 | 4000 | 80
PKGK96WW | Lamar Lighting | LAMAR LIGHTING | DLL96H50 | Indoor Luminaires | Linear Ambient | Direct Linear Ambient Luminaires | Standard | FALSE | [9 empty] | 11/2/2015 | Dimmable | Continuous (Can dim down to ≤ 10% (W)) | Yes |  |  | 12298 | 117 | 105.28 | 7.79 | 0.997 | 5224 | 83.4
PZ34C8CH | Lamar Lighting | LAMAR LIGHTING | DLLR96MRA30 | Indoor Luminaires | Linear Ambient | Direct Linear Ambient Luminaires | Standard | FALSE | [9 empty] | 8/27/2015 | Dimmable | Continuous (Can dim down to ≤ 10% (W)) | Yes |  |  | 6281 | 105 | 59.86 | 7.35 | 0.98 | 3112 | 84
PWW11SKN | Lamar Lighting | LAMAR LIGHTING | DLLR96HRA30 | Indoor Luminaires | Linear Ambient | Direct Linear Ambient Luminaires | Standard | FALSE | [9 empty] | 8/27/2015 | Dimmable | Continuous (Can dim down to ≤ 10% (W)) | Yes |  |  | 10056 | 105 | 105.2 | 7.72 | 0.978 | 3126 | 83.4
PT3QTAWS | Lamar Lighting | LAMAR LIGHTING | DLL48H30 | Indoor Luminaires | Linear Ambient | Direct Linear Ambient Luminaires | Standard | FALSE | [9 empty] | 8/27/2015 | Dimmable | Continuous (Can dim down to ≤ 10% (W)) | Yes |  |  | 5541 | 105 | 52.72 | 7.48 | 0.997 | 3101 | 83.6
PWY5MBJU | Lamar Lighting | LAMAR LIGHTING | DLL96M30 | Indoor Luminaires | Linear Ambient | Direct Linear Ambient Luminaires | Standard | FALSE | [9 empty] | 8/27/2015 | Dimmable | Continuous (Can dim down to ≤ 10% (W)) | Yes |  |  | 6330 | 104 | 60.79 | 7.15 | 0.993 | 3000 | 80
PM3W3GKG | Lamar Lighting | LAMAR LIGHTING | DLL96H30 | Indoor Luminaires | Linear Ambient | Direct Linear Ambient Luminaires | Standard | FALSE | [9 empty] | 8/27/2015 | Dimmable | Continuous (Can dim down to ≤ 10% (W)) | Yes |  |  | 11082 | 105 | 105.28 | 7.48 | 0.997 | 3101 | 83.6
PQ2J447Q | Lamar Lighting | LAMAR LIGHTING | DLL24M30 | Indoor Luminaires | Linear Ambient | Direct Linear Ambient Luminaires | Standard | TRUE | 1637 | 95.34 | 17.17 | 8.82 | 0.907 | 3093 | 84 | 5 | 50000 | 8/27/2015 | Dimmable | Continuous (Can dim down to ≤ 10% (W)) | Yes |  | 3 | 1523 | 89 | 17.17 | 8.82 | 0.907 | 3093 | 84
PVQ9B2JJ | Lamar Lighting | LAMAR LIGHTING | DLL24M50 | Indoor Luminaires | Linear Ambient | Direct Linear Ambient Luminaires | Standard | TRUE | 1739 | 101.87 | 17.07 | 8.96 | 0.903 | 5297 | 83.6 | 5 | 50000 | 8/27/2015 | Dimmable | Continuous (Can dim down to ≤ 10% (W)) | Yes |  | 3 | 1691 | 98 | 17.17 | 8.96 | 0.903 | 5297 | 83.6
PM6KBW79 | Lamar Lighting | LAMAR LIGHTING | DLL48M30 | Indoor Luminaires | Linear Ambient | Direct Linear Ambient Luminaires | Standard | FALSE | [9 empty] | 8/27/2015 | Dimmable | Continuous (Can dim down to ≤ 10% (W)) | Yes |  |  | 3070 | 96 | 31.1 | 7.94 | 0.956 | 3000 | 83.6
PQFRN279 | Lamar Lighting | LAMAR LIGHTING | DLL48M35 | Indoor Luminaires | Linear Ambient | Direct Linear Ambient Luminaires | Standard | FALSE | [9 empty] | 8/27/2015 | Dimmable | Continuous (Can dim down to ≤ 10% (W)) | Yes |  |  | 3165 | 99 | 31.1 | 7.94 | 0.956 | 3500 | 80
PK1XRFUS | Lamar Lighting | LAMAR LIGHTING | DLL48M40 | Indoor Luminaires | Linear Ambient | Direct Linear Ambient Luminaires | Standard | FALSE | [9 empty] | 8/27/2015 | Dimmable | Continuous (Can dim down to ≤ 10% (W)) | Yes |  |  | 3273 | 102 | 31.1 | 7.94 | 0.956 | 4000 | 80
PHWT58XR | Lamar Lighting | LAMAR LIGHTING | DLL48M50 | Indoor Luminaires | Linear Ambient | Direct Linear Ambient Luminaires | Standard | FALSE | [9 empty] | 8/27/2015 | Dimmable | Continuous (Can dim down to ≤ 10% (W)) | Yes |  |  | 3407 | 106 | 31.1 | 7.94 | 0.956 | 5000 | 84
PXHWQSJ8 | Lamar Lighting | LAMAR LIGHTING | DLL48L30 | Indoor Luminaires | Linear Ambient | Direct Linear Ambient Luminaires | Standard | FALSE | [9 empty] | 8/27/2015 | Dimmable | Continuous (Can dim down to ≤ 10% (W)) | Yes |  |  | 1633 | 98 | 16.67 | 9.12 | 0.902 | 3080 | 84
PPM3ZWPA | Lamar Lighting | LAMAR LIGHTING | DLL48L35 | Indoor Luminaires | Linear Ambient | Direct Linear Ambient Luminaires | Standard | FALSE | [9 empty] | 8/27/2015 | Dimmable | Continuous (Can dim down to ≤ 10% (W)) | Yes |  |  | 1684 | 101 | 16.67 | 9.12 | 0.902 | 3500 | 80
PW4SBAQK | Lamar Lighting | LAMAR LIGHTING | DLL48L40 | Indoor Luminaires | Linear Ambient | Direct Linear Ambient Luminaires | Standard | FALSE | [9 empty] | 8/27/2015 | Dimmable | Continuous (Can dim down to ≤ 10% (W)) | Yes |  |  | 1741 | 104 | 16.67 | 9.12 | 0.902 | 4000 | 80
PZMWWZ2D | Lamar Lighting | LAMAR LIGHTING | DLL48L50 | Indoor Luminaires | Linear Ambient | Direct Linear Ambient Luminaires | Standard | FALSE | [9 empty] | 8/27/2015 | Dimmable | Continuous (Can dim down to ≤ 10% (W)) | Yes |  |  | 1812 | 109 | 16.67 | 8.69 | 0.902 | 5253 | 83.2
PJ3FXJT2 | Lamar Lighting | LAMAR LIGHTING | DLL24H30 | Indoor Luminaires | Linear Ambient | Direct Linear Ambient Luminaires | Standard | FALSE | [9 empty] | 8/27/2015 | Dimmable | Continuous (Can dim down to ≤ 10% (W)) | Yes |  |  | 2666 | 95 | 28.1 | 10 | 0.9 | 3000 | 80
P748KYA6 | Lamar Lighting | LAMAR LIGHTING | DLL24H35 | Indoor Luminaires | Linear Ambient | Direct Linear Ambient Luminaires | Standard | FALSE | [9 empty] | 8/27/2015 | Dimmable | Continuous (Can dim down to ≤ 10% (W)) | Yes |  |  | 2748 | 98 | 28.1 | 10 | 0.9 | 3500 | 80
PQ51UERW | Lamar Lighting | LAMAR LIGHTING | DLL24H40 | Indoor Luminaires | Linear Ambient | Direct Linear Ambient Luminaires | Standard | FALSE | [9 empty] | 8/27/2015 | Dimmable | Continuous (Can dim down to ≤ 10% (W)) | Yes |  |  | 2843 | 101 | 28.1 | 10 | 0.9 | 4000 | 80
P3A38GF7 | Lamar Lighting | LAMAR LIGHTING | DLL24H50 | Indoor Luminaires | Linear Ambient | Direct Linear Ambient Luminaires | Standard | FALSE | [9 empty] | 8/27/2015 | Dimmable | Continuous (Can dim down to ≤ 10% (W)) | Yes |  |  | 2958 | 105 | 28.1 | 10 | 0.9 | 5000 | 80
P7A32S5D | Lamar Lighting | LAMAR LIGHTING | DLL24M35 | Indoor Luminaires | Linear Ambient | Direct Linear Ambient Luminaires | Standard | FALSE | [9 empty] | 8/27/2015 | Dimmable | Continuous (Can dim down to ≤ 10% (W)) | Yes |  |  | 1570 | 91 | 17.17 | 9 | 0.907 | 3500 | 80
PTWCN5HY | Lamar Lighting | LAMAR LIGHTING | DLL24M40 | Indoor Luminaires | Linear Ambient | Direct Linear Ambient Luminaires | Standard | FALSE | [9 empty] | 8/27/2015 | Dimmable | Continuous (Can dim down to ≤ 10% (W)) | Yes |  |  | 1624 | 95 | 17.17 | 9 | 0.907 | 4000 | 80
P9T1NQPK | Lamar Lighting | LAMAR LIGHTING | DLLR48MRA30 | Indoor Luminaires | Linear Ambient | Direct Linear Ambient Luminaires | Standard | FALSE | [9 empty] | 8/27/2015 | Dimmable | Continuous (Can dim down to ≤ 10% (W)) | Yes |  |  | 2829 | 91 | 31.1 | 7.94 | 0.956 | 3113 | 83.9
PS5CUKSS | Lamar Lighting | LAMAR LIGHTING | DLLR48MRA35 | Indoor Luminaires | Linear Ambient | Direct Linear Ambient Luminaires | Standard | FALSE | [9 empty] | 8/27/2015 | Dimmable | Continuous (Can dim down to ≤ 10% (W)) | Yes |  |  | 2917 | 94 | 31.1 | 7.94 | 0.956 | 3500 | 80
P3NYCM5A | Lamar Lighting | LAMAR LIGHTING | DLLR48MRA40 | Indoor Luminaires | Linear Ambient | Direct Linear Ambient Luminaires | Standard | FALSE | [9 empty] | 8/27/2015 | Dimmable | Continuous (Can dim down to ≤ 10% (W)) | Yes |  |  | 3016 | 97 | 31.1 | 7.94 | 0.956 | 4000 | 80
P2VTQA7S | LDPI, Inc. | LDPI Industrial Lighting | LE203-38-3-V1-2-ARF-SM (SL) | Indoor Luminaires | Linear Ambient | Direct Linear Ambient Luminaires | Standard | TRUE | 4024 | 109.7 | 36.69 | 9.11 | 0.994 | 3538 | 83.2 | 5 | 50000 | 8/4/2016 | Dimmable | Continuous (Cannot dim down to ≤ 10% (W) | No | "SL" pertains to an option for Stainless Steel Latches. This is not a requirement. | 4 | 4000 | 110 | 36.3 | 17.4 | 0.95 | 3500 | 83
PDWMDZ3N | LDPI, Inc. | LDPI Industrial Lighting | LE203-38-3-V1-2-AF-SM (SL) | Indoor Luminaires | Linear Ambient | Direct Linear Ambient Luminaires | Standard | FALSE | [9 empty] | 8/4/2016 | Dimmable | Continuous (Cannot dim down to ≤ 10% (W) | No | "SL" pertains to an option for Stainless Steel Latches. This is not a requirement. |  | 4200 | 116 | 36.3 | 17.4 | 0.95 | 3500 | 83
PCCFB75P | LDPI, Inc. | LDPI Industrial Lighting | LE203-38-4-V1-2-ARF-SM (SL) | Indoor Luminaires | Linear Ambient | Direct Linear Ambient Luminaires | Standard | FALSE | [9 empty] | 8/4/2016 | Dimmable | Continuous (Cannot dim down to ≤ 10% (W) | No | "SL" pertains to an option for Stainless Steel Latches. This is not a requirement. |  | 4000 | 110 | 36.3 | 17.4 | 0.95 | 4000 | 83
PQWVNX69 | LDPI, Inc. | LDPI Industrial Lighting | LE203-38-4-V1-2-AF-SM (SL) | Indoor Luminaires | Linear Ambient | Direct Linear Ambient Luminaires | Standard | FALSE | [9 empty] | 8/4/2016 | Dimmable | Continuous (Cannot dim down to ≤ 10% (W) | No | "SL" pertains to an option for Stainless Steel Latches. This is not a requirement. |  | 4200 | 116 | 36.3 | 17.4 | 0.95 | 4000 | 83
PAY6JUYY | LDPI, Inc. | LDPI Industrial Lighting | LE203-38-5-V1-2-ARF-SM (SL) | Indoor Luminaires | Linear Ambient | Direct Linear Ambient Luminaires | Standard | FALSE | [9 empty] | 8/4/2016 | Dimmable | Continuous (Cannot dim down to ≤ 10% (W) | No | "SL" pertains to an option for Stainless Steel Latches. This is not a requirement. |  | 4000 | 110 | 36.3 | 17.4 | 0.95 | 5000 | 83
PGARUNZW | LDPI, Inc. | LDPI Industrial Lighting | LE203-38-5-V1-2-AF-SM (SL) | Indoor Luminaires | Linear Ambient | Direct Linear Ambient Luminaires | Standard | FALSE | [9 empty] | 8/4/2016 | Dimmable | Continuous (Cannot dim down to ≤ 10% (W) | No | "SL" pertains to an option for Stainless Steel Latches. This is not a requirement. |  | 4200 | 116 | 36.3 | 17.4 | 0.95 | 5000 | 83
PTAHBHFM | LDPI, Inc. | LDPI Industrial Lighting | LE203-77-3-V1-4-ARF-SM (SL) | Indoor Luminaires | Linear Ambient | Direct Linear Ambient Luminaires | Standard | FALSE | [9 empty] | 8/4/2016 | Dimmable | Continuous (Can dim down to ≤ 10% (W)) | No | "SL" pertains to an option for Stainless Steel Latches. This is not a requirement. |  | 8000 | 110 | 72.4 | 8.5 | 0.98 | 3500 | 83
PTQXCZQN | LDPI, Inc. | LDPI Industrial Lighting | LE203-77-3-V1-4-ASF-SM (SL) | Indoor Luminaires | Linear Ambient | Direct Linear Ambient Luminaires | Standard | FALSE | [9 empty] | 8/4/2016 | Dimmable | Continuous (Can dim down to ≤ 10% (W)) | No | "SL" pertains to an option for Stainless Steel Latches. This is not a requirement. |  | 8400 | 116 | 72.4 | 8.5 | 0.98 | 3500 | 83
P98BNBSD | LDPI, Inc. | LDPI Industrial Lighting | LE203-77-3-V1-4-AF-SM (SL) | Indoor Luminaires | Linear Ambient | Direct Linear Ambient Luminaires | Standard | FALSE | [9 empty] | 8/4/2016 | Dimmable | Continuous (Can dim down to ≤ 10% (W)) | No | "SL" pertains to an option for Stainless Steel Latches. This is not a requirement. |  | 8400 | 116 | 72.4 | 8.5 | 0.98 | 3500 | 83
P8Q4EDY5 | LDPI, Inc. | LDPI Industrial Lighting | LE203-77-4-V1-4-ARF-SM (SL) | Indoor Luminaires | Linear Ambient | Direct Linear Ambient Luminaires | Standard | FALSE | [9 empty] | 8/4/2016 | Dimmable | Continuous (Can dim down to ≤ 10% (W)) | No | "SL" pertains to an option for Stainless Steel Latches. This is not a requirement. |  | 8000 | 110 | 72.4 | 8.5 | 0.98 | 4000 | 83
PCZTUF37 | LDPI, Inc. | LDPI Industrial Lighting | LE203-77-4-V1-4-ASF-SM (SL) | Indoor Luminaires | Linear Ambient | Direct Linear Ambient Luminaires | Standard | FALSE | [9 empty] | 8/4/2016 | Dimmable | Continuous (Can dim down to ≤ 10% (W)) | No | "SL" pertains to an option for Stainless Steel Latches. This is not a requirement. |  | 8400 | 116 | 72.4 | 8.5 | 0.98 | 4000 | 83
PVNMPZYS | LDPI, Inc. | LDPI Industrial Lighting | LE203-77-4-V1-4-AF-SM (SL) | Indoor Luminaires | Linear Ambient | Direct Linear Ambient Luminaires | Standard | FALSE | [9 empty] | 8/4/2016 | Dimmable | Continuous (Can dim down to ≤ 10% (W)) | No | "SL" pertains to an option for Stainless Steel Latches. This is not a requirement. |  | 8400 | 116 | 72.4 | 8.5 | 0.98 | 4000 | 83
PHHF4HMH | LDPI, Inc. | LDPI Industrial Lighting | LE203-77-5-V1-4-ARF-SM (SL) | Indoor Luminaires | Linear Ambient | Direct Linear Ambient Luminaires | Standard | FALSE | [9 empty] | 8/4/2016 | Dimmable | Continuous (Can dim down to ≤ 10% (W)) | No | "SL" pertains to an option for Stainless Steel Latches. This is not a requirement. |  | 8000 | 110 | 72.4 | 8.5 | 0.98 | 5000 | 83
PCQFKGSU | LDPI, Inc. | LDPI Industrial Lighting | LE203-77-5-V1-4-ASF-SM (SL) | Indoor Luminaires | Linear Ambient | Direct Linear Ambient Luminaires | Standard | FALSE | [9 empty] | 8/4/2016 | Dimmable | Continuous (Can dim down to ≤ 10% (W)) | No | "SL" pertains to an option for Stainless Steel Latches. This is not a requirement. |  | 8400 | 116 | 72.4 | 8.5 | 0.98 | 5000 | 83
PWP7ESRR | LDPI, Inc. | LDPI Industrial Lighting | LE203-77-5-V1-4-AF-SM (SL) | Indoor Luminaires | Linear Ambient | Direct Linear Ambient Luminaires | Standard | FALSE | [9 empty] | 8/4/2016 | Dimmable | Continuous (Can dim down to ≤ 10% (W)) | No | "SL" pertains to an option for Stainless Steel Latches. This is not a requirement. |  | 8400 | 116 | 72.4 | 8.5 | 0.98 | 5000 | 83
PZEUUXRP | LDPI, Inc. | LDPI Industrial Lighting | LE203-154-3-V1-8-ARF-SM (SL) | Indoor Luminaires | Linear Ambient | Direct Linear Ambient Luminaires | Standard | FALSE | [9 empty] | 8/4/2016 | Dimmable | Continuous (Can dim down to ≤ 10% (W)) | No | "SL" pertains to an option for Stainless Steel Latches. This is not a requirement. |  | 16000 | 110 | 144.9 | 8.5 | 0.98 | 3500 | 83
PV18N4WZ | LDPI, Inc. | LDPI Industrial Lighting | LE203-154-3-V1-8-AF-SM (SL) | Indoor Luminaires | Linear Ambient | Direct Linear Ambient Luminaires | Standard | FALSE | [9 empty] | 8/4/2016 | Dimmable | Continuous (Can dim down to ≤ 10% (W)) | No | "SL" pertains to an option for Stainless Steel Latches. This is not a requirement. |  | 16800 | 116 | 144.9 | 8.5 | 0.98 | 3500 | 83
PFXK5MX9 | LDPI, Inc. | LDPI Industrial Lighting | LE203-154-4-V1-8-ARF-SM (SL) | Indoor Luminaires | Linear Ambient | Direct Linear Ambient Luminaires | Standard | FALSE | [9 empty] | 8/4/2016 | Dimmable | Continuous (Can dim down to ≤ 10% (W)) | No | "SL" pertains to an option for Stainless Steel Latches. This is not a requirement. |  | 16000 | 110 | 144.9 | 8.5 | 0.98 | 4000 | 83
PKMH9KN9 | LDPI, Inc. | LDPI Industrial Lighting | LE203-154-4-V1-8-AF-SM (SL) | Indoor Luminaires | Linear Ambient | Direct Linear Ambient Luminaires | Standard | FALSE | [9 empty] | 8/4/2016 | Dimmable | Continuous (Can dim down to ≤ 10% (W)) | No | "SL" pertains to an option for Stainless Steel Latches. This is not a requirement. |  | 16800 | 116 | 144.9 | 8.5 | 0.98 | 4000 | 83
P8PJGGBT | LDPI, Inc. | LDPI Industrial Lighting | LE203-154-5-V1-8-ARF-SM (SL) | Indoor Luminaires | Linear Ambient | Direct Linear Ambient Luminaires | Standard | FALSE | [9 empty] | 8/4/2016 | Dimmable | Continuous (Can dim down to ≤ 10% (W)) | No | "SL" pertains to an option for Stainless Steel Latches. This is not a requirement. |  | 16000 | 110 | 144.9 | 8.5 | 0.98 | 5000 | 83
PDXKW64S | LDPI, Inc. | LDPI Industrial Lighting | LE203-154-5-V1-8-AF-SM (SL) | Indoor Luminaires | Linear Ambient | Direct Linear Ambient Luminaires | Standard | FALSE | [9 empty] | 8/4/2016 | Dimmable | Continuous (Can dim down to ≤ 10% (W)) | No | "SL" pertains to an option for Stainless Steel Latches. This is not a requirement. |  | 16800 | 116 | 144.9 | 8.5 | 0.98 | 5000 | 83
PZ587B8K | Leader Lighting Co., Ltd. | LEADER | LD-T5B-1 (3000K) | Indoor Luminaires | Linear Ambient | Direct Linear Ambient Luminaires | Standard | TRUE | 783.43 | 107.3 | 7.302 | 15.29 | 0.9051 | 3017 | 83 | 5 | 50000 | 8/8/2016 | Not Dimmable | Not Dimmable | No |  | 4 | 783.43 | 107.3 | 7.3 | 15.29 | 0.91 | 3000 | 83
PY7GGZVQ | Leader Lighting Co., Ltd. | LEADER | LD-T5B-1 (5000K) | Indoor Luminaires | Linear Ambient | Direct Linear Ambient Luminaires | Standard | TRUE | 817.1 | 110.02 | 7.427 | 16.27 | 0.9089 | 5184 | 81.4 | 5 | 50000 | 8/8/2016 | Not Dimmable | Not Dimmable | No |  | 4 | 817.1 | 110.02 | 7.43 | 16.27 | 0.91 | 5000 | 81.4
PSJW4GQB | Leader Lighting Co., Ltd. | LEADER | LD-T8-3 (3000K) | Indoor Luminaires | Linear Ambient | Direct Linear Ambient Luminaires | Standard | TRUE | 1527 | 114.92 | 13.04 | 15.48 | 0.9017 | 3012 | 82.9 | 5 | 50000 | 8/8/2016 | Not Dimmable | Not Dimmable | No |  | 4 | 1499 | 114.92 | 13.04 | 15.48 | 0.9 | 3000 | 82.9
P82ZMN6Z | Leader Lighting Co., Ltd. | LEADER | LD-T5B-3(3000K) | Indoor Luminaires | Linear Ambient | Direct Linear Ambient Luminaires | Standard | FALSE | [9 empty] | 8/8/2016 | Not Dimmable | Not Dimmable | No |  |  | 2831 | 115.41 | 24.53 | 12.47 | 0.9 | 3000 | 83.1
PS29CJWJ | Leader Lighting Co., Ltd. | LEADER | LD-T8-8(3000K) | Indoor Luminaires | Linear Ambient | Direct Linear Ambient Luminaires | Standard | FALSE | [9 empty] | 8/8/2016 | Not Dimmable | Not Dimmable | No |  |  | 4414 | 115.53 | 38.21 | 11.69 | 0.9 | 3000 | 82.9
PWQ31GT5 | Leader Lighting Co., Ltd. | LEADER | LD-T5B-8(5000K) | Indoor Luminaires | Linear Ambient | Direct Linear Ambient Luminaires | Standard | FALSE | [9 empty] | 8/8/2016 | Not Dimmable | Not Dimmable | No |  |  | 6690 | 115.61 | 57.87 | 12.69 | 0.9 | 5000 | 81.9
P2PUR6YH | Leader Lighting Co., Ltd. | LEADER | LD-T8-3 (3500K) | Indoor Luminaires | Linear Ambient | Direct Linear Ambient Luminaires | Standard | FALSE | [9 empty] | 8/8/2016 | Not Dimmable | Not Dimmable | No |  |  | 1509.75 | 115.78 | 13.04 | 15.48 | 0.9 | 3500 | 82.9
PYTVV63E | Leader Lighting Co., Ltd. | LEADER | LD-T5B-8(4000K) | Indoor Luminaires | Linear Ambient | Direct Linear Ambient Luminaires | Standard | FALSE | [9 empty] | 8/8/2016 | Not Dimmable | Not Dimmable | No |  |  | 6558 | 116.07 | 56.5 | 12.55 | 0.9 | 4000 | 82.9
PN5MCV6M | Leader Lighting Co., Ltd. | LEADER | LD-T8-3 (5000K) | Indoor Luminaires | Linear Ambient | Direct Linear Ambient Luminaires | Standard | FALSE | [9 empty] | 8/8/2016 | Not Dimmable | Not Dimmable | No |  |  | 1542 | 116.4 | 13.25 | 15.36 | 0.9 | 5000 | 81.4
PP3WACR5 | Leader Lighting Co., Ltd. | LEADER | LD-T8-8(3500K) | Indoor Luminaires | Linear Ambient | Direct Linear Ambient Luminaires | Standard | FALSE | [9 empty] | 8/8/2016 | Not Dimmable | Not Dimmable | No |  |  | 4455.25 | 116.6 | 38.21 | 11.69 | 0.9 | 3500 | 82.9
P43D97FF | Leader Lighting Co., Ltd. | LEADER | LD-T5B-2 (3000K) | Indoor Luminaires | Linear Ambient | Direct Linear Ambient Luminaires | Standard | FALSE | [9 empty] | 8/8/2016 | Not Dimmable | Not Dimmable | No |  |  | 1598.8 | 116.6 | 13.71 | 9.98 | 0.92 | 3000 | 83.1
PNE6SGR4 | Leader Lighting Co., Ltd. | LEADER | LD-T8-3 (4000K) | Indoor Luminaires | Linear Ambient | Direct Linear Ambient Luminaires | Standard | FALSE | [9 empty] | 8/8/2016 | Not Dimmable | Not Dimmable | No |  |  | 1520.5 | 116.6 | 13.04 | 15.48 | 0.9 | 4000 | 82.9
PJQSN4EJ | Leader Lighting Co., Ltd. | LEADER | LD-T5B-8(4500K) | Indoor Luminaires | Linear Ambient | Direct Linear Ambient Luminaires | Standard | FALSE | [9 empty] | 8/8/2016 | Not Dimmable | Not Dimmable | No |  |  | 6624 | 117.24 | 56.5 | 12.55 | 0.9 | 4500 | 82.9
PVRXXWUP | Leader Lighting Co., Ltd. | LEADER | LD-T5B-3(3500K) | Indoor Luminaires | Linear Ambient | Direct Linear Ambient Luminaires | Standard | FALSE | [9 empty] | 8/8/2016 | Not Dimmable | Not Dimmable | No |  |  | 2877.75 | 117.32 | 24.53 | 12.47 | 0.9 | 3500 | 83.1
PV7Q4HN4 | Leader Lighting Co., Ltd. | LEADER | LD-T8-3 (4500K) | Indoor Luminaires | Linear Ambient | Direct Linear Ambient Luminaires | Standard | FALSE | [9 empty] | 8/8/2016 | Not Dimmable | Not Dimmable | No |  |  | 1531.25 | 117.43 | 13.04 | 15.48 | 0.9 | 4500 | 82.9
PZSV9X99 | Leader Lighting Co., Ltd. | LEADER | LD-T5B-3(5000K) | Indoor Luminaires | Linear Ambient | Direct Linear Ambient Luminaires | Standard | FALSE | [9 empty] | 8/8/2016 | Not Dimmable | Not Dimmable | No |  |  | 3018 | 117.57 | 25.67 | 13.36 | 0.9 | 5000 | 81.3
PZRWPRSE | Leader Lighting Co., Ltd. | LEADER | LD-T8-8(5000K) | Indoor Luminaires | Linear Ambient | Direct Linear Ambient Luminaires | Standard | FALSE | [9 empty] | 8/8/2016 | Not Dimmable | Not Dimmable | No |  |  | 4579 | 117.6 | 38.94 | 11.63 | 0.9 | 5000 | 81.7
PPEXJMWJ | Leader Lighting Co., Ltd. | LEADER | LD-T8-8(4000K) | Indoor Luminaires | Linear Ambient | Direct Linear Ambient Luminaires | Standard | FALSE | [9 empty] | 8/8/2016 | Not Dimmable | Not Dimmable | No |  |  | 4496.5 | 117.68 | 38.21 | 11.69 | 0.9 | 4000 | 82.9
PNRNKX22 | Leader Lighting Co., Ltd. | LEADER | LD-T5B-2 (3500K) | Indoor Luminaires | Linear Ambient | Direct Linear Ambient Luminaires | Standard | FALSE | [9 empty] | 8/8/2016 | Not Dimmable | Not Dimmable | No |  |  | 1622.1 | 118.32 | 13.71 | 9.98 | 0.92 | 3500 | 83.1
PHRX9C9U | Leader Lighting Co., Ltd. | LEADER | LD-T8-8(4500K) | Indoor Luminaires | Linear Ambient | Direct Linear Ambient Luminaires | Standard | FALSE | [9 empty] | 8/8/2016 | Not Dimmable | Not Dimmable | No |  |  | 4537.75 | 118.76 | 38.21 | 11.69 | 0.9 | 4500 | 82.9
P76PGEK6 | Leader Lighting Co., Ltd. | LEADER | LD-T8-2(3000K) | Indoor Luminaires | Linear Ambient | Direct Linear Ambient Luminaires | Standard | FALSE | [9 empty] | 8/8/2016 | Not Dimmable | Not Dimmable | No |  |  | 1163.1 | 119.18 | 9.76 | 9.43 | 0.91 | 3000 | 82.9
PABJFBJG | Leader Lighting Co., Ltd. | LEADER | LD-T5B-3(4000K) | Indoor Luminaires | Linear Ambient | Direct Linear Ambient Luminaires | Standard | FALSE | [9 empty] | 8/8/2016 | Not Dimmable | Not Dimmable | No |  |  | 2924.5 | 119.22 | 24.53 | 12.47 | 0.9 | 4000 | 83.1
P23V62UN | Leader Lighting Co., Ltd. | LEADER | LD-T5B-2 (4000K) | Indoor Luminaires | Linear Ambient | Direct Linear Ambient Luminaires | Standard | FALSE | [9 empty] | 8/8/2016 | Not Dimmable | Not Dimmable | No |  |  | 1645.4 | 120.01 | 13.71 | 9.98 | 0.92 | 4000 | 83.1
PAGY9GGR | Leader Lighting Co., Ltd. | LEADER | LD-T5B-2 (5000K) | Indoor Luminaires | Linear Ambient | Direct Linear Ambient Luminaires | Standard | FALSE | [9 empty] | 8/8/2016 | Not Dimmable | Not Dimmable | No |  |  | 1692 | 120.43 | 14.05 | 10.29 | 0.92 | 5000 | 81.4
P98PNSVR | Leader Lighting Co., Ltd. | LEADER | LD-T8-2(3500K) | Indoor Luminaires | Linear Ambient | Direct Linear Ambient Luminaires | Standard | FALSE | [9 empty] | 8/8/2016 | Not Dimmable | Not Dimmable | No |  |  | 1179.08 | 120.82 | 9.76 | 9.43 | 0.91 | 3500 | 82.9
PHJCFKPM | Leader Lighting Co., Ltd. | LEADER | LD-T5B-3(4500K) | Indoor Luminaires | Linear Ambient | Direct Linear Ambient Luminaires | Standard | FALSE | [9 empty] | 8/8/2016 | Not Dimmable | Not Dimmable | No |  |  | 2971.25 | 121.13 | 24.53 | 12.47 | 0.9 | 4500 | 83.1
PPDEVTVS | Leader Lighting Co., Ltd. | LEADER | LD-T5B-2 (4500K) | Indoor Luminaires | Linear Ambient | Direct Linear Ambient Luminaires | Standard | FALSE | [9 empty] | 8/8/2016 | Not Dimmable | Not Dimmable | No |  |  | 1668.7 | 121.71 | 13.71 | 9.98 | 0.92 | 4500 | 83.1
PYCCKRG6 | Leader Lighting Co., Ltd. | LEADER | LD-T8-2(4000K) | Indoor Luminaires | Linear Ambient | Direct Linear Ambient Luminaires | Standard | FALSE | [9 empty] | 8/8/2016 | Not Dimmable | Not Dimmable | No |  |  | 1195.05 | 122.46 | 9.76 | 9.43 | 0.91 | 4000 | 82.9
PYZG8CQB | Leader Lighting Co., Ltd. | LEADER | LD-T8-2(4500K) | Indoor Luminaires | Linear Ambient | Direct Linear Ambient Luminaires | Standard | FALSE | [9 empty] | 8/8/2016 | Not Dimmable | Not Dimmable | No |  |  | 1211.03 | 124.09 | 9.76 | 9.43 | 0.91 | 4500 | 82.9
PD53UZ1T | Leader Lighting Co., Ltd. | LEADER | LD-T8-2(5000K) | Indoor Luminaires | Linear Ambient | Direct Linear Ambient Luminaires | Standard | FALSE | [9 empty] | 8/8/2016 | Not Dimmable | Not Dimmable | No |  |  | 1227 | 129.43 | 9.48 | 8.83 | 0.91 | 5000 | 81.4
P17EQ3M4 | Leader Lighting Co., Ltd. | LEADER | LD-T5B-1 (4500K) | Indoor Luminaires | Linear Ambient | Direct Linear Ambient Luminaires | Standard | FALSE | [9 empty] | 8/8/2016 | Not Dimmable | Not Dimmable | No |  |  | 808.68 | 110.75 | 7.3 | 15.29 | 0.91 | 4500 | 83
PCDUYRSW | Leader Lighting Co., Ltd. | LEADER | LD-T5B-8(3000K) | Indoor Luminaires | Linear Ambient | Direct Linear Ambient Luminaires | Standard | FALSE | [9 empty] | 8/8/2016 | Not Dimmable | Not Dimmable | No |  |  | 6426 | 113.73 | 56.5 | 12.55 | 0.9 | 3000 | 82.9
P3F3YJZ1 | Leader Lighting Co., Ltd. | LEADER | LD-T5B-8(3500K) | Indoor Luminaires | Linear Ambient | Direct Linear Ambient Luminaires | Standard | FALSE | [9 empty] | 8/8/2016 | Not Dimmable | Not Dimmable | No |  |  | 6492 | 114.9 | 56.5 | 12.55 | 0.9 | 3500 | 82.9
PQP6Q5WR | Leader Lighting Co., Ltd. | LEADER | LD-T5B-1 (3500K) | Indoor Luminaires | Linear Ambient | Direct Linear Ambient Luminaires | Standard | FALSE | [9 empty] | 8/8/2016 | Not Dimmable | Not Dimmable | No |  |  | 791.85 | 108.44 | 7.3 | 15.29 | 0.91 | 3500 | 83
PN18SFZE | Leader Lighting Co., Ltd. | LEADER | LD-T5B-1 (4000K) | Indoor Luminaires | Linear Ambient | Direct Linear Ambient Luminaires | Standard | FALSE | [9 empty] | 8/8/2016 | Not Dimmable | Not Dimmable | No |  |  | 800.27 | 109.6 | 7.3 | 15.29 | 0.91 | 4000 | 83
P67NQJQZ | Led Lighting Center LLC | Optimal LED | MX512N X2510W30 | Indoor Luminaires | Linear Ambient | Direct Linear Ambient Luminaires | Standard | TRUE | 2673.75 | 111.04 | 24.1 | 5.93 | 0.92 | 2981 | 81.3 | 5 | 50000 | 2/23/2015 | Not Dimmable | Not Dimmable | Not Yet Verified |  | 2.1 | 2673.75 | 111.04 | 24.08 | 3.6 | 0.995 | 2981 | 81
PPWZTZXP | Led Lighting Center LLC | Optimal LED | MX512N X2510W35 | Indoor Luminaires | Linear Ambient | Direct Linear Ambient Luminaires | Standard | FALSE | [9 empty] | 2/23/2015 | Not Dimmable | Not Dimmable | Not Yet Verified |  |  | 2100 | 84 | 25 | 3.6 | 0.995 | 3500 | 81
PEXGG1HZ | Led Lighting Center LLC | Optimal LED | MX512N X2510W40 | Indoor Luminaires | Linear Ambient | Direct Linear Ambient Luminaires | Standard | FALSE | [9 empty] | 2/23/2015 | Not Dimmable | Not Dimmable | Not Yet Verified |  |  | 2100 | 84 | 25 | 3.6 | 0.995 | 4000 | 81
PPR656ZB | Led Lighting Center LLC | Optimal LED | MX512N X2510W45 | Indoor Luminaires | Linear Ambient | Direct Linear Ambient Luminaires | Standard | FALSE | [9 empty] | 2/23/2015 | Not Dimmable | Not Dimmable | Not Yet Verified |  |  | 2100 | 84 | 25 | 3.6 | 0.995 | 4500 | 81
P8QXPBJ7 | Led Lighting Center LLC | Optimal LED | MX512N X2510W50 | Indoor Luminaires | Linear Ambient | Direct Linear Ambient Luminaires | Standard | FALSE | [9 empty] | 2/23/2015 | Not Dimmable | Not Dimmable | Not Yet Verified |  |  | 2100 | 84 | 25 | 3.6 | 0.995 | 5000 | 81
PUW9QJSA | Led Lighting Center LLC | Optimal LED | MX515N X4410W30 | Indoor Luminaires | Linear Ambient | Direct Linear Ambient Luminaires | Standard | TRUE | 4219.88 | 113.87 | 37.06 | 18.04 | 0.958 | 2972 | 81.2 | 5 | 50000 | 2/23/2015 | Not Dimmable | Not Dimmable | Not Yet Verified |  | 2.1 | 4219.88 | 113.87 | 37.06 | 17.66 | 0.985 | 2972 | 81
P42Y4WFY | Led Lighting Center LLC | Optimal LED | MX515N X4410W35 | Indoor Luminaires | Linear Ambient | Direct Linear Ambient Luminaires | Standard | FALSE | [9 empty] | 2/23/2015 | Not Dimmable | Not Dimmable | Not Yet Verified |  |  | 3750 | 85.22 | 44 | 17.66 | 0.985 | 3500 | 81
P7HTCTQT | Led Lighting Center LLC | Optimal LED | MX515N X4410W40 | Indoor Luminaires | Linear Ambient | Direct Linear Ambient Luminaires | Standard | FALSE | [9 empty] | 2/23/2015 | Not Dimmable | Not Dimmable | Not Yet Verified |  |  | 3750 | 85.22 | 44 | 17.66 | 0.985 | 4000 | 81
PRSVN1XQ | Led Lighting Center LLC | Optimal LED | MX515N X4410W45 | Indoor Luminaires | Linear Ambient | Direct Linear Ambient Luminaires | Standard | FALSE | [9 empty] | 2/23/2015 | Not Dimmable | Not Dimmable | Not Yet Verified |  |  | 3750 | 85.22 | 44 | 17.66 | 0.985 | 4500 | 81
PGBEYNSV | Led Lighting Center LLC | Optimal LED | MX515N X4410W50 | Indoor Luminaires | Linear Ambient | Direct Linear Ambient Luminaires | Standard | FALSE | [9 empty] | 2/23/2015 | Not Dimmable | Not Dimmable | Not Yet Verified |  |  | 3750 | 85.22 | 44 | 17.66 | 0.985 | 5000 | 81
PBG3S1YU | Led Lighting Center LLC | Optimal LED | MX516N X6010W30 | Indoor Luminaires | Linear Ambient | Direct Linear Ambient Luminaires | Standard | TRUE | 6408.47 | 110.19 | 58.2 | 5.91 | 0.943 | 2975 | 81.2 | 5 | 50000 | 2/23/2015 | Not Dimmable | Not Dimmable | Not Yet Verified |  | 2.1 | 6408.47 | 110.19 | 58.16 | 2.79 | 0.996 | 2975 | 81
PZGAJUNA | Led Lighting Center LLC | Optimal LED | MX516N X6010W35 | Indoor Luminaires | Linear Ambient | Direct Linear Ambient Luminaires | Standard | FALSE | [9 empty] | 2/23/2015 | Not Dimmable | Not Dimmable | Not Yet Verified |  |  | 5100 | 85 | 60 | 2.79 | 0.996 | 3500 | 81
PFEKT4PD | Led Lighting Center LLC | Optimal LED | MX516N X6010W40 | Indoor Luminaires | Linear Ambient | Direct Linear Ambient Luminaires | Standard | FALSE | [9 empty] | 2/23/2015 | Not Dimmable | Not Dimmable | Not Yet Verified |  |  | 5100 | 85 | 60 | 2.79 | 0.996 | 4000 | 81
PDQBU5VX | Led Lighting Center LLC | Optimal LED | MX516N X6010W45 | Indoor Luminaires | Linear Ambient | Direct Linear Ambient Luminaires | Standard | FALSE | [9 empty] | 2/23/2015 | Not Dimmable | Not Dimmable | Not Yet Verified |  |  | 5100 | 85 | 60 | 2.79 | 0.996 | 4500 | 81
PZTFJZD6 | Led Lighting Center LLC | Optimal LED | MX516N X6010W50 | Indoor Luminaires | Linear Ambient | Direct Linear Ambient Luminaires | Standard | FALSE | [9 empty] | 2/23/2015 | Not Dimmable | Not Dimmable | Not Yet Verified |  |  | 5100 | 85 | 60 | 2.79 | 0.996 | 5000 | 81
P6YPF3AU | LED Living Technology | LED Living Technology | G3DRA-24-2-40K-RF-XX-XX-XX-XX-XX | Indoor Luminaires | Linear Ambient | Direct Linear Ambient Luminaires | Standard | TRUE | 2776 | 108 | 25.68 | 13.4 | 0.924 | 4027 | 83.4 | 10 | 50000 | 2/9/2015 | Dimmable | Continuous (Can dim down to ≤ 10% (W)) | Not Yet Verified |  | 2.1 | 2578.07 | 102.67 | 25.11 |  |  | 4000 | 83
PJEHZ7G5 | LED Living Technology | LED Living Technology | G3DRA-24-2-50K-RF-XX-XX-XX-XX-XX | Indoor Luminaires | Linear Ambient | Direct Linear Ambient Luminaires | Standard | FALSE | [9 empty] | 2/9/2015 | Dimmable | Continuous (Can dim down to ≤ 10% (W)) | Not Yet Verified |  |  | 2765.21 | 110.12 | 25.11 |  |  | 5000 | 83
P6XVWBU1 | LED Living Technology | LED Living Technology | G3DRA-24-2-40K-DF-XX-XX-XX-XX-XX | Indoor Luminaires | Linear Ambient | Direct Linear Ambient Luminaires | Standard | FALSE | [9 empty] | 2/9/2015 | Dimmable | Continuous (Can dim down to ≤ 10% (W)) | Not Yet Verified |  |  | 2797.28 | 111.4 | 25.11 |  |  | 4000 | 83
PNVSGWWP | LED Living Technology | LED Living Technology | G3DRA-24-2-50K-DF-XX-XX-XX-XX-XX | Indoor Luminaires | Linear Ambient | Direct Linear Ambient Luminaires | Standard | FALSE | [9 empty] | 2/9/2015 | Dimmable | Continuous (Can dim down to ≤ 10% (W)) | Not Yet Verified |  |  | 3000.34 | 119.49 | 25.11 |  |  | 5000 | 83
P6G7C6DV | LED Living Technology | LED Living Technology | G3DRA-24-4-40K-RP-XX-XX-XX-XX-XX | Indoor Luminaires | Linear Ambient | Direct Linear Ambient Luminaires | Standard | FALSE | [9 empty] | 2/9/2015 | Dimmable | Continuous (Can dim down to ≤ 10% (W)) | Not Yet Verified |  |  | 2873.65 | 118.4 | 24.73 |  |  | 4000 | 83
PWVUFWK5 | LED Living Technology | LED Living Technology | G3DRA-24-4-50K-RP-XX-XX-XX-XX-XX | Indoor Luminaires | Linear Ambient | Direct Linear Ambient Luminaires | Standard | FALSE | [9 empty] | 2/9/2015 | Dimmable | Continuous (Can dim down to ≤ 10% (W)) | Not Yet Verified |  |  | 3029.48 | 122.5 | 24.73 |  |  | 5000 | 83
PZJ2ZDUD | LED Living Technology | LED Living Technology | G3DRA-24-4-40K-RA-XX-XX-XX-XX-XX | Indoor Luminaires | Linear Ambient | Direct Linear Ambient Luminaires | Standard | FALSE | [9 empty] | 2/9/2015 | Dimmable | Continuous (Can dim down to ≤ 10% (W)) | Not Yet Verified |  |  | 3149.39 | 127.35 | 24.73 |  |  | 4000 | 83
PAMBHSDT | LED Living Technology | LED Living Technology | G3DRA-24-4-50K-RA-XX-XX-XX-XX-XX | Indoor Luminaires | Linear Ambient | Direct Linear Ambient Luminaires | Standard | FALSE | [9 empty] | 2/9/2015 | Dimmable | Continuous (Can dim down to ≤ 10% (W)) | Not Yet Verified |  |  | 3298.22 | 133.37 | 24.73 |  |  | 5000 | 83
PD69FQEP | LED Living Technology | LED Living Technology | G3DRA-24-4-40K-RF-XX-XX-XX-XX-XX | Indoor Luminaires | Linear Ambient | Direct Linear Ambient Luminaires | Standard | FALSE | [9 empty] | 2/9/2015 | Dimmable | Continuous (Can dim down to ≤ 10% (W)) | Not Yet Verified |  |  | 3009.55 | 121.7 | 24.73 |  |  | 4000 | 83
P8KWADKJ | LED Living Technology | LED Living Technology | G3DRA-24-4-50K-RF-XX-XX-XX-XX-XX | Indoor Luminaires | Linear Ambient | Direct Linear Ambient Luminaires | Standard | FALSE | [9 empty] | 2/9/2015 | Dimmable | Continuous (Can dim down to ≤ 10% (W)) | Not Yet Verified |  |  | 3151.77 | 127.45 | 24.73 |  |  | 5000 | 83
PBBQQJ5Y | LED Living Technology | LED Living Technology | G3DRA-24-4-40K-DF-XX-XX-XX-XX-XX | Indoor Luminaires | Linear Ambient | Direct Linear Ambient Luminaires | Standard | FALSE | [9 empty] | 2/9/2015 | Dimmable | Continuous (Can dim down to ≤ 10% (W)) | Not Yet Verified |  |  | 3265.46 | 132.04 | 24.73 |  |  | 4000 | 83
PK1TTCJ5 | LED Living Technology | LED Living Technology | G3DRA-24-4-50K-DF-XX-XX-XX-XX-XX | Indoor Luminaires | Linear Ambient | Direct Linear Ambient Luminaires | Standard | FALSE | [9 empty] | 2/9/2015 | Dimmable | Continuous (Can dim down to ≤ 10% (W)) | Not Yet Verified |  |  | 3419.77 | 138.28 | 24.73 |  |  | 5000 | 83
P564Q9BS | LED Living Technology | LED Living Technology | G3DRA-30-4-40K-RP-XX-XX-XX-XX-XX | Indoor Luminaires | Linear Ambient | Direct Linear Ambient Luminaires | Standard | FALSE | [9 empty] | 2/9/2015 | Dimmable | Continuous (Can dim down to ≤ 10% (W)) | Not Yet Verified |  |  | 3595 | 117.33 | 30.64 |  |  | 4000 | 83
PZU9GES2 | LED Living Technology | LED Living Technology | G3DRA-30-4-50K-RP-XX-XX-XX-XX-XX | Indoor Luminaires | Linear Ambient | Direct Linear Ambient Luminaires | Standard | FALSE | [9 empty] | 2/9/2015 | Dimmable | Continuous (Can dim down to ≤ 10% (W)) | Not Yet Verified |  |  | 3754.98 | 122.55 | 30.64 |  |  | 5000 | 83
P8EZ9J59 | LED Living Technology | LED Living Technology | G3DRA-30-4-40K-RA-XX-XX-XX-XX-XX | Indoor Luminaires | Linear Ambient | Direct Linear Ambient Luminaires | Standard | FALSE | [9 empty] | 2/9/2015 | Dimmable | Continuous (Can dim down to ≤ 10% (W)) | Not Yet Verified |  |  | 3932.92 | 128.36 | 30.64 |  |  | 4000 | 83
PKW3GH53 | LED Living Technology | LED Living Technology | G3DRA-30-4-50K-RA-XX-XX-XX-XX-XX | Indoor Luminaires | Linear Ambient | Direct Linear Ambient Luminaires | Standard | FALSE | [9 empty] | 2/9/2015 | Dimmable | Continuous (Can dim down to ≤ 10% (W)) | Not Yet Verified |  |  | 4080.79 | 133.18 | 30.64 |  |  | 5000 | 83
PFRYM6UC | LED Living Technology | LED Living Technology | G3DRA-30-4-40K-RF-XX-XX-XX-XX-XX | Indoor Luminaires | Linear Ambient | Direct Linear Ambient Luminaires | Standard | FALSE | [9 empty] | 2/9/2015 | Dimmable | Continuous (Can dim down to ≤ 10% (W)) | Not Yet Verified |  |  | 3758.3 | 122.66 | 30.64 |  |  | 4000 | 83
PQ2VDH2M | LED Living Technology | LED Living Technology | G3DRA-30-4-50K-RF-XX-XX-XX-XX-XX | Indoor Luminaires | Linear Ambient | Direct Linear Ambient Luminaires | Standard | FALSE | [9 empty] | 2/9/2015 | Dimmable | Continuous (Can dim down to ≤ 10% (W)) | Not Yet Verified |  |  | 3899.59 | 127.27 | 30.64 |  |  | 5000 | 83
PSQHEP7N | LED Living Technology | LED Living Technology | G3DRA-30-4-40K-DF-XX-XX-XX-XX-XX | Indoor Luminaires | Linear Ambient | Direct Linear Ambient Luminaires | Standard | FALSE | [9 empty] | 2/9/2015 | Dimmable | Continuous (Can dim down to ≤ 10% (W)) | Not Yet Verified |  |  | 4077.87 | 133.09 | 30.64 |  |  | 4000 | 83
PV4T4Q6V | LED Living Technology | LED Living Technology | G3DRA-30-4-50K-DF-XX-XX-XX-XX-XX | Indoor Luminaires | Linear Ambient | Direct Linear Ambient Luminaires | Standard | FALSE | [9 empty] | 2/9/2015 | Dimmable | Continuous (Can dim down to ≤ 10% (W)) | Not Yet Verified |  |  | 4231.18 | 138.09 | 30.64 |  |  | 5000 | 83
PJBG1GYU | LED Living Technology | LED Living Technology | G3DRA-45-4-40K-RP-XX-XX-XX-XX-XX | Indoor Luminaires | Linear Ambient | Direct Linear Ambient Luminaires | Standard | FALSE | [9 empty] | 2/9/2015 | Dimmable | Continuous (Can dim down to ≤ 10% (W)) | Not Yet Verified |  |  | 5036.41 | 108.1 | 46.59 |  |  | 4000 | 83
PDM5H8YU | LED Living Technology | LED Living Technology | G3DRA-45-4-50K-RP-XX-XX-XX-XX-XX | Indoor Luminaires | Linear Ambient | Direct Linear Ambient Luminaires | Standard | FALSE | [9 empty] | 2/9/2015 | Dimmable | Continuous (Can dim down to ≤ 10% (W)) | Not Yet Verified |  |  | 5268.7 | 113.09 | 46.59 |  |  | 5000 | 83
PND6ACX3 | LED Living Technology | LED Living Technology | G3DRA-45-4-40K-RA-XX-XX-XX-XX-XX | Indoor Luminaires | Linear Ambient | Direct Linear Ambient Luminaires | Standard | FALSE | [9 empty] | 2/9/2015 | Dimmable | Continuous (Can dim down to ≤ 10% (W)) | Not Yet Verified |  |  | 5478.75 | 117.6 | 46.59 |  |  | 4000 | 83
PGUC57RV | LED Living Technology | LED Living Technology | G3DRA-45-4-50K-RA-XX-XX-XX-XX-XX | Indoor Luminaires | Linear Ambient | Direct Linear Ambient Luminaires | Standard | FALSE | [9 empty] | 2/9/2015 | Dimmable | Continuous (Can dim down to ≤ 10% (W)) | Not Yet Verified |  |  | 5693.57 | 122.21 | 46.59 |  |  | 5000 | 83
PXFTSXTE | LED Living Technology | LED Living Technology | G3DRA-45-4-40K-RF-XX-XX-XX-XX-XX | Indoor Luminaires | Linear Ambient | Direct Linear Ambient Luminaires | Standard | FALSE | [9 empty] | 2/9/2015 | Dimmable | Continuous (Can dim down to ≤ 10% (W)) | Not Yet Verified |  |  | 5235.49 | 112.37 | 46.59 |  |  | 4000 | 83
P1PNBC3P | LED Living Technology | LED Living Technology | G3DRA-45-4-50K-RF-XX-XX-XX-XX-XX | Indoor Luminaires | Linear Ambient | Direct Linear Ambient Luminaires | Standard | FALSE | [9 empty] | 2/9/2015 | Dimmable | Continuous (Can dim down to ≤ 10% (W)) | Not Yet Verified |  |  | 5440.77 | 116.78 | 46.59 |  |  | 5000 | 83
PDP6QH3G | LED Living Technology | LED Living Technology | G3DRA-45-4-40K-DF-XX-XX-XX-XX-XX | Indoor Luminaires | Linear Ambient | Direct Linear Ambient Luminaires | Standard | FALSE | [9 empty] | 2/9/2015 | Dimmable | Continuous (Can dim down to ≤ 10% (W)) | Not Yet Verified |  |  | 5680.67 | 121.93 | 46.59 |  |  | 4000 | 83
PZW3NH2C | LED Living Technology | LED Living Technology | G3DRA-45-4-50K-DF-XX-XX-XX-XX-XX | Indoor Luminaires | Linear Ambient | Direct Linear Ambient Luminaires | Standard | FALSE | [9 empty] | 2/9/2015 | Dimmable | Continuous (Can dim down to ≤ 10% (W)) | Not Yet Verified |  |  | 5903.4 | 126.71 | 46.59 |  |  | 5000 | 83
PSE6JH8R | LED Living Technology | LED Living Technology | G3DRA-45-8-40K-RP-XX-XX-XX-XX-XX | Indoor Luminaires | Linear Ambient | Direct Linear Ambient Luminaires | Standard | FALSE | [9 empty] | 2/9/2015 | Dimmable | Continuous (Can dim down to ≤ 10% (W)) | Not Yet Verified |  |  | 5437.02 | 121.96 | 44.58 |  |  | 4000 | 83
PEM2KFQX | LED Living Technology | LED Living Technology | G3DRA-45-8-50K-RP-XX-XX-XX-XX-XX | Indoor Luminaires | Linear Ambient | Direct Linear Ambient Luminaires | Standard | FALSE | [9 empty] | 2/9/2015 | Dimmable | Continuous (Can dim down to ≤ 10% (W)) | Not Yet Verified |  |  | 5688.28 | 127.6 | 44.58 |  |  | 5000 | 83
P1T995QD | LED Living Technology | LED Living Technology | G3DRA-45-8-40K-RA-XX-XX-XX-XX-XX | Indoor Luminaires | Linear Ambient | Direct Linear Ambient Luminaires | Standard | FALSE | [9 empty] | 2/9/2015 | Dimmable | Continuous (Can dim down to ≤ 10% (W)) | Not Yet Verified |  |  | 5805.03 | 130.22 | 44.58 |  |  | 4000 | 83
PFFQZYP8 | LED Living Technology | LED Living Technology | G3DRA-45-8-50K-RA-XX-XX-XX-XX-XX | Indoor Luminaires | Linear Ambient | Direct Linear Ambient Luminaires | Standard | FALSE | [9 empty] | 2/9/2015 | Dimmable | Continuous (Can dim down to ≤ 10% (W)) | Not Yet Verified |  |  | 6081.66 | 136.42 | 44.58 |  |  | 5000 | 83
PUZDP2BJ | LED Living Technology | LED Living Technology | G3DRA-45-8-40K-RF-XX-XX-XX-XX-XX | Indoor Luminaires | Linear Ambient | Direct Linear Ambient Luminaires | Standard | FALSE | [9 empty] | 2/9/2015 | Dimmable | Continuous (Can dim down to ≤ 10% (W)) | Not Yet Verified |  |  | 5547.27 | 124.43 | 44.58 |  |  | 4000 | 83
PJR35478 | LED Living Technology | LED Living Technology | G3DRA-45-8-50K-RF-XX-XX-XX-XX-XX | Indoor Luminaires | Linear Ambient | Direct Linear Ambient Luminaires | Standard | FALSE | [9 empty] | 2/9/2015 | Dimmable | Continuous (Can dim down to ≤ 10% (W)) | Not Yet Verified |  |  | 5811.63 | 130.36 | 44.58 |  |  | 5000 | 83
PBEECPV9 | LED Living Technology | LED Living Technology | G3DRA-45-8-40K-DF-XX-XX-XX-XX-XX | Indoor Luminaires | Linear Ambient | Direct Linear Ambient Luminaires | Standard | FALSE | [9 empty] | 2/9/2015 | Dimmable | Continuous (Can dim down to ≤ 10% (W)) | Not Yet Verified |  |  | 6018.97 | 135.01 | 44.58 |  |  | 4000 | 83
PC4NPM9K | LED Living Technology | LED Living Technology | G3DRA-45-8-50K-DF-XX-XX-XX-XX-XX | Indoor Luminaires | Linear Ambient | Direct Linear Ambient Luminaires | Standard | FALSE | [9 empty] | 2/9/2015 | Dimmable | Continuous (Can dim down to ≤ 10% (W)) | Not Yet Verified |  |  | 6305.8 | 141.45 | 44.58 |  |  | 5000 | 83
P8SVVUTV | LED Living Technology | LED Living Technology | G3DRA-68-8-40K-RP-XX-XX-XX-XX-XX | Indoor Luminaires | Linear Ambient | Direct Linear Ambient Luminaires | Standard | FALSE | [9 empty] | 2/9/2015 | Dimmable | Continuous (Can dim down to ≤ 10% (W)) | Not Yet Verified |  |  | 7831.8 | 114.08 | 68.65 |  |  | 4000 | 83
PWX6QNNR | LED Living Technology | LED Living Technology | G3DRA-68-8-50K-RP-XX-XX-XX-XX-XX | Indoor Luminaires | Linear Ambient | Direct Linear Ambient Luminaires | Standard | FALSE | [9 empty] | 2/9/2015 | Dimmable | Continuous (Can dim down to ≤ 10% (W)) | Not Yet Verified |  |  | 8296.15 | 120.85 | 68.65 |  |  | 5000 | 83
PCGDASED | LED Living Technology | LED Living Technology | G3DRA-68-8-40K-RA-XX-XX-XX-XX-XX | Indoor Luminaires | Linear Ambient | Direct Linear Ambient Luminaires | Standard | FALSE | [9 empty] | 2/9/2015 | Dimmable | Continuous (Can dim down to ≤ 10% (W)) | Not Yet Verified |  |  | 8707.02 | 126.83 | 68.65 |  |  | 4000 | 83
PBJWJ48S | LED Living Technology | LED Living Technology | G3DRA-68-8-50K-RA-XX-XX-XX-XX-XX | Indoor Luminaires | Linear Ambient | Direct Linear Ambient Luminaires | Standard | FALSE | [9 empty] | 2/9/2015 | Dimmable | Continuous (Can dim down to ≤ 10% (W)) | Not Yet Verified |  |  | 8993.08 | 131 | 68.65 |  |  | 5000 | 83
P62AQC8K | LED Living Technology | LED Living Technology | G3DRA-68-8-40K-RF-XX-XX-XX-XX-XX | Indoor Luminaires | Linear Ambient | Direct Linear Ambient Luminaires | Standard | FALSE | [9 empty] | 2/9/2015 | Dimmable | Continuous (Can dim down to ≤ 10% (W)) | Not Yet Verified |  |  | 8320.42 | 121.2 | 68.65 |  |  | 4000 | 83
P9GKKQPQ | LED Living Technology | LED Living Technology | G3DRA-68-8-50K-RF-XX-XX-XX-XX-XX | Indoor Luminaires | Linear Ambient | Direct Linear Ambient Luminaires | Standard | FALSE | [9 empty] | 2/9/2015 | Dimmable | Continuous (Can dim down to ≤ 10% (W)) | Not Yet Verified |  |  | 8593.78 | 125.18 | 68.65 |  |  | 5000 | 83
PSHYAGTA | LED Living Technology | LED Living Technology | G3DRA-68-8-40K-DF-XX-XX-XX-XX-XX | Indoor Luminaires | Linear Ambient | Direct Linear Ambient Luminaires | Standard | FALSE | [9 empty] | 2/9/2015 | Dimmable | Continuous (Can dim down to ≤ 10% (W)) | Not Yet Verified |  |  | 9027.91 | 131.51 | 68.65 |  |  | 4000 | 83
PXJP45G6 | LED Living Technology | LED Living Technology | G3DRA-68-8-50K-DF-XX-XX-XX-XX-XX | Indoor Luminaires | Linear Ambient | Direct Linear Ambient Luminaires | Standard | FALSE | [9 empty] | 2/9/2015 | Dimmable | Continuous (Can dim down to ≤ 10% (W)) | Not Yet Verified |  |  | 9324.52 | 135.83 | 68.65 |  |  | 5000 | 83
PE5SSWKP | LED Living Technology | LED Living Technology | G3DRA-24-2-40K-RA-XX-XX-XX-XX-XX | Indoor Luminaires | Linear Ambient | Direct Linear Ambient Luminaires | Standard | FALSE | [9 empty] | 2/9/2015 | Dimmable | Continuous (Can dim down to ≤ 10% (W)) | Not Yet Verified |  |  | 2697.86 | 107.44 | 25.11 |  |  | 4000 | 83
PAX7XJB5 | LED Living Technology | LED Living Technology | G3DRA-24-2-50K-RA-XX-XX-XX-XX-XX | Indoor Luminaires | Linear Ambient | Direct Linear Ambient Luminaires | Standard | FALSE | [9 empty] | 2/9/2015 | Dimmable | Continuous (Can dim down to ≤ 10% (W)) | Not Yet Verified |  |  | 2893.69 | 115.24 | 25.11 |  |  | 5000 | 83
PEFF9Q5E | LED Trail | LED Trail | 32440 (3000k) | Indoor Luminaires | Linear Ambient | Direct Linear Ambient Luminaires | Standard | TRUE | 3776.83 | 97.02 | 38.93 | 5.5 | 0.911 | 2914 | 83.3 | 5 | 50000 | 5/16/2016 | Not Dimmable | Not Dimmable | No |  | 3.1 | 3600 | 90 | 40 | 10 | 0.9 | 3000 | 80
PG3XYYP7 | LED Trail | LED Trail | 32440 (3500k) | Indoor Luminaires | Linear Ambient | Direct Linear Ambient Luminaires | Standard | FALSE | [9 empty] | 5/16/2016 | Not Dimmable | Not Dimmable | No |  |  | 3600 | 90 | 40 | 10 | 0.9 | 3500 | 80
PBE88P4X | LED Trail | LED Trail | 32440 (4000k) | Indoor Luminaires | Linear Ambient | Direct Linear Ambient Luminaires | Standard | FALSE | [9 empty] | 5/16/2016 | Not Dimmable | Not Dimmable | No |  |  | 3600 | 90 | 40 | 10 | 0.9 | 4000 | 80
PMG54JD6 | LED Trail | LED Trail | 32440 (4500k) | Indoor Luminaires | Linear Ambient | Direct Linear Ambient Luminaires | Standard | FALSE | [9 empty] | 5/16/2016 | Not Dimmable | Not Dimmable | No |  |  | 3600 | 90 | 40 | 10 | 0.9 | 4500 | 80
PPYU4E9B | LED Trail | LED Trail | 32440 (5000k) | Indoor Luminaires | Linear Ambient | Direct Linear Ambient Luminaires | Standard | FALSE | [9 empty] | 5/16/2016 | Not Dimmable | Not Dimmable | No |  |  | 3600 | 90 | 40 | 10 | 0.9 | 5000 | 80
PV2HPNFP | LED Trail | LED Trail | 1031 (3000k) | Indoor Luminaires | Linear Ambient | Direct Linear Ambient Luminaires | Standard | TRUE | 4587.05 | 110.48 | 41.82 | 16.22 | 0.901 | 2934 | 82.7 | 5 | 50000 | 5/19/2016 | Not Dimmable | Not Dimmable | No |  | 3.1 | 4840 | 110 | 44 | 20 | 0.9 | 3000 | 80
PHDA3C6A | LED Trail | LED Trail | 1031 (3500k) | Indoor Luminaires | Linear Ambient | Direct Linear Ambient Luminaires | Standard | FALSE | [9 empty] | 5/19/2016 | Not Dimmable | Not Dimmable | No |  |  | 4840 | 110 | 44 | 20 | 0.9 | 3500 | 80
PRR6WU4R | LED Trail | LED Trail | 1031 (4000k) | Indoor Luminaires | Linear Ambient | Direct Linear Ambient Luminaires | Standard | FALSE | [9 empty] | 5/19/2016 | Not Dimmable | Not Dimmable | No |  |  | 4840 | 110 | 44 | 20 | 0.9 | 4000 | 80
P5NSBQCT | LED Trail | LED Trail | 1031 (4500k) | Indoor Luminaires | Linear Ambient | Direct Linear Ambient Luminaires | Standard | FALSE | [9 empty] | 5/19/2016 | Not Dimmable | Not Dimmable | No |  |  | 4840 | 110 | 44 | 20 | 0.9 | 4500 | 80
PTJ31PDD | LED Trail | LED Trail | 1031 (5000k) | Indoor Luminaires | Linear Ambient | Direct Linear Ambient Luminaires | Standard | FALSE | [9 empty] | 5/19/2016 | Not Dimmable | Not Dimmable | No |  |  | 4840 | 110 | 44 | 20 | 0.9 | 5000 | 80
PK16EQ75 | LED Trail | LED Trail | 32230 (3000K) | Indoor Luminaires | Linear Ambient | Direct Linear Ambient Luminaires | Standard | TRUE | 2598.17 | 86.87 | 29.91 | 11.41 | 0.915 | 3024 | 81.3 | 5 | 50000 | 2/24/2016 | Not Dimmable | Not Dimmable | Not Yet Verified |  | 2.1 | 2700 | 90 | 30 | 10 | 0.915 | 3000 | 80
P9V1U8D7 | LED Trail | LED Trail | 32230 (3500K) | Indoor Luminaires | Linear Ambient | Direct Linear Ambient Luminaires | Standard | FALSE | [9 empty] | 2/24/2016 | Not Dimmable | Not Dimmable | Not Yet Verified | Product de-listed on 3/25/2016, re-listed on 9/6/2016 due to update |  | 2700 | 90 | 30 | 10 | 0.915 | 3500 | 80
PYYZXDCZ | LED Trail | LED Trail | 32230 (4000K) | Indoor Luminaires | Linear Ambient | Direct Linear Ambient Luminaires | Standard | FALSE | [9 empty] | 2/24/2016 | Not Dimmable | Not Dimmable | Not Yet Verified | Product de-listed on 3/25/2016, re-listed on 9/6/2016 due to update |  | 2700 | 90 | 30 | 10 | 0.915 | 4000 | 80
PJCQAZSP | LED Trail | LED Trail | 32230 (4500K) | Indoor Luminaires | Linear Ambient | Direct Linear Ambient Luminaires | Standard | FALSE | [9 empty] | 2/24/2016 | Not Dimmable | Not Dimmable | Not Yet Verified | Product de-listed on 3/25/2016, re-listed on 9/6/2016 due to update |  | 2700 | 90 | 30 | 10 | 0.915 | 4500 | 80
PNWYS67Y | LED Trail | LED Trail | 32230 (5000K) | Indoor Luminaires | Linear Ambient | Direct Linear Ambient Luminaires | Standard | FALSE | [9 empty] | 2/24/2016 | Not Dimmable | Not Dimmable | Not Yet Verified | Product de-listed on 3/25/2016, re-listed on 9/6/2016 due to update |  | 30000 | 100 | 30 | 10 | 0.915 | 5000 | 80
P29GXSJX | LED Trail | LED Trail | 32340 (3000K) | Indoor Luminaires | Linear Ambient | Direct Linear Ambient Luminaires | Standard | TRUE | 3708.72 | 95.88 | 38.76 | 5.84 | 0.916 | 3202 | 84.9 | 5 | 50000 | 2/24/2016 | Not Dimmable | Not Dimmable | Not Yet Verified |  | 2.1 | 3500 |  | 40 | 10 | 0.916 | 3000 | 80
PF6NFS2D | LED Trail | LED Trail | 32340 (3500K) | Indoor Luminaires | Linear Ambient | Direct Linear Ambient Luminaires | Standard | FALSE | [9 empty] | 2/24/2016 | Not Dimmable | Not Dimmable | Not Yet Verified | Product de-listed on 3/25/2016, re-listed on 9/6/2016 due to update |  | 3500 | 87.5 | 40 | 10 | 0.916 | 3500 | 80
PFFFFG9B | LED Trail | LED Trail | 32340 (4000K) | Indoor Luminaires | Linear Ambient | Direct Linear Ambient Luminaires | Standard | FALSE | [9 empty] | 2/24/2016 | Not Dimmable | Not Dimmable | Not Yet Verified | Product de-listed on 3/25/2016, re-listed on 9/6/2016 due to update |  | 3500 | 87.5 | 40 | 10 | 0.916 | 4000 | 80
PYRD1RSX | LED Trail | LED Trail | 32340 (4500K) | Indoor Luminaires | Linear Ambient | Direct Linear Ambient Luminaires | Standard | FALSE | [9 empty] | 2/24/2016 | Not Dimmable | Not Dimmable | Not Yet Verified | Product de-listed on 3/25/2016, re-listed on 9/6/2016 due to update |  | 3500 | 87.5 | 40 | 10 | 0.916 | 4500 | 80
P9CCBGJ6 | LED Trail | LED Trail | 32340 (5000K) | Indoor Luminaires | Linear Ambient | Direct Linear Ambient Luminaires | Standard | FALSE | [9 empty] | 2/24/2016 | Not Dimmable | Not Dimmable | Not Yet Verified | Product de-listed on 3/25/2016, re-listed on 9/6/2016 due to update |  | 3500 | 87.5 | 40 | 10 | 0.916 | 5000 | 80
PZS9W3CC | LED Trail | LED Trail | 32460 (3000K) | Indoor Luminaires | Linear Ambient | Direct Linear Ambient Luminaires | Standard | TRUE | 5577.48 | 97.83 | 57.01 | 10 | 0.927 | 3217 | 84.9 | 5 | 50000 | 2/24/2016 | Not Dimmable | Not Dimmable | Not Yet Verified |  | 2.1 | 5400 | 97.83 | 60 | 10 | 0.927 | 3000 | 80
PFC5GZJF | LED Trail | LED Trail | 32460 (3500K) | Indoor Luminaires | Linear Ambient | Direct Linear Ambient Luminaires | Standard | FALSE | [9 empty] | 2/24/2016 | Not Dimmable | Not Dimmable | Not Yet Verified |  |  | 5400 | 97.83 | 60 | 10 | 0.927 | 3500 | 80
PQSMZ7XD | LED Trail | LED Trail | 32460 (4000K) | Indoor Luminaires | Linear Ambient | Direct Linear Ambient Luminaires | Standard | FALSE | [9 empty] | 2/24/2016 | Not Dimmable | Not Dimmable | Not Yet Verified |  |  | 5400 | 97.83 | 60 | 10 | 0.927 | 4000 | 80
PTC7B39G | LED Trail | LED Trail | 32460 (4500K) | Indoor Luminaires | Linear Ambient | Direct Linear Ambient Luminaires | Standard | FALSE | [9 empty] | 2/24/2016 | Not Dimmable | Not Dimmable | Not Yet Verified |  |  | 5400 | 97.83 | 60 | 10 | 0.927 | 4500 | 80
P3KEKTGR | LED Trail | LED Trail | 32460 (5000K) | Indoor Luminaires | Linear Ambient | Direct Linear Ambient Luminaires | Standard | FALSE | [9 empty] | 2/24/2016 | Not Dimmable | Not Dimmable | Not Yet Verified |  |  | 5400 | 97.83 | 60 | 10 | 0.927 | 5000 | 80
PYGUQ69S | LED Trail | LED Trail | 32580 (3000K) | Indoor Luminaires | Linear Ambient | Direct Linear Ambient Luminaires | Standard | TRUE | 7473.81 | 96.25 | 77.65 | 5.46 | 0.915 | 3197 | 84.9 | 5 | 50000 | 2/24/2016 | Not Dimmable | Not Dimmable | Not Yet Verified |  | 2.1 | 7000 | 87.5 | 80 | 10 | 0.915 | 3000 | 80
PPJT2GRU | LED Trail | LED Trail | 32580 (3500K) | Indoor Luminaires | Linear Ambient | Direct Linear Ambient Luminaires | Standard | FALSE | [9 empty] | 2/24/2016 | Not Dimmable | Not Dimmable | Not Yet Verified | Product de-listed on 3/25/2016, re-listed on 9/6/2016 due to update |  | 7000 | 87.5 | 80 | 10 | 0.915 | 3500 | 80
PW1MJX2G | LED Trail | LED Trail | 32580 (4000K) | Indoor Luminaires | Linear Ambient | Direct Linear Ambient Luminaires | Standard | FALSE | [9 empty] | 2/24/2016 | Not Dimmable | Not Dimmable | Not Yet Verified | Product de-listed on 3/25/2016, re-listed on 9/6/2016 due to update |  | 7000 | 87.5 | 80 | 10 | 0.915 | 4000 | 80
PQBVAC5N | LED Trail | LED Trail | 32580 (4500K) | Indoor Luminaires | Linear Ambient | Direct Linear Ambient Luminaires | Standard | FALSE | [9 empty] | 2/24/2016 | Not Dimmable | Not Dimmable | Not Yet Verified | Product de-listed on 3/25/2016, re-listed on 9/6/2016 due to update |  | 7000 | 87.5 | 80 | 10 | 0.915 | 4500 | 80
P217GC12 | LED Trail | LED Trail | 32580 (5000K) | Indoor Luminaires | Linear Ambient | Direct Linear Ambient Luminaires | Standard | FALSE | [9 empty] | 2/24/2016 | Not Dimmable | Not Dimmable | Not Yet Verified | Product de-listed on 3/25/2016, re-listed on 9/6/2016 due to update |  | 7000 | 87.5 | 80 | 10 | 0.915 | 5000 | 80
PJG38PP3 | LED Trail | LED Trail | 1020-3000K | Indoor Luminaires | Linear Ambient | Direct Linear Ambient Luminaires | Standard | TRUE | 2532.46 | 102.49 | 24.71 | 8.16 | 0.912 | 3130 | 84.2 | 5 | 50000 | 3/9/2015 | Not Dimmable | Not Dimmable | Not Yet Verified |  | 2.1 | 2500 |  | 25 | 20 | 0.9 | 3000 | 80
PFQN7SSU | LED Trail | LED Trail | 1020-4000K | Indoor Luminaires | Linear Ambient | Direct Linear Ambient Luminaires | Standard | FALSE | [9 empty] | 3/9/2015 | Not Dimmable | Not Dimmable | Not Yet Verified | Product de-listed on 3/25/2016, re-listed on 9/6/2016 due to update |  | 2500 | 105 | 25 | 20 | 0.9 | 4000 | 80
PWS57FS6 | LED Trail | LED Trail | 1020-5000K | Indoor Luminaires | Linear Ambient | Direct Linear Ambient Luminaires | Standard | FALSE | [9 empty] | 3/9/2015 | Not Dimmable | Not Dimmable | Not Yet Verified | Product de-listed on 3/25/2016, re-listed on 9/6/2016 due to update |  | 2500 | 105 | 25 | 20 | 0.9 | 5000 | 80
PVY2SCCE | LED Trail | LED Trail | 1040-3000K | Indoor Luminaires | Linear Ambient | Direct Linear Ambient Luminaires | Standard | TRUE | 2753.56 | 109.18 | 25.24 | 9.36 | 0.883 | 3107 | 84.5 | 5 | 50000 | 3/9/2015 | Not Dimmable | Not Dimmable | Not Yet Verified |  | 2.1 | 2700 |  | 28 | 10 |  | 3000 | 80
PBVP1J4B | LED Trail | LED Trail | 1040-4000K | Indoor Luminaires | Linear Ambient | Direct Linear Ambient Luminaires | Standard | FALSE | [9 empty] | 3/9/2015 | Not Dimmable | Not Dimmable | Not Yet Verified |  |  | 2700 | 96.43 | 28 | 10 |  | 4000 | 80
PTRGJBHY | LED Trail | LED Trail | 1040-5000K | Indoor Luminaires | Linear Ambient | Direct Linear Ambient Luminaires | Standard | FALSE | [9 empty] | 3/9/2015 | Not Dimmable | Not Dimmable | Not Yet Verified | Product de-listed on 3/25/2016, re-listed on 9/6/2016 due to update |  | 2700 | 105 | 28 | 10 |  | 5000 | 80
PZJ7HP8C | LED Waves, Inc. | SKYLINE | LML1-30-W4000K | Indoor Luminaires | Linear Ambient | Direct Linear Ambient Luminaires | Standard | TRUE | 3349 | 108.45 | 30.88 | 17.91 | 0.946 | 4053 | 83.7 | 5 | 50000 | 9/16/2016 | Dimmable | Continuous (Can dim down to ≤ 10% (W)) | No |  | 3.1 | 3349 | 108.45 | 30.88 | 17.91 | 0.946 | 4000 | 83.7
PXCW7V6W | LED Waves, Inc. | SKYLINE | LML1-30-W5000K | Indoor Luminaires | Linear Ambient | Direct Linear Ambient Luminaires | Standard | FALSE | [9 empty] | 9/16/2016 | Dimmable | Continuous (Can dim down to ≤ 10% (W)) | No |  |  | 3416.6 | 110.53 | 30.91 | 17.85 | 0.9465 | 5000 | 85
P1QZD75H | LED Waves, Inc. | SKYLINE | LML1-40-W4000K | Indoor Luminaires | Linear Ambient | Direct Linear Ambient Luminaires | Standard | TRUE | 4314.4 | 107.08 | 40.29 | 18.33 | 0.9308 | 4053 | 83.9 | 5 | 50000 | 9/16/2016 | Dimmable | Continuous (Can dim down to ≤ 10% (W)) | No |  | 3.1 | 4314.4 | 107.08 | 40.29 | 18.33 | 0.9308 | 4000 | 83.9
PDADDNYZ | LED Waves, Inc. | SKYLINE | LML1-40-W5000K | Indoor Luminaires | Linear Ambient | Direct Linear Ambient Luminaires | Standard | FALSE | [9 empty] | 9/16/2016 | Dimmable | Continuous (Can dim down to ≤ 10% (W)) | No |  |  | 4392.8 | 108.81 | 40.37 | 18.13 | 0.9327 | 5000 | 85
PUPXB3FJ | LED2 Lighting Group, Inc | LED2 | LED2-SVT4-40W-30 | Indoor Luminaires | Linear Ambient | Direct Linear Ambient Luminaires | Standard | TRUE | 5186.6 | 123.87 | 41.87 | 7.61 | 0.9584 | 3072 | 82.8 | 5 | 50000 | 9/9/2016 | Dimmable | Continuous (Can dim down to ≤ 10% (W)) | Yes |  | 4 | 5000 | 125 | 40 | 20 | 0.95 | 3000 | 80
PFS5DDBY | LED2 Lighting Group, Inc | LED2 | LED2-SVT4-40W-35 | Indoor Luminaires | Linear Ambient | Direct Linear Ambient Luminaires | Standard | FALSE | [9 empty] | 9/9/2016 | Dimmable | Continuous (Can dim down to ≤ 10% (W)) | Yes |  |  | 5000 | 125 | 40 | 20 | 0.95 | 3500 | 80
PV6FHY5M | LED2 Lighting Group, Inc | LED2 | LED2-SVT4-40W-40 | Indoor Luminaires | Linear Ambient | Direct Linear Ambient Luminaires | Standard | FALSE | [9 empty] | 9/9/2016 | Dimmable | Continuous (Can dim down to ≤ 10% (W)) | Yes |  |  | 5000 | 125 | 40 | 20 | 0.95 | 4000 | 80
PD6KPJ7X | LED2 Lighting Group, Inc | LED2 | LED2-SVT4-40W-45 | Indoor Luminaires | Linear Ambient | Direct Linear Ambient Luminaires | Standard | FALSE | [9 empty] | 9/9/2016 | Dimmable | Continuous (Can dim down to ≤ 10% (W)) | Yes |  |  | 5000 | 125 | 40 | 20 | 0.95 | 4500 | 80
P6BZC71M | LED2 Lighting Group, Inc | LED2 | LED2-SVT4-40W-50 | Indoor Luminaires | Linear Ambient | Direct Linear Ambient Luminaires | Standard | FALSE | [9 empty] | 9/9/2016 | Dimmable | Continuous (Can dim down to ≤ 10% (W)) | Yes |  |  | 5000 | 125 | 40 | 20 | 0.95 | 5000 | 80
PUGPDP6K | LED2 Lighting Group, Inc | LED2 | LED2-SVT4-60W-30 | Indoor Luminaires | Linear Ambient | Direct Linear Ambient Luminaires | Standard | TRUE | 7950 | 125.95 | 63.12 | 10.98 | 0.9596 | 3062 | 82.7 | 5 | 50000 | 9/9/2016 | Dimmable | Continuous (Can dim down to ≤ 10% (W)) | Yes |  | 3.1 | 7500 | 125 | 60 | 10 | 0.95 | 3000 | 80
P334YHWR | LED2 Lighting Group, Inc | LED2 | LED2-SVT4-60W-35 | Indoor Luminaires | Linear Ambient | Direct Linear Ambient Luminaires | Standard | FALSE | [9 empty] | 9/9/2016 | Dimmable | Continuous (Can dim down to ≤ 10% (W)) | Yes |  |  | 7500 | 125 | 60 | 10 | 0.95 | 3500 | 80
PMPM6ENR | LED2 Lighting Group, Inc | LED2 | LED2-SVT4-60W-40 | Indoor Luminaires | Linear Ambient | Direct Linear Ambient Luminaires | Standard | FALSE | [9 empty] | 9/9/2016 | Dimmable | Continuous (Can dim down to ≤ 10% (W)) | Yes |  |  | 7500 | 125 | 60 | 10 | 0.95 | 4000 | 80
PTNXUJXK | LED2 Lighting Group, Inc | LED2 | LED2-SVT4-60W-45 | Indoor Luminaires | Linear Ambient | Direct Linear Ambient Luminaires | Standard | FALSE | [9 empty] | 9/9/2016 | Dimmable | Continuous (Can dim down to ≤ 10% (W)) | Yes |  |  | 7500 | 125 | 60 | 10 | 0.95 | 4500 | 80
PRFBFKNA | LED2 Lighting Group, Inc | LED2 | LED2-SVT4-60W-50 | Indoor Luminaires | Linear Ambient | Direct Linear Ambient Luminaires | Standard | FALSE | [9 empty] | 9/9/2016 | Dimmable | Continuous (Can dim down to ≤ 10% (W)) | Yes |  |  | 7500 | 125 | 60 | 10 | 0.95 | 5000 | 80
PWU4J1TE | LEDiFUTURE CO., LTD | LediFuture | 2LL01-02040V1D0PCD(3000K) | Indoor Luminaires | Linear Ambient | Direct Linear Ambient Luminaires | Standard | TRUE | 1990.6 | 107.5 | 18.52 | 9.99 | 0.934 | 2926 | 83.8 | 5 | 50000 | 10/20/2016 | Not Dimmable | Not Dimmable | No |  | 4 | 2100 | 105 | 20 | 20 | 0.9 | 3000 | 80
PZ8SZAKF | LEDiFUTURE CO., LTD | LediFuture | 2LL01-02040V1D0PCD(3500K) | Indoor Luminaires | Linear Ambient | Direct Linear Ambient Luminaires | Standard | FALSE | [9 empty] | 10/20/2016 | Not Dimmable | Not Dimmable | No |  |  | 2140 | 107 | 20 | 20 | 0.9 | 3500 | 80
PKS6ZDTT | LEDiFUTURE CO., LTD | LediFuture | 2LL01-02040V1D0PCD(4000K) | Indoor Luminaires | Linear Ambient | Direct Linear Ambient Luminaires | Standard | FALSE | [9 empty] | 10/20/2016 | Not Dimmable | Not Dimmable | No |  |  | 2140 | 107 | 20 | 20 | 0.9 | 4000 | 80
PBC81G1U | LEDiFUTURE CO., LTD | LediFuture | 2LL01-02040V1D0PCD(5000K) | Indoor Luminaires | Linear Ambient | Direct Linear Ambient Luminaires | Standard | FALSE | [9 empty] | 10/20/2016 | Not Dimmable | Not Dimmable | No |  |  | 2160 | 108 | 20 | 20 | 0.9 | 5000 | 80
PN1DWXT4 | LEDiFUTURE CO., LTD | LediFuture | 2LL01-02040V1D1PCD(3000K) | Indoor Luminaires | Linear Ambient | Direct Linear Ambient Luminaires | Standard | FALSE | [9 empty] | 10/20/2016 | Dimmable | Continuous (Can dim down to ≤ 10% (W)) | No |  |  | 2100 | 105 | 20 | 20 | 0.9 | 3000 | 80
P8ETBF7Q | LEDiFUTURE CO., LTD | LediFuture | 2LL01-02040V1D1PCD(3500K) | Indoor Luminaires | Linear Ambient | Direct Linear Ambient Luminaires | Standard | FALSE | [9 empty] | 10/20/2016 | Dimmable | Continuous (Can dim down to ≤ 10% (W)) | No |  |  | 2140 | 107 | 20 | 20 | 0.9 | 3500 | 80
P8H17XYG | LEDiFUTURE CO., LTD | LediFuture | 2LL01-02040V1D1PCD(4000K) | Indoor Luminaires | Linear Ambient | Direct Linear Ambient Luminaires | Standard | FALSE | [9 empty] | 10/20/2016 | Dimmable | Continuous (Can dim down to ≤ 10% (W)) | No |  |  | 2140 | 107 | 20 | 20 | 0.9 | 4000 | 80
P5ANUWRV | LEDiFUTURE CO., LTD | LediFuture | 2LL01-02040V1D1PCD(5000K) | Indoor Luminaires | Linear Ambient | Direct Linear Ambient Luminaires | Standard | FALSE | [9 empty] | 10/20/2016 | Dimmable | Continuous (Can dim down to ≤ 10% (W)) | No |  |  | 2160 | 108 | 20 | 20 | 0.9 | 5000 | 80
PR6UT2VN | LEDiFUTURE CO., LTD | LediFuture | 2LL01-02040V1D2PCD(3000K) | Indoor Luminaires | Linear Ambient | Direct Linear Ambient Luminaires | Standard | FALSE | [9 empty] | 10/20/2016 | Not Dimmable | Not Dimmable | Yes |  |  | 2100 | 105 | 20 | 20 | 0.9 | 3000 | 80
PHPCP2NM | LEDiFUTURE CO., LTD | LediFuture | 2LL01-02040V1D2PCD(3500K) | Indoor Luminaires | Linear Ambient | Direct Linear Ambient Luminaires | Standard | FALSE | [9 empty] | 10/20/2016 | Not Dimmable | Not Dimmable | Yes |  |  | 2140 | 107 | 20 | 20 | 0.9 | 3500 | 80
PNPY8WCC | LEDiFUTURE CO., LTD | LediFuture | 2LL01-02040V1D2PCD(4000K) | Indoor Luminaires | Linear Ambient | Direct Linear Ambient Luminaires | Standard | FALSE | [9 empty] | 10/20/2016 | Not Dimmable | Not Dimmable | Yes |  |  | 2140 | 107 | 20 | 20 | 0.9 | 4000 | 80
P5G3VCNS | LEDiFUTURE CO., LTD | LediFuture | 2LL01-02040V1D2PCD(5000K) | Indoor Luminaires | Linear Ambient | Direct Linear Ambient Luminaires | Standard | FALSE | [9 empty] | 10/20/2016 | Not Dimmable | Not Dimmable | Yes |  |  | 2160 | 108 | 20 | 20 | 0.9 | 5000 | 80
PZ2CACJT | LEDiFUTURE CO., LTD | LediFuture | 4LL01-04040V1D0PCD(3000K) | Indoor Luminaires | Linear Ambient | Direct Linear Ambient Luminaires | Standard | TRUE | 4114.4 | 107.9 | 38.13 | 8.36 | 0.894 | 2945 | 83.5 | 5 | 50000 | 10/20/2016 | Not Dimmable | Not Dimmable | No |  | 4 | 4200 | 105 | 40 | 20 | 0.9 | 3000 | 80
PH8UQMBZ | LEDiFUTURE CO., LTD | LediFuture | 4LL01-04040V1D0PCD(3500K) | Indoor Luminaires | Linear Ambient | Direct Linear Ambient Luminaires | Standard | FALSE | [9 empty] | 10/20/2016 | Not Dimmable | Not Dimmable | No |  |  | 4280 | 107 | 40 | 20 | 0.9 | 3500 | 80
P5YU5M5T | LEDiFUTURE CO., LTD | LediFuture | 4LL01-04040V1D0PCD(4000K) | Indoor Luminaires | Linear Ambient | Direct Linear Ambient Luminaires | Standard | FALSE | [9 empty] | 10/20/2016 | Not Dimmable | Not Dimmable | No |  |  | 4280 | 107 | 40 | 20 | 0.9 | 4000 | 80
PWZWANSW | LEDiFUTURE CO., LTD | LediFuture | 4LL01-04040V1D0PCD(5000K) | Indoor Luminaires | Linear Ambient | Direct Linear Ambient Luminaires | Standard | FALSE | [9 empty] | 10/20/2016 | Not Dimmable | Not Dimmable | No |  |  | 4320 | 108 | 40 | 20 | 0.9 | 5000 | 80
PY17YH5T | LEDiFUTURE CO., LTD | LediFuture | 4LL01-04040V1D1PCD(3000K) | Indoor Luminaires | Linear Ambient | Direct Linear Ambient Luminaires | Standard | FALSE | [9 empty] | 10/20/2016 | Dimmable | Continuous (Can dim down to ≤ 10% (W)) | No |  |  | 4200 | 105 | 40 | 20 | 0.9 | 3000 | 80
PXANZC4D | LEDiFUTURE CO., LTD | LediFuture | 4LL01-04040V1D1PCD(3500K) | Indoor Luminaires | Linear Ambient | Direct Linear Ambient Luminaires | Standard | FALSE | [9 empty] | 10/20/2016 | Dimmable | Continuous (Can dim down to ≤ 10% (W)) | No |  |  | 4280 | 107 | 40 | 20 | 0.9 | 3500 | 80
PQDUJAPA | LEDiFUTURE CO., LTD | LediFuture | 4LL01-04040V1D1PCD(4000K) | Indoor Luminaires | Linear Ambient | Direct Linear Ambient Luminaires | Standard | FALSE | [9 empty] | 10/20/2016 | Dimmable | Continuous (Can dim down to ≤ 10% (W)) | No |  |  | 4280 | 107 | 40 | 20 | 0.9 | 4000 | 80
PUJ12T9D | LEDiFUTURE CO., LTD | LediFuture | 4LL01-04040V1D1PCD(5000K) | Indoor Luminaires | Linear Ambient | Direct Linear Ambient Luminaires | Standard | FALSE | [9 empty] | 10/20/2016 | Dimmable | Continuous (Can dim down to ≤ 10% (W)) | No |  |  | 4320 | 108 | 40 | 20 | 0.9 | 5000 | 80
PBR9Z36V | LEDiFUTURE CO., LTD | LediFuture | 4LL01-04040V1D2PCD(3000K) | Indoor Luminaires | Linear Ambient | Direct Linear Ambient Luminaires | Standard | FALSE | [9 empty] | 10/20/2016 | Not Dimmable | Not Dimmable | Yes |  |  | 4200 | 105 | 40 | 20 | 0.9 | 3000 | 80
PHW1DFFG | LEDiFUTURE CO., LTD | LediFuture | 4LL01-04040V1D2PCD(3500K) | Indoor Luminaires | Linear Ambient | Direct Linear Ambient Luminaires | Standard | FALSE | [9 empty] | 10/20/2016 | Not Dimmable | Not Dimmable | Yes |  |  | 4280 | 107 | 40 | 20 | 0.9 | 3500 | 80
PXFEHAPG | LEDiFUTURE CO., LTD | LediFuture | 4LL01-04040V1D2PCD(4000K) | Indoor Luminaires | Linear Ambient | Direct Linear Ambient Luminaires | Standard | FALSE | [9 empty] | 10/20/2016 | Not Dimmable | Not Dimmable | Yes |  |  | 4280 | 107 | 40 | 20 | 0.9 | 4000 | 80
PVC1MCWE | LEDiFUTURE CO., LTD | LediFuture | 4LL01-04040V1D2PCD(5000K) | Indoor Luminaires | Linear Ambient | Direct Linear Ambient Luminaires | Standard | FALSE | [9 empty] | 10/20/2016 | Not Dimmable | Not Dimmable | Yes |  |  | 4320 | 108 | 40 | 20 | 0.9 | 5000 | 80
PSF7Z6QV | LEDiFUTURE CO., LTD | LediFuture | 8LL01-08040V1D0PCD(3000K) | Indoor Luminaires | Linear Ambient | Direct Linear Ambient Luminaires | Standard | FALSE | [9 empty] | 10/20/2016 | Not Dimmable | Not Dimmable | No |  |  | 8400 | 105 | 80 | 20 | 0.9 | 3000 | 80
PUP9K7UF | LEDiFUTURE CO., LTD | LediFuture | 8LL01-08040V1D0PCD(3500K) | Indoor Luminaires | Linear Ambient | Direct Linear Ambient Luminaires | Standard | FALSE | [9 empty] | 10/20/2016 | Not Dimmable | Not Dimmable | No |  |  | 8560 | 107 | 80 | 20 | 0.9 | 3500 | 80
PS3F4H36 | LEDiFUTURE CO., LTD | LediFuture | 8LL01-08040V1D0PCD(4000K) | Indoor Luminaires | Linear Ambient | Direct Linear Ambient Luminaires | Standard | FALSE | [9 empty] | 10/20/2016 | Not Dimmable | Not Dimmable | No |  |  | 8560 | 107 | 80 | 20 | 0.9 | 4000 | 80
PCVUSV6S | LEDiFUTURE CO., LTD | LediFuture | 8LL01-08040V1D0PCD(5000K) | Indoor Luminaires | Linear Ambient | Direct Linear Ambient Luminaires | Standard | FALSE | [9 empty] | 10/20/2016 | Not Dimmable | Not Dimmable | No |  |  | 8640 | 108 | 80 | 20 | 0.9 | 5000 | 80
PPHPZKQ1 | LEDiFUTURE CO., LTD | LediFuture | 8LL01-08040V1D2PCD(3000K) | Indoor Luminaires | Linear Ambient | Direct Linear Ambient Luminaires | Standard | FALSE | [9 empty] | 10/20/2016 | Not Dimmable | Not Dimmable | Yes |  |  | 8400 | 105 | 80 | 20 | 0.9 | 3000 | 80
PQ4PK1XD | LEDiFUTURE CO., LTD | LediFuture | 8LL01-08040V1D2PCD(3500K) | Indoor Luminaires | Linear Ambient | Direct Linear Ambient Luminaires | Standard | FALSE | [9 empty] | 10/20/2016 | Not Dimmable | Not Dimmable | Yes |  |  | 8560 | 107 | 80 | 20 | 0.9 | 3500 | 80
P3E8D5AC | LEDiFUTURE CO., LTD | LediFuture | 8LL01-08040V1D2PCD(4000K) | Indoor Luminaires | Linear Ambient | Direct Linear Ambient Luminaires | Standard | FALSE | [9 empty] | 10/20/2016 | Not Dimmable | Not Dimmable | Yes |  |  | 8560 | 107 | 80 | 20 | 0.9 | 4000 | 80
PJUS54HQ | LEDiFUTURE CO., LTD | LediFuture | 8LL01-08040V1D2PCD(5000K) | Indoor Luminaires | Linear Ambient | Direct Linear Ambient Luminaires | Standard | FALSE | [9 empty] | 10/20/2016 | Not Dimmable | Not Dimmable | Yes |  |  | 8640 | 108 | 80 | 20 | 0.9 | 5000 | 80
PEW7QBQF | LEDone Distribution, Inc. | LEDone | LOD-T8B-1200NC(30K120C120) | Indoor Luminaires | Linear Ambient | Direct Linear Ambient Luminaires | Standard | TRUE | 2466.4 | 128.59 | 19.18 | 18.8 | 0.9103 | 2961 | 82.4 | 5 | 50000 | 8/18/2015 | Not Dimmable | Not Dimmable | Not Yet Verified |  | 2.1 | 2466.4 | 128.59 | 19.2 | 18.79 | 0.9103 | 3000 | 82.4
PS6TGJ7P | LEDone Distribution, Inc. | LEDone | LOD-T8B-1200NC(40K120C120) | Indoor Luminaires | Linear Ambient | Direct Linear Ambient Luminaires | Standard | FALSE | [9 empty] | 8/18/2015 | Not Dimmable | Not Dimmable | Not Yet Verified |  |  | 2466.4 | 128.59 | 19.2 | 18.8 | 0.9103 | 4000 | 82.4
PPBG2939 | LEDone Distribution, Inc. | LEDone | LOD-T8B-1200NC(50K120C120) | Indoor Luminaires | Linear Ambient | Direct Linear Ambient Luminaires | Standard | FALSE | [9 empty] | 8/18/2015 | Not Dimmable | Not Dimmable | Not Yet Verified |  |  | 2762.4 | 141.08 | 19.6 | 18.2 | 0.9204 | 5000 | 81.5
PYPQG8KQ | LEDone Distribution, Inc. | LEDone | LOD-T8B-1200NF(30K120C120) | Indoor Luminaires | Linear Ambient | Direct Linear Ambient Luminaires | Standard | TRUE | 2198.2 | 113.19 | 19.42 | 18.25 | 0.9063 | 2953 | 82.3 | 5 | 50000 | 8/18/2015 | Not Dimmable | Not Dimmable | Not Yet Verified |  | 2.1 | 2198.2 | 113.19 | 19.4 | 18.25 | 0.9063 | 3000 | 82.3
P4HMJPSK | LEDone Distribution, Inc. | LEDone | LOD-T8B-1200NF(40K120C120) | Indoor Luminaires | Linear Ambient | Direct Linear Ambient Luminaires | Standard | FALSE | [9 empty] | 8/18/2015 | Not Dimmable | Not Dimmable | Not Yet Verified |  |  | 2198.2 | 113.19 | 19.4 | 18.25 | 0.9063 | 4000 | 82.3
PNWBUGUY | LEDone Distribution, Inc. | LEDone | LOD-T8B-1200NF(50K120C120) | Indoor Luminaires | Linear Ambient | Direct Linear Ambient Luminaires | Standard | FALSE | [9 empty] | 8/18/2015 | Not Dimmable | Not Dimmable | Not Yet Verified |  |  | 2456.1 | 126.54 | 19.4 | 17.96 | 0.9152 | 5000 | 81.4
PPXS4U9T | LEDone Distribution, Inc. | LEDone | LOD-T8B-600NC(30K048C120) | Indoor Luminaires | Linear Ambient | Direct Linear Ambient Luminaires | Standard | TRUE | 1235.1 | 143.03 | 8.35 | 19.27 | 0.9108 | 2972 | 82.2 | 5 | 50000 | 8/18/2015 | Not Dimmable | Not Dimmable | Not Yet Verified |  | 2.1 | 1235.1 | 143.03 | 8.635 | 19.27 | 0.9108 | 3000 | 82.2
PA27KHSS | LEDone Distribution, Inc. | LEDone | LOD-T8B-600NC(40K048C120) | Indoor Luminaires | Linear Ambient | Direct Linear Ambient Luminaires | Standard | FALSE | [9 empty] | 8/18/2015 | Not Dimmable | Not Dimmable | Not Yet Verified |  |  | 1235.1 | 143.03 | 8.635 | 19.27 | 0.9108 | 4000 | 82.2
PHSGDD2Y | LEDone Distribution, Inc. | LEDone | LOD-T8B-600NC(50K048C120) | Indoor Luminaires | Linear Ambient | Direct Linear Ambient Luminaires | Standard | FALSE | [9 empty] | 8/18/2015 | Not Dimmable | Not Dimmable | Not Yet Verified |  |  | 1348.6 | 152.26 | 8.857 | 19.02 | 0.9113 | 5000 | 81.5
PXF86QDB | LEDone Distribution, Inc. | LEDone | LOD-T8B-600NF(30K048C120) | Indoor Luminaires | Linear Ambient | Direct Linear Ambient Luminaires | Standard | TRUE | 1111.8 | 129.04 | 8.616 | 19.35 | 0.9091 | 2962 | 82.1 | 5 | 50000 | 8/18/2015 | Not Dimmable | Not Dimmable | Not Yet Verified |  | 2.1 | 1111.8 | 129.04 | 8.6 | 19.35 | 0.9091 | 3000 | 82.1
PRFH2JKJ | LEDone Distribution, Inc. | LEDone | LOD-T8B-600NF(40K048C120) | Indoor Luminaires | Linear Ambient | Direct Linear Ambient Luminaires | Standard | FALSE | [9 empty] | 8/18/2015 | Not Dimmable | Not Dimmable | Not Yet Verified |  |  | 1111.8 | 129.04 | 8.6 | 19.35 | 0.9091 | 4000 | 82.1
P17PPM73 | LEDone Distribution, Inc. | LEDone | LOD-T8B-600NF(50K048C120) | Indoor Luminaires | Linear Ambient | Direct Linear Ambient Luminaires | Standard | FALSE | [9 empty] | 8/18/2015 | Not Dimmable | Not Dimmable | Not Yet Verified |  |  | 1214.8 | 138.06 | 8.8 | 19.53 | 0.9105 | 5000 | 81.5
PX92JVMB | LEDVANCE, LLC (formerly OSRAM SYLVANIA, INC) | SYLVANIA | VAPOR1A/050UNVD840/48EC/GR | Indoor Luminaires | Linear Ambient | Direct Linear Ambient Luminaires | Standard | TRUE | 4946.7 | 101.74 | 48.62 | 8.7 | 0.972 | 4143 | 84.6 | 5 | 50000 | 7/6/2016 | Dimmable | Continuous (Can dim down to ≤ 10% (W)) | No |  | 3.1 | 4400 | 90 | 50 | 7 | 0.95 | 4000 | 80
P9AYFYTM | LEDVANCE, LLC (formerly OSRAM SYLVANIA, INC) | SYLVANIA | VAPOR1A/050UNVD850/48EC/GR | Indoor Luminaires | Linear Ambient | Direct Linear Ambient Luminaires | Standard | FALSE | [9 empty] | 7/6/2016 | Dimmable | Continuous (Can dim down to ≤ 10% (W)) | No |  |  | 4400 | 90 | 50 | 7 | 0.95 | 5000 | 80
PFCNAVT8 | LEDVANCE, LLC (formerly OSRAM SYLVANIA, INC) | SYLVANIA | VAPOR1A/050UNVD850/48EC/GR/D | Indoor Luminaires | Linear Ambient | Direct Linear Ambient Luminaires | Standard | TRUE | 4682.4 | 94.09 | 49.77 | 7.1 | 0.94 | 5080 | 84.6 | 5 | 50000 | 7/26/2016 | Dimmable | Continuous (Can dim down to ≤ 10% (W)) | No |  | 3.1 | 5000 | 100 | 50 | 20 | 0.9 | 5000 | 80
PMFUU8JU | LEDVANCE, LLC (formerly OSRAM SYLVANIA, INC) | SYLVANIA | VAPOR1A/050UNVD840/48EC/GR/D | Indoor Luminaires | Linear Ambient | Direct Linear Ambient Luminaires | Standard | FALSE | [9 empty] | 7/26/2016 | Dimmable | Continuous (Can dim down to ≤ 10% (W)) | No |  |  | 5000 | 100 | 50 | 20 | 0.9 | 4000 | 80
P3VZDE93 | LEDVANCE, LLC (formerly OSRAM SYLVANIA, INC) | SYLVANIA | VAPOR1A/050UNVD850/48EC/GR/E | Indoor Luminaires | Linear Ambient | Direct Linear Ambient Luminaires | Standard | TRUE | 4774.2 | 92.44 | 51.65 | 7.8 | 0.926 | 5055 | 84.7 | 5 | 50000 | 8/18/2016 | Dimmable | Continuous (Can dim down to ≤ 10% (W)) | No |  | 3.1 | 5000 | 100 | 50 | 20 | 0.9 | 5000 | 80
PG443FSB | LEDVANCE, LLC (formerly OSRAM SYLVANIA, INC) | SYLVANIA | VAPOR1A/050UNVD840/48EC/GR/E | Indoor Luminaires | Linear Ambient | Direct Linear Ambient Luminaires | Standard | FALSE | [9 empty] | 8/18/2016 | Dimmable | Continuous (Can dim down to ≤ 10% (W)) | No |  |  | 5000 | 100 | 50 | 20 | 0.9 | 4000 | 80
PXKMQMJJ | LEDVANCE, LLC (formerly OSRAM SYLVANIA, INC) | SYLVANIA | VAPOR1A/050UNVD850/48EC/GR/DE | Indoor Luminaires | Linear Ambient | Direct Linear Ambient Luminaires | Standard | TRUE | 4751.1 | 88.87 | 53.46 | 12.4 | 0.926 | 5078 | 84.7 | 5 | 50000 | 8/18/2016 | Dimmable | Continuous (Can dim down to ≤ 10% (W)) | Yes |  | 3.1 | 5000 | 100 | 50 | 20 | 0.9 | 5000 | 80
PTVZRNWJ | LEDVANCE, LLC (formerly OSRAM SYLVANIA, INC) | SYLVANIA | VAPOR1A/050UNVD840/48EC/GR/DE | Indoor Luminaires | Linear Ambient | Direct Linear Ambient Luminaires | Standard | FALSE | [9 empty] | 8/18/2016 | Dimmable | Continuous (Can dim down to ≤ 10% (W)) | Yes |  |  | 5000 | 100 | 50 | 20 | 0.9 | 4000 | 80
PMN32SF1 | Light Blue USA | LIGHT BLUE | T5325WW24 | Indoor Luminaires | Linear Ambient | Direct Linear Ambient Luminaires | Standard | TRUE | 2673.75 | 111.04 | 24.08 | 5.93 | 0.92 | 2981 | 81.3 | 5 | 50000 | 10/24/2016 | Not Yet Verified | Not Yet Verified | No | Product updated on 08/25/2016 | 3.1 | 2775 | 111 | 25 | 10 | 0.9 | 3000 | 80
PZ8JMCME | Light Blue USA | LIGHT BLUE | T5325-35K24 | Indoor Luminaires | Linear Ambient | Direct Linear Ambient Luminaires | Standard | FALSE | [9 empty] | 10/24/2016 | Not Yet Verified | Not Yet Verified | No | Product updated on 08/25/2016 |  | 2775 | 111 | 25 | 10 | 0.9 | 3500 | 80
PSE51STW | Light Blue USA | LIGHT BLUE | T5325CW24 | Indoor Luminaires | Linear Ambient | Direct Linear Ambient Luminaires | Standard | FALSE | [9 empty] | 10/24/2016 | Not Yet Verified | Not Yet Verified | No | Product updated on 08/25/2016 |  | 2775 | 111 | 25 | 10 | 0.9 | 4000 | 80
PCNB91K2 | Light Blue USA | LIGHT BLUE | T5325-45K24 | Indoor Luminaires | Linear Ambient | Direct Linear Ambient Luminaires | Standard | FALSE | [9 empty] | 10/24/2016 | Not Yet Verified | Not Yet Verified | No | Product updated on 08/25/2016 |  | 2775 | 111 | 25 | 10 | 0.9 | 4500 | 80
PHMC94C8 | Light Blue USA | LIGHT BLUE | T5325-5K24 | Indoor Luminaires | Linear Ambient | Direct Linear Ambient Luminaires | Standard | FALSE | [9 empty] | 10/24/2016 | Not Yet Verified | Not Yet Verified | No | Product updated on 08/25/2016 |  | 2775 | 111 | 25 | 10 | 0.9 | 5000 | 80
P2FSTM2A | Light Blue USA | LIGHT BLUE | T5430-27K24 | Indoor Luminaires | Linear Ambient | Direct Linear Ambient Luminaires | Standard | TRUE | 3155.91 | 95.26 | 33.13 | 20.9 | 0.935 | 2758 | 83 | 5 | 50000 | 10/24/2016 | Not Yet Verified | Not Yet Verified | Not Yet Verified |  | 2.1 | 3156 | 95.26 | 33.13 | 14.2 | 0.986 | 2758 | 83
PZX541GY | Light Blue USA | LIGHT BLUE | T5430WW24 | Indoor Luminaires | Linear Ambient | Direct Linear Ambient Luminaires | Standard | FALSE | [9 empty] | 10/24/2016 | Not Yet Verified | Not Yet Verified | Not Yet Verified |  |  | 3156 | 95.26 | 30 | 14.2 | 0.986 | 3000 | 83
PS3SC7RH | Light Blue USA | LIGHT BLUE | T5430-35K24 | Indoor Luminaires | Linear Ambient | Direct Linear Ambient Luminaires | Standard | FALSE | [9 empty] | 10/24/2016 | Not Yet Verified | Not Yet Verified | Not Yet Verified |  |  | 3156 | 95.26 | 30 | 14.2 | 0.986 | 3500 | 83
P913158R | Light Blue USA | LIGHT BLUE | T5430CW-24 | Indoor Luminaires | Linear Ambient | Direct Linear Ambient Luminaires | Standard | FALSE | [9 empty] | 10/24/2016 | Not Yet Verified | Not Yet Verified | Not Yet Verified |  |  | 3156 | 95.26 | 30 | 14.2 | 0.986 | 4000 | 83
PWGMJHFZ | Light Blue USA | LIGHT BLUE | T5430-45K24 | Indoor Luminaires | Linear Ambient | Direct Linear Ambient Luminaires | Standard | FALSE | [9 empty] | 10/24/2016 | Not Yet Verified | Not Yet Verified | Not Yet Verified |  |  | 3156 | 95.26 | 30 | 14.2 | 0.986 | 4500 | 83
P8PHE2VP | Light Blue USA | LIGHT BLUE | T5430-5K24 | Indoor Luminaires | Linear Ambient | Direct Linear Ambient Luminaires | Standard | FALSE | [9 empty] | 10/24/2016 | Not Yet Verified | Not Yet Verified | Not Yet Verified |  |  | 3156 | 95.26 | 30 | 14.2 | 0.986 | 5000 | 83
P1GEADD2 | Light Blue USA | LIGHT BLUE | T5540WW24 | Indoor Luminaires | Linear Ambient | Direct Linear Ambient Luminaires | Standard | TRUE | 3573.16 | 102.71 | 34.79 | 19.04 | 0.954 | 3143 | 84.6 | 5 | 50000 | 10/24/2016 | Not Yet Verified | Not Yet Verified | Not Yet Verified | Product updated on 08/25/2016 | 2.1 | 4200 | 105 | 40 | 20 | 0.9 | 3000 | 80
PUW66X13 | Light Blue USA | LIGHT BLUE | T5540-35K24 | Indoor Luminaires | Linear Ambient | Direct Linear Ambient Luminaires | Standard | FALSE | [9 empty] | 10/24/2016 | Not Yet Verified | Not Yet Verified | Not Yet Verified | Product updated on 08/25/2016 |  | 4200 | 105 | 40 | 20 | 0.9 | 3500 | 80
PRZ2S3VC | Light Blue USA | LIGHT BLUE | T5540CW-24 | Indoor Luminaires | Linear Ambient | Direct Linear Ambient Luminaires | Standard | FALSE | [9 empty] | 10/24/2016 | Not Yet Verified | Not Yet Verified | Not Yet Verified | Product updated on 08/25/2016 |  | 4200 | 105 | 40 | 20 | 0.9 | 4000 | 80
PRTUSA8U | Light Blue USA | LIGHT BLUE | T5540-45K24 | Indoor Luminaires | Linear Ambient | Direct Linear Ambient Luminaires | Standard | FALSE | [9 empty] | 10/24/2016 | Not Yet Verified | Not Yet Verified | Not Yet Verified | Product updated on 08/25/2016 |  | 4200 | 105 | 40 | 20 | 0.9 | 4500 | 80
PQH7F55J | Light Blue USA | LIGHT BLUE | T5540-5K24 | Indoor Luminaires | Linear Ambient | Direct Linear Ambient Luminaires | Standard | FALSE | [9 empty] | 10/24/2016 | Not Yet Verified | Not Yet Verified | Not Yet Verified | Product updated on 08/25/2016 |  | 4200 | 105 | 40 | 20 | 0.9 | 5000 | 80
PUX115ZC | Light Blue USA | LIGHT BLUE | T5644WW24 | Indoor Luminaires | Linear Ambient | Direct Linear Ambient Luminaires | Standard | TRUE | 4219.88 | 113.87 | 37.06 | 18.04 | 0.958 | 2972 | 81.2 | 5 | 50000 | 10/24/2016 | Not Yet Verified | Not Yet Verified | No | Product updated on 08/25/2016 | 3.1 | 4200 | 105 | 40 | 10 | 0.9 | 3000 | 80
PVRNVR7T | Light Blue USA | LIGHT BLUE | T5644-35K24 | Indoor Luminaires | Linear Ambient | Direct Linear Ambient Luminaires | Standard | FALSE | [9 empty] | 10/24/2016 | Not Yet Verified | Not Yet Verified | No | Product updated on 08/25/2016 |  | 4200 | 105 | 40 | 10 | 0.9 | 3500 | 80
PZSY8AMK | Light Blue USA | LIGHT BLUE | T5644CW-24 | Indoor Luminaires | Linear Ambient | Direct Linear Ambient Luminaires | Standard | FALSE | [9 empty] | 10/24/2016 | Not Yet Verified | Not Yet Verified | No | Product updated on 08/25/2016 |  | 4200 | 105 | 40 | 10 | 0.9 | 4000 | 80
PZWUDEHE | Light Blue USA | LIGHT BLUE | T5644-45K24 | Indoor Luminaires | Linear Ambient | Direct Linear Ambient Luminaires | Standard | FALSE | [9 empty] | 10/24/2016 | Not Yet Verified | Not Yet Verified | No | Product updated on 08/25/2016 |  | 4200 | 105 | 40 | 10 | 0.9 | 4500 | 80
PN8136T6 | Light Blue USA | LIGHT BLUE | T5644-5K24 | Indoor Luminaires | Linear Ambient | Direct Linear Ambient Luminaires | Standard | FALSE | [9 empty] | 10/24/2016 | Not Yet Verified | Not Yet Verified | No | Product updated on 08/25/2016 |  | 4200 | 105 | 40 | 10 | 0.9 | 5000 | 80
PBA18695 | Light Blue USA | LIGHT BLUE | T5860WW24 | Indoor Luminaires | Linear Ambient | Direct Linear Ambient Luminaires | Standard | TRUE | 6408.47 | 110.19 | 58.16 | 5.91 | 0.943 | 2975 | 81.2 | 5 | 50000 | 10/24/2016 | Not Yet Verified | Not Yet Verified | No | Product updated on 08/25/2016 | 3.1 | 6600 | 110 | 60 | 10 | 0.9 | 3000 | 80
PBF6UAAZ | Light Blue USA | LIGHT BLUE | T5860-35K24 | Indoor Luminaires | Linear Ambient | Direct Linear Ambient Luminaires | Standard | FALSE | [9 empty] | 10/24/2016 | Not Yet Verified | Not Yet Verified | No | Product updated on 08/25/2016 |  | 6600 | 110 | 60 | 10 | 0.9 | 3500 | 80
P2JH4T85 | Light Blue USA | LIGHT BLUE | T5860CW-24 | Indoor Luminaires | Linear Ambient | Direct Linear Ambient Luminaires | Standard | FALSE | [9 empty] | 10/24/2016 | Not Yet Verified | Not Yet Verified | No | Product updated on 08/25/2016 |  | 6600 | 110 | 60 | 10 | 0.9 | 4000 | 80
PBFXZR8G | Light Blue USA | LIGHT BLUE | T5860-45K24 | Indoor Luminaires | Linear Ambient | Direct Linear Ambient Luminaires | Standard | FALSE | [9 empty] | 10/24/2016 | Not Yet Verified | Not Yet Verified | No | Product updated on 08/25/2016 |  | 6600 | 110 | 60 | 10 | 0.9 | 4500 | 80
PSX3UPWX | Light Blue USA | LIGHT BLUE | T5860-5K24 | Indoor Luminaires | Linear Ambient | Direct Linear Ambient Luminaires | Standard | FALSE | [9 empty] | 10/24/2016 | Not Yet Verified | Not Yet Verified | No | Product updated on 08/25/2016 |  | 6600 | 110 | 60 | 10 | 0.9 | 5000 | 80
PR79EMQX | Light Blue USA | LIGHT BLUE | T54-15-27K24 | Indoor Luminaires | Linear Ambient | Direct Linear Ambient Luminaires | Standard | TRUE | 1739.9 | 114.17 | 15.24 | 15.63 | 0.947 | 2753 | 82.7 | 5 | 50000 | 10/24/2016 | Not Yet Verified | Not Yet Verified | Not Yet Verified | Product updated on 08/25/2016 | 2.1 | 1760 | 110 | 16 | 9.12 | 0.991 | 2753 | 83
PQYUEGQW | Light Blue USA | LIGHT BLUE | T54-15WW24 | Indoor Luminaires | Linear Ambient | Direct Linear Ambient Luminaires | Standard | FALSE | [9 empty] | 10/24/2016 | Not Yet Verified | Not Yet Verified | Not Yet Verified | Product updated on 08/25/2016 |  | 1760 | 110 | 16 | 9.12 | 0.991 | 3000 | 83
PZT8NUBA | Light Blue USA | LIGHT BLUE | T54-15-35K24 | Indoor Luminaires | Linear Ambient | Direct Linear Ambient Luminaires | Standard | FALSE | [9 empty] | 10/24/2016 | Not Yet Verified | Not Yet Verified | Not Yet Verified | Product updated on 08/25/2016 |  | 1760 | 110 | 16 | 9.12 | 0.991 | 3500 | 83
P5DJQBYV | Light Blue USA | LIGHT BLUE | T54-15CW24 | Indoor Luminaires | Linear Ambient | Direct Linear Ambient Luminaires | Standard | FALSE | [9 empty] | 10/24/2016 | Not Yet Verified | Not Yet Verified | Not Yet Verified | Product updated on 08/25/2016 |  | 1760 | 110 | 16 | 9.12 | 0.991 | 4000 | 83
PUDAWQCM | Light Blue USA | LIGHT BLUE | T54-15-45K24 | Indoor Luminaires | Linear Ambient | Direct Linear Ambient Luminaires | Standard | FALSE | [9 empty] | 10/24/2016 | Not Yet Verified | Not Yet Verified | Not Yet Verified | Product updated on 08/25/2016 |  | 1760 | 110 | 16 | 9.12 | 0.991 | 4500 | 83
PMHZGUHW | Light Blue USA | LIGHT BLUE | T54-15-5K24 | Indoor Luminaires | Linear Ambient | Direct Linear Ambient Luminaires | Standard | FALSE | [9 empty] | 10/24/2016 | Not Yet Verified | Not Yet Verified | Not Yet Verified | Product updated on 08/25/2016 |  | 1760 | 110 | 16 | 9.12 | 0.991 | 5000 | 83
PTCVJTW3 | Light Blue USA | LIGHT BLUE | T55-20WW24 | Indoor Luminaires | Linear Ambient | Direct Linear Ambient Luminaires | Standard | TRUE | 1832.53 | 103.47 | 17.71 | 13.76 | 0.953 | 3128 | 84.3 | 5 | 50000 | 10/24/2016 | Not Yet Verified | Not Yet Verified | Not Yet Verified | Product updated on 08/25/2016 | 2.1 | 2100 | 105 | 20 | 20 | 0.9 | 3000 | 80
PE4G4UXV | Light Blue USA | LIGHT BLUE | T55-35K24 | Indoor Luminaires | Linear Ambient | Direct Linear Ambient Luminaires | Standard | FALSE | [9 empty] | 10/24/2016 | Not Yet Verified | Not Yet Verified | Not Yet Verified | Product updated on 08/25/2016 |  | 2100 | 105 | 20 | 20 | 0.9 | 3500 | 80
P411J2C6 | Light Blue USA | LIGHT BLUE | T55-20CW24 | Indoor Luminaires | Linear Ambient | Direct Linear Ambient Luminaires | Standard | FALSE | [9 empty] | 10/24/2016 | Not Yet Verified | Not Yet Verified | Not Yet Verified | Product updated on 08/25/2016 |  | 2100 | 105 | 20 | 20 | 0.9 | 4000 | 80
PUUT3NKN | Light Blue USA | LIGHT BLUE | T55-45K24 | Indoor Luminaires | Linear Ambient | Direct Linear Ambient Luminaires | Standard | FALSE | [9 empty] | 10/24/2016 | Not Yet Verified | Not Yet Verified | Not Yet Verified | Product updated on 08/25/2016 |  | 2100 | 105 | 20 | 20 | 0.9 | 4500 | 80
PJJEA4PM | Light Blue USA | LIGHT BLUE | T55-5K24 | Indoor Luminaires | Linear Ambient | Direct Linear Ambient Luminaires | Standard | FALSE | [9 empty] | 10/24/2016 | Not Yet Verified | Not Yet Verified | Not Yet Verified | Product updated on 08/25/2016 |  | 2100 | 105 | 20 | 20 | 0.9 | 5000 | 80
P8MM68J6 | Lighting & Supplies, Inc. dba Sunshine Lighting Co. | Sunlite | 49110 | Indoor Luminaires | Linear Ambient | Direct Linear Ambient Luminaires | Standard | TRUE | 5973.2 | 95.1 | 62.82 | 13.88 | 0.9253 | 4141 | 82.1 | 5 | 50000 | 5/31/2016 | Not Dimmable | Not Dimmable | Not Yet Verified |  | 2.1 | 5400 | 81.8 | 66 | 20 | 0.9 | 4000 | 80
PCDXSH9M | Lighting Etc. Inc. | LIGHTING ETC INC | VGL4-M48-U-DF-X-X | Indoor Luminaires | Linear Ambient | Direct Linear Ambient Luminaires | Standard | TRUE | 9418 | 124.2 | 75.83 | 9.49 | 0.946 | 4083 | 84.6 | 5 | 50000 | 10/10/2016 | Not Dimmable | Not Dimmable | Yes | Product updated on 10/20/2016 | 4 | 9418 | 124.2 | 75.83 | 5.13 | 1 | 4083 | 84.6
P1BME2NX | Lighting Etc. Inc. | LIGHTING ETC INC | VGL8-M48-U-DF-X-X | Indoor Luminaires | Linear Ambient | Direct Linear Ambient Luminaires | Standard | TRUE | 19070 | 124 | 153.8 | 10.5 | 0.944 | 4092 | 84.5 | 5 | 50000 | 10/10/2016 | Not Dimmable | Not Dimmable | Yes |  | 4 | 19070 | 124 | 150.5 | 10.5 | 0.94 | 4092 | 84.5
PACX7JC1 | Lighting Etc. Inc. | LIGHTING ETC INC | VGL8-H48-U-DF-X-X | Indoor Luminaires | Linear Ambient | Direct Linear Ambient Luminaires | Standard | TRUE | 22610 | 116.5 | 194.1 | 8.22 | 0.948 | 4105 | 84.5 | 5 | 50000 | 10/10/2016 | Not Dimmable | Not Dimmable | Yes |  | 4 | 22610 | 116.5 | 191.2 | 8.22 | 0.95 | 4105 | 84.5
PG9314RP | Lighting Etc. Inc. | LIGHTING ETC INC | VGL4-H48-U-DF-X-X | Indoor Luminaires | Linear Ambient | Direct Linear Ambient Luminaires | Standard | TRUE | 10920 | 114.3 | 95.52 | 7.54 | 0.953 | 4130 | 84.9 | 5 | 50000 | 10/10/2016 | Not Dimmable | Not Dimmable | Yes | Product updated on 10/20/2016 | 4 | 10920 | 114.3 | 95.52 | 3.14 | 1 | 4130 | 84.9
PSGJ45JC | Lighting PJV | PJV | PJV-TP-60W (3000K) | Indoor Luminaires | Linear Ambient | Direct Linear Ambient Luminaires | Standard | TRUE | 5577.48 | 97.83 | 57.01 | 10 | 0.927 | 3217 | 84.9 | 5 | 50000 | 5/11/2015 | Not Dimmable | Not Dimmable | Not Yet Verified |  | 2.1 | 5400 | 90 | 60 | 10 | 0.996 | 3000 | 80
PBNWT1RZ | Lighting PJV | PJV | PJV-TP-60W (3500K) | Indoor Luminaires | Linear Ambient | Direct Linear Ambient Luminaires | Standard | FALSE | [9 empty] | 5/11/2015 | Not Dimmable | Not Dimmable | Not Yet Verified | Product de-listed on 03/25/2016, re-listed on 08/08/2016 due to update |  | 5400 | 90 | 60 | 10 | 0.996 | 3500 | 80
PRTP43GB | Lighting PJV | PJV | PJV-TP-60W (4000K) | Indoor Luminaires | Linear Ambient | Direct Linear Ambient Luminaires | Standard | FALSE | [9 empty] | 5/11/2015 | Not Dimmable | Not Dimmable | Not Yet Verified | Product de-listed on 03/25/2016, re-listed on 08/08/2016 due to update |  | 5400 | 90 | 60 | 10 | 0.996 | 4000 | 80
PEFKMDWY | Lighting PJV | PJV | PJV-TP-60W (4500K) | Indoor Luminaires | Linear Ambient | Direct Linear Ambient Luminaires | Standard | FALSE | [9 empty] | 5/11/2015 | Not Dimmable | Not Dimmable | Not Yet Verified | Product de-listed on 03/25/2016, re-listed on 08/08/2016 due to update |  | 5400 | 90 | 60 | 10 | 0.996 | 4500 | 80
PYNS8PRJ | Lighting PJV | PJV | PJV-TP-60W (5000K) | Indoor Luminaires | Linear Ambient | Direct Linear Ambient Luminaires | Standard | FALSE | [9 empty] | 5/11/2015 | Not Dimmable | Not Dimmable | Not Yet Verified | Product de-listed on 03/25/2016, re-listed on 08/08/2016 due to update |  | 5400 | 90 | 60 | 10 | 0.996 | 5000 | 80
PPCRZ4XM | LIGHTSTREAM | LS | LS-SPC4-40WLMV-DS4000K | Indoor Luminaires | Linear Ambient | Direct Linear Ambient Luminaires | Standard | TRUE | 4016.279 | 95.26 | 42.16 | 17.68 | 0.9176 | 3924 | 82.6 | 5 | 50000 | 9/7/2016 | Dimmable | Continuous (Can dim down to ≤ 10% (W)) | Yes |  | 3.1 | 4000 | 100 | 40 | 17.68 | 0.991 | 4000 | 80
PKPF9R5W | LIGHTSTREAM | LS | LS-SPC4-40WLMV-5000K | Indoor Luminaires | Linear Ambient | Direct Linear Ambient Luminaires | Standard | FALSE | [9 empty] | 9/7/2016 | Not Dimmable | Not Dimmable | No |  |  | 4000 | 100 | 40 | 17.68 | 0.994 | 5000 | 80
PC6N4VRA | LIGHTSTREAM | LS | LS-SPC4-40WLMV-4000K | Indoor Luminaires | Linear Ambient | Direct Linear Ambient Luminaires | Standard | FALSE | [9 empty] | 9/7/2016 | Not Dimmable | Not Dimmable | No |  |  | 4000 | 100 | 40 | 17.68 | 0.991 | 4000 | 80
P8531YKN | LimeLED, Inc. | LimeLED | LFP-F0648-3530-120 | Indoor Luminaires | Linear Ambient | Direct Linear Ambient Luminaires | Standard | TRUE | 2889 | 87.28 | 33.1 | 15.32 | 0.988 | 2937 | 83.7 | 5 | 50000 | 4/16/2015 | Dimmable | Continuous (Can dim down to ≤ 10% (W)) | Not Yet Verified |  | 2.1 | 3045 | 87 | 35 |  | 0.988 | 3000 | 83
PEXBDM8B | LimeLED, Inc. | LimeLED | LFP-F0648-3540-120 | Indoor Luminaires | Linear Ambient | Direct Linear Ambient Luminaires | Standard | FALSE | [9 empty] | 4/16/2015 | Dimmable | Continuous (Can dim down to ≤ 10% (W)) | Not Yet Verified |  |  | 3220 | 92 | 35 |  | 0.988 | 4000 | 83
PC4UBM1F | LimeLED, Inc. | LimeLED | LFP-F0648-3550-120 | Indoor Luminaires | Linear Ambient | Direct Linear Ambient Luminaires | Standard | FALSE | [9 empty] | 4/16/2015 | Dimmable | Continuous (Can dim down to ≤ 10% (W)) | Not Yet Verified |  |  | 3360 | 96 | 35 |  | 0.988 | 5000 | 83
PW1RDHFZ | LimeLED, Inc. | LimeLED | LFP-F0648-3550-277 | Indoor Luminaires | Linear Ambient | Direct Linear Ambient Luminaires | Standard | FALSE | [9 empty] | 4/16/2015 | Dimmable | Continuous (Can dim down to ≤ 10% (W)) | Not Yet Verified |  |  | 3360 | 96 | 35 |  | 0.988 | 5000 | 83
PWZ13NQE | LimeLED, Inc. | LimeLED | LFP-F0648-3530-277 | Indoor Luminaires | Linear Ambient | Direct Linear Ambient Luminaires | Standard | FALSE | [9 empty] | 4/16/2015 | Dimmable | Continuous (Can dim down to ≤ 10% (W)) | Not Yet Verified |  |  | 3045 | 87 | 35 |  | 0.988 | 3000 | 83
PYXFANQ7 | LimeLED, Inc. | LimeLED | LFP-F0648-3540-277 | Indoor Luminaires | Linear Ambient | Direct Linear Ambient Luminaires | Standard | FALSE | [9 empty] | 4/16/2015 | Dimmable | Continuous (Can dim down to ≤ 10% (W)) | Not Yet Verified |  |  | 3220 | 92 | 35 |  | 0.988 | 4000 | 83
P13RB5FV | LimeLED, Inc. | LimeLED | LFP-F0648-4330-120 | Indoor Luminaires | Linear Ambient | Direct Linear Ambient Luminaires | Standard | FALSE | [9 empty] | 4/16/2015 | Dimmable | Continuous (Can dim down to ≤ 10% (W)) | Not Yet Verified |  |  | 4000 | 93 | 43 |  | 0.99 | 3000 | 83
PFYYEEXN | LimeLED, Inc. | LimeLED | LFP-F0648-4340-120 | Indoor Luminaires | Linear Ambient | Direct Linear Ambient Luminaires | Standard | FALSE | [9 empty] | 4/16/2015 | Dimmable | Continuous (Can dim down to ≤ 10% (W)) | Not Yet Verified |  |  | 4171 | 97 | 43 |  | 0.99 | 4000 | 83
PENXRDXU | LimeLED, Inc. | LimeLED | LFP-F0648-4350-120 | Indoor Luminaires | Linear Ambient | Direct Linear Ambient Luminaires | Standard | FALSE | [9 empty] | 4/16/2015 | Dimmable | Continuous (Can dim down to ≤ 10% (W)) | Not Yet Verified |  |  | 4300 | 100 | 43 |  | 0.99 | 5000 | 83
P7KK8U7Q | LimeLED, Inc. | LimeLED | LFP-F0648-4350-277 | Indoor Luminaires | Linear Ambient | Direct Linear Ambient Luminaires | Standard | FALSE | [9 empty] | 4/16/2015 | Dimmable | Continuous (Can dim down to ≤ 10% (W)) | Not Yet Verified |  |  | 4300 | 100 | 43 |  | 0.99 | 5000 | 83
PFPB9MJ6 | LimeLED, Inc. | LimeLED | LFP-F0648-4330-277 | Indoor Luminaires | Linear Ambient | Direct Linear Ambient Luminaires | Standard | FALSE | [9 empty] | 4/16/2015 | Dimmable | Continuous (Can dim down to ≤ 10% (W)) | Not Yet Verified |  |  | 4000 | 93 | 43 |  | 0.99 | 3000 | 83
P8ACPADQ | LimeLED, Inc. | LimeLED | LFP-F0648-4340-277 | Indoor Luminaires | Linear Ambient | Direct Linear Ambient Luminaires | Standard | FALSE | [9 empty] | 4/16/2015 | Dimmable | Continuous (Can dim down to ≤ 10% (W)) | Not Yet Verified |  |  | 4171 | 97 | 43 |  | 0.99 | 4000 | 83
PNDYR85W | LimeLED, Inc. | LimeLED | LLF-F0448-2740-120 | Indoor Luminaires | Linear Ambient | Direct Linear Ambient Luminaires | Standard | TRUE | 2784 | 99.82 | 27.89 | 20.98 | 0.977 | 3927 | 82.8 | 5 | 50000 | 7/2/2015 | Not Dimmable | Not Dimmable | Not Yet Verified |  | 2.1 | 2784 | 99.82 | 27.89 | 20 | 0.98 | 4000 | 83
PBZTPHZW | LimeLED, Inc. | LimeLED | LLF-F0448-2750-120 | Indoor Luminaires | Linear Ambient | Direct Linear Ambient Luminaires | Standard | FALSE | [9 empty] | 7/2/2015 | Not Dimmable | Not Dimmable | Not Yet Verified |  |  | 3062 | 115.1 | 26.61 | 20 | 0.98 | 5000 | 83
PTSG7WCD | LimeLED, Inc. | LimeLED | LLF-F0448-2740-277 | Indoor Luminaires | Linear Ambient | Direct Linear Ambient Luminaires | Standard | FALSE | [9 empty] | 7/2/2015 | Not Dimmable | Not Dimmable | Not Yet Verified |  |  | 3140 | 117.4 | 26.74 | 20 | 0.98 | 4000 | 83
PBVWBYFK | LimeLED, Inc. | LimeLED | LLF-F0448-2750-277 | Indoor Luminaires | Linear Ambient | Direct Linear Ambient Luminaires | Standard | FALSE | [9 empty] | 7/2/2015 | Not Dimmable | Not Dimmable | Not Yet Verified |  |  | 3062 | 115.1 | 26.61 | 20 | 0.98 | 5000 | 83
PHYY7VEM | LimeLED, Inc. | LimeLED | LLF-F0496-5440-120 | Indoor Luminaires | Linear Ambient | Direct Linear Ambient Luminaires | Standard | FALSE | [9 empty] | 7/2/2015 | Not Dimmable | Not Dimmable | Not Yet Verified |  |  | 5568 | 99.82 | 55.78 | 20 | 0.98 | 4000 | 83
PNMKZR2J | LimeLED, Inc. | LimeLED | LLF-F0496-5450-120 | Indoor Luminaires | Linear Ambient | Direct Linear Ambient Luminaires | Standard | FALSE | [9 empty] | 7/2/2015 | Not Dimmable | Not Dimmable | Not Yet Verified |  |  | 6124 | 115.1 | 53.22 | 20 | 0.98 | 5000 | 83
PB74XVN4 | LimeLED, Inc. | LimeLED | LLF-F0496-5440-277 | Indoor Luminaires | Linear Ambient | Direct Linear Ambient Luminaires | Standard | FALSE | [9 empty] | 7/2/2015 | Not Dimmable | Not Dimmable | Not Yet Verified |  |  | 6280 | 117.4 | 53.48 | 20 | 0.98 | 4000 | 83
PK4D49MK | LimeLED, Inc. | LimeLED | LLF-F0496-5450-277 | Indoor Luminaires | Linear Ambient | Direct Linear Ambient Luminaires | Standard | FALSE | [9 empty] | 7/2/2015 | Not Dimmable | Not Dimmable | Not Yet Verified |  |  | 6124 | 115.1 | 53.22 | 20 | 0.98 | 5000 | 83
PY2QWC58 | LimeLED, Inc. | LimeLED | LFP-F0648-2730-120 | Indoor Luminaires | Linear Ambient | Direct Linear Ambient Luminaires | Standard | TRUE | 2451 | 90.04 | 27.22 | 15.76 | 0.987 | 3209 | 85.3 | 5 | 50000 | 5/22/2015 | Dimmable | Continuous (Can dim down to ≤ 10% (W)) | Not Yet Verified |  | 2.1 | 2451 | 90.04 | 27.22 | 15.76 | 0.987 | 3209 | 85.3
PB32G2F8 | LimeLED, Inc. | LimeLED | LFP-F0648-2730-277 | Indoor Luminaires | Linear Ambient | Direct Linear Ambient Luminaires | Standard | FALSE | [9 empty] | 5/22/2015 | Dimmable | Continuous (Can dim down to ≤ 10% (W)) | Not Yet Verified |  |  | 2611 | 94.84 | 27.53 | 13 | 0.991 | 3228 | 85.5
P9MJM6ZD | LimeLED, Inc. | LimeLED | LFP-F0648-2740-120 | Indoor Luminaires | Linear Ambient | Direct Linear Ambient Luminaires | Standard | FALSE | [9 empty] | 5/22/2015 | Dimmable | Continuous (Can dim down to ≤ 10% (W)) | Not Yet Verified |  |  | 2600 | 96.3 | 27 | 14 | 0.99 | 4000 | 83
PFECRN26 | LimeLED, Inc. | LimeLED | LFP-F0648-2740-277 | Indoor Luminaires | Linear Ambient | Direct Linear Ambient Luminaires | Standard | FALSE | [9 empty] | 5/22/2015 | Dimmable | Continuous (Can dim down to ≤ 10% (W)) | Not Yet Verified |  |  | 2700 | 100 | 27 | 14 | 0.99 | 4000 | 83
PF8KK8JM | LimeLED, Inc. | LimeLED | LFP-F0648-2750-120 | Indoor Luminaires | Linear Ambient | Direct Linear Ambient Luminaires | Standard | FALSE | [9 empty] | 5/22/2015 | Dimmable | Continuous (Can dim down to ≤ 10% (W)) | Not Yet Verified |  |  | 2764 | 102.4 | 26.99 | 15.74 | 0.987 | 5250 | 82.2
PB35Z9RD | LimeLED, Inc. | LimeLED | LFP-F0648-2750-277 | Indoor Luminaires | Linear Ambient | Direct Linear Ambient Luminaires | Standard | FALSE | [9 empty] | 5/22/2015 | Dimmable | Continuous (Can dim down to ≤ 10% (W)) | Not Yet Verified |  |  | 2830 | 104.8 | 27 | 13 | 0.99 | 5000 | 82
PCPVUCTX | Linmore LED Labs | Linmore LED | LL-URS-4NA-1-35K-15W | Indoor Luminaires | Linear Ambient | Direct Linear Ambient Luminaires | Standard | TRUE | 2074.4 | 137 | 15.09 | 9 | 0.93 | 3271 | 82 | 5 | 50000 | 8/16/2016 | Dimmable | Continuous (Cannot dim down to ≤ 10% (W) | No |  | 4 | 2074.44 | 137.49 | 15.09 | 12 | 0.99 | 3271 | 82
PMDTR2XX | Linmore LED Labs | Linmore LED | LL-URS-4NA-1-35K-18W | Indoor Luminaires | Linear Ambient | Direct Linear Ambient Luminaires | Standard | TRUE | 2413.89 | 135 | 17.87 | 9 | 0.93 | 3271 | 82 | 5 | 50000 | 8/16/2016 | Dimmable | Continuous (Cannot dim down to ≤ 10% (W) | No |  | 4 | 2413.89 | 135 | 17.87 | 13 | 0.99 | 3271 | 82
PGCBRBQF | Linmore LED Labs | Linmore LED | LL-URS-4NA-1-41K-18W | Indoor Luminaires | Linear Ambient | Direct Linear Ambient Luminaires | Standard | FALSE | [9 empty] | 8/16/2016 | Dimmable | Continuous (Cannot dim down to ≤ 10% (W) | No |  |  | 2448 | 136 | 18 | 13 | 0.99 | 4100 | 82
PZPDSG95 | Linmore LED Labs | Linmore LED | LL-URS-4NA-1-50K-18W | Indoor Luminaires | Linear Ambient | Direct Linear Ambient Luminaires | Standard | FALSE | [9 empty] | 8/16/2016 | Dimmable | Continuous (Cannot dim down to ≤ 10% (W) | No |  |  | 2466 | 137 | 18 | 13 | 0.99 | 5000 | 82
PU7ZCMEV | Linmore LED Labs | Linmore LED | LL-URS-4NA-2-35K-22W | Indoor Luminaires | Linear Ambient | Direct Linear Ambient Luminaires | Standard | FALSE | [9 empty] | 8/16/2016 | Dimmable | Continuous (Cannot dim down to ≤ 10% (W) | No |  |  | 2979.06 | 137 | 22 | 13 | 0.99 | 3271 | 82
PN63F5S1 | Linmore LED Labs | Linmore LED | LL-URS-4NA-2-41K-22W | Indoor Luminaires | Linear Ambient | Direct Linear Ambient Luminaires | Standard | FALSE | [9 empty] | 8/16/2016 | Dimmable | Continuous (Cannot dim down to ≤ 10% (W) | No |  |  | 3036 | 138 | 22 | 13 | 0.99 | 4100 | 82
PJBDK6A1 | Linmore LED Labs | Linmore LED | LL-URS-4NA-2-50K-22W | Indoor Luminaires | Linear Ambient | Direct Linear Ambient Luminaires | Standard | FALSE | [9 empty] | 8/16/2016 | Dimmable | Continuous (Cannot dim down to ≤ 10% (W) | No |  |  | 3058 | 139 | 22 | 13 | 0.99 | 5000 | 82
P7TEAVM8 | Linmore LED Labs | Linmore LED | LL-URS-4NA-1-41K-15W | Indoor Luminaires | Linear Ambient | Direct Linear Ambient Luminaires | Standard | FALSE | [9 empty] | 8/16/2016 | Dimmable | Continuous (Cannot dim down to ≤ 10% (W) | No |  |  | 2077.35 | 138.49 | 15 | 12 | 0.99 | 4100 | 82
PW1S9E57 | Linmore LED Labs | Linmore LED | LL-URS-4NA-1-50K-15W | Indoor Luminaires | Linear Ambient | Direct Linear Ambient Luminaires | Standard | FALSE | [9 empty] | 8/16/2016 | Dimmable | Continuous (Cannot dim down to ≤ 10% (W) | No |  |  | 2092.35 | 139.49 | 15 | 12 | 0.99 | 5000 | 82
PYSGS565 | Linmore LED Labs | Linmore LED | LL-URS-8NA-2-35K-36W | Indoor Luminaires | Linear Ambient | Direct Linear Ambient Luminaires | Standard | TRUE | 5318.2 | 145 | 36.63 | 12 | 0.87 | 3365 | 81 | 5 | 88000 | 4/19/2016 | Dimmable | Continuous (Cannot dim down to ≤ 10% (W) | No |  | 3.1 | 5318.2 | 145 | 36.63 | 7 | 0.99 | 3500 | 81
PDTP4GWW | Linmore LED Labs | Linmore LED | LL-URS-8NA-2-35K-44W | Indoor Luminaires | Linear Ambient | Direct Linear Ambient Luminaires | Standard | TRUE | 6341.57 | 144 | 44.08 | 12 | 0.87 | 3365 | 81 | 5 | 88000 | 4/19/2016 | Dimmable | Continuous (Cannot dim down to ≤ 10% (W) | No |  | 3.1 | 6341.57 | 144 | 44.08 | 13 | 0.99 | 3500 | 81
P8WZYREK | Linmore LED Labs | Linmore LED | LL-URS-8NA-2-41K-44W | Indoor Luminaires | Linear Ambient | Direct Linear Ambient Luminaires | Standard | FALSE | [9 empty] | 4/19/2016 | Dimmable | Continuous (Cannot dim down to ≤ 10% (W) | No |  |  | 6391.6 | 145 | 44.08 | 13 | 0.99 | 4100 | 81
P1JBPRYQ | Linmore LED Labs | Linmore LED | LL-URS-8NA-2-50K-44W | Indoor Luminaires | Linear Ambient | Direct Linear Ambient Luminaires | Standard | FALSE | [9 empty] | 4/19/2016 | Dimmable | Continuous (Cannot dim down to ≤ 10% (W) | No |  |  | 6435.68 | 146 | 44.08 | 13 | 0.99 | 5000 | 81
PUWBCTFH | Linmore LED Labs | Linmore LED | LL-URS-8NA-2-41K-36W | Indoor Luminaires | Linear Ambient | Direct Linear Ambient Luminaires | Standard | FALSE | [9 empty] | 4/19/2016 | Dimmable | Continuous (Cannot dim down to ≤ 10% (W) | No |  |  | 5347.98 | 146 | 36.63 | 7 | 0.99 | 4100 | 81
P28PEV34 | Linmore LED Labs | Linmore LED | LL-URS-8NA-2-50K-36W | Indoor Luminaires | Linear Ambient | Direct Linear Ambient Luminaires | Standard | FALSE | [9 empty] | 4/19/2016 | Dimmable | Continuous (Cannot dim down to ≤ 10% (W) | No |  |  | 5384.61 | 147 | 36.63 | 7 | 0.99 | 5000 | 81
PPB3WTA7 | Linmore LED Labs | Linmore LED | LL-URS-4NA-1-35K-22W | Indoor Luminaires | Linear Ambient | Direct Linear Ambient Luminaires | Standard | TRUE | 3291.85 | 147 | 22.41 | 14 | 0.96 | 3405 | 82 | 10 | 88000 | 9/22/2015 | Dimmable | Continuous (Can dim down to ≤ 10% (W)) | No |  | 3 | 3291.82 | 147 | 22.41 | 14 | 0.98 | 3405 | 82
PWCWG3DG | Linmore LED Labs | Linmore LED | LL-URS-4NA-1-41K-22W | Indoor Luminaires | Linear Ambient | Direct Linear Ambient Luminaires | Standard | FALSE | [9 empty] | 9/22/2015 | Dimmable | Continuous (Can dim down to ≤ 10% (W)) | No |  |  | 3316.68 | 148 | 22.41 | 14 | 0.98 | 4100 | 82
PPU4N84S | Linmore LED Labs | Linmore LED | LL-URS-4NA-1-50K-22W | Indoor Luminaires | Linear Ambient | Direct Linear Ambient Luminaires | Standard | FALSE | [9 empty] | 9/22/2015 | Dimmable | Continuous (Can dim down to ≤ 10% (W)) | No |  |  | 3339.09 | 149 | 22.41 | 14 | 0.98 | 5000 | 82
PMR4U8XG | Linmore LED Labs | Linmore LED | LL-URS-4NA-1-35K-36W | Indoor Luminaires | Linear Ambient | Direct Linear Ambient Luminaires | Standard | TRUE | 4874.73 | 143 | 34.06 | 13 | 0.95 | 3426 | 82 | 10 | 88000 | 9/22/2015 | Dimmable | Continuous (Can dim down to ≤ 10% (W)) | No |  | 3 | 4874.73 | 150 | 34.06 | 13 | 0.99 | 3426 | 82
PK8U1DXM | Linmore LED Labs | Linmore LED | LL-URS-4NA-1-41K-36W | Indoor Luminaires | Linear Ambient | Direct Linear Ambient Luminaires | Standard | FALSE | [9 empty] | 9/22/2015 | Dimmable | Continuous (Can dim down to ≤ 10% (W)) | No |  |  | 5143.06 | 151 | 34.06 | 13 | 0.99 | 4100 | 82
PM8E6ABB | Linmore LED Labs | Linmore LED | LL-URS-4NA-1-50K-36W | Indoor Luminaires | Linear Ambient | Direct Linear Ambient Luminaires | Standard | FALSE | [9 empty] | 9/22/2015 | Dimmable | Continuous (Can dim down to ≤ 10% (W)) | No |  |  | 5177.12 | 152 | 34.06 | 13 | 0.99 | 5000 | 82
PB15RWA6 | Linmore LED Labs | Linmore LED | LL-URS-4NA-1-35K-26W | Indoor Luminaires | Linear Ambient | Direct Linear Ambient Luminaires | Standard | TRUE | 3476.36 | 150 | 23.23 | 11 | 0.89 | 3415 | 82 | 10 | 88000 | 9/22/2015 | Dimmable | Continuous (Can dim down to ≤ 10% (W)) | No |  | 3 | 3476.36 | 150 | 23.23 | 10 | 0.99 | 3415 | 82
PV1RE5R2 | Linmore LED Labs | Linmore LED | LL-URS-4NA-1-41K-26W | Indoor Luminaires | Linear Ambient | Direct Linear Ambient Luminaires | Standard | FALSE | [9 empty] | 9/22/2015 | Dimmable | Continuous (Can dim down to ≤ 10% (W)) | No |  |  | 3507.73 | 151 | 23.23 | 10 | 0.99 | 4100 | 82
PTCZ6UHA | Linmore LED Labs | Linmore LED | LL-URS-4NA-1-50K-26W | Indoor Luminaires | Linear Ambient | Direct Linear Ambient Luminaires | Standard | FALSE | [9 empty] | 9/22/2015 | Dimmable | Continuous (Can dim down to ≤ 10% (W)) | No |  |  | 3530.96 | 152 | 23.23 | 10 | 0.99 | 5000 | 82
PPNM44YY | Linmore LED Labs | Linmore LED | LL-URS-4NA-2-35K-60W | Indoor Luminaires | Linear Ambient | Direct Linear Ambient Luminaires | Standard | TRUE | 8993.93 | 142 | 63.39 | 7 | 0.99 | 3426 | 82 | 10 | 88000 | 9/30/2015 | Dimmable | Continuous (Can dim down to ≤ 10% (W)) | No |  | 3 | 8993.93 | 142 | 63.39 | 6 | 0.99 | 3462 | 82
PXHQXT9G | Linmore LED Labs | Linmore LED | LL-URS-4NA-2-41K-60W | Indoor Luminaires | Linear Ambient | Direct Linear Ambient Luminaires | Standard | FALSE | [9 empty] | 9/30/2015 | Dimmable | Continuous (Can dim down to ≤ 10% (W)) | No |  |  | 9064.77 | 143 | 63.39 | 6 | 0.99 | 4100 | 82
PE5GZ3NY | Linmore LED Labs | Linmore LED | LL-URS-4NA-2-50K-60W | Indoor Luminaires | Linear Ambient | Direct Linear Ambient Luminaires | Standard | FALSE | [9 empty] | 9/30/2015 | Dimmable | Continuous (Can dim down to ≤ 10% (W)) | No |  |  | 9128.16 | 144 | 63.39 | 6 | 0.99 | 5000 | 82
PU4H1DRS | Linmore LED Labs | Linmore LED | LL-URS-4NA-2-35K-72W | Indoor Luminaires | Linear Ambient | Direct Linear Ambient Luminaires | Standard | FALSE | [9 empty] | 9/30/2015 | Dimmable | Continuous (Can dim down to ≤ 10% (W)) | No |  |  | 10729.18 | 141 | 75.95 | 4 | 1 | 3462 | 82
P5V147VV | Linmore LED Labs | Linmore LED | LL-URS-4NA-2-41K-72W | Indoor Luminaires | Linear Ambient | Direct Linear Ambient Luminaires | Standard | FALSE | [9 empty] | 9/30/2015 | Dimmable | Continuous (Can dim down to ≤ 10% (W)) | No |  |  | 10784.9 | 142 | 75.95 | 4 | 1 | 4100 | 82
P1KZ5SQM | Linmore LED Labs | Linmore LED | LL-URS-4NA-2-50K-72W | Indoor Luminaires | Linear Ambient | Direct Linear Ambient Luminaires | Standard | FALSE | [9 empty] | 9/30/2015 | Dimmable | Continuous (Can dim down to ≤ 10% (W)) | No |  |  | 10860.85 | 143 | 75.95 | 4 | 1 | 5000 | 82
PMEC8XR6 | Linmore LED Labs | Linmore LED | LL-URS-4NA-2-35K-36W | Indoor Luminaires | Linear Ambient | Direct Linear Ambient Luminaires | Standard | TRUE | 5570.99 | 152 | 36.65 | 14 | 0.95 | 3418 | 82 | 10 | 88000 | 9/22/2015 | Dimmable | Continuous (Can dim down to ≤ 10% (W)) | No |  | 3 | 5570.99 | 152 | 36.65 | 14 | 0.99 | 3418 | 82
PRDRPWSZ | Linmore LED Labs | Linmore LED | LL-URS-4NA-2-41K-36W | Indoor Luminaires | Linear Ambient | Direct Linear Ambient Luminaires | Standard | FALSE | [9 empty] | 9/22/2015 | Dimmable | Continuous (Can dim down to ≤ 10% (W)) | No |  |  | 5607.45 | 153 | 36.65 | 14 | 0.99 | 4100 | 82
PKA6YNYJ | Linmore LED Labs | Linmore LED | LL-URS-4NA-2-50K-36W | Indoor Luminaires | Linear Ambient | Direct Linear Ambient Luminaires | Standard | FALSE | [9 empty] | 9/22/2015 | Dimmable | Continuous (Can dim down to ≤ 10% (W)) | No |  |  | 5644.1 | 154 | 36.65 | 14 | 0.99 | 5000 | 82
PXTP35MK | LONYUNG LED LIGHTING CO.,LTD | LONYUNG | LY-T5SL900-50W(3000K) | Indoor Luminaires | Linear Ambient | Direct Linear Ambient Luminaires | Standard | TRUE | 4877.35 | 102.19 | 47.73 | 5.9 | 0.951 | 2938 | 82.6 | 5 | 50000 | 11/25/2015 | Not Yet Verified | Not Yet Verified | No | Product updated on 08/25/2016 | 3 | 5250 | 105 | 50 | 10 | 0.951 | 3000 | 80
PMRQRBZG | LONYUNG LED LIGHTING CO.,LTD | LONYUNG | LY-T5SL900-50W(3500K) | Indoor Luminaires | Linear Ambient | Direct Linear Ambient Luminaires | Standard | FALSE | [9 empty] | 11/25/2015 | Not Yet Verified | Not Yet Verified | No | Product updated on 08/25/2016 |  | 5250 | 105 | 50 | 10 | 0.951 | 3500 | 80
PY942TQA | LONYUNG LED LIGHTING CO.,LTD | LONYUNG | LY-T5SL900-50W(4000K) | Indoor Luminaires | Linear Ambient | Direct Linear Ambient Luminaires | Standard | FALSE | [9 empty] | 11/25/2015 | Not Yet Verified | Not Yet Verified | No | Product updated on 08/25/2016 |  | 5250 | 105 | 50 | 10 | 0.951 | 4000 | 80
PXHZ5MTJ | LONYUNG LED LIGHTING CO.,LTD | LONYUNG | LY-T5SL900-50W(4500K) | Indoor Luminaires | Linear Ambient | Direct Linear Ambient Luminaires | Standard | FALSE | [9 empty] | 11/25/2015 | Not Yet Verified | Not Yet Verified | No | Product updated on 08/25/2016 |  | 5250 | 105 | 50 | 10 | 0.951 | 4500 | 80
PZA4Z744 | LONYUNG LED LIGHTING CO.,LTD | LONYUNG | LY-T5SL900-50W(5000K) | Indoor Luminaires | Linear Ambient | Direct Linear Ambient Luminaires | Standard | FALSE | [9 empty] | 11/25/2015 | Not Yet Verified | Not Yet Verified | No | Product updated on 08/25/2016 |  | 5250 | 105 | 50 | 10 | 0.951 | 5000 | 80
P7H6MYKVU | LONYUNG LED LIGHTING CO.,LTD | LONYUNG | LY-T8DL1500-25WV (3000K) (Clear Lens) | Indoor Luminaires | Linear Ambient | Direct Linear Ambient Luminaires | Standard | TRUE | 2400.14 | 102.35 | 23.56 | 5.97 | 0.916 | 3115 | 84.4 | 5 | 50000 | 1/26/2015 | Not Yet Verified | Not Yet Verified | Not Yet Verified | Product updated on 08/25/2016 | 2.1 | 2625 | 105 | 25 | 10 |  | 3000 | 80
P5J5MXRRG | LONYUNG LED LIGHTING CO.,LTD | LONYUNG | LY-T8DL1500-25WV (3500K) (Clear Lens) | Indoor Luminaires | Linear Ambient | Direct Linear Ambient Luminaires | Standard | FALSE | [9 empty] | 1/26/2015 | Not Yet Verified | Not Yet Verified | Not Yet Verified | Product updated on 08/25/2016 |  | 2625 | 105 | 25 | 10 |  | 3500 | 80
PGDAT32P8 | LONYUNG LED LIGHTING CO.,LTD | LONYUNG | LY-T8DL1500-25WV (4000K) (Clear Lens) | Indoor Luminaires | Linear Ambient | Direct Linear Ambient Luminaires | Standard | FALSE | [9 empty] | 1/26/2015 | Not Yet Verified | Not Yet Verified | Not Yet Verified | Product updated on 08/25/2016 |  | 2625 | 105 | 25 | 10 | 0.994 | 4000 | 80
PEHHJEFXF | LONYUNG LED LIGHTING CO.,LTD | LONYUNG | LY-T8DL1500-25WV (4500K) (Clear Lens) | Indoor Luminaires | Linear Ambient | Direct Linear Ambient Luminaires | Standard | FALSE | [9 empty] | 1/26/2015 | Not Yet Verified | Not Yet Verified | Not Yet Verified | Product updated on 08/25/2016 |  | 2625 | 105 | 25 | 10 |  | 4500 | 80
PYV27G8RA | LONYUNG LED LIGHTING CO.,LTD | LONYUNG | LY-T8DL1500-25WV (5000K) (Clear Lens) | Indoor Luminaires | Linear Ambient | Direct Linear Ambient Luminaires | Standard | FALSE | [9 empty] | 1/26/2015 | Not Yet Verified | Not Yet Verified | Not Yet Verified | Product updated on 08/25/2016 |  | 2625 | 105 | 25 | 10 | 0.994 | 5000 | 80
PR9CPW1TP | LONYUNG LED LIGHTING CO.,LTD | LONYUNG | LY-T8DL1800-28WV (3000K) (Clear Lens) | Indoor Luminaires | Linear Ambient | Direct Linear Ambient Luminaires | Standard | TRUE | 2753.56 | 109.18 | 25.24 | 9.36 | 0.883 | 3107 | 84.5 | 5 | 50000 | 1/26/2015 | Not Yet Verified | Not Yet Verified | Not Yet Verified | Product updated on 08/25/2016 | 2.1 | 2940 | 105 | 28 | 10 |  | 3000 | 80
PY233SK1C | LONYUNG LED LIGHTING CO.,LTD | LONYUNG | LY-T8DL1800-28WV (3500K) (Clear Lens) | Indoor Luminaires | Linear Ambient | Direct Linear Ambient Luminaires | Standard | FALSE | [9 empty] | 1/26/2015 | Not Yet Verified | Not Yet Verified | Not Yet Verified | Product updated on 08/25/2016 |  | 2940 | 105 | 28 | 10 |  | 3500 | 80
PPGKBX1B2 | LONYUNG LED LIGHTING CO.,LTD | LONYUNG | LY-T8DL1800-28WV (4000K) (Clear Lens) | Indoor Luminaires | Linear Ambient | Direct Linear Ambient Luminaires | Standard | FALSE | [9 empty] | 1/26/2015 | Not Yet Verified | Not Yet Verified | Not Yet Verified | Product updated on 08/25/2016 |  | 2940 | 105 | 28 | 10 |  | 4000 | 80
PTNEJYAC4 | LONYUNG LED LIGHTING CO.,LTD | LONYUNG | LY-T8DL1800-28WV (4500K) (Clear Lens) | Indoor Luminaires | Linear Ambient | Direct Linear Ambient Luminaires | Standard | FALSE | [9 empty] | 1/26/2015 | Not Yet Verified | Not Yet Verified | Not Yet Verified | Product updated on 08/25/2016 |  | 2940 | 105 | 28 | 10 |  | 4500 | 80
PY9NP15WH | LONYUNG LED LIGHTING CO.,LTD | LONYUNG | LY-T8DL1800-28WV (5000K) (Clear Lens) | Indoor Luminaires | Linear Ambient | Direct Linear Ambient Luminaires | Standard | FALSE | [9 empty] | 1/26/2015 | Not Yet Verified | Not Yet Verified | Not Yet Verified | Product updated on 08/25/2016 |  | 2940 | 105 | 28 | 10 | 0.992 | 5000 | 80
PS7853NE | LONYUNG LED LIGHTING CO.,LTD | LONYUNG | LY-T5DL1500-20W(3000K) | Indoor Luminaires | Linear Ambient | Direct Linear Ambient Luminaires | Standard | TRUE | 1832.53 | 103.47 | 17.71 | 13.76 | 0.953 | 3128 | 84.3 | 5 | 50000 | 10/15/2014 | Not Yet Verified | Not Yet Verified | Not Yet Verified | Product updated on 08/25/2016 | 2.1 | 2100 | 105 | 20 | 20 | 0.9 | 3000 | 80
PU95DB8J | LONYUNG LED LIGHTING CO.,LTD | LONYUNG | LY-T5DL1500-20W(3500K) | Indoor Luminaires | Linear Ambient | Direct Linear Ambient Luminaires | Standard | FALSE | [9 empty] | 10/15/2014 | Not Yet Verified | Not Yet Verified | Not Yet Verified | Product updated on 08/25/2016 |  | 2100 | 105 | 20 | 20 | 0.9 | 3500 | 80
PEETHD4M | LONYUNG LED LIGHTING CO.,LTD | LONYUNG | LY-T5DL1500-20W(4000K) | Indoor Luminaires | Linear Ambient | Direct Linear Ambient Luminaires | Standard | FALSE | [9 empty] | 10/15/2014 | Not Yet Verified | Not Yet Verified | Not Yet Verified | Product updated on 08/25/2016 |  | 2100 | 105 | 20 | 20 | 0.9 | 4000 | 80
P7EBZG9B | LONYUNG LED LIGHTING CO.,LTD | LONYUNG | LY-T5DL1500-20W(4500K) | Indoor Luminaires | Linear Ambient | Direct Linear Ambient Luminaires | Standard | FALSE | [9 empty] | 10/15/2014 | Not Yet Verified | Not Yet Verified | Not Yet Verified | Product updated on 08/25/2016 |  | 2100 | 105 | 20 | 20 | 0.9 | 4500 | 80
P4515YZY | LONYUNG LED LIGHTING CO.,LTD | LONYUNG | LY-T5DL1500-20W(5000K) | Indoor Luminaires | Linear Ambient | Direct Linear Ambient Luminaires | Standard | FALSE | [9 empty] | 10/15/2014 | Not Yet Verified | Not Yet Verified | Not Yet Verified | Product updated on 08/25/2016 |  | 2100 | 105 | 20 | 20 | 0.9 | 5000 | 80
PFG5Y9E5 | LONYUNG LED LIGHTING CO.,LTD | LONYUNG | LY-T8DL1500-25W(3000K) | Indoor Luminaires | Linear Ambient | Direct Linear Ambient Luminaires | Standard | TRUE | 2532.46 | 102.49 | 24.71 | 8.16 | 0.912 | 3130 | 84.2 | 5 | 50000 | 10/15/2014 | Not Dimmable | Not Dimmable | Not Yet Verified |  | 2.1 | 2500 | 104.17 | 25 | 20 | 0.9 | 3000 | 80
PWFKJEFH | LONYUNG LED LIGHTING CO.,LTD | LONYUNG | LY-T8DL1500-25W(3500K) | Indoor Luminaires | Linear Ambient | Direct Linear Ambient Luminaires | Standard | FALSE | [9 empty] | 10/15/2014 | Not Dimmable | Not Dimmable | Not Yet Verified |  |  | 2500 | 104.17 | 24 | 15.92 | 0.9 | 3500 | 80
PKJXCMRU | LONYUNG LED LIGHTING CO.,LTD | LONYUNG | LY-T8DL1500-25W(4000K) | Indoor Luminaires | Linear Ambient | Direct Linear Ambient Luminaires | Standard | FALSE | [9 empty] | 10/15/2014 | Not Dimmable | Not Dimmable | Not Yet Verified |  |  | 2500 | 104.17 | 24 | 15.92 | 0.9 | 4000 | 80
P27FWPD1 | LONYUNG LED LIGHTING CO.,LTD | LONYUNG | LY-T8DL1500-25W(4500K) | Indoor Luminaires | Linear Ambient | Direct Linear Ambient Luminaires | Standard | FALSE | [9 empty] | 10/15/2014 | Not Dimmable | Not Dimmable | Not Yet Verified |  |  | 2500 | 104.17 | 24 | 15.92 | 0.9 | 4500 | 80
PDDJPJW8 | LONYUNG LED LIGHTING CO.,LTD | LONYUNG | LY-T8DL1500-25W(5000K) | Indoor Luminaires | Linear Ambient | Direct Linear Ambient Luminaires | Standard | FALSE | [9 empty] | 10/15/2014 | Not Dimmable | Not Dimmable | Not Yet Verified |  |  | 2500 | 104.17 | 24 | 15.92 | 0.9 | 5000 | 80
P8XVDZRM | LONYUNG LED LIGHTING CO.,LTD | LONYUNG | LY-T5SL1500-40W(3000K) | Indoor Luminaires | Linear Ambient | Direct Linear Ambient Luminaires | Standard | TRUE | 3573.16 | 102.71 | 34.79 | 19.04 | 0.954 | 3143 | 84.6 | 5 | 50000 | 10/15/2014 | Not Yet Verified | Not Yet Verified | Not Yet Verified | Product updated on 08/25/2016 | 2.1 | 4200 | 105 | 40 | 20 | 0.9 | 3000 | 80
P91QC43U | LONYUNG LED LIGHTING CO.,LTD | LONYUNG | LY-T5SL1500-40W(3500K) | Indoor Luminaires | Linear Ambient | Direct Linear Ambient Luminaires | Standard | FALSE | [9 empty] | 10/15/2014 | Not Yet Verified | Not Yet Verified | Not Yet Verified | Product updated on 08/25/2016 |  | 4200 | 105 | 40 | 20 | 0.9 | 3500 | 80
PWC3MHDQ | LONYUNG LED LIGHTING CO.,LTD | LONYUNG | LY-T5SL1500-40W(4000K) | Indoor Luminaires | Linear Ambient | Direct Linear Ambient Luminaires | Standard | FALSE | [9 empty] | 10/15/2014 | Not Yet Verified | Not Yet Verified | Not Yet Verified | Product updated on 08/25/2016 |  | 4200 | 105 | 40 | 20 | 0.9 | 4000 | 80
PJZCVAES | LONYUNG LED LIGHTING CO.,LTD | LONYUNG | LY-T5SL1500-40W(4500K) | Indoor Luminaires | Linear Ambient | Direct Linear Ambient Luminaires | Standard | FALSE | [9 empty] | 10/15/2014 | Not Yet Verified | Not Yet Verified | Not Yet Verified | Product updated on 08/25/2016 |  | 4200 | 105 | 40 | 20 | 0.9 | 4500 | 80
PBB55UKN | LONYUNG LED LIGHTING CO.,LTD | LONYUNG | LY-T5SL1500-40W(5000K) | Indoor Luminaires | Linear Ambient | Direct Linear Ambient Luminaires | Standard | FALSE | [9 empty] | 10/15/2014 | Not Yet Verified | Not Yet Verified | Not Yet Verified | Product updated on 08/25/2016 |  | 4200 | 105 | 40 | 20 | 0.9 | 5000 | 80
PW4ZAATT | LONYUNG LED LIGHTING CO.,LTD | LONYUNG | LY-T8DL2400-44W(3000K) | Indoor Luminaires | Linear Ambient | Direct Linear Ambient Luminaires | Standard | TRUE | 4587.05 | 110.48 | 41.82 | 16.22 | 0.901 | 2934 | 82.7 | 5 | 50000 | 2/4/2016 | Not Dimmable | Not Dimmable | No |  | 3.1 | 4840 | 110 | 44 | 20 | 0.9 | 3000 | 80
PSQB8BWX | LONYUNG LED LIGHTING CO.,LTD | LONYUNG | LY-T8DL2400-44W(3500K) | Indoor Luminaires | Linear Ambient | Direct Linear Ambient Luminaires | Standard | FALSE | [9 empty] | 2/4/2016 | Not Dimmable | Not Dimmable | No |  |  | 4840 | 110 | 44 | 20 | 0.9 | 3500 | 80
P2CM1K15 | LONYUNG LED LIGHTING CO.,LTD | LONYUNG | LY-T8DL2400-44W(4000K) | Indoor Luminaires | Linear Ambient | Direct Linear Ambient Luminaires | Standard | FALSE | [9 empty] | 2/4/2016 | Not Dimmable | Not Dimmable | No |  |  | 4840 | 110 | 44 | 20 | 0.9 | 4000 | 80
PDFB3HEJ | LONYUNG LED LIGHTING CO.,LTD | LONYUNG | LY-T8DL2400-44W(4500K) | Indoor Luminaires | Linear Ambient | Direct Linear Ambient Luminaires | Standard | FALSE | [9 empty] | 2/4/2016 | Not Dimmable | Not Dimmable | No |  |  | 4840 | 110 | 44 | 20 | 0.9 | 4500 | 80
PF9AX989 | LONYUNG LED LIGHTING CO.,LTD | LONYUNG | LY-T8DL2400-44W(5000K) | Indoor Luminaires | Linear Ambient | Direct Linear Ambient Luminaires | Standard | FALSE | [9 empty] | 2/4/2016 | Not Dimmable | Not Dimmable | No |  |  | 4840 | 110 | 44 | 20 | 0.9 | 5000 | 80
PE821A4A | LONYUNG LED LIGHTING CO.,LTD | LONYUNG | LY-SF90L900-40W(3000K) | Indoor Luminaires | Linear Ambient | Direct Linear Ambient Luminaires | Standard | TRUE | 3708.72 | 95.88 | 38.76 | 5.84 | 0.916 | 3202 | 84.9 | 5 | 50000 | 2/6/2015 | Not Dimmable | Not Dimmable | Not Yet Verified |  | 2.1 | 3708.72 | 95.88 | 38.68 | 2.89 | 0.995 | 3000 | 85
PSSMEYTA | LONYUNG LED LIGHTING CO.,LTD | LONYUNG | LY-SF90L900-40W(3500K) | Indoor Luminaires | Linear Ambient | Direct Linear Ambient Luminaires | Standard | FALSE | [9 empty] | 2/6/2015 | Not Dimmable | Not Dimmable | Not Yet Verified |  |  | 3400 | 85 | 40 | 2.89 | 0.995 | 3500 | 85
P4PQUT2R | LONYUNG LED LIGHTING CO.,LTD | LONYUNG | LY-SF90L900-40W(4000K) | Indoor Luminaires | Linear Ambient | Direct Linear Ambient Luminaires | Standard | FALSE | [9 empty] | 2/6/2015 | Not Dimmable | Not Dimmable | Not Yet Verified |  |  | 3400 | 85 | 40 | 2.89 | 0.995 | 4000 | 85
PBFTE8Z1 | LONYUNG LED LIGHTING CO.,LTD | LONYUNG | LY-SF90L900-40W(4500K) | Indoor Luminaires | Linear Ambient | Direct Linear Ambient Luminaires | Standard | FALSE | [9 empty] | 2/6/2015 | Not Dimmable | Not Dimmable | Not Yet Verified |  |  | 3400 | 85 | 40 | 2.89 | 0.995 | 4500 | 85
PKX1WFSR | LONYUNG LED LIGHTING CO.,LTD | LONYUNG | LY-SF90L900-40W(5000K) | Indoor Luminaires | Linear Ambient | Direct Linear Ambient Luminaires | Standard | FALSE | [9 empty] | 2/6/2015 | Not Dimmable | Not Dimmable | Not Yet Verified |  |  | 3400 | 85 | 40 | 2.89 | 0.995 | 5000 | 85
P9G5E2QQ | LONYUNG LED LIGHTING CO.,LTD | LONYUNG | LY-SF90L1200-60W(3000K) | Indoor Luminaires | Linear Ambient | Direct Linear Ambient Luminaires | Standard | TRUE | 5577.48 | 97.83 | 57.01 | 10 | 0.927 | 3217 | 84.9 | 5 | 50000 | 2/6/2015 | Not Dimmable | Not Dimmable | Not Yet Verified |  | 2.1 | 5400 | 97.83 | 60 | 10 | 0.996 | 3000 | 80
P542MCNT | LONYUNG LED LIGHTING CO.,LTD | LONYUNG | LY-SF90L1200-60W(3500K) | Indoor Luminaires | Linear Ambient | Direct Linear Ambient Luminaires | Standard | FALSE | [9 empty] | 2/6/2015 | Not Dimmable | Not Dimmable | Not Yet Verified |  |  | 5400 | 97.83 | 60 | 10 | 0.996 | 3500 | 80
PUKCU78C | LONYUNG LED LIGHTING CO.,LTD | LONYUNG | LY-SF90L1200-60W(4000K) | Indoor Luminaires | Linear Ambient | Direct Linear Ambient Luminaires | Standard | FALSE | [9 empty] | 2/6/2015 | Not Dimmable | Not Dimmable | Not Yet Verified |  |  | 5400 | 97.83 | 60 | 10 | 0.996 | 4000 | 80
P3HVCDJG | LONYUNG LED LIGHTING CO.,LTD | LONYUNG | LY-SF90L1200-60W(4500K) | Indoor Luminaires | Linear Ambient | Direct Linear Ambient Luminaires | Standard | FALSE | [9 empty] | 2/6/2015 | Not Dimmable | Not Dimmable | Not Yet Verified |  |  | 5400 | 97.83 | 60 | 10 | 0.996 | 4500 | 80
P4VUSBV4 | LONYUNG LED LIGHTING CO.,LTD | LONYUNG | LY-SF90L1200-60W(5000K) | Indoor Luminaires | Linear Ambient | Direct Linear Ambient Luminaires | Standard | FALSE | [9 empty] | 2/6/2015 | Not Dimmable | Not Dimmable | Not Yet Verified |  |  | 5400 | 97.83 | 60 | 10 | 0.996 | 5000 | 80
PGVQ2NAF | LONYUNG LED LIGHTING CO.,LTD | LONYUNG | LY-SF90L1500-80W(3000K) | Indoor Luminaires | Linear Ambient | Direct Linear Ambient Luminaires | Standard | TRUE | 7473.81 | 96.25 | 77.65 | 5.46 | 0.915 | 3197 | 84.9 | 5 | 50000 | 2/6/2015 | Not Dimmable | Not Dimmable | Not Yet Verified |  | 2.1 | 7000 | 96.25 | 77.65 | 2.72 | 0.995 | 3000 | 85
PM235MH2 | LONYUNG LED LIGHTING CO.,LTD | LONYUNG | LY-SF90L1500-80W(3500K) | Indoor Luminaires | Linear Ambient | Direct Linear Ambient Luminaires | Standard | FALSE | [9 empty] | 2/6/2015 | Not Dimmable | Not Dimmable | Not Yet Verified |  |  | 6800 | 85 | 80 | 2.72 | 0.995 | 3500 | 80
PNXBHUNG | LONYUNG LED LIGHTING CO.,LTD | LONYUNG | LY-SF90L1500-80W(4000K) | Indoor Luminaires | Linear Ambient | Direct Linear Ambient Luminaires | Standard | FALSE | [9 empty] | 2/6/2015 | Not Dimmable | Not Dimmable | Not Yet Verified |  |  | 6800 | 85 | 80 | 2.72 | 0.995 | 4000 | 80
P8JBXEHA | LONYUNG LED LIGHTING CO.,LTD | LONYUNG | LY-SF90L1500-80W(4500K) | Indoor Luminaires | Linear Ambient | Direct Linear Ambient Luminaires | Standard | FALSE | [9 empty] | 2/6/2015 | Not Dimmable | Not Dimmable | Not Yet Verified |  |  | 6800 | 85 | 80 | 2.72 | 0.995 | 4500 | 80
PJG4B3YN | LONYUNG LED LIGHTING CO.,LTD | LONYUNG | LY-SF90L1500-80W(5000K) | Indoor Luminaires | Linear Ambient | Direct Linear Ambient Luminaires | Standard | FALSE | [9 empty] | 2/6/2015 | Not Dimmable | Not Dimmable | Not Yet Verified |  |  | 6800 | 85 | 80 | 2.72 | 0.995 | 5000 | 80
PCC15GVU | LONYUNG LED LIGHTING CO.,LTD | LONYUNG | LY-SF90L600-30W(3000K) | Indoor Luminaires | Linear Ambient | Direct Linear Ambient Luminaires | Standard | TRUE | 2598.17 | 86.87 | 29.91 | 11.41 | 0.915 | 3024 | 81.3 | 5 | 50000 | 2/10/2015 | Not Dimmable | Not Dimmable | Not Yet Verified |  | 2.1 | 2598 | 86.87 | 29.91 | 3.42 | 0.996 | 3024 | 81
P3UHA16E | LONYUNG LED LIGHTING CO.,LTD | LONYUNG | LY-SF90L600-30W(3500K) | Indoor Luminaires | Linear Ambient | Direct Linear Ambient Luminaires | Standard | FALSE | [9 empty] | 2/10/2015 | Not Dimmable | Not Dimmable | Not Yet Verified |  |  | 2700 | 90 | 30 | 3.42 | 0.996 | 3500 | 81
PPTJ3GZQ | LONYUNG LED LIGHTING CO.,LTD | LONYUNG | LY-SF90L600-30W(4000K) | Indoor Luminaires | Linear Ambient | Direct Linear Ambient Luminaires | Standard | FALSE | [9 empty] | 2/10/2015 | Not Dimmable | Not Dimmable | Not Yet Verified |  |  | 2700 | 90 | 30 | 3.42 | 0.996 | 4000 | 81
PN6E6R92 | LONYUNG LED LIGHTING CO.,LTD | LONYUNG | LY-SF90L600-30W(4500K) | Indoor Luminaires | Linear Ambient | Direct Linear Ambient Luminaires | Standard | FALSE | [9 empty] | 2/10/2015 | Not Dimmable | Not Dimmable | Not Yet Verified |  |  | 2700 | 90 | 30 | 3.42 | 0.996 | 4500 | 81
PWHCFS87 | LONYUNG LED LIGHTING CO.,LTD | LONYUNG | LY-SF90L600-30W(5000K) | Indoor Luminaires | Linear Ambient | Direct Linear Ambient Luminaires | Standard | FALSE | [9 empty] | 2/10/2015 | Not Dimmable | Not Dimmable | Not Yet Verified |  |  | 2700 | 90 | 30 | 3.42 | 0.996 | 5000 | 81
PZDA5SUS | LONYUNG LED LIGHTING CO.,LTD | LONYUNG | LY-T8DL1200-22W 3000K | Indoor Luminaires | Linear Ambient | Direct Linear Ambient Luminaires | Standard | TRUE | 2385.13 | 115 | 20.98 | 16.64 | 0.895 | 2899 | 82.8 | 5 | 50000 | 9/30/2015 | Not Dimmable | Not Dimmable | No |  | 3 | 2540 | 115.45 | 22 | 20 | 0.9 | 3000 | 83
P41GSMAC | LONYUNG LED LIGHTING CO.,LTD | LONYUNG | LY-T8DL1200-22W 3500K | Indoor Luminaires | Linear Ambient | Direct Linear Ambient Luminaires | Standard | FALSE | [9 empty] | 9/30/2015 | Not Dimmable | Not Dimmable | No |  |  | 2540 | 115.45 | 22 | 20 | 0.9 | 3500 | 83
PXDWGEW2 | LONYUNG LED LIGHTING CO.,LTD | LONYUNG | LY-T8DL1200-22W 4000K | Indoor Luminaires | Linear Ambient | Direct Linear Ambient Luminaires | Standard | FALSE | [9 empty] | 9/30/2015 | Not Dimmable | Not Dimmable | No |  |  | 2540 | 115.45 | 22 | 20 | 0.9 | 4000 | 83
P78GNFJH | LONYUNG LED LIGHTING CO.,LTD | LONYUNG | LY-T8DL1200-22W 4500K | Indoor Luminaires | Linear Ambient | Direct Linear Ambient Luminaires | Standard | FALSE | [9 empty] | 9/30/2015 | Not Dimmable | Not Dimmable | No |  |  | 2540 | 115.45 | 22 | 20 | 0.9 | 4500 | 83
PXH5QM3Y | LONYUNG LED LIGHTING CO.,LTD | LONYUNG | LY-T8DL1200-22W 5000K | Indoor Luminaires | Linear Ambient | Direct Linear Ambient Luminaires | Standard | FALSE | [9 empty] | 9/30/2015 | Not Dimmable | Not Dimmable | No |  |  | 2540 | 115.45 | 22 | 20 | 0.9 | 5000 | 83
PFQZ9QFD | LONYUNG LED LIGHTING CO.,LTD | Lonyung | LY-T5SL900-25W (3000K) | Indoor Luminaires | Linear Ambient | Direct Linear Ambient Luminaires | Standard | TRUE | 2673.75 | 111.04 | 24.1 | 5.93 | 0.92 | 2981 | 81.3 | 5 | 50000 | 3/9/2015 | Not Yet Verified | Not Yet Verified | Not Yet Verified | Product updated on 08/25/2016 | 2.1 | 2750 | 110 | 25 | 3.6 | 0.995 | 2981 | 81
PS9ZUW1D | LONYUNG LED LIGHTING CO.,LTD | Lonyung | LY-T5SL900-25W (3500K) | Indoor Luminaires | Linear Ambient | Direct Linear Ambient Luminaires | Standard | FALSE | [9 empty] | 3/9/2015 | Not Yet Verified | Not Yet Verified | Not Yet Verified | Product updated on 08/25/2016 |  | 2750 | 110 | 25 | 3.6 | 0.995 | 3500 | 81
PUXY88Q6 | LONYUNG LED LIGHTING CO.,LTD | Lonyung | LY-T5SL900-25W (4000K) | Indoor Luminaires | Linear Ambient | Direct Linear Ambient Luminaires | Standard | FALSE | [9 empty] | 3/9/2015 | Not Yet Verified | Not Yet Verified | Not Yet Verified | Product updated on 08/25/2016 |  | 2750 | 110 | 25 | 3.6 | 0.995 | 4000 | 81
P42R4C9G | LONYUNG LED LIGHTING CO.,LTD | Lonyung | LY-T5SL900-25W (4500K) | Indoor Luminaires | Linear Ambient | Direct Linear Ambient Luminaires | Standard | FALSE | [9 empty] | 3/9/2015 | Not Yet Verified | Not Yet Verified | Not Yet Verified | Product updated on 08/25/2016 |  | 2750 | 110 | 25 | 3.6 | 0.995 | 4500 | 81
PWTS77CM | LONYUNG LED LIGHTING CO.,LTD | Lonyung | LY-T5SL900-25W (5000K) | Indoor Luminaires | Linear Ambient | Direct Linear Ambient Luminaires | Standard | FALSE | [9 empty] | 3/9/2015 | Not Yet Verified | Not Yet Verified | Not Yet Verified | Product updated on 08/25/2016 |  | 2750 | 110 | 25 | 3.6 | 0.995 | 5000 | 81
PRUPT39E | LONYUNG LED LIGHTING CO.,LTD | Lonyung | LY-T5SL1800-44W (3000K) | Indoor Luminaires | Linear Ambient | Direct Linear Ambient Luminaires | Standard | TRUE | 4219.88 | 113.87 | 37.06 | 18.04 | 0.958 | 2972 | 81.2 | 5 | 50000 | 3/9/2015 | Not Yet Verified | Not Yet Verified | Not Yet Verified | Product updated on 08/25/2016 | 2.1 | 4400 | 110 | 40 | 17.66 | 0.985 | 2972 | 81
PBT6MBX4 | LONYUNG LED LIGHTING CO.,LTD | Lonyung | LY-T5SL1800-44W (3500K) | Indoor Luminaires | Linear Ambient | Direct Linear Ambient Luminaires | Standard | FALSE | [9 empty] | 3/9/2015 | Not Yet Verified | Not Yet Verified | Not Yet Verified | Product updated on 08/25/2016 |  | 4400 | 110 | 40 | 17.66 | 0.985 | 3500 | 81
PNFVGRXM | LONYUNG LED LIGHTING CO.,LTD | Lonyung | LY-T5SL1800-44W (4000K) | Indoor Luminaires | Linear Ambient | Direct Linear Ambient Luminaires | Standard | FALSE | [9 empty] | 3/9/2015 | Not Yet Verified | Not Yet Verified | Not Yet Verified | Product updated on 08/25/2016 |  | 4400 | 110 | 40 | 17.66 | 0.985 | 4000 | 81
PYHFMG65 | LONYUNG LED LIGHTING CO.,LTD | Lonyung | LY-T5SL1800-44W (4500K) | Indoor Luminaires | Linear Ambient | Direct Linear Ambient Luminaires | Standard | FALSE | [9 empty] | 3/9/2015 | Not Yet Verified | Not Yet Verified | Not Yet Verified | Product updated on 08/25/2016 |  | 4400 | 110 | 40 | 17.66 | 0.985 | 4500 | 81
PSGXYX2D | LONYUNG LED LIGHTING CO.,LTD | Lonyung | LY-T5SL1800-44W (5000K) | Indoor Luminaires | Linear Ambient | Direct Linear Ambient Luminaires | Standard | FALSE | [9 empty] | 3/9/2015 | Not Yet Verified | Not Yet Verified | Not Yet Verified | Product updated on 08/25/2016 |  | 4400 | 110 | 40 | 17.66 | 0.985 | 5000 | 81
PDJRFR22 | LONYUNG LED LIGHTING CO.,LTD | Lonyung | LY-T5SL2400-60W (3000K) | Indoor Luminaires | Linear Ambient | Direct Linear Ambient Luminaires | Standard | TRUE | 6408.47 | 110.19 | 58.2 | 5.91 | 0.943 | 2975 | 81.2 | 5 | 50000 | 3/9/2015 | Not Yet Verified | Not Yet Verified | Not Yet Verified | Product updated on 08/25/2016 | 2.1 | 6600 | 110 | 60 | 2.79 | 0.996 | 2975 | 81
PHUSAMNJ | LONYUNG LED LIGHTING CO.,LTD | Lonyung | LY-T5SL2400-60W (3500K) | Indoor Luminaires | Linear Ambient | Direct Linear Ambient Luminaires | Standard | FALSE | [9 empty] | 3/9/2015 | Not Yet Verified | Not Yet Verified | Not Yet Verified | Product updated on 08/25/2016 |  | 6600 | 110 | 60 | 2.79 | 0.996 | 3500 | 81
PM7ZSQA2 | LONYUNG LED LIGHTING CO.,LTD | Lonyung | LY-T5SL2400-60W (4000K) | Indoor Luminaires | Linear Ambient | Direct Linear Ambient Luminaires | Standard | FALSE | [9 empty] | 3/9/2015 | Not Yet Verified | Not Yet Verified | Not Yet Verified | Product updated on 08/25/2016 |  | 6600 | 110 | 60 | 2.79 | 0.996 | 4000 | 81
PKHFWCJV | LONYUNG LED LIGHTING CO.,LTD | Lonyung | LY-T5SL2400-60W (4500K) | Indoor Luminaires | Linear Ambient | Direct Linear Ambient Luminaires | Standard | FALSE | [9 empty] | 3/9/2015 | Not Yet Verified | Not Yet Verified | Not Yet Verified | Product updated on 08/25/2016 |  | 6600 | 110 | 60 | 2.79 | 0.996 | 4500 | 81
PKJYQ61J | LONYUNG LED LIGHTING CO.,LTD | Lonyung | LY-T5SL2400-60W (5000K) | Indoor Luminaires | Linear Ambient | Direct Linear Ambient Luminaires | Standard | FALSE | [9 empty] | 3/9/2015 | Not Yet Verified | Not Yet Verified | Not Yet Verified | Product updated on 08/25/2016 |  | 6600 | 110 | 60 | 2.79 | 0.996 | 5000 | 81
PKWWWHCB | LONYUNG LED LIGHTING CO.,LTD | LONYUNG | LY-T5SL1800-44W(3000K) | Indoor Luminaires | Linear Ambient | Direct Linear Ambient Luminaires | Standard | TRUE | 4219.88 | 113.87 | 37.06 | 18.04 | 0.958 | 2972 | 81.2 | 5 | 50000 | 1/22/2016 | Not Yet Verified | Not Yet Verified | No | Product updated on 08/25/2016 | 3.1 | 4200 | 105 | 40 | 10 | 0.9 | 3000 | 80
PR1MMSUM | LONYUNG LED LIGHTING CO.,LTD | LONYUNG | LY-T5SL1800-44W(3500K) | Indoor Luminaires | Linear Ambient | Direct Linear Ambient Luminaires | Standard | FALSE | [9 empty] | 1/22/2016 | Not Yet Verified | Not Yet Verified | No | Product updated on 08/25/2016 |  | 4200 | 105 | 40 | 10 | 0.9 | 3500 | 80
PJ9J3UHK | LONYUNG LED LIGHTING CO.,LTD | LONYUNG | LY-T5SL1800-44W(4000K) | Indoor Luminaires | Linear Ambient | Direct Linear Ambient Luminaires | Standard | FALSE | [9 empty] | 1/22/2016 | Not Yet Verified | Not Yet Verified | No | Product updated on 08/25/2016 |  | 4200 | 105 | 40 | 10 | 0.9 | 4000 | 80
PRFJPGME | LONYUNG LED LIGHTING CO.,LTD | LONYUNG | LY-T5SL1800-44W(4500K) | Indoor Luminaires | Linear Ambient | Direct Linear Ambient Luminaires | Standard | FALSE | [9 empty] | 1/22/2016 | Not Yet Verified | Not Yet Verified | No | Product updated on 08/25/2016 |  | 4200 | 105 | 40 | 10 | 0.9 | 4500 | 80
PNC4QUD5 | LONYUNG LED LIGHTING CO.,LTD | LONYUNG | LY-T5SL1800-44W(5000K) | Indoor Luminaires | Linear Ambient | Direct Linear Ambient Luminaires | Standard | FALSE | [9 empty] | 1/22/2016 | Not Yet Verified | Not Yet Verified | No | Product updated on 08/25/2016 |  | 4200 | 105 | 40 | 10 | 0.9 | 5000 | 80
PMD7BFEQ | LONYUNG LED LIGHTING CO.,LTD | LONYUNG | LY-T5SL900-25W(3000K) | Indoor Luminaires | Linear Ambient | Direct Linear Ambient Luminaires | Standard | TRUE | 2673.75 | 111.04 | 24.08 | 5.93 | 0.92 | 2981 | 81.3 | 5 | 50000 | 1/22/2016 | Not Yet Verified | Not Yet Verified | No | Product updated on 08/25/2016 | 3.1 | 2775 | 111 | 25 | 10 | 0.9 | 3000 | 80
PVJW1XS3 | LONYUNG LED LIGHTING CO.,LTD | LONYUNG | LY-T5SL900-25W(3500K) | Indoor Luminaires | Linear Ambient | Direct Linear Ambient Luminaires | Standard | FALSE | [9 empty] | 1/22/2016 | Not Yet Verified | Not Yet Verified | No | Product updated on 08/25/2016 |  | 2775 | 111 | 25 | 10 | 0.9 | 3500 | 80
PF8WN925 | LONYUNG LED LIGHTING CO.,LTD | LONYUNG | LY-T5SL900-25W(4000K) | Indoor Luminaires | Linear Ambient | Direct Linear Ambient Luminaires | Standard | FALSE | [9 empty] | 1/22/2016 | Not Yet Verified | Not Yet Verified | No | Product updated on 08/25/2016 |  | 2775 | 111 | 25 | 10 | 0.9 | 4000 | 80
PQNGB26D | LONYUNG LED LIGHTING CO.,LTD | LONYUNG | LY-T5SL900-25W(4500K) | Indoor Luminaires | Linear Ambient | Direct Linear Ambient Luminaires | Standard | FALSE | [9 empty] | 1/22/2016 | Not Yet Verified | Not Yet Verified | No | Product updated on 08/25/2016 |  | 2775 | 111 | 25 | 10 | 0.9 | 4500 | 80
PXS77RS7 | LONYUNG LED LIGHTING CO.,LTD | LONYUNG | LY-T5SL900-25W(5000K) | Indoor Luminaires | Linear Ambient | Direct Linear Ambient Luminaires | Standard | FALSE | [9 empty] | 1/22/2016 | Not Yet Verified | Not Yet Verified | No | Product updated on 08/25/2016 |  | 2775 | 111 | 25 | 10 | 0.9 | 5000 | 80
PBZA89MM | LONYUNG LED LIGHTING CO.,LTD | LONYUNG | LY-SF90L1200-40W(3000K) | Indoor Luminaires | Linear Ambient | Direct Linear Ambient Luminaires | Standard | TRUE | 3776.83 | 97.02 | 38.93 | 5.5 | 0.911 | 2914 | 83.3 | 5 | 50000 | 1/22/2016 | Not Dimmable | Not Dimmable | No |  | 3.1 | 3600 | 90 | 40 | 10 | 0.9 | 3000 | 80
PMNYPPWC | LONYUNG LED LIGHTING CO.,LTD | LONYUNG | LY-SF90L1200-40W(3500K) | Indoor Luminaires | Linear Ambient | Direct Linear Ambient Luminaires | Standard | FALSE | [9 empty] | 1/22/2016 | Not Dimmable | Not Dimmable | No |  |  | 3600 | 90 | 40 | 10 | 0.9 | 3500 | 80
P3PDHDP3 | LONYUNG LED LIGHTING CO.,LTD | LONYUNG | LY-SF90L1200-40W(4000K) | Indoor Luminaires | Linear Ambient | Direct Linear Ambient Luminaires | Standard | FALSE | [9 empty] | 1/22/2016 | Not Dimmable | Not Dimmable | No |  |  | 3600 | 90 | 40 | 10 | 0.9 | 4000 | 80
PU4GU2YQ | LONYUNG LED LIGHTING CO.,LTD | LONYUNG | LY-SF90L1200-40W(4500K) | Indoor Luminaires | Linear Ambient | Direct Linear Ambient Luminaires | Standard | FALSE | [9 empty] | 1/22/2016 | Not Dimmable | Not Dimmable | No |  |  | 3600 | 90 | 40 | 10 | 0.9 | 4500 | 80
P66PJRWZ | LONYUNG LED LIGHTING CO.,LTD | LONYUNG | LY-SF90L1200-40W(5000K) | Indoor Luminaires | Linear Ambient | Direct Linear Ambient Luminaires | Standard | FALSE | [9 empty] | 1/22/2016 | Not Dimmable | Not Dimmable | No |  |  | 3600 | 90 | 40 | 10 | 0.9 | 5000 | 80
P8YRXZG8 | LONYUNG LED LIGHTING CO.,LTD | LONYUNG | LY-T5SL2400-60W(3000K) | Indoor Luminaires | Linear Ambient | Direct Linear Ambient Luminaires | Standard | TRUE | 6408.47 | 110.19 | 58.16 | 5.91 | 0.943 | 2975 | 81.2 | 5 | 50000 | 1/22/2016 | Not Yet Verified | Not Yet Verified | No | Product updated on 08/25/2016 | 3.1 | 6600 | 110 | 60 | 10 | 0.9 | 3000 | 80
PET2DB9U | LONYUNG LED LIGHTING CO.,LTD | LONYUNG | LY-T5SL2400-60W(3500K) | Indoor Luminaires | Linear Ambient | Direct Linear Ambient Luminaires | Standard | FALSE | [9 empty] | 1/22/2016 | Not Yet Verified | Not Yet Verified | No | Product updated on 08/25/2016 |  | 6600 | 110 | 60 | 10 | 0.9 | 3500 | 80
P5EQXGSS | LONYUNG LED LIGHTING CO.,LTD | LONYUNG | LY-T5SL2400-60W(4000K) | Indoor Luminaires | Linear Ambient | Direct Linear Ambient Luminaires | Standard | FALSE | [9 empty] | 1/22/2016 | Not Yet Verified | Not Yet Verified | No | Product updated on 08/25/2016 |  | 6600 | 110 | 60 | 10 | 0.9 | 4000 | 80
P53QHY7Q | LONYUNG LED LIGHTING CO.,LTD | LONYUNG | LY-T5SL2400-60W(4500K) | Indoor Luminaires | Linear Ambient | Direct Linear Ambient Luminaires | Standard | FALSE | [9 empty] | 1/22/2016 | Not Yet Verified | Not Yet Verified | No | Product updated on 08/25/2016 |  | 6600 | 110 | 60 | 10 | 0.9 | 4500 | 80
PRJD89N5 | LONYUNG LED LIGHTING CO.,LTD | LONYUNG | LY-T5SL2400-60W(5000K) | Indoor Luminaires | Linear Ambient | Direct Linear Ambient Luminaires | Standard | FALSE | [9 empty] | 1/22/2016 | Not Yet Verified | Not Yet Verified | No | Product updated on 08/25/2016 |  | 6600 | 110 | 60 | 10 | 0.9 | 5000 | 80
PPMS22B8 | LONYUNG LED LIGHTING CO.,LTD | LONYUNG | LY-SF90L300-20WT(3000K) | Indoor Luminaires | Linear Ambient | Direct Linear Ambient Luminaires | Standard | TRUE | 1899.56 | 105.36 | 18.03 | 13.08 | 0.965 | 2950 | 84.5 | 5 | 50000 | 10/19/2016 | Dimmable | Continuous (Can dim down to ≤ 10% (W)) | No |  | 4 | 2400 | 120 | 20 | 10 | 0.9 | 3000 | 80
PAMMYHQW | LONYUNG LED LIGHTING CO.,LTD | LONYUNG | LY-SF90L300-20WT(3500K) | Indoor Luminaires | Linear Ambient | Direct Linear Ambient Luminaires | Standard | FALSE | [9 empty] | 10/19/2016 | Dimmable | Continuous (Can dim down to ≤ 10% (W)) | No |  |  | 2400 | 120 | 20 | 10 | 0.9 | 3500 | 80
PHEABSNF | LONYUNG LED LIGHTING CO.,LTD | LONYUNG | LY-SF90L300-20WT(4000K) | Indoor Luminaires | Linear Ambient | Direct Linear Ambient Luminaires | Standard | FALSE | [9 empty] | 10/19/2016 | Dimmable | Continuous (Can dim down to ≤ 10% (W)) | No |  |  | 2400 | 120 | 20 | 10 | 0.9 | 4000 | 80
PNM1DBZP | LONYUNG LED LIGHTING CO.,LTD | LONYUNG | LY-SF90L300-20WT(4500K) | Indoor Luminaires | Linear Ambient | Direct Linear Ambient Luminaires | Standard | FALSE | [9 empty] | 10/19/2016 | Dimmable | Continuous (Can dim down to ≤ 10% (W)) | No |  |  | 2400 | 120 | 20 | 10 | 0.9 | 4500 | 80
PW6887QA | LONYUNG LED LIGHTING CO.,LTD | LONYUNG | LY-SF90L300-20WT(5000K) | Indoor Luminaires | Linear Ambient | Direct Linear Ambient Luminaires | Standard | FALSE | [9 empty] | 10/19/2016 | Dimmable | Continuous (Can dim down to ≤ 10% (W)) | No |  |  | 2400 | 120 | 20 | 10 | 0.9 | 5000 | 80
P00001FFV | LONYUNG LED LIGHTING CO.,LTD | LONYUNG | LY-T5SL1200-30W(2700K) | Indoor Luminaires | Linear Ambient | Direct Linear Ambient Luminaires | Standard | TRUE | 3155.91 | 95.26 | 33.13 | 20.9 | 0.935 | 2758 | 83 | 5 | 50000 | 9/5/2014 | Not Yet Verified | Not Yet Verified | Not Yet Verified |  | 2.1 | 3156 | 95.26 | 33.13 | 14.2 | 0.986 | 2758 | 83
P00001FFW | LONYUNG LED LIGHTING CO.,LTD | LONYUNG | LY-T5SL1200-30W(3000K) | Indoor Luminaires | Linear Ambient | Direct Linear Ambient Luminaires | Standard | FALSE | [9 empty] | 9/5/2014 | Not Yet Verified | Not Yet Verified | Not Yet Verified |  |  | 3156 | 95.26 | 30 | 14.2 | 0.986 | 3000 | 83
P00001FFX | LONYUNG LED LIGHTING CO.,LTD | LONYUNG | LY-T5SL1200-30W(3500K) | Indoor Luminaires | Linear Ambient | Direct Linear Ambient Luminaires | Standard | FALSE | [9 empty] | 9/5/2014 | Not Yet Verified | Not Yet Verified | Not Yet Verified |  |  | 3156 | 95.26 | 30 | 14.2 | 0.986 | 3500 | 83
P00001FFY | LONYUNG LED LIGHTING CO.,LTD | LONYUNG | LY-T5SL1200-30W(4000K) | Indoor Luminaires | Linear Ambient | Direct Linear Ambient Luminaires | Standard | FALSE | [9 empty] | 9/5/2014 | Not Yet Verified | Not Yet Verified | Not Yet Verified |  |  | 3156 | 95.26 | 30 | 14.2 | 0.986 | 4000 | 83
P00001FFZ | LONYUNG LED LIGHTING CO.,LTD | LONYUNG | LY-T5SL1200-30W(4500K) | Indoor Luminaires | Linear Ambient | Direct Linear Ambient Luminaires | Standard | FALSE | [9 empty] | 9/5/2014 | Not Yet Verified | Not Yet Verified | Not Yet Verified |  |  | 3156 | 95.26 | 30 | 14.2 | 0.986 | 4500 | 83
P00001FG0 | LONYUNG LED LIGHTING CO.,LTD | LONYUNG | LY-T5SL1200-30W(5000K) | Indoor Luminaires | Linear Ambient | Direct Linear Ambient Luminaires | Standard | FALSE | [9 empty] | 9/5/2014 | Not Yet Verified | Not Yet Verified | Not Yet Verified |  |  | 3156 | 95.26 | 30 | 14.2 | 0.986 | 5000 | 83
P00001FG1 | LONYUNG LED LIGHTING CO.,LTD | LONYUNG | LY-T5DL1200-15W(2700K) | Indoor Luminaires | Linear Ambient | Direct Linear Ambient Luminaires | Standard | TRUE | 1739.9 | 114.17 | 15.24 | 15.63 | 0.947 | 2753 | 82.7 | 5 | 50000 | 9/8/2014 | Not Yet Verified | Not Yet Verified | Not Yet Verified | Product updated on 08/25/2016 | 2.1 | 1760 | 110 | 16 | 9.12 | 0.991 | 2753 | 83
P00001FG2 | LONYUNG LED LIGHTING CO.,LTD | LONYUNG | LY-T5DL1200-15W(3000K) | Indoor Luminaires | Linear Ambient | Direct Linear Ambient Luminaires | Standard | FALSE | [9 empty] | 9/8/2014 | Not Yet Verified | Not Yet Verified | Not Yet Verified | Product updated on 08/25/2016 |  | 1760 | 110 | 16 | 9.12 | 0.991 | 3000 | 83
P00001FG3 | LONYUNG LED LIGHTING CO.,LTD | LONYUNG | LY-T5DL1200-15W(3500K) | Indoor Luminaires | Linear Ambient | Direct Linear Ambient Luminaires | Standard | FALSE | [9 empty] | 9/8/2014 | Not Yet Verified | Not Yet Verified | Not Yet Verified | Product updated on 08/25/2016 |  | 1760 | 110 | 16 | 9.12 | 0.991 | 3500 | 83
P00001FG4 | LONYUNG LED LIGHTING CO.,LTD | LONYUNG | LY-T5DL1200-15W(4000K) | Indoor Luminaires | Linear Ambient | Direct Linear Ambient Luminaires | Standard | FALSE | [9 empty] | 9/8/2014 | Not Yet Verified | Not Yet Verified | Not Yet Verified | Product updated on 08/25/2016 |  | 1760 | 110 | 16 | 9.12 | 0.991 | 4000 | 83
P00001FG5 | LONYUNG LED LIGHTING CO.,LTD | LONYUNG | LY-T5DL1200-15W(4500K) | Indoor Luminaires | Linear Ambient | Direct Linear Ambient Luminaires | Standard | FALSE | [9 empty] | 9/8/2014 | Not Yet Verified | Not Yet Verified | Not Yet Verified | Product updated on 08/25/2016 |  | 1760 | 110 | 16 | 9.12 | 0.991 | 4500 | 83
P00001FG6 | LONYUNG LED LIGHTING CO.,LTD | LONYUNG | LY-T5DL1200-15W(5000K) | Indoor Luminaires | Linear Ambient | Direct Linear Ambient Luminaires | Standard | FALSE | [9 empty] | 9/8/2014 | Not Yet Verified | Not Yet Verified | Not Yet Verified | Product updated on 08/25/2016 |  | 1760 | 110 | 16 | 9.12 | 0.991 | 5000 | 83
P653EB53 | Los Angeles Lighting Mfg. Co. | Los Angeles Lighting Mfg. Co. | 3-WSE201-8K-4L-xxxxx-xxxx-1DRDM-UNV-1/840 | Indoor Luminaires | Linear Ambient | Direct Linear Ambient Luminaires | Premium | TRUE | 7588 | 116.3 | 64.99 | 10.5 | 0.979 | 4105 | 84.1 | 5 | 50000 | 2/12/2016 | Dimmable | Continuous (Can dim down to ≤ 10% (W)) | Yes |  | 3.1 | 7588 | 116.3 | 65.27 | 10.7 | 0.975 | 4105 | 84.1
PXD1AXCS | Los Angeles Lighting Mfg. Co. | Los Angeles Lighting Mfg. Co. | 3-WSE201-4K-4L-xxxxx-xxxx-1DRDM-UNV-1/840 | Indoor Luminaires | Linear Ambient | Direct Linear Ambient Luminaires | Standard | TRUE | 3573 | 103.1 | 34.62 | 10.7 | 0.975 | 4093 | 84.6 | 5 | 50000 | 2/12/2016 | Dimmable | Continuous (Can dim down to ≤ 10% (W)) | Yes |  | 3.1 | 3667 | 105.9 | 34.62 | 10.7 | 0.975 | 4083 | 84.6
PH4MEPTQ | Los Angeles Lighting Mfg. Co. | Los Angeles Lighting Mfg. Co. | 3-WSE201-4K-4L-xxxxx-xxxx-1DRDM-UNV-1/850 | Indoor Luminaires | Linear Ambient | Direct Linear Ambient Luminaires | Premium | TRUE | 3739 | 107 | 35.04 | 10.7 | 0.975 | 4747 | 82.8 | 5 | 50000 | 2/12/2016 | Dimmable | Continuous (Can dim down to ≤ 10% (W)) | Yes |  | 3.1 | 3739 | 107 | 35.04 | 10.7 | 0.975 | 4747 | 82.8
PARTWJW9 | Los Angeles Lighting Mfg. Co. | Los Angeles Lighting Mfg. Co. | 3-WSE201-6K-4L-xxxxx-xxxx-1DRDM-UNV-1/840 | Indoor Luminaires | Linear Ambient | Direct Linear Ambient Luminaires | Premium | TRUE | 5394 | 108.1 | 49.89 | 6.87 | 0.982 | 3934 | 84.2 | 5 | 50000 | 2/12/2016 | Dimmable | Continuous (Can dim down to ≤ 10% (W)) | Yes |  | 3.1 | 5394 | 108.1 | 49.89 | 10.7 | 0.975 | 3934 | 84.2
PW1Z973X | Los Angeles Lighting Mfg. Co. | Los Angeles Lighting Mfg. Co. | 3-WSE201-6K-4L-xxxxx-xxxx-1DRDM-UNV-1/850 | Indoor Luminaires | Linear Ambient | Direct Linear Ambient Luminaires | Premium | FALSE | [9 empty] | 2/12/2016 | Dimmable | Continuous (Can dim down to ≤ 10% (W)) | Yes |  |  | 5557 | 109 | 50.78 | 10.7 | 0.975 | 5238 | 83.9
PK5FZCJS | Los Angeles Lighting Mfg. Co. | Los Angeles Lighting Mfg. Co. | 3-WSE201-8K-4L-xxxxx-xxxx-1DRDM-UNV-1/850 | Indoor Luminaires | Linear Ambient | Direct Linear Ambient Luminaires | Premium | FALSE | [9 empty] | 2/12/2016 | Dimmable | Continuous (Can dim down to ≤ 10% (W)) | Yes |  |  | 8026 | 120 | 66.77 | 10.7 | 0.975 | 5187 | 83.2
PNGDJE8E | Los Angeles Lighting Mfg. Co. | Los Angeles Lighting Mfg. Co. | 3-WSE200-4K-4L-xxxxx-xxxx-1DRDM-UNV-1/840 | Indoor Luminaires | Linear Ambient | Direct Linear Ambient Luminaires | Standard | FALSE | [9 empty] | 2/12/2016 | Dimmable | Continuous (Can dim down to ≤ 10% (W)) | Yes |  |  | 3667 | 105.9 | 34.62 | 10.7 | 0.975 | 4083 | 84.6
PKT96PBB | Los Angeles Lighting Mfg. Co. | Los Angeles Lighting Mfg. Co. | 3-WSE200-4K-4L-xxxxx-xxxx-1DRDM-UNV-1/850 | Indoor Luminaires | Linear Ambient | Direct Linear Ambient Luminaires | Premium | FALSE | [9 empty] | 2/12/2016 | Dimmable | Continuous (Can dim down to ≤ 10% (W)) | Yes |  |  | 3739 | 107 | 35.04 | 10.7 | 0.975 | 4747 | 82.8
PNABZJ4N | Los Angeles Lighting Mfg. Co. | Los Angeles Lighting Mfg. Co. | 3-WSE200-6K-4L-xxxxx-xxxx-1DRDM-UNV-1/840 | Indoor Luminaires | Linear Ambient | Direct Linear Ambient Luminaires | Premium | FALSE | [9 empty] | 2/12/2016 | Dimmable | Continuous (Can dim down to ≤ 10% (W)) | Yes |  |  | 5394 | 108.1 | 49.89 | 10.7 | 0.975 | 3934 | 84.2
P8TANYX1 | Los Angeles Lighting Mfg. Co. | Los Angeles Lighting Mfg. Co. | 3-WSE200-6K-4L-xxxxx-xxxx-1DRDM-UNV-1/850 | Indoor Luminaires | Linear Ambient | Direct Linear Ambient Luminaires | Premium | FALSE | [9 empty] | 2/12/2016 | Dimmable | Continuous (Can dim down to ≤ 10% (W)) | Yes |  |  | 5557 | 109 | 50.78 | 10.7 | 0.975 | 5238 | 83.9
PWM7GMTH | Los Angeles Lighting Mfg. Co. | Los Angeles Lighting Mfg. Co. | 3-WSE200-8K-4L-xxxxx-xxxx-1DRDM-UNV-1/840 | Indoor Luminaires | Linear Ambient | Direct Linear Ambient Luminaires | Premium | FALSE | [9 empty] | 2/12/2016 | Dimmable | Continuous (Can dim down to ≤ 10% (W)) | Yes |  |  | 7588 | 116.3 | 65.27 | 10.7 | 0.975 | 4105 | 84.1
PTV135SW | Los Angeles Lighting Mfg. Co. | Los Angeles Lighting Mfg. Co. | 3-WSE200-8K-4L-xxxxx-xxxx-1DRDM-UNV-1/850 | Indoor Luminaires | Linear Ambient | Direct Linear Ambient Luminaires | Premium | FALSE | [9 empty] | 2/12/2016 | Dimmable | Continuous (Can dim down to ≤ 10% (W)) | Yes |  |  | 8026 | 120 | 66.77 | 10.7 | 0.975 | 5187 | 83.2
PFRSVYEH | Los Angeles Lighting Mfg. Co. | Los Angeles Lighting Mfg.Co. | 3-WBE200-6K-4L-DRP3-xxxxx-1DRDM xx(XXX)-UNV-2/840 | Indoor Luminaires | Linear Ambient | Direct Linear Ambient Luminaires | Premium | TRUE | 5628 | 122.6 | 45.91 | 10.6 | 0.972 | 4135 | 84.4 | 5 | 100000 | 10/21/2015 | Dimmable | Continuous (Can dim down to ≤ 10% (W)) | Yes | Updated on 8/4/2016 | 3.1 | 5628 | 122.6 | 45.91 | 4.72 | 1 | 4135 | 84.4
P4RFZZJY | Los Angeles Lighting Mfg. Co. | Los Angeles Lighting Mfg.Co. | 3-WBE200-3K-4L-DRP3-xxxxx-1DRDM xx(XXX)-UNV-2/840 | Indoor Luminaires | Linear Ambient | Direct Linear Ambient Luminaires | Premium | TRUE | 3022 | 136.3 | 22.17 | 10.6 | 0.972 | 4058 | 84.3 | 5 | 100000 | 8/4/2016 | Dimmable | Continuous (Can dim down to ≤ 10% (W)) | Yes |  | 3.1 | 3022 | 136.3 | 22.17 | 7.01 | 1 | 4058 | 84.3
PKJYDU1G | Los Angeles Lighting Mfg. Co. | Los Angeles Lighting Mfg.Co. | 3-WHO200-3K-4L-DRP3-xxxxx-1DRDM xx(XXX)-UNV-2/840 | Indoor Luminaires | Linear Ambient | Direct Linear Ambient Luminaires | Premium | FALSE | [9 empty] | 8/4/2016 | Dimmable | Continuous (Can dim down to ≤ 10% (W)) | Yes |  |  | 3022 | 136.3 | 22.17 | 7.01 | 1 | 4058 | 84.3
PK8AR9NS | Los Angeles Lighting Mfg. Co. | Los Angeles Lighting Mfg.Co. | 3-WCP200-3K-4L-DRP3-xxxxx-1DRDM xx(XXX)-UNV-2/840 | Indoor Luminaires | Linear Ambient | Direct Linear Ambient Luminaires | Premium | FALSE | [9 empty] | 8/4/2016 | Dimmable | Continuous (Can dim down to ≤ 10% (W)) | Yes |  |  | 3022 | 136.3 | 22.17 | 7.01 | 1 | 4058 | 84.3
PKXRWMVM | Los Angeles Lighting Mfg. Co. | Los Angeles Lighting Mfg.Co. | 3-WBE200-6K-8L-DRP3-xxxxx-1DRDM xx(XXX)-UNV-2/840 | Indoor Luminaires | Linear Ambient | Direct Linear Ambient Luminaires | Premium | FALSE | [9 empty] | 9/13/2016 | Dimmable | Continuous (Can dim down to ≤ 10% (W)) | Yes |  |  | 6028 | 141.3 | 42.66 | 8.01 | 0.981 | 4083 | 84.6
PHRPHJFP | Los Angeles Lighting Mfg. Co. | Los Angeles Lighting Mfg.Co. | 3-WHO200-6K-8L-DRP3-xxxxx-1DRDM xx(XXX)-UNV-2/840 | Indoor Luminaires | Linear Ambient | Direct Linear Ambient Luminaires | Premium | FALSE | [9 empty] | 9/13/2016 | Dimmable | Continuous (Can dim down to ≤ 10% (W)) | Yes |  |  | 6028 | 141.3 | 42.66 | 8.01 | 0.981 | 4083 | 84.6
PV6KVFPK | Los Angeles Lighting Mfg. Co. | Los Angeles Lighting Mfg.Co. | 3-WCP200-6K-8L-DRP3-xxxxx-1DRDM xx(XXX)-UNV-2/840 | Indoor Luminaires | Linear Ambient | Direct Linear Ambient Luminaires | Premium | FALSE | [9 empty] | 9/13/2016 | Dimmable | Continuous (Can dim down to ≤ 10% (W)) | Yes |  |  | 6028 | 141.3 | 42.66 | 8.01 | 0.981 | 4083 | 84.6
PYVDHTR6 | Los Angeles Lighting Mfg. Co. | Los Angeles Lighting Mfg.Co. | 3-WBE200-8K-8L-DRP3-xxxxx-1DRDM xx(XXX)-UNV-2/840 | Indoor Luminaires | Linear Ambient | Direct Linear Ambient Luminaires | Premium | FALSE | [9 empty] | 11/11/2015 | Dimmable | Continuous (Can dim down to ≤ 10% (W)) | Yes | Updated on 8/4/2016 |  | 8185 | 136.9 | 59.77 | 6.6 | 0.99 | 4109 | 84.7
PZWDZHCS | Los Angeles Lighting Mfg. Co. | Los Angeles Lighting Mfg.Co. | 3-WBE200-12K-8L-DRP3-xxxxx-1DRDM xx(XXX)-UNV-2/840 | Indoor Luminaires | Linear Ambient | Direct Linear Ambient Luminaires | Premium | FALSE | [9 empty] | 11/11/2015 | Dimmable | Continuous (Can dim down to ≤ 10% (W)) | Yes | Updated on 8/4/2016 |  | 11050 | 124.4 | 88.83 | 10.1 | 0.98 | 4148 | 84.6
PEF3EQ6W | Los Angeles Lighting Mfg. Co. | Los Angeles Lighting Mfg.Co. | 3-WCP200-8K-8L-DRP3-WL-1DRDM-UNV-2/840 | Indoor Luminaires | Linear Ambient | Direct Linear Ambient Luminaires | Premium | FALSE | [9 empty] | 11/11/2015 | Dimmable | Continuous (Can dim down to ≤ 10% (W)) | Yes | Updated on 8/4/2016 |  | 7665.98 | 119 | 64.44 | 6 | 1 | 4109 | 84
PMHRAGXP | Los Angeles Lighting Mfg. Co. | Los Angeles Lighting Mfg.Co. | 3-WCP200-12K-8L-DRP3-WL-1DRDM-UNV-2/840 | Indoor Luminaires | Linear Ambient | Direct Linear Ambient Luminaires | Premium | FALSE | [9 empty] | 11/11/2015 | Dimmable | Continuous (Can dim down to ≤ 10% (W)) | Yes | Updated on 8/4/2016 |  | 10785.62 | 119 | 90.28 | 5 | 1 | 4174 | 85
PYNYVE93 | Los Angeles Lighting Mfg. Co. | Los Angeles Lighting Mfg.Co. | 3-WHO200-8K-8L-DRP3-xxxxx-1DRDM xx(XXX)-UNV-2/840 | Indoor Luminaires | Linear Ambient | Direct Linear Ambient Luminaires | Premium | FALSE | [9 empty] | 11/11/2015 | Dimmable | Continuous (Can dim down to ≤ 10% (W)) | Yes | Updated on 8/4/2016 |  | 8185 | 136.9 | 59.77 | 6.6 | 0.99 | 4109 | 84.7
P3148TP2 | Los Angeles Lighting Mfg. Co. | Los Angeles Lighting Mfg.Co. | 3-WHO200-12K-8L-DRP3-xxxxx-1DRDM xx(XXX)-UNV-2/840 | Indoor Luminaires | Linear Ambient | Direct Linear Ambient Luminaires | Premium | FALSE | [9 empty] | 11/11/2015 | Dimmable | Continuous (Can dim down to ≤ 10% (W)) | Yes | Updated on 8/4/2016 |  | 11050 | 124.4 | 88.83 | 10.1 | 0.98 | 4148 | 84.6
PMW4YVYC | Los Angeles Lighting Mfg. Co. | Los Angeles Lighting Mfg.Co. | 3-WHO200-6K-4L-DRP3-xxxxx-1DRDM xx(XXX)-UNV-2/840 | Indoor Luminaires | Linear Ambient | Direct Linear Ambient Luminaires | Premium | FALSE | [9 empty] | 11/20/2015 | Dimmable | Continuous (Can dim down to ≤ 10% (W)) | Yes | Updated on 8/4/2016 |  | 5628 | 122.6 | 45.91 | 4.72 | 1 | 4135 | 84.4
PB664B3A | Los Angeles Lighting Mfg. Co. | Los Angeles Lighting Mfg.Co. | 3-WCP200-6K-4L-DRP3-WL-1DRDM-UNV-2/840 | Indoor Luminaires | Linear Ambient | Direct Linear Ambient Luminaires | Premium | FALSE | [9 empty] | 11/20/2015 | Dimmable | Continuous (Can dim down to ≤ 10% (W)) | Yes | Updated on 8/4/2016 |  | 5367.6 | 107 | 50.28 | 5 | 1 | 4133 | 84
PHEUFU5T | Los Angeles Lighting Mfg. Co. | Los Angeles Lighting Mfg.Co. | 3-WCP200-4K-4L-DRP3-WL-1DRDM-UNV-2/840 | Indoor Luminaires | Linear Ambient | Direct Linear Ambient Luminaires | Premium | FALSE | [9 empty] | 12/3/2015 | Dimmable | Continuous (Can dim down to ≤ 10% (W)) | Yes | Updated on 8/4/2016 |  | 3851.74 | 117 | 33.05 | 7 | 1 | 4109 | 84
PYSZR179 | Los Angeles Lighting Mfg. Co. | Los Angeles Lighting Mfg.Co. | 3-WCP200-4K-4L-DRP3-xxxxx-1DRDM xx(XXX)-UNV-2/840 | Indoor Luminaires | Linear Ambient | Direct Linear Ambient Luminaires | Premium | FALSE | [9 empty] | 12/3/2015 | Dimmable | Continuous (Can dim down to ≤ 10% (W)) | Yes | Updated on 8/4/2016 |  | 4058 | 130.8 | 31.03 | 7.28 | 1 | 4095 | 84.3
PSH2N7SZ | Los Angeles Lighting Mfg. Co. | Los Angeles Lighting Mfg.Co. | 3-WHO200-4K-4L-DRP3-xxxxx-1DRDM xx(XXX)-UNV-2/840 | Indoor Luminaires | Linear Ambient | Direct Linear Ambient Luminaires | Premium | FALSE | [9 empty] | 12/3/2015 | Dimmable | Continuous (Can dim down to ≤ 10% (W)) | Yes | Updated on 8/4/2016 |  | 4058 | 130.8 | 31.03 | 7.28 | 1 | 4095 | 84.3
P7P35GXZ | Los Angeles Lighting Mfg. Co. | Los Angeles Lighting Mfg.Co. | 3-WCP200-6K-4L-DRP3-xxxxx-1DRDM xx(XXX)-UNV-2/840 | Indoor Luminaires | Linear Ambient | Direct Linear Ambient Luminaires | Premium | FALSE | [9 empty] | 12/3/2015 | Dimmable | Continuous (Can dim down to ≤ 10% (W)) | Yes | Updated on 8/4/2016 |  | 5628 | 122.6 | 45.91 | 4.72 | 1 | 4135 | 84.4
PXCTGMDE | Los Angeles Lighting Mfg. Co. | Los Angeles Lighting Mfg.Co. | 3-WCP200-8K-8L-DRP3-xxxxx-1DRDM xx(XXX)-UNV-2/840 | Indoor Luminaires | Linear Ambient | Direct Linear Ambient Luminaires | Premium | FALSE | [9 empty] | 11/11/2015 | Dimmable | Continuous (Can dim down to ≤ 10% (W)) | Yes | Updated on 8/4/2016 |  | 8185 | 136.9 | 59.77 | 6.6 | 0.99 | 4109 | 84.7
PA7RP92E | Los Angeles Lighting Mfg. Co. | Los Angeles Lighting Mfg.Co. | 3-WCP200-12K-8L-DRP3-xxxxx-1DRDM xx(XXX)-UNV-2/840 | Indoor Luminaires | Linear Ambient | Direct Linear Ambient Luminaires | Premium | FALSE | [9 empty] | 11/11/2015 | Dimmable | Continuous (Can dim down to ≤ 10% (W)) | Yes | Updated on 8/4/2016 |  | 11050 | 124.4 | 88.83 | 10.1 | 0.98 | 4148 | 84.6
PYFDG37P | Los Angeles Lighting Mfg. Co. | Los Angeles Lighting Mfg.Co. | 3-WBE200-4K-4L-DRP3-xxxxx-1DRDM xx(XXX)-UNV-2/840 | Indoor Luminaires | Linear Ambient | Direct Linear Ambient Luminaires | Premium | FALSE | [9 empty] | 10/21/2015 | Dimmable | Continuous (Can dim down to ≤ 10% (W)) | Yes | Updated on 8/4/2016 |  | 4058 | 130.8 | 31.03 | 7.28 | 1 | 4095 | 84.3
P3QJRGBC | Los Angeles Lighting Mfg. Co. | Los Angeles Lighting Mfg.Co. | 4-CIT200-4K-4L-DRRLFR-XXX-XXXX-1DRDM-UNV-1/850 | Indoor Luminaires | Linear Ambient | Direct Linear Ambient Luminaires | Premium | TRUE | 3851 | 110 | 35.02 | 11 | 0.973 | 5151 | 83.2 | 5 | 50000 | 12/15/2015 | Dimmable | Continuous (Can dim down to ≤ 10% (W)) | Yes |  | 3 | 3851 | 110 | 35.02 | 11 | 0.973 | 5151 | 83.2
PCHFWNG2 | Los Angeles Lighting Mfg. Co. | Los Angeles Lighting Mfg.Co. | 4-CIT200-4K-4L-DRRLFR-XXX-XXXX-1DRDM-UNV-1/835 | Indoor Luminaires | Linear Ambient | Direct Linear Ambient Luminaires | Standard | TRUE | 3324 | 96.8 | 34.34 | 11 | 0.973 | 3546 | 84.9 | 5 | 50000 | 12/15/2015 | Dimmable | Continuous (Can dim down to ≤ 10% (W)) | Yes |  | 3 | 3398 | 99.1 | 34.3 | 11 | 0.973 | 3546 | 84.9
PQMDUP5M | Los Angeles Lighting Mfg. Co. | Los Angeles Lighting Mfg.Co. | 4-CIT200-4K-4L-DRRLFR-XXX-XXXX-1DRDM-UNV-1/840 | Indoor Luminaires | Linear Ambient | Direct Linear Ambient Luminaires | Standard | FALSE | [9 empty] | 12/15/2015 | Dimmable | Continuous (Can dim down to ≤ 10% (W)) | Yes |  |  | 3567 | 103 | 34.55 | 11 | 0.973 | 4134 | 84.7
P43RU4UF | Los Angeles Lighting Mfg. Co. | Los Angeles Lighting Mfg.Co. | 4-CIT200-6K-4L-DRRLFR-XXX-XXXX-1DRDM-UNV-1/835 | Indoor Luminaires | Linear Ambient | Direct Linear Ambient Luminaires | Standard | FALSE | [9 empty] | 12/15/2015 | Dimmable | Continuous (Can dim down to ≤ 10% (W)) | Yes |  |  | 4909 | 99.3 | 49.44 | 7.32 | 0.981 | 3535 | 84.7
PCVQCGZH | Los Angeles Lighting Mfg. Co. | Los Angeles Lighting Mfg.Co. | 4-CIT200-6K-4L-DRRLFR-XXX-XXXX-1DRDM-UNV-1/840 | Indoor Luminaires | Linear Ambient | Direct Linear Ambient Luminaires | Standard | FALSE | [9 empty] | 12/15/2015 | Dimmable | Continuous (Can dim down to ≤ 10% (W)) | Yes |  |  | 5082 | 101 | 50.35 | 7.32 | 0.981 | 4164 | 84.2
PEPYA23D | Los Angeles Lighting Mfg. Co. | Los Angeles Lighting Mfg.Co. | 4-CIT200-6K-4L-DRRLFR-XXX-XXXX-1DRDM-UNV-1/850 | Indoor Luminaires | Linear Ambient | Direct Linear Ambient Luminaires | Premium | FALSE | [9 empty] | 12/15/2015 | Dimmable | Continuous (Can dim down to ≤ 10% (W)) | Yes |  |  | 5619 | 111 | 50.8 | 7.32 | 0.981 | 5180 | 83.5
P8ZQFCAX | Los Angeles Lighting Mfg. Co. | Los Angeles Lighting Mfg.Co. | 4-CIT200-8K-8L-DRRLFR-XXX-XXXX-1DRDM-UNV-1/835 | Indoor Luminaires | Linear Ambient | Direct Linear Ambient Luminaires | Standard | FALSE | [9 empty] | 12/15/2015 | Dimmable | Continuous (Can dim down to ≤ 10% (W)) | Yes |  |  | 6964 | 105 | 66.37 | 10.7 | 0.979 | 3543 | 84.7
PZKGW398 | Los Angeles Lighting Mfg. Co. | Los Angeles Lighting Mfg.Co. | 4-CIT200-8K-8L-DRRLFR-XXX-XXXX-1DRDM-UNV-1/840 | Indoor Luminaires | Linear Ambient | Direct Linear Ambient Luminaires | Premium | FALSE | [9 empty] | 12/15/2015 | Dimmable | Continuous (Can dim down to ≤ 10% (W)) | Yes |  |  | 7374 | 113 | 65.26 | 10.7 | 0.979 | 4118 | 84
PX36NT79 | Los Angeles Lighting Mfg. Co. | Los Angeles Lighting Mfg.Co. | 4-CIT200-8K-8L-DRRLFR-XXX-XXXX-1DRDM-UNV-1/850 | Indoor Luminaires | Linear Ambient | Direct Linear Ambient Luminaires | Premium | FALSE | [9 empty] | 12/15/2015 | Dimmable | Continuous (Can dim down to ≤ 10% (W)) | Yes |  |  | 7488 | 114 | 65.66 | 10.7 | 0.979 | 5160 | 83.1
PY1UETTK | Los Angeles Lighting Mfg. Co. | Los Angeles Lighting Mfg.Co. | 4-CIT200-12K-8L-DRRLFR-XXX-XXXX-1DRDM-UNV-1/835 | Indoor Luminaires | Linear Ambient | Direct Linear Ambient Luminaires | Premium | FALSE | [9 empty] | 12/15/2015 | Dimmable | Continuous (Can dim down to ≤ 10% (W)) | Yes |  |  | 11040 | 122 | 90.25 | 10.7 | 0.983 | 3540 | 84.6
P7QTXCH6 | Los Angeles Lighting Mfg. Co. | Los Angeles Lighting Mfg.Co. | 4-CIT200-12K-8L-DRRLFR-XXX-XXXX-1DRDM-UNV-1/840 | Indoor Luminaires | Linear Ambient | Direct Linear Ambient Luminaires | Premium | FALSE | [9 empty] | 12/15/2015 | Dimmable | Continuous (Can dim down to ≤ 10% (W)) | Yes |  |  | 11520 | 128 | 90.12 | 10.7 | 0.983 | 4108 | 83.7
PDBN2UTP | Los Angeles Lighting Mfg. Co. | Los Angeles Lighting Mfg.Co. | 4-CIT200-12K-8L-DRRLFR-XXX-XXXX-1DRDM-UNV-1/850 | Indoor Luminaires | Linear Ambient | Direct Linear Ambient Luminaires | Premium | FALSE | [9 empty] | 12/15/2015 | Dimmable | Continuous (Can dim down to ≤ 10% (W)) | Yes |  |  | 11790 | 129 | 91.45 | 10.7 | 0.983 | 5126 | 83.1
P1W79H3T | Los Angeles Lighting Mfg. Co. | LOS ANGELES LIGHTING | 3-WAN107-8K-4L-FPA-1DRDM-UNV-2/835 | Indoor Luminaires | Linear Ambient | Direct Linear Ambient Luminaires | Standard | TRUE | 5993 | 90.13 | 66.49 | 10.63 | 0.979 | 3468 | 84.6 | 5 | 50000 | 12/7/2015 | Dimmable | Continuous (Can dim down to ≤ 10% (W)) | Yes |  | 3 | 5993 | 90.13 | 66.49 | 5.33 | 0.998 | 3468 | 84.6
P4XPEJDJ | Los Angeles Lighting Mfg. Co. | LOS ANGELES LIGHTING | 3-WAN107-4K-4L-FPA-1DRDM-UNV-2/840 | Indoor Luminaires | Linear Ambient | Direct Linear Ambient Luminaires | Standard | TRUE | 3359 | 101.6 | 33.06 | 14.58 | 0.963 | 4021 | 84 | 5 | 50000 | 12/7/2015 | Dimmable | Continuous (Can dim down to ≤ 10% (W)) | Yes |  | 3 | 3359 | 101.6 | 33.06 | 8.36 | 0.995 | 4021 | 84
PS3T4CST | Los Angeles Lighting Mfg. Co. | LOS ANGELES LIGHTING | 3-WAN107-4K-4L-FPA-1DRDM-UNV-2/850 | Indoor Luminaires | Linear Ambient | Direct Linear Ambient Luminaires | Standard | FALSE | [9 empty] | 12/7/2015 | Dimmable | Continuous (Can dim down to ≤ 10% (W)) | Yes |  |  | 3556 | 106.1 | 33.53 | 8.76 | 0.994 | 5025 | 83.1
PGES3QYS | Los Angeles Lighting Mfg. Co. | LOS ANGELES LIGHTING | 3-WAN107-4K-4L-FPA-xxxxx-1DRDM-UNV-2/835 | Indoor Luminaires | Linear Ambient | Direct Linear Ambient Luminaires | Standard | FALSE | [9 empty] | 12/7/2015 | Dimmable | Continuous (Can dim down to ≤ 10% (W)) | Yes |  |  | 3371 | 102.2 | 33 | 8.36 | 0.995 | 3485 | 84.2
PP63HJ5R | Los Angeles Lighting Mfg. Co. | LOS ANGELES LIGHTING | 3-WAN107-4K-4L-FPA-xxxxx-1DRDM-UNV-2/840 | Indoor Luminaires | Linear Ambient | Direct Linear Ambient Luminaires | Standard | FALSE | [9 empty] | 12/7/2015 | Dimmable | Continuous (Can dim down to ≤ 10% (W)) | Yes |  |  | 3359 | 101.6 | 33.06 | 8.36 | 0.995 | 4021 | 84
P8G2MA5B | Los Angeles Lighting Mfg. Co. | LOS ANGELES LIGHTING | 3-WAN107-4K-4L-FPA-xxxxx-1DRDM-UNV-2/850 | Indoor Luminaires | Linear Ambient | Direct Linear Ambient Luminaires | Standard | FALSE | [9 empty] | 12/7/2015 | Dimmable | Continuous (Can dim down to ≤ 10% (W)) | Yes |  |  | 3556 | 106.1 | 33.53 | 8.76 | 0.994 | 5025 | 83.1
PH463MQA | Los Angeles Lighting Mfg. Co. | LOS ANGELES LIGHTING | 3-WAN107-4K-4L-FPA-xxxxx-xxxxx-1DRDM-UNV-2/835 | Indoor Luminaires | Linear Ambient | Direct Linear Ambient Luminaires | Standard | FALSE | [9 empty] | 12/7/2015 | Dimmable | Continuous (Can dim down to ≤ 10% (W)) | Yes |  |  | 3371 | 102.2 | 33 | 8.36 | 0.995 | 3485 | 84.2
PV4KN1KD | Los Angeles Lighting Mfg. Co. | LOS ANGELES LIGHTING | 3-WAN107-4K-4L-FPA-xxxxx-xxxxx-1DRDM-UNV-2/840 | Indoor Luminaires | Linear Ambient | Direct Linear Ambient Luminaires | Standard | FALSE | [9 empty] | 12/7/2015 | Dimmable | Continuous (Can dim down to ≤ 10% (W)) | Yes |  |  | 3359 | 101.6 | 33.06 | 8.36 | 0.995 | 4021 | 84
PV1NWW7Q | Los Angeles Lighting Mfg. Co. | LOS ANGELES LIGHTING | 3-WAN107-4K-4L-FPA-xxxxx-xxxxx-1DRDM-UNV-2/850 | Indoor Luminaires | Linear Ambient | Direct Linear Ambient Luminaires | Standard | FALSE | [9 empty] | 12/7/2015 | Dimmable | Continuous (Can dim down to ≤ 10% (W)) | Yes |  |  | 3556 | 106.1 | 33.53 | 8.76 | 0.994 | 5025 | 83.1
PV1TBWR9 | Los Angeles Lighting Mfg. Co. | LOS ANGELES LIGHTING | 3-WAN107-8K-4L-FPA-1DRDM-UNV-2/840 | Indoor Luminaires | Linear Ambient | Direct Linear Ambient Luminaires | Standard | FALSE | [9 empty] | 12/7/2015 | Dimmable | Continuous (Can dim down to ≤ 10% (W)) | Yes |  |  | 6293 | 95.15 | 66.14 | 6 | 0.998 | 4079 | 84.3
PMVACHR4 | Los Angeles Lighting Mfg. Co. | LOS ANGELES LIGHTING | 3-WAN107-8K-4L-FPA-1DRDM-UNV-2/850 | Indoor Luminaires | Linear Ambient | Direct Linear Ambient Luminaires | Standard | FALSE | [9 empty] | 12/7/2015 | Dimmable | Continuous (Can dim down to ≤ 10% (W)) | Yes |  |  | 6650 | 98.78 | 67.32 | 5.92 | 0.998 | 5222 | 83.1
PBS6UUNP | Los Angeles Lighting Mfg. Co. | LOS ANGELES LIGHTING | 3-WAN107-8K-4L-FPA-xxxxx-1DRDM-UNV-2/835 | Indoor Luminaires | Linear Ambient | Direct Linear Ambient Luminaires | Standard | FALSE | [9 empty] | 12/7/2015 | Dimmable | Continuous (Can dim down to ≤ 10% (W)) | Yes |  |  | 5993 | 90.13 | 66.49 | 5.33 | 0.998 | 3468 | 84.6
PSQ1Q8XS | Los Angeles Lighting Mfg. Co. | LOS ANGELES LIGHTING | 3-WAN107-8K-4L-FPA-xxxxx-1DRDM-UNV-2/840 | Indoor Luminaires | Linear Ambient | Direct Linear Ambient Luminaires | Standard | FALSE | [9 empty] | 12/7/2015 | Dimmable | Continuous (Can dim down to ≤ 10% (W)) | Yes |  |  | 6293 | 95.15 | 66.14 | 6 | 0.998 | 4079 | 84.3
PH93CXT9 | Los Angeles Lighting Mfg. Co. | LOS ANGELES LIGHTING | 3-WAN107-8K-4L-FPA-xxxxx-1DRDM-UNV-2/850 | Indoor Luminaires | Linear Ambient | Direct Linear Ambient Luminaires | Standard | FALSE | [9 empty] | 12/7/2015 | Dimmable | Continuous (Can dim down to ≤ 10% (W)) | Yes |  |  | 6650 | 98.78 | 67.32 | 5.92 | 0.998 | 5222 | 83.1
PD3KD5EJ | Los Angeles Lighting Mfg. Co. | LOS ANGELES LIGHTING | 3-WAN107-8K-4L-FPA-xxxxx-xxxxx-1DRDM-UNV-2/835 | Indoor Luminaires | Linear Ambient | Direct Linear Ambient Luminaires | Standard | FALSE | [9 empty] | 12/7/2015 | Dimmable | Continuous (Can dim down to ≤ 10% (W)) | Yes |  |  | 5993 | 90.13 | 66.49 | 5.33 | 0.998 | 3468 | 84.6
PENTPRVZ | Los Angeles Lighting Mfg. Co. | LOS ANGELES LIGHTING | 3-WAN107-8K-4L-FPA-xxxxx-xxxxx-1DRDM-UNV-2/840 | Indoor Luminaires | Linear Ambient | Direct Linear Ambient Luminaires | Standard | FALSE | [9 empty] | 12/7/2015 | Dimmable | Continuous (Can dim down to ≤ 10% (W)) | Yes |  |  | 6293 | 95.15 | 66.14 | 6 | 0.998 | 4079 | 84.3
PDARZQDD | Los Angeles Lighting Mfg. Co. | LOS ANGELES LIGHTING | 3-WAN107-8K-4L-FPA-xxxxx-xxxxx-1DRDM-UNV-2/850 | Indoor Luminaires | Linear Ambient | Direct Linear Ambient Luminaires | Standard | FALSE | [9 empty] | 12/7/2015 | Dimmable | Continuous (Can dim down to ≤ 10% (W)) | Yes |  |  | 6650 | 98.78 | 67.32 | 5.92 | 0.998 | 5222 | 83.1
PZVQZHDMB | Los Angeles Lighting Mfg. Co. | LOS ANGELES LIGHTING | 3-WAN107-4K-4L-FPA-1DRDM-UNV-2/835 | Indoor Luminaires | Linear Ambient | Direct Linear Ambient Luminaires | Standard | FALSE | [9 empty] | 12/7/2015 | Dimmable | Continuous (Can dim down to ≤ 10% (W)) | Yes |  |  | 3371 | 102.2 | 33 | 8.36 | 0.995 | 3485 | 84.2
PY3611HC | Los Angeles Lighting Mfg. Co. | LOS ANGELES LIGHTING | 3-STW100-2K-4L-1DRDM-UNV-1/835 | Indoor Luminaires | Linear Ambient | Direct Linear Ambient Luminaires | Standard | TRUE | 1424 | 82.89 | 17.18 | 22.44 | 0.915 | 3430 | 84.3 | 5 | 50000 | 12/9/2015 | Dimmable | Continuous (Can dim down to ≤ 10% (W)) | Yes |  | 3 | 1424 | 82.89 | 17.18 | 12.22 | 0.989 | 3430 | 84.3
PUXVRXZA | Los Angeles Lighting Mfg. Co. | LOS ANGELES LIGHTING | 3-STW100-2K-4L-1DRDM-UNV-1/850 | Indoor Luminaires | Linear Ambient | Direct Linear Ambient Luminaires | Standard | TRUE | 1633 | 93.96 | 17.38 | 12.07 | 0.953 | 4860 | 83.3 | 5 | 50000 | 12/9/2015 | Dimmable | Continuous (Can dim down to ≤ 10% (W)) | Yes |  | 3 | 1633 | 93.96 | 17.38 | 11.11 | 0.986 | 4860 | 83.3
PKBN8113 | Los Angeles Lighting Mfg. Co. | LOS ANGELES LIGHTING | 3-STW100-4K-4L-1DRDM-UNV-1/835 | Indoor Luminaires | Linear Ambient | Direct Linear Ambient Luminaires | Standard | TRUE | 2795 | 82.5 | 33.83 | 15.35 | 0.96 | 3444 | 84.5 | 5 | 50000 | 1/13/2015 | Dimmable | Continuous (Can dim down to ≤ 10% (W)) | Yes |  | 3.1 | 2866 | 82.95 | 34.55 | 8.37 | 0.994 | 3444 | 84.5
PB6GUE2N | Los Angeles Lighting Mfg. Co. | LOS ANGELES LIGHTING | 3-STW100-4K-4L-1DRDM-UNV-1/840 | Indoor Luminaires | Linear Ambient | Direct Linear Ambient Luminaires | Standard | FALSE | [9 empty] | 1/13/2015 | Dimmable | Continuous (Can dim down to ≤ 10% (W)) | Yes |  |  | 3004 | 87.81 | 34.21 | 8.37 | 0.995 | 3964 | 84.1
PRB5DXVP | Los Angeles Lighting Mfg. Co. | LOS ANGELES LIGHTING | 3-STW100-4K-4L-1DRDM-UNV-1/850 | Indoor Luminaires | Linear Ambient | Direct Linear Ambient Luminaires | Standard | FALSE | [9 empty] | 1/13/2015 | Dimmable | Continuous (Can dim down to ≤ 10% (W)) | Yes |  |  | 3293 | 93.05 | 35.39 | 8.47 | 0.995 | 5020 | 82.8
PQCG3QG3 | Los Angeles Lighting Mfg. Co. | LOS ANGELES LIGHTING | 3-STW100-4K-4L-xxxxx-xxxxx-1DRDM-UNV-1/835 | Indoor Luminaires | Linear Ambient | Direct Linear Ambient Luminaires | Standard | FALSE | [9 empty] | 1/13/2015 | Dimmable | Continuous (Can dim down to ≤ 10% (W)) | Yes |  |  | 2866 | 82.95 | 34.55 | 8.37 | 0.994 | 3444 | 84.5
PAHDUX9Y | Los Angeles Lighting Mfg. Co. | LOS ANGELES LIGHTING | 3-STW100-4K-4L-xxxxx-xxxxx-1DRDM-UNV-1/840 | Indoor Luminaires | Linear Ambient | Direct Linear Ambient Luminaires | Standard | FALSE | [9 empty] | 1/13/2015 | Dimmable | Continuous (Can dim down to ≤ 10% (W)) | Yes |  |  | 3004 | 87.81 | 34.21 | 8.37 | 0.995 | 3964 | 84.1
P5RV41B8 | Los Angeles Lighting Mfg. Co. | LOS ANGELES LIGHTING | 3-STW100-4K-4L-xxxxx-xxxxx-1DRDM-UNV-1/850 | Indoor Luminaires | Linear Ambient | Direct Linear Ambient Luminaires | Standard | FALSE | [9 empty] | 1/13/2015 | Dimmable | Continuous (Can dim down to ≤ 10% (W)) | Yes |  |  | 3293 | 93.05 | 35.39 | 8.47 | 0.995 | 5020 | 82.8
PBWDVXAH | Los Angeles Lighting Mfg. Co. | LOS ANGELES LIGHTING | 3-STW100-2K-4L-xxxxx-1DRDM-UNV-1/835 | Indoor Luminaires | Linear Ambient | Direct Linear Ambient Luminaires | Standard | FALSE | [9 empty] | 12/9/2015 | Dimmable | Continuous (Can dim down to ≤ 10% (W)) | Yes |  |  | 1424 | 82.89 | 17.18 | 12.22 | 0.989 | 3430 | 84.3
P1X1XBJE | Los Angeles Lighting Mfg. Co. | LOS ANGELES LIGHTING | 3-STW100-2K-4L-xxxxx-1DRDM-UNV-1/840 | Indoor Luminaires | Linear Ambient | Direct Linear Ambient Luminaires | Standard | FALSE | [9 empty] | 12/9/2015 | Dimmable | Continuous (Can dim down to ≤ 10% (W)) | Yes |  |  | 1597 | 94.11 | 16.97 | 10.73 | 0.986 | 3960 | 83.5
PWZD31BN | Los Angeles Lighting Mfg. Co. | LOS ANGELES LIGHTING | 3-STW100-2K-4L-xxxxx-1DRDM-UNV-1/850 | Indoor Luminaires | Linear Ambient | Direct Linear Ambient Luminaires | Standard | FALSE | [9 empty] | 12/9/2015 | Dimmable | Continuous (Can dim down to ≤ 10% (W)) | Yes |  |  | 1633 | 93.96 | 17.38 | 11.11 | 0.986 | 4860 | 83.3
PCXHVCVF | Los Angeles Lighting Mfg. Co. | LOS ANGELES LIGHTING | 3-STW100-2K-4L-xxxxx-xxxxx-1DRDM-UNV-1/835 | Indoor Luminaires | Linear Ambient | Direct Linear Ambient Luminaires | Standard | FALSE | [9 empty] | 12/9/2015 | Dimmable | Continuous (Can dim down to ≤ 10% (W)) | Yes |  |  | 1424 | 82.89 | 17.18 | 12.22 | 0.989 | 3430 | 84.3
PKHVCSJX | Los Angeles Lighting Mfg. Co. | LOS ANGELES LIGHTING | 3-STW100-2K-4L-xxxxx-xxxxx-1DRDM-UNV-1/840 | Indoor Luminaires | Linear Ambient | Direct Linear Ambient Luminaires | Standard | FALSE | [9 empty] | 12/9/2015 | Dimmable | Continuous (Can dim down to ≤ 10% (W)) | Yes |  |  | 1597 | 94.11 | 16.97 | 10.73 | 0.986 | 3960 | 83.5
PF3FCG4E | Los Angeles Lighting Mfg. Co. | LOS ANGELES LIGHTING | 3-STW100-2K-4L-xxxxx-xxxxx-1DRDM-UNV-1/850 | Indoor Luminaires | Linear Ambient | Direct Linear Ambient Luminaires | Standard | FALSE | [9 empty] | 12/9/2015 | Dimmable | Continuous (Can dim down to ≤ 10% (W)) | Yes |  |  | 1633 | 93.96 | 17.38 | 11.11 | 0.986 | 4860 | 83.3
P6DW1Z6X | Los Angeles Lighting Mfg. Co. | LOS ANGELES LIGHTING | 3-STW100-2K-4L-1DRDM-UNV-1/840 | Indoor Luminaires | Linear Ambient | Direct Linear Ambient Luminaires | Standard | FALSE | [9 empty] | 12/9/2015 | Dimmable | Continuous (Can dim down to ≤ 10% (W)) | Yes |  |  | 1597 | 94.11 | 16.97 | 10.73 | 0.986 | 3960 | 83.5
PF5RB8VN | Louvers International Inc | Louvers LED | PNT4-40-27K-S | Indoor Luminaires | Linear Ambient | Direct Linear Ambient Luminaires | Standard | TRUE | 4155.023 | 102.39 | 40.58 | 15.52 | 0.901 | 2687 | 82.7 | 5 | 50000 | 6/29/2016 | Dimmable | Continuous (Can dim down to ≤ 10% (W)) | Yes |  | 3.1 | 4000 | 100 | 40 | 19 | 0.9 | 2700 | 80
PMER4Q76 | Louvers International Inc | Louvers LED | PNT4-40-5K-S | Indoor Luminaires | Linear Ambient | Direct Linear Ambient Luminaires | Standard | FALSE | [9 empty] | 6/29/2016 | Dimmable | Continuous (Can dim down to ≤ 10% (W)) | Yes |  |  | 4800 | 120 | 40 | 19 | 0.9 | 5000 | 80
PMAHKD3U | Louvers International Inc | Louvers LED | PNT4-40-4K-S | Indoor Luminaires | Linear Ambient | Direct Linear Ambient Luminaires | Standard | FALSE | [9 empty] | 6/29/2016 | Dimmable | Continuous (Can dim down to ≤ 10% (W)) | Yes |  |  | 4400 | 110 | 40 | 19 | 0.9 | 4000 | 80
PHYEVDUM | Louvers International Inc | Louvers LED | PNT4-40-3K-S | Indoor Luminaires | Linear Ambient | Direct Linear Ambient Luminaires | Standard | FALSE | [9 empty] | 6/29/2016 | Dimmable | Continuous (Can dim down to ≤ 10% (W)) | Yes |  |  | 4000 | 100 | 40 | 19 | 0.9 | 3000 | 80
PZEN99AB | Louvers International Inc | LouversLED | ADV4-2-LED-48W-5K-[U, EM]-FR-XX-XX-[DV, EC] Revision1 | Indoor Luminaires | Linear Ambient | Direct Linear Ambient Luminaires | Standard | TRUE | 4635 | 95.96 | 48.3 | 8.28 | 0.972 | 5115 | 83.6 | 5 | 50000 | 2/10/2016 | Dimmable | Continuous (Can dim down to ≤ 10% (W)) | No |  | 3.1 | 4635 | 95.96 | 48.3 | 8.32 | 0.971 | 5022 | 83.2
P57FSM3R | Louvers International Inc | LouversLED | ADV4-2-LED-48W-5K-[U, EM]-FR-XX-XX-[OS, OA] Revision1 | Indoor Luminaires | Linear Ambient | Direct Linear Ambient Luminaires | Standard | FALSE | [9 empty] | 2/10/2016 | Dimmable | Continuous (Can dim down to ≤ 10% (W)) | Yes |  |  | 4635 | 95.96 | 48.3 | 8.32 | 0.971 | 5022 | 83.2
PKQEGWGY | Louvers International Inc | LouversLED | ADV4-2-LED-48W-5K-[U, EM]-FR-XX-XX-[DS, DA] Revision1 | Indoor Luminaires | Linear Ambient | Direct Linear Ambient Luminaires | Standard | FALSE | [9 empty] | 2/10/2016 | Dimmable | Stepped | Yes |  |  | 4635 | 95.96 | 48.3 | 8.32 | 0.971 | 5022 | 83.2
PM1UDJ6D | Louvers International Inc | LouversLED | ADV8-2-LED-96W-5K-[U, EM]-FR-XX-XX-[DV, EC] Revision1 | Indoor Luminaires | Linear Ambient | Direct Linear Ambient Luminaires | Standard | FALSE | [9 empty] | 2/10/2016 | Dimmable | Continuous (Can dim down to ≤ 10% (W)) | No |  |  | 9332 | 96.8 | 96.4 | 8.28 | 0.972 | 5115 | 83.6
PD9V21GY | Louvers International Inc | LouversLED | ADV8-2-LED-96W-5K-[U, EM]-FR-XX-XX-[OS, OA] Revision1 | Indoor Luminaires | Linear Ambient | Direct Linear Ambient Luminaires | Standard | FALSE | [9 empty] | 2/10/2016 | Dimmable | Continuous (Can dim down to ≤ 10% (W)) | Yes |  |  | 9332 | 96.8 | 96.4 | 8.28 | 0.972 | 5115 | 83.6
PNZQ19ZZ | Louvers International Inc | LouversLED | ADV8-2-LED-96W-5K-[U, EM]-FR-XX-XX-[DS, DA] Revision1 | Indoor Luminaires | Linear Ambient | Direct Linear Ambient Luminaires | Standard | FALSE | [9 empty] | 2/10/2016 | Dimmable | Stepped | Yes |  |  | 9332 | 96.8 | 96.4 | 8.28 | 0.972 | 5115 | 83.6
P4GCK515 | Louvers International Inc | LouversLED | RZR24-XXXXL-40K-XHD-X-X (120-277V ONLY) | Indoor Luminaires | Linear Ambient | Direct Linear Ambient Luminaires | Standard | TRUE | 2088 | 111.7 | 18.7 | 15.3 | 0.9 | 4040 | 84 | 5 | 178000 | 1/20/2016 | Dimmable | Continuous (Can dim down to ≤ 10% (W)) | Not Yet Verified |  | 2.1 | 2200 |  | 18.7 |  |  | 4000 | 84
PFKH32AU | Louvers International Inc | LouversLED | RZR48-XXXXL-40K-XHD-X-X [120-277V ONLY] | Indoor Luminaires | Linear Ambient | Direct Linear Ambient Luminaires | Standard | TRUE | 6486 | 111.8 | 58 | 1.4 | 0.98 | 4060 | 84 | 5 | 178000 | 1/20/2016 | Dimmable | Continuous (Cannot dim down to ≤ 10% (W) | Not Yet Verified |  | 2.1 | 6700 | 111 | 58 |  |  | 4000 | 84
PBV552KQ | Louvers International Inc | LouversLED | RZR48-XXXXL-50K-XHD-X-X [120-277V ONLY] | Indoor Luminaires | Linear Ambient | Direct Linear Ambient Luminaires | Standard | FALSE | [9 empty] | 1/20/2016 | Dimmable | Continuous (Cannot dim down to ≤ 10% (W) | Not Yet Verified |  |  | 6700 | 111 | 58 |  |  | 5000 | 84
PESGQCPQ | Louvers International Inc | LouversLED | RZR36-XXXXL-40K-XHD-X-X (120-277V ONLY) | Indoor Luminaires | Linear Ambient | Direct Linear Ambient Luminaires | Standard | TRUE | 4210 | 112.3 | 37.5 | 17 | 0.89 | 4050 | 84 | 5 | 178000 | 1/20/2016 | Dimmable | Continuous (Cannot dim down to ≤ 10% (W) | Not Yet Verified |  | 2.1 | 4211.25 | 112.3 | 37.5 | 17 | 0.99 | 4000 | 84
P3KKUTME | Louvers International Inc | LouversLED | RZR36-XXXXL-50K-XHD-X-X (120-277V ONLY) | Indoor Luminaires | Linear Ambient | Direct Linear Ambient Luminaires | Standard | FALSE | [9 empty] | 1/20/2016 | Dimmable | Continuous (Cannot dim down to ≤ 10% (W) | Not Yet Verified |  |  | 4211.25 | 112.3 | 37.5 | 17 | 0.99 | 5000 | 84
P21UT986 | Louvers International Inc | LouversLED | RZR55-XXXXL-40K-XHD-X-X (120-277V ONLY) | Indoor Luminaires | Linear Ambient | Direct Linear Ambient Luminaires | Standard | FALSE | [9 empty] | 1/20/2016 | Dimmable | Continuous (Cannot dim down to ≤ 10% (W) | Not Yet Verified |  |  | 8534.8 | 112.3 | 76 | 17 | 0.99 | 4000 | 84
P36KD3M2 | Louvers International Inc | LouversLED | RZR55-XXXXL-50K-XHD-X-X (120-277V ONLY) | Indoor Luminaires | Linear Ambient | Direct Linear Ambient Luminaires | Standard | FALSE | [9 empty] | 1/20/2016 | Dimmable | Continuous (Cannot dim down to ≤ 10% (W) | Not Yet Verified |  |  | 8534.8 | 112.3 | 76 | 17 | 0.99 | 5000 | 84
PHSZ71YH | LSI Industries | INTERIOR | SDL 4 LED LW WW [UE and 347V ONLY] | Indoor Luminaires | Linear Ambient | Direct Linear Ambient Luminaires | Standard | TRUE | 3104 | 99.17 | 31.3 | 10.6 | 0.897 | 3516 | 82 | 5 | 60000 | 10/1/2014 | Not Dimmable | Not Dimmable | Not Yet Verified |  | 2.1 | 2777 | 97 | 28.7 | 10.3 | 0.989 | 3454 | 81
PBWXXHV3 | LSI Industries | INTERIOR | SDL 4 LED LW NW [UE and 347V ONLY] | Indoor Luminaires | Linear Ambient | Direct Linear Ambient Luminaires | Standard | TRUE | 3145 | 100.48 | 31.3 | 10.6 | 0.897 | 4074 | 82 | 5 | 60000 | 10/1/2014 | Not Dimmable | Not Dimmable | Not Yet Verified |  | 2.1 | 2875 | 100 | 28.8 | 10.3 | 0.989 | 3986 | 83
P7VXAVXZ | LSI Industries | INTERIOR | SDL 4 LED LW WW [UE and 347V ONLY] DIM | Indoor Luminaires | Linear Ambient | Direct Linear Ambient Luminaires | Standard | FALSE | [9 empty] | 10/1/2014 | Dimmable | Continuous (Can dim down to ≤ 10% (W)) | Not Yet Verified |  |  | 2777 | 97 | 28.7 | 10.3 | 0.989 | 3454 | 81
PACM1HNE | LSI Industries | INTERIOR | SDL 4 LED LW NW [UE and 347V ONLY] DIM | Indoor Luminaires | Linear Ambient | Direct Linear Ambient Luminaires | Standard | FALSE | [9 empty] | 10/1/2014 | Dimmable | Continuous (Can dim down to ≤ 10% (W)) | Not Yet Verified |  |  | 2875 | 100 | 28.8 | 10.3 | 0.989 | 3986 | 83
PPNT4Y5S | LSI Industries | INTERIOR | SDL 8 LED LW WW [UE and 347V ONLY] | Indoor Luminaires | Linear Ambient | Direct Linear Ambient Luminaires | Standard | FALSE | [9 empty] | 9/2/2015 | Dimmable | Continuous (Can dim down to ≤ 10% (W)) | Not Yet Verified |  |  | 10194 | 112 | 91 | 3.05 | 0.992 | 3499 | 82
PABMJ2HX | LSI Industries | INTERIOR | SDL 8 LED LW NW [UE and 347V ONLY] | Indoor Luminaires | Linear Ambient | Direct Linear Ambient Luminaires | Standard | FALSE | [9 empty] | 9/2/2015 | Dimmable | Continuous (Can dim down to ≤ 10% (W)) | Not Yet Verified |  |  | 6210 | 107 | 58 | 3.69 | 0.996 | 4000 | 83
PAFBWDKR | LSI Industries | INTERIOR | SDL 4 LED SS WW [UE & 347V ONLY] | Indoor Luminaires | Linear Ambient | Direct Linear Ambient Luminaires | Standard | TRUE | 3216 | 94 | 34.1 | 10.6 | 0.9 | 3451 | 81 | 5 | 60000 | 10/1/2014 | Not Dimmable | Not Dimmable | Not Yet Verified |  | 2.1 | 3216 | 94 | 34.1 | 12.5 | 0.969 | 3451 | 81
P5UH7YBQ | LSI Industries | INTERIOR | SDL 4 LED SS NW [UE & 347V ONLY] | Indoor Luminaires | Linear Ambient | Direct Linear Ambient Luminaires | Standard | FALSE | [9 empty] | 10/1/2014 | Not Dimmable | Not Dimmable | Not Yet Verified |  |  | 3365 | 98 | 34.2 | 12.5 | 0.969 | 4012 | 84
PAAF3236 | LSI Industries | INTERIOR | SDL 4 LED SS WW [UE & 347V ONLY] DIM | Indoor Luminaires | Linear Ambient | Direct Linear Ambient Luminaires | Standard | FALSE | [9 empty] | 10/1/2014 | Dimmable | Continuous (Can dim down to ≤ 10% (W)) | Not Yet Verified |  |  | 3216 | 94 | 34.1 | 12.5 | 0.969 | 3451 | 81
PWFVBRDH | LSI Industries | INTERIOR | SDL 4 LED SS NW [UE & 347V ONLY] DIM | Indoor Luminaires | Linear Ambient | Direct Linear Ambient Luminaires | Standard | FALSE | [9 empty] | 10/1/2014 | Dimmable | Continuous (Can dim down to ≤ 10% (W)) | Not Yet Verified |  |  | 3365 | 98 | 34.2 | 12.5 | 0.969 | 4012 | 84
PPNGSKDA | LSI Industries | INTERIOR | SDL 4 LED HO WW [UE & 347V ONLY] | Indoor Luminaires | Linear Ambient | Direct Linear Ambient Luminaires | Standard | TRUE | 5097 | 103.17 | 49.4 | 6.6 | 0.958 | 3499 | 82 | 5 | 60000 | 10/1/2014 | Not Dimmable | Not Dimmable | Not Yet Verified |  | 2.1 | 4424 | 101 | 43.7 | 2.2 | 0.984 | 3451 | 81
PQVADKNB | LSI Industries | INTERIOR | SDL 4 LED HO NW [UE & 347V ONLY] | Indoor Luminaires | Linear Ambient | Direct Linear Ambient Luminaires | Standard | TRUE | 5080 | 102.83 | 49.4 | 6.6 | 0.958 | 4098 | 83 | 5 | 60000 | 10/1/2014 | Not Dimmable | Not Dimmable | Not Yet Verified |  | 2.1 | 4620 | 105 | 43.9 | 2.2 | 0.983 | 3979 | 83
PBPC7WJ9 | LSI Industries | INTERIOR | SDL 4 LED HO WW [UE & 347V ONLY] DIM | Indoor Luminaires | Linear Ambient | Direct Linear Ambient Luminaires | Standard | FALSE | [9 empty] | 10/1/2014 | Dimmable | Continuous (Can dim down to ≤ 10% (W)) | Not Yet Verified |  |  | 4424 | 101 | 43.7 | 2.2 | 0.984 | 3451 | 81
PCF8RUHQ | LSI Industries | INTERIOR | SDL 4 LED HO NW [UE & 347V ONLY] DIM | Indoor Luminaires | Linear Ambient | Direct Linear Ambient Luminaires | Standard | FALSE | [9 empty] | 10/1/2014 | Dimmable | Continuous (Can dim down to ≤ 10% (W)) | Not Yet Verified |  |  | 4620 | 105 | 43.9 | 2.2 | 0.983 | 3979 | 83
PKN9EUR8 | LSI Industries | INTERIOR | SDL 4 LED HO CW [UE & 347V Only] | Indoor Luminaires | Linear Ambient | Direct Linear Ambient Luminaires | Standard | FALSE | [9 empty] | 6/20/2016 | Dimmable | Continuous (Can dim down to ≤ 10% (W)) | No |  |  | 5366 | 128 | 42 | 5.59 | 0.998 | 5000 | 84
P9AXHBTP | LSI Industries | INTERIOR | SDL 8 LED HO WW [UE & 347V ONLY] | Indoor Luminaires | Linear Ambient | Direct Linear Ambient Luminaires | Standard | FALSE | [9 empty] | 9/2/2015 | Dimmable | Continuous (Can dim down to ≤ 10% (W)) | Not Yet Verified |  |  | 10194 | 112 | 91 | 3.05 | 0.992 | 3499 | 82
PZXBHMXD | LSI Industries | INTERIOR | SDL 8 LED HO NW [UE & 347V ONLY] | Indoor Luminaires | Linear Ambient | Direct Linear Ambient Luminaires | Standard | FALSE | [9 empty] | 9/2/2015 | Dimmable | Continuous (Can dim down to ≤ 10% (W)) | Not Yet Verified |  |  | 10160 | 114 | 89 | 3.69 | 0.996 | 4098 | 83
P93J4BJAR | LSI Industries | INTERIOR | SDL 2 LED SS NW[120V to 277V] | Indoor Luminaires | Linear Ambient | Direct Linear Ambient Luminaires | Standard | TRUE | 2887 | 101 | 28.6 | 10.6 | 0.897 | 3947 | 83 | 5 | 50000 | 11/4/2014 | Not Dimmable | Not Dimmable | Not Yet Verified |  | 2.1 | 2887 | 101 | 28.6 | 9.8 | 0.99 | 4000 | 83
PH5SG2BMK | LSI Industries | INTERIOR | SDL 2 LED SS NW DIM [120V to 277V] | Indoor Luminaires | Linear Ambient | Direct Linear Ambient Luminaires | Standard | FALSE | [9 empty] | 11/4/2014 | Dimmable | Continuous (Can dim down to ≤ 10% (W)) | Not Yet Verified |  |  | 2887 | 101 | 28.6 | 9.8 | 0.99 | 4000 | 83
PY8EZWHG3 | LSI Industries | INTERIOR | SDL 2 LED LW WW [120V to 277V] | Indoor Luminaires | Linear Ambient | Direct Linear Ambient Luminaires | Standard | TRUE | 1367 | 96 | 14.3 | 13.3 | 0.898 | 3433 | 81 | 5 | 50000 | 11/4/2014 | Not Dimmable | Not Dimmable | Not Yet Verified |  | 2.1 | 1378 | 97 | 14.2 | 7 | 0.994 | 3433 | 81
P2HQ7XJY2 | LSI Industries | INTERIOR | SDL 2 LED LW NW [120V to 277V] | Indoor Luminaires | Linear Ambient | Direct Linear Ambient Luminaires | Standard | FALSE | [9 empty] | 11/4/2014 | Not Dimmable | Not Dimmable | Not Yet Verified |  |  | 1367 | 96 | 14.3 | 6.2 | 0.996 | 4000 | 82
PCG6RRC2G | LSI Industries | INTERIOR | SDL 2 LED LW WW DIM [120V to 277V] | Indoor Luminaires | Linear Ambient | Direct Linear Ambient Luminaires | Standard | FALSE | [9 empty] | 11/4/2014 | Dimmable | Continuous (Can dim down to ≤ 10% (W)) | Not Yet Verified |  |  | 1378 | 97 | 14.2 | 7 | 0.994 | 3433 | 81
PTAHF4BMK | LSI Industries | INTERIOR | SDL 2 LED LW NW DIM [120V to 277V] | Indoor Luminaires | Linear Ambient | Direct Linear Ambient Luminaires | Standard | FALSE | [9 empty] | 11/4/2014 | Dimmable | Continuous (Can dim down to ≤ 10% (W)) | Not Yet Verified |  |  | 1367 | 96 | 14.3 | 6.2 | 0.996 | 4003 | 82
PQHEXE4FY | LSI Industries | INTERIOR | SDL 4 LED VHO WW [120-277V] | Indoor Luminaires | Linear Ambient | Direct Linear Ambient Luminaires | Standard | TRUE | 5263 | 94 | 56.1 | 14.3 | 0.928 | 3461 | 82 | 5 | 60000 | 11/7/2014 | Not Dimmable | Not Dimmable | Not Yet Verified |  | 2.1 | 5260 |  | 57 | 20 | 0.9 | 3500 | 80
P000010IB | LSI Industries | INTERIOR | DW LED SS WW [UE, 347] [EM, BOR, EOR, MOR] | Indoor Luminaires | Linear Ambient | Direct Linear Ambient Luminaires | Standard | TRUE | 4564 | 104 | 43.7 | 9.5 | 0.95 | 3251 | 85 | 5 | 50000 | 2/27/2014 | Not Dimmable | Not Dimmable | Not Yet Verified |  | 2.1 | 4500 | 102 | 44 | 20 | 0.9 | 3500 | 80
P000010IC | LSI Industries | INTERIOR | DW LED SS NW [UE, 347] [EM, BOR, EOR, MOR] | Indoor Luminaires | Linear Ambient | Direct Linear Ambient Luminaires | Standard | FALSE | [9 empty] | 2/27/2014 | Not Dimmable | Not Dimmable | Not Yet Verified |  |  | 4500 | 102 | 44 | 20 | 0.9 | 4000 | 80
P4DJ5PAT | LSI Industries | INTERIOR | DW LED SS NW [UE, 347] DIM | Indoor Luminaires | Linear Ambient | Direct Linear Ambient Luminaires | Standard | FALSE | [9 empty] | 1/22/2015 | Dimmable | Continuous (Can dim down to ≤ 10% (W)) | Not Yet Verified |  |  | 4500 | 102 | 44 | 20 | 0.9 | 4000 | 80
PDGG24XR | LSI Industries | INTERIOR | DW LED SS WW [UE, 347] DIM | Indoor Luminaires | Linear Ambient | Direct Linear Ambient Luminaires | Standard | FALSE | [9 empty] | 1/22/2015 | Dimmable | Continuous (Can dim down to ≤ 10% (W)) | Not Yet Verified |  |  | 4500 | 102 | 44 | 20 | 0.9 | 3500 | 80
P000010ID | LSI Industries | INTERIOR | DW LED HO WW [UE, 347] [EM, BOR, EOR, MOR] | Indoor Luminaires | Linear Ambient | Direct Linear Ambient Luminaires | Standard | TRUE | 5402 | 93 | 57.5 | 14.3 | 0.93 | 4035 | 83 | 5 | 50000 | 2/27/2014 | Not Dimmable | Not Dimmable | Not Yet Verified |  | 2.1 | 5400 | 93 | 58 | 20 | 0.9 | 3500 | 80
P000010IE | LSI Industries | INTERIOR | DW LED HO NW [UE, 347] [EM, BOR, EOR, MOR] | Indoor Luminaires | Linear Ambient | Direct Linear Ambient Luminaires | Standard | FALSE | [9 empty] | 2/27/2014 | Not Dimmable | Not Dimmable | Not Yet Verified |  |  | 5400 | 93 | 58 | 20 | 0.9 | 4000 | 80
PW1TAD5F | LSI Industries | INTERIOR | DW LED HO NW [UE, 347] DIM | Indoor Luminaires | Linear Ambient | Direct Linear Ambient Luminaires | Standard | FALSE | [9 empty] | 1/22/2015 | Dimmable | Continuous (Can dim down to ≤ 10% (W)) | Not Yet Verified |  |  | 5400 | 93 | 58 | 20 | 0.9 | 4000 | 80
PQVTHG6S | LSI Industries | INTERIOR | DW LED HO WW [UE, 347] DIM | Indoor Luminaires | Linear Ambient | Direct Linear Ambient Luminaires | Standard | FALSE | [9 empty] | 1/22/2015 | Dimmable | Continuous (Can dim down to ≤ 10% (W)) | Not Yet Verified |  |  | 5400 | 93 | 58 | 20 | 0.9 | 3500 | 80
PXVQZ6E6 | LSI Industries | INTERIOR | EG5 4 S LED SS 35 UE | Indoor Luminaires | Linear Ambient | Direct Linear Ambient Luminaires | Standard | TRUE | 3684 | 104 | 35.4 | 6.6 | 0.918 | 3573 | 82 | 5 | 60000 | 4/26/2016 | Dimmable | Continuous (Can dim down to ≤ 10% (W)) | Yes |  | 3.1 | 3684 | 104 | 35.4 | 5.08 | 0.987 | 3573 | 82
PXUSEBNB | LSI Industries | INTERIOR | EG5 4 S LED SS 35 UE SD50 | Indoor Luminaires | Linear Ambient | Direct Linear Ambient Luminaires | Standard | FALSE | [9 empty] | 4/26/2016 | Dimmable | Stepped | Yes |  |  | 3684 | 104 | 35.4 | 5.08 | 0.987 | 3573 | 82
PKKN3JPE | LSI Industries | INTERIOR | EG5 4 S LED SS 40 UE | Indoor Luminaires | Linear Ambient | Direct Linear Ambient Luminaires | Standard | FALSE | [9 empty] | 4/26/2016 | Dimmable | Continuous (Can dim down to ≤ 10% (W)) | Yes |  |  | 3750 | 105 | 35.7 | 5.08 | 0.987 | 4149 | 82
PZD6ZBVK | LSI Industries | INTERIOR | EG5 4 S LED SS 40 UE SD50 | Indoor Luminaires | Linear Ambient | Direct Linear Ambient Luminaires | Standard | FALSE | [9 empty] | 4/26/2016 | Dimmable | Stepped | Yes |  |  | 3750 | 105 | 35.7 | 5.08 | 0.987 | 4149 | 82
PC8R8V3S | Lumax Lighting | Lumax Lighting | CLDLED14L3K24-9SQ | Indoor Luminaires | Linear Ambient | Direct Linear Ambient Luminaires | Standard | TRUE | 1637 | 95.34 | 17.17 | 8.82 | 0.907 | 3093 | 84 | 5 | 50000 | 10/20/2015 | Dimmable | Continuous (Can dim down to ≤ 10% (W)) | Yes |  | 3 | 1523 | 89 | 17.17 | 8.82 | 0.907 | 3093 | 84
PFZYCTKU | Lumax Lighting | Lumax Lighting | CLDLED16L5K24-9SQ | Indoor Luminaires | Linear Ambient | Direct Linear Ambient Luminaires | Standard | TRUE | 1739 | 101.87 | 17.07 | 8.96 | 0.903 | 5297 | 83.6 | 5 | 50000 | 10/20/2015 | Dimmable | Continuous (Can dim down to ≤ 10% (W)) | Yes |  | 3 | 1691 | 98 | 17.17 | 8.96 | 0.903 | 5297 | 83.6
P7YT4XX5 | Lumax Lighting | Lumax Lighting | CLDLED28L3K48-9 | Indoor Luminaires | Linear Ambient | Direct Linear Ambient Luminaires | Standard | FALSE | [9 empty] | 10/20/2015 | Dimmable | Continuous (Can dim down to ≤ 10% (W)) | Yes |  |  | 2829 | 91 | 31.1 | 7.94 | 0.956 | 3113 | 83.9
P2F9ED2V | Lumax Lighting | Lumax Lighting | CLDLED29L35K48-9 | Indoor Luminaires | Linear Ambient | Direct Linear Ambient Luminaires | Standard | FALSE | [9 empty] | 10/20/2015 | Dimmable | Continuous (Can dim down to ≤ 10% (W)) | Yes |  |  | 2917 | 94 | 31.1 | 7.94 | 0.956 | 3500 | 80
PNUZ295T | Lumax Lighting | Lumax Lighting | CLDLED30L4K48-9 | Indoor Luminaires | Linear Ambient | Direct Linear Ambient Luminaires | Standard | FALSE | [9 empty] | 10/20/2015 | Dimmable | Continuous (Can dim down to ≤ 10% (W)) | Yes |  |  | 3016 | 97 | 31.1 | 7.94 | 0.956 | 4000 | 80
PHD4C4ZR | Lumax Lighting | Lumax Lighting | CLDLED50L3K48-9-(8) | Indoor Luminaires | Linear Ambient | Direct Linear Ambient Luminaires | Standard | TRUE | 5348 | 101.68 | 16.46 | 7.72 | 0.978 | 3126 | 83.4 | 5 | 50000 | 10/20/2015 | Dimmable | Continuous (Can dim down to ≤ 10% (W)) | Yes |  | 3 | 5028 | 96 | 52.6 | 7.72 | 0.978 | 3126 | 83.4
PNRP1QYJ | Lumax Lighting | Lumax Lighting | CLDLED63L3K96-9-(8) | Indoor Luminaires | Linear Ambient | Direct Linear Ambient Luminaires | Standard | FALSE | [9 empty] | 10/20/2015 | Dimmable | Continuous (Can dim down to ≤ 10% (W)) | Yes |  |  | 6281 | 105 | 59.86 | 7.35 | 0.98 | 3112 | 84
PJJ3H3SZ | Lumax Lighting | Lumax Lighting | CLDLED101L3K96-9-(8) | Indoor Luminaires | Linear Ambient | Direct Linear Ambient Luminaires | Standard | FALSE | [9 empty] | 10/20/2015 | Dimmable | Continuous (Can dim down to ≤ 10% (W)) | Yes |  |  | 10056 | 105 | 105.2 | 7.72 | 0.978 | 3126 | 83.4
PGKMDQKM | Lumax Lighting | Lumax Lighting | CHLED19L4K48-9 [DM1, MNL2] | Indoor Luminaires | Linear Ambient | Direct Linear Ambient Luminaires | Standard | TRUE | 1863 | 118.8 | 15.68 | 10.38 | 0.89 | 4058 | 83.77 | 5 | 50000 | 8/12/2015 | Dimmable | Continuous (Can dim down to ≤ 10% (W)) | Yes |  | 3 | 1863 | 118.8 | 15.68 | 16 | 0.8925 | 4058 | 83.77
P3AH9XUH | Lumax Lighting | Lumax Lighting | CHLED19L4K47-9 [DM1, MNL2] | Indoor Luminaires | Linear Ambient | Direct Linear Ambient Luminaires | Standard | FALSE | [9 empty] | 8/12/2015 | Dimmable | Continuous (Can dim down to ≤ 10% (W)) | Yes |  |  | 1863 | 118.8 | 15.68 | 16 | 0.8925 | 4058 | 83.77
P4YXVTWA | Lumax Lighting | Lumax Lighting | CCHLED19L4K48-9 [DM1, MNL2] | Indoor Luminaires | Linear Ambient | Direct Linear Ambient Luminaires | Standard | FALSE | [9 empty] | 8/12/2015 | Dimmable | Continuous (Can dim down to ≤ 10% (W)) | Yes |  |  | 1863 | 118.8 | 15.68 | 16 | 0.8925 | 4058 | 83.77
PE6PP2M4 | Lumax Lighting | Lumax Lighting | CCHLED19L4K47-9 [DM1, MNL2] | Indoor Luminaires | Linear Ambient | Direct Linear Ambient Luminaires | Standard | FALSE | [9 empty] | 8/12/2015 | Dimmable | Continuous (Can dim down to ≤ 10% (W)) | Yes |  |  | 1863 | 118.8 | 15.68 | 16 | 0.8925 | 4058 | 83.77
PPHEEM24 | Lumax Lighting | Lumax Lighting | CHLED37L4K96-9 [DM1, MNL2] | Indoor Luminaires | Linear Ambient | Direct Linear Ambient Luminaires | Standard | FALSE | [9 empty] | 8/12/2015 | Dimmable | Continuous (Can dim down to ≤ 10% (W)) | Yes |  |  | 3693 | 120.5 | 30.63 | 16 | 0.9565 | 4058 | 83.77
P23HGZK5 | Lumax Lighting | Lumax Lighting | CHLED37L4K94-9 [DM1, MNL2] | Indoor Luminaires | Linear Ambient | Direct Linear Ambient Luminaires | Standard | FALSE | [9 empty] | 8/12/2015 | Dimmable | Continuous (Can dim down to ≤ 10% (W)) | Yes |  |  | 3693 | 120.5 | 30.63 | 16 | 0.9565 | 4058 | 83.77
P8UCNCPN | Lumax Lighting | Lumax Lighting | CCHLED37L4K96-9 [DM1, MNL2] | Indoor Luminaires | Linear Ambient | Direct Linear Ambient Luminaires | Standard | FALSE | [9 empty] | 8/12/2015 | Dimmable | Continuous (Can dim down to ≤ 10% (W)) | Yes |  |  | 3693 | 120.5 | 30.63 | 16 | 0.9565 | 4058 | 83.77
PAAWBAUB | Lumax Lighting | Lumax Lighting | CCHLED37L4K94-9 [DM1, MNL2] | Indoor Luminaires | Linear Ambient | Direct Linear Ambient Luminaires | Standard | FALSE | [9 empty] | 8/12/2015 | Dimmable | Continuous (Can dim down to ≤ 10% (W)) | Yes |  |  | 3693 | 120.5 | 30.63 | 16 | 0.9565 | 4058 | 83.77
PYDSPNJN | Lumax Lighting | LUMAX LIGHTING | CNLED22L4K48-9FAF | Indoor Luminaires | Linear Ambient | Direct Linear Ambient Luminaires | Standard | TRUE | 2369 | 116.7 | 20.3 | 10.5 | 0.971 | 4119 | 86.2 | 5 | 50000 | 10/6/2016 | Dimmable | Continuous (Can dim down to ≤ 10% (W)) | Yes |  | 4 | 2369 | 116.69 | 20.3 | 11 | 0.96 | 4000 | 80
PEV8Y2GS | Lumax Lighting | LUMAX LIGHTING | CNLED31L4K48-9FAF | Indoor Luminaires | Linear Ambient | Direct Linear Ambient Luminaires | Standard | TRUE | 3246 | 102.6 | 31.63 | 10.5 | 0.971 | 4119 | 86.2 | 5 | 50000 | 10/6/2016 | Dimmable | Continuous (Can dim down to ≤ 10% (W)) | Yes |  | 4 | 3246 | 102.72 | 31.6 | 10.5 | 0.97 | 4000 | 80
PVRTMMMS | Lumax Lighting | LUMAX LIGHTING | CNLED37L4K48-9FAF | Indoor Luminaires | Linear Ambient | Direct Linear Ambient Luminaires | Standard | FALSE | [9 empty] | 10/6/2016 | Dimmable | Continuous (Can dim down to ≤ 10% (W)) | Yes |  |  | 3966 | 116.3 | 34.1 | 11 | 0.96 | 4000 | 80
PAGC5P22 | Lumax Lighting | LUMAX LIGHTING | CNLED54L4K48-9FAF | Indoor Luminaires | Linear Ambient | Direct Linear Ambient Luminaires | Standard | FALSE | [9 empty] | 10/6/2016 | Dimmable | Continuous (Can dim down to ≤ 10% (W)) | Yes |  |  | 5712 | 107.77 | 53 | 8.05 | 0.98 | 4000 | 80
PSA7FZ1Y | Lumax Lighting | LUMAX LIGHTING | CNLED46L4K96-9FAF | Indoor Luminaires | Linear Ambient | Direct Linear Ambient Luminaires | Standard | FALSE | [9 empty] | 10/6/2016 | Dimmable | Continuous (Can dim down to ≤ 10% (W)) | Yes |  |  | 4829 | 110 | 43.9 | 7.86 | 0.97 | 4000 | 80
PXAH6MVW | Lumax Lighting | LUMAX LIGHTING | CNLED75L4K96-9FAF | Indoor Luminaires | Linear Ambient | Direct Linear Ambient Luminaires | Standard | FALSE | [9 empty] | 10/6/2016 | Dimmable | Continuous (Can dim down to ≤ 10% (W)) | Yes |  |  | 7932 | 116.3 | 68.2 | 9.73 | 0.99 | 4000 | 80
PTH5MPRC | Lumax Lighting | LUMAX LIGHTING | CNLED97L4K96-9FAF | Indoor Luminaires | Linear Ambient | Direct Linear Ambient Luminaires | Standard | FALSE | [9 empty] | 10/6/2016 | Dimmable | Continuous (Can dim down to ≤ 10% (W)) | Yes |  |  | 10213 | 112.1 | 91.1 | 10.1 | 0.98 | 4000 | 80
P1YUK7JX | Lumax Lighting | LUMAX LIGHTING | CNLED109L4K96-9FAF | Indoor Luminaires | Linear Ambient | Direct Linear Ambient Luminaires | Standard | FALSE | [9 empty] | 10/6/2016 | Dimmable | Continuous (Can dim down to ≤ 10% (W)) | Yes |  |  | 11425 | 107.78 | 106 | 8.05 | 0.98 | 4000 | 80
P7QU9TVY | Lumax Lighting | LUMAX LIGHTING | CNLED23L4K48-9FAR | Indoor Luminaires | Linear Ambient | Direct Linear Ambient Luminaires | Standard | FALSE | [9 empty] | 10/6/2016 | Dimmable | Continuous (Can dim down to ≤ 10% (W)) | Yes |  |  | 2410 | 115.31 | 20.9 | 11 | 0.96 | 4000 | 80
PUBTBS47 | Lumax Lighting | LUMAX LIGHTING | CNLED33L4K48-9FAR | Indoor Luminaires | Linear Ambient | Direct Linear Ambient Luminaires | Standard | FALSE | [9 empty] | 10/6/2016 | Dimmable | Continuous (Can dim down to ≤ 10% (W)) | Yes |  |  | 3461 | 110.22 | 31.4 | 10.5 | 0.97 | 4000 | 80
PQKR926T | Lumax Lighting | LUMAX LIGHTING | CNLED40L4K48-9FAR | Indoor Luminaires | Linear Ambient | Direct Linear Ambient Luminaires | Standard | FALSE | [9 empty] | 10/6/2016 | Dimmable | Continuous (Can dim down to ≤ 10% (W)) | Yes |  |  | 4205 | 123.31 | 34.1 | 11 | 0.96 | 4000 | 80
P8GU9MZ1 | Lumax Lighting | LUMAX LIGHTING | CNLED57L4K48-9FAR | Indoor Luminaires | Linear Ambient | Direct Linear Ambient Luminaires | Standard | FALSE | [9 empty] | 10/6/2016 | Dimmable | Continuous (Can dim down to ≤ 10% (W)) | Yes |  |  | 6057 | 114.28 | 53 | 8.05 | 0.98 | 4000 | 80
PMN52RA1 | Lumax Lighting | LUMAX LIGHTING | CNLED48L4K96-9FAR | Indoor Luminaires | Linear Ambient | Direct Linear Ambient Luminaires | Standard | FALSE | [9 empty] | 10/6/2016 | Dimmable | Continuous (Can dim down to ≤ 10% (W)) | Yes |  |  | 5119 | 116.6 | 43.9 | 7.86 | 0.97 | 4000 | 80
PWZ74978 | Lumax Lighting | LUMAX LIGHTING | CNLED80L4K96-9FAR | Indoor Luminaires | Linear Ambient | Direct Linear Ambient Luminaires | Standard | FALSE | [9 empty] | 10/6/2016 | Dimmable | Continuous (Can dim down to ≤ 10% (W)) | Yes |  |  | 8410 | 123.31 | 68.2 | 9.73 | 0.99 | 4000 | 80
PFNJ7WEM | Lumax Lighting | LUMAX LIGHTING | CNLED103L4K96-9FAR | Indoor Luminaires | Linear Ambient | Direct Linear Ambient Luminaires | Standard | FALSE | [9 empty] | 10/6/2016 | Dimmable | Continuous (Can dim down to ≤ 10% (W)) | Yes |  |  | 10828 | 118.85 | 91.1 | 10.1 | 0.98 | 4000 | 80
PPDMFPE8 | Lumax Lighting | LUMAX LIGHTING | CNLED115L4K96-9FAR | Indoor Luminaires | Linear Ambient | Direct Linear Ambient Luminaires | Standard | FALSE | [9 empty] | 10/6/2016 | Dimmable | Continuous (Can dim down to ≤ 10% (W)) | Yes |  |  | 12113 | 114.27 | 106 | 8.05 | 0.98 | 4000 | 80
PVU1FB6Z | Lumen Focus, LLC | EWL | EWL 4 MD UV PH 835 | Indoor Luminaires | Linear Ambient | Direct Linear Ambient Luminaires | Standard | TRUE | 4416.4 | 92.3 | 47.89 | 12.15 | 0.9476 | 3593 | 83.7 | 5 | 50000 | 5/10/2016 | Dimmable | Continuous (Can dim down to ≤ 10% (W)) | Not Yet Verified |  | 2.1 | 4420.7 | 92.3 | 47.89 | 6.82 | 0.9956 | 3593 | 83.7
PD2BMV1K | Lumen Focus, LLC | EWL | EWL 4 MD UV PH 840 | Indoor Luminaires | Linear Ambient | Direct Linear Ambient Luminaires | Standard | FALSE | [9 empty] | 5/10/2016 | Dimmable | Continuous (Can dim down to ≤ 10% (W)) | Not Yet Verified |  |  | 4493.6603 | 93.8852 | 47.8634 | 6.77 | 0.9956 | 4152.107 | 83.9997
P8UD4S7C | Lumen Focus, LLC | EWL | EWL 4 MD UV PH 850 | Indoor Luminaires | Linear Ambient | Direct Linear Ambient Luminaires | Standard | FALSE | [9 empty] | 5/10/2016 | Dimmable | Continuous (Can dim down to ≤ 10% (W)) | Not Yet Verified |  |  | 4639.8 | 97 | 47.81 | 6.77 | 0.9956 | 5272 | 84.6
P74KSRMQ | Lumen Focus, LLC | EWL | EWL 2 MD UV PH 835 | Indoor Luminaires | Linear Ambient | Direct Linear Ambient Luminaires | Standard | TRUE | 2539.2 | 87.5 | 29.02 | 18.28 | 0.9257 | 3609 | 83.6 | 5 | 50000 | 5/10/2016 | Dimmable | Continuous (Can dim down to ≤ 10% (W)) | Not Yet Verified |  | 2.1 | 2541.6 | 88.9 | 29 | 6.21 | 0.9944 | 3609 | 83.6
PZVRDB6B | Lumen Focus, LLC | EWL | EWL 2 MD UV PH 840 | Indoor Luminaires | Linear Ambient | Direct Linear Ambient Luminaires | Standard | FALSE | [9 empty] | 5/10/2016 | Dimmable | Continuous (Can dim down to ≤ 10% (W)) | Not Yet Verified |  |  | 2583.6 | 90.4 | 29 | 6.21 | 0.9944 | 4169 | 83.9
P1WBZV3S | Lumen Focus, LLC | EWL | EWL 2 MD UV PH 850 | Indoor Luminaires | Linear Ambient | Direct Linear Ambient Luminaires | Standard | FALSE | [9 empty] | 5/10/2016 | Dimmable | Continuous (Can dim down to ≤ 10% (W)) | Not Yet Verified |  |  | 2667.6 | 93.4 | 29 | 6.21 | 0.9944 | 5290 | 84.4
PBWXUFUP | Lumen Focus, LLC | ECL | ECL-4-VH-UV-850 | Indoor Luminaires | Linear Ambient | Direct Linear Ambient Luminaires | Standard | TRUE | 8918 | 131.5 | 67.8 | 10.7 | 0.98 | 5273 | 83 | 5 | 50000 | 7/25/2016 | Dimmable | Continuous (Can dim down to ≤ 10% (W)) | Yes |  | 3.1 | 8918 | 131.5 | 67.8 | 5.8 | 0.998 | 5273 | 85
P7JT6PCJ | Lumen Focus, LLC | ECL | ECL-2-MD-UV-835 | Indoor Luminaires | Linear Ambient | Direct Linear Ambient Luminaires | Standard | TRUE | 1779 | 99.4 | 17.9 | 11.1 | 0.916 | 3580 | 85 | 5 | 50000 | 7/25/2016 | Dimmable | Continuous (Can dim down to ≤ 10% (W)) | Yes |  | 3.1 | 1842 | 102.9 | 17.9 | 11.1 | 0.916 | 3580 | 85
PDCDR7C5 | Lumen Focus, LLC | ECL | ECL-2-MD-UV-840 | Indoor Luminaires | Linear Ambient | Direct Linear Ambient Luminaires | Standard | FALSE | [9 empty] | 7/25/2016 | Dimmable | Continuous (Can dim down to ≤ 10% (W)) | Yes |  |  | 1905 | 106.4 | 17.9 | 11.1 | 0.916 | 4000 | 85
PG2WBQ5V | Lumen Focus, LLC | ECL | ECL-2-MD-UV-850 | Indoor Luminaires | Linear Ambient | Direct Linear Ambient Luminaires | Standard | FALSE | [9 empty] | 7/25/2016 | Dimmable | Continuous (Can dim down to ≤ 10% (W)) | Yes |  |  | 1981 | 110.7 | 17.9 | 11.1 | 0.916 | 5000 | 85
PSGUVTNP | Lumen Focus, LLC | ECL | ECL-2-HI-UV-835 | Indoor Luminaires | Linear Ambient | Direct Linear Ambient Luminaires | Standard | FALSE | [9 empty] | 7/25/2016 | Dimmable | Continuous (Can dim down to ≤ 10% (W)) | Yes |  |  | 2879 | 125.2 | 23 | 11.1 | 0.916 | 3500 | 85
P77J17WF | Lumen Focus, LLC | ECL | ECL-2-HI-UV-840 | Indoor Luminaires | Linear Ambient | Direct Linear Ambient Luminaires | Standard | FALSE | [9 empty] | 7/25/2016 | Dimmable | Continuous (Can dim down to ≤ 10% (W)) | Yes |  |  | 2977 | 129.5 | 23 | 11.1 | 0.916 | 4000 | 85
P95KQZE3 | Lumen Focus, LLC | ECL | ECL-2-HI-UV-850 | Indoor Luminaires | Linear Ambient | Direct Linear Ambient Luminaires | Standard | FALSE | [9 empty] | 7/25/2016 | Dimmable | Continuous (Can dim down to ≤ 10% (W)) | Yes |  |  | 3097 | 134.6 | 23 | 11.1 | 0.916 | 5000 | 85
PWSCUPMP | Lumen Focus, LLC | ECL | ECL-2-VH-UV-835 | Indoor Luminaires | Linear Ambient | Direct Linear Ambient Luminaires | Standard | FALSE | [9 empty] | 7/25/2016 | Dimmable | Continuous (Can dim down to ≤ 10% (W)) | Yes |  |  | 3699 | 115.6 | 32 | 11.1 | 0.916 | 3500 | 85
PEEQQA7R | Lumen Focus, LLC | ECL | ECL-2-VH-UV-840 | Indoor Luminaires | Linear Ambient | Direct Linear Ambient Luminaires | Standard | FALSE | [9 empty] | 7/25/2016 | Dimmable | Continuous (Can dim down to ≤ 10% (W)) | Yes |  |  | 3826 | 119.6 | 32 | 11.1 | 0.916 | 4000 | 85
PC9M6Z5F | Lumen Focus, LLC | ECL | ECL-2-VH-UV-850 | Indoor Luminaires | Linear Ambient | Direct Linear Ambient Luminaires | Standard | FALSE | [9 empty] | 7/25/2016 | Dimmable | Continuous (Can dim down to ≤ 10% (W)) | Yes |  |  | 3979 | 124.3 | 32 | 11.1 | 0.916 | 5000 | 85
PF51ASZH | Lumen Focus, LLC | ECL | ECL-4-LW-UV-835 | Indoor Luminaires | Linear Ambient | Direct Linear Ambient Luminaires | Standard | FALSE | [9 empty] | 7/25/2016 | Dimmable | Continuous (Can dim down to ≤ 10% (W)) | Yes |  |  | 2151 | 119.5 | 18 | 11.1 | 0.916 | 3500 | 85
P7KWZZ35 | Lumen Focus, LLC | ECL | ECL-4-LW-UV-840 | Indoor Luminaires | Linear Ambient | Direct Linear Ambient Luminaires | Standard | FALSE | [9 empty] | 7/25/2016 | Dimmable | Continuous (Can dim down to ≤ 10% (W)) | Yes |  |  | 2225 | 123.6 | 18 | 11.1 | 0.916 | 4000 | 85
PZRAEBA2 | Lumen Focus, LLC | ECL | ECL-4-LW-UV-850 | Indoor Luminaires | Linear Ambient | Direct Linear Ambient Luminaires | Standard | FALSE | [9 empty] | 7/25/2016 | Dimmable | Continuous (Can dim down to ≤ 10% (W)) | Yes |  |  | 2314 | 128.5 | 18 | 11.1 | 0.916 | 5000 | 85
P24M7Y17 | Lumen Focus, LLC | ECL | ECL-4-MD-UV-835 | Indoor Luminaires | Linear Ambient | Direct Linear Ambient Luminaires | Standard | FALSE | [9 empty] | 7/25/2016 | Dimmable | Continuous (Can dim down to ≤ 10% (W)) | Yes |  |  | 3569 | 111.9 | 31.9 | 11.1 | 0.916 | 3582 | 85
P69UAJWQ | Lumen Focus, LLC | ECL | ECL-4-MD-UV-840 | Indoor Luminaires | Linear Ambient | Direct Linear Ambient Luminaires | Standard | FALSE | [9 empty] | 7/25/2016 | Dimmable | Continuous (Can dim down to ≤ 10% (W)) | Yes |  |  | 3691 | 115.7 | 31.9 | 11.1 | 0.916 | 4000 | 85
PXNU7XFH | Lumen Focus, LLC | ECL | ECL-4-MD-UV-850 | Indoor Luminaires | Linear Ambient | Direct Linear Ambient Luminaires | Standard | FALSE | [9 empty] | 7/25/2016 | Dimmable | Continuous (Can dim down to ≤ 10% (W)) | Yes |  |  | 3839 | 120.3 | 31.9 | 11.1 | 0.916 | 5000 | 85
P53ZKEVN | Lumen Focus, LLC | ECL | ECL-4-HI-UV-835 | Indoor Luminaires | Linear Ambient | Direct Linear Ambient Luminaires | Standard | FALSE | [9 empty] | 7/25/2016 | Dimmable | Continuous (Can dim down to ≤ 10% (W)) | Yes |  |  | 6281 | 136 | 46.2 | 7.2 | 0.978 | 3500 | 85
PTK2Y5PQ | Lumen Focus, LLC | ECL | ECL-4-HI-UV-840 | Indoor Luminaires | Linear Ambient | Direct Linear Ambient Luminaires | Standard | FALSE | [9 empty] | 7/25/2016 | Dimmable | Continuous (Can dim down to ≤ 10% (W)) | Yes |  |  | 6495 | 140.6 | 46.2 | 7.2 | 0.978 | 4000 | 85
PAPD38KA | Lumen Focus, LLC | ECL | ECL-4-HI-UV-850 | Indoor Luminaires | Linear Ambient | Direct Linear Ambient Luminaires | Standard | FALSE | [9 empty] | 7/25/2016 | Dimmable | Continuous (Can dim down to ≤ 10% (W)) | Yes |  |  | 6755 | 146.2 | 46.2 | 7.2 | 0.978 | 5000 | 85
PMCZRFQB | Lumen Focus, LLC | ECL | ECL-4-VH-UV-835 | Indoor Luminaires | Linear Ambient | Direct Linear Ambient Luminaires | Standard | FALSE | [9 empty] | 7/25/2016 | Dimmable | Continuous (Can dim down to ≤ 10% (W)) | Yes |  |  | 8292 | 122.3 | 67.8 | 5.8 | 0.998 | 3500 | 85
PCSHP4U6 | Lumen Focus, LLC | ECL | ECL-4-VH-UV-840 | Indoor Luminaires | Linear Ambient | Direct Linear Ambient Luminaires | Standard | FALSE | [9 empty] | 7/25/2016 | Dimmable | Continuous (Can dim down to ≤ 10% (W)) | Yes |  |  | 8575 | 126.5 | 67.8 | 5.8 | 0.998 | 4000 | 85
PRRJNC28 | Lumen Focus, LLC | ECL | ECL-4-LW-UV-FR-835 | Indoor Luminaires | Linear Ambient | Direct Linear Ambient Luminaires | Standard | FALSE | [9 empty] | 8/30/2016 | Dimmable | Continuous (Can dim down to ≤ 10% (W)) | Yes |  |  | 2243 | 124.6 | 18 | 11.1 | 0.92 | 3500 | 82
PF63WRU6 | Lumen Focus, LLC | ECL | ECL-4-LW-UV-FR-840 | Indoor Luminaires | Linear Ambient | Direct Linear Ambient Luminaires | Standard | FALSE | [9 empty] | 8/30/2016 | Dimmable | Continuous (Can dim down to ≤ 10% (W)) | Yes |  |  | 2312 | 128.4 | 18 | 11.1 | 0.92 | 4000 | 82
PZ3GSZ7A | Lumen Focus, LLC | ECL | ECL-4-LW-UV-FR-850 | Indoor Luminaires | Linear Ambient | Direct Linear Ambient Luminaires | Standard | FALSE | [9 empty] | 8/30/2016 | Dimmable | Continuous (Can dim down to ≤ 10% (W)) | Yes |  |  | 2381 | 132.3 | 18 | 11.1 | 0.92 | 5000 | 82
PGWKSQBR | Lumen Focus, LLC | ECL | ECL-4-MD-UV-FR-835 | Indoor Luminaires | Linear Ambient | Direct Linear Ambient Luminaires | Standard | FALSE | [9 empty] | 8/30/2016 | Dimmable | Continuous (Can dim down to ≤ 10% (W)) | Yes |  |  | 3690 | 117.1 | 31.9 | 11.1 | 0.92 | 3582 | 85
PUSTGTAH | Lumen Focus, LLC | ECL | ECL-4-MD-UV-FR-840 | Indoor Luminaires | Linear Ambient | Direct Linear Ambient Luminaires | Standard | FALSE | [9 empty] | 8/30/2016 | Dimmable | Continuous (Can dim down to ≤ 10% (W)) | Yes |  |  | 3804 | 120.8 | 31.9 | 11.1 | 0.92 | 4000 | 82
P1CKG717 | Lumen Focus, LLC | ECL | ECL-4-MD-UV-FR-850 | Indoor Luminaires | Linear Ambient | Direct Linear Ambient Luminaires | Standard | FALSE | [9 empty] | 8/30/2016 | Dimmable | Continuous (Can dim down to ≤ 10% (W)) | Yes |  |  | 3918 | 124.4 | 31.9 | 11.1 | 0.92 | 5000 | 82
PMRF9AA6 | Lumen Focus, LLC | ECL | ECL-4-HI-UV-FR-835 | Indoor Luminaires | Linear Ambient | Direct Linear Ambient Luminaires | Standard | FALSE | [9 empty] | 8/30/2016 | Dimmable | Continuous (Can dim down to ≤ 10% (W)) | Yes |  |  | 6525 | 141.8 | 46.2 | 7.2 | 0.98 | 3500 | 82
P8FCYSMH | Lumen Focus, LLC | ECL | ECL-4-HI-UV-FR-840 | Indoor Luminaires | Linear Ambient | Direct Linear Ambient Luminaires | Standard | FALSE | [9 empty] | 8/30/2016 | Dimmable | Continuous (Can dim down to ≤ 10% (W)) | Yes |  |  | 6726 | 146.2 | 46.2 | 7.2 | 0.98 | 4000 | 82
P485Y1TX | Lumen Focus, LLC | ECL | ECL-4-HI-UV-FR-850 | Indoor Luminaires | Linear Ambient | Direct Linear Ambient Luminaires | Standard | FALSE | [9 empty] | 8/30/2016 | Dimmable | Continuous (Can dim down to ≤ 10% (W)) | Yes |  |  | 6928 | 150.6 | 46.2 | 7.2 | 0.98 | 5000 | 82
PPKQ8UY8 | Lumen Focus, LLC | ECL | ECL-4-VH-UV-FR-835 | Indoor Luminaires | Linear Ambient | Direct Linear Ambient Luminaires | Standard | FALSE | [9 empty] | 8/30/2016 | Dimmable | Continuous (Can dim down to ≤ 10% (W)) | Yes |  |  | 8661 | 127.4 | 67.8 | 5.8 | 1 | 3500 | 82
P16J3FD6 | Lumen Focus, LLC | ECL | ECL-4-VH-UV-FR-840 | Indoor Luminaires | Linear Ambient | Direct Linear Ambient Luminaires | Standard | FALSE | [9 empty] | 8/30/2016 | Dimmable | Continuous (Can dim down to ≤ 10% (W)) | Yes |  |  | 8929 | 131.3 | 67.8 | 5.8 | 1 | 4000 | 82
PEDTQAVW | Lumen Focus, LLC | ECL | ECL-4-VH-UV-FR-850 | Indoor Luminaires | Linear Ambient | Direct Linear Ambient Luminaires | Standard | FALSE | [9 empty] | 8/30/2016 | Dimmable | Continuous (Can dim down to ≤ 10% (W)) | Yes |  |  | 9197 | 135.2 | 67.8 | 5.8 | 1 | 5273 | 83
PMQUAY96 | Lumen Focus, LLC | ECL | ECL-8-LW-UV-FR-835 | Indoor Luminaires | Linear Ambient | Direct Linear Ambient Luminaires | Standard | FALSE | [9 empty] | 8/30/2016 | Dimmable | Continuous (Can dim down to ≤ 10% (W)) | Yes |  |  | 4126 | 137.5 | 30 | 11.1 | 0.92 | 3500 | 82
PDQUFHJ8 | Lumen Focus, LLC | ECL | ECL-8-LW-UV-FR-840 | Indoor Luminaires | Linear Ambient | Direct Linear Ambient Luminaires | Standard | FALSE | [9 empty] | 8/30/2016 | Dimmable | Continuous (Can dim down to ≤ 10% (W)) | Yes |  |  | 4254 | 141.8 | 30 | 11.1 | 0.92 | 4000 | 82
PF2ASM7G | Lumen Focus, LLC | ECL | ECL-8-LW-UV-FR-850 | Indoor Luminaires | Linear Ambient | Direct Linear Ambient Luminaires | Standard | FALSE | [9 empty] | 8/30/2016 | Dimmable | Continuous (Can dim down to ≤ 10% (W)) | Yes |  |  | 4381 | 146 | 30 | 11.1 | 0.92 | 5000 | 82
PJ35MHNZ | Lumen Focus, LLC | ECL | ECL-8-ML-UV-FR-835 | Indoor Luminaires | Linear Ambient | Direct Linear Ambient Luminaires | Standard | FALSE | [9 empty] | 8/30/2016 | Dimmable | Continuous (Can dim down to ≤ 10% (W)) | Yes |  |  | 5960 | 135.4 | 44 | 7.5 | 0.98 | 3500 | 82
P4MHZ7BB | Lumen Focus, LLC | ECL | ECL-8-ML-UV-FR-840 | Indoor Luminaires | Linear Ambient | Direct Linear Ambient Luminaires | Standard | FALSE | [9 empty] | 8/30/2016 | Dimmable | Continuous (Can dim down to ≤ 10% (W)) | Yes |  |  | 6144 | 139.6 | 44 | 7.5 | 0.98 | 4000 | 82
PY3NPGAX | Lumen Focus, LLC | ECL | ECL-8-LW-UV-835 | Indoor Luminaires | Linear Ambient | Direct Linear Ambient Luminaires | Standard | FALSE | [9 empty] | 7/25/2016 | Dimmable | Continuous (Can dim down to ≤ 10% (W)) | Yes |  |  | 3958 | 131.9 | 30 | 11.1 | 0.916 | 3500 | 85
P9RDY5HU | Lumen Focus, LLC | ECL | ECL-8-LW-UV-840 | Indoor Luminaires | Linear Ambient | Direct Linear Ambient Luminaires | Standard | FALSE | [9 empty] | 7/25/2016 | Dimmable | Continuous (Can dim down to ≤ 10% (W)) | Yes |  |  | 4093 | 136.4 | 30 | 11.1 | 0.916 | 4000 | 85
P1948EKQ | Lumen Focus, LLC | ECL | ECL-8-LW-UV-850 | Indoor Luminaires | Linear Ambient | Direct Linear Ambient Luminaires | Standard | FALSE | [9 empty] | 7/25/2016 | Dimmable | Continuous (Can dim down to ≤ 10% (W)) | Yes |  |  | 4257 | 141.9 | 30 | 11.1 | 0.916 | 5000 | 85
P4TJB5T9 | Lumen Focus, LLC | ECL | ECL-8-ML-UV-835 | Indoor Luminaires | Linear Ambient | Direct Linear Ambient Luminaires | Standard | FALSE | [9 empty] | 7/25/2016 | Dimmable | Continuous (Can dim down to ≤ 10% (W)) | Yes |  |  | 5717 | 129.9 | 44 | 7.5 | 0.978 | 3500 | 85
P2SJ32XY | Lumen Focus, LLC | ECL | ECL-8-ML-UV-840 | Indoor Luminaires | Linear Ambient | Direct Linear Ambient Luminaires | Standard | FALSE | [9 empty] | 7/25/2016 | Dimmable | Continuous (Can dim down to ≤ 10% (W)) | Yes |  |  | 5912 | 134.4 | 44 | 7.5 | 0.978 | 4000 | 85
PKNB8QQD | Lumen Focus, LLC | ECL | ECL-8-ML-UV-850 | Indoor Luminaires | Linear Ambient | Direct Linear Ambient Luminaires | Standard | FALSE | [9 empty] | 7/25/2016 | Dimmable | Continuous (Can dim down to ≤ 10% (W)) | Yes |  |  | 6149 | 139.7 | 44 | 7.5 | 0.978 | 5000 | 85
PAD19KNM | Lumen Focus, LLC | ECL | ECL-8-MD-UV-835 | Indoor Luminaires | Linear Ambient | Direct Linear Ambient Luminaires | Standard | FALSE | [9 empty] | 7/25/2016 | Dimmable | Continuous (Can dim down to ≤ 10% (W)) | Yes |  |  | 8067 | 112 | 72 | 5.8 | 0.998 | 3500 | 85
PX3VAH84 | Lumen Focus, LLC | ECL | ECL-8-MD-UV-840 | Indoor Luminaires | Linear Ambient | Direct Linear Ambient Luminaires | Standard | FALSE | [9 empty] | 7/25/2016 | Dimmable | Continuous (Can dim down to ≤ 10% (W)) | Yes |  |  | 8343 | 115.9 | 72 | 5.8 | 0.998 | 4000 | 85
PJCNNTYG | Lumen Focus, LLC | ECL | ECL-8-MD-UV-850 | Indoor Luminaires | Linear Ambient | Direct Linear Ambient Luminaires | Standard | FALSE | [9 empty] | 7/25/2016 | Dimmable | Continuous (Can dim down to ≤ 10% (W)) | Yes |  |  | 8676 | 120.5 | 72 | 5.8 | 0.998 | 5000 | 85
P955DV6Q | Lumen Focus, LLC | ECL | ECL-8-MH-UV-835 | Indoor Luminaires | Linear Ambient | Direct Linear Ambient Luminaires | Standard | FALSE | [9 empty] | 7/25/2016 | Dimmable | Continuous (Can dim down to ≤ 10% (W)) | Yes |  |  | 10048 | 128.8 | 78 | 5.8 | 0.998 | 3500 | 85
PX29Z6M3 | Lumen Focus, LLC | ECL | ECL-8-MH-UV-840 | Indoor Luminaires | Linear Ambient | Direct Linear Ambient Luminaires | Standard | FALSE | [9 empty] | 7/25/2016 | Dimmable | Continuous (Can dim down to ≤ 10% (W)) | Yes |  |  | 10391 | 133.2 | 78 | 5.8 | 0.998 | 4000 | 85
PQUBUEYE | Lumen Focus, LLC | ECL | ECL-8-MH-UV-850 | Indoor Luminaires | Linear Ambient | Direct Linear Ambient Luminaires | Standard | FALSE | [9 empty] | 7/25/2016 | Dimmable | Continuous (Can dim down to ≤ 10% (W)) | Yes |  |  | 10807 | 138.5 | 78 | 5.8 | 0.998 | 5000 | 85
PYY3TZ4A | Lumen Focus, LLC | ECL | ECL-8-HI-UV-835 | Indoor Luminaires | Linear Ambient | Direct Linear Ambient Luminaires | Standard | FALSE | [9 empty] | 7/25/2016 | Dimmable | Continuous (Can dim down to ≤ 10% (W)) | Yes |  |  | 12123 | 131.8 | 92 | 11.5 | 0.957 | 3500 | 85
PJZW726B | Lumen Focus, LLC | ECL | ECL-8-HI-UV-840 | Indoor Luminaires | Linear Ambient | Direct Linear Ambient Luminaires | Standard | FALSE | [9 empty] | 7/25/2016 | Dimmable | Continuous (Can dim down to ≤ 10% (W)) | Yes |  |  | 12537 | 136.5 | 92 | 11.5 | 0.957 | 4000 | 85
PJ56ZS69 | Lumen Focus, LLC | ECL | ECL-8-HI-UV-850 | Indoor Luminaires | Linear Ambient | Direct Linear Ambient Luminaires | Standard | FALSE | [9 empty] | 7/25/2016 | Dimmable | Continuous (Can dim down to ≤ 10% (W)) | Yes |  |  | 13038 | 142 | 92 | 11.5 | 0.957 | 5000 | 85
PAVKNWB4 | Lumen Focus, LLC | ECL | ECL-8-VH-UV-835 | Indoor Luminaires | Linear Ambient | Direct Linear Ambient Luminaires | Standard | FALSE | [9 empty] | 7/25/2016 | Dimmable | Continuous (Can dim down to ≤ 10% (W)) | Yes |  |  | 16164 | 119.7 | 135 | 5.8 | 0.998 | 3500 | 85
PUK3N9BK | Lumen Focus, LLC | ECL | ECL-8-VH-UV-840 | Indoor Luminaires | Linear Ambient | Direct Linear Ambient Luminaires | Standard | FALSE | [9 empty] | 7/25/2016 | Dimmable | Continuous (Can dim down to ≤ 10% (W)) | Yes |  |  | 16715 | 123.8 | 135 | 5.8 | 0.998 | 4000 | 85
PFCV6BQP | Lumen Focus, LLC | ECL | ECL-8-VH-UV-850 | Indoor Luminaires | Linear Ambient | Direct Linear Ambient Luminaires | Standard | FALSE | [9 empty] | 7/25/2016 | Dimmable | Continuous (Can dim down to ≤ 10% (W)) | Yes |  |  | 17384 | 128.8 | 135 | 5.8 | 0.998 | 5000 | 85
P5575ZCW | Lumen Focus, LLC | ECL | ECL-8-ML-UV-FR-850 | Indoor Luminaires | Linear Ambient | Direct Linear Ambient Luminaires | Standard | FALSE | [9 empty] | 8/30/2016 | Dimmable | Continuous (Can dim down to ≤ 10% (W)) | Yes |  |  | 6328 | 143.8 | 44 | 7.5 | 0.98 | 5000 | 82
PS1W7489 | Lumen Focus, LLC | ECL | ECL-8-MD-UV-FR-835 | Indoor Luminaires | Linear Ambient | Direct Linear Ambient Luminaires | Standard | FALSE | [9 empty] | 8/30/2016 | Dimmable | Continuous (Can dim down to ≤ 10% (W)) | Yes |  |  | 8410 | 116.8 | 72 | 5.8 | 1 | 3500 | 82
PMS7YYPB | Lumen Focus, LLC | ECL | ECL-8-MD-UV-FR-840 | Indoor Luminaires | Linear Ambient | Direct Linear Ambient Luminaires | Standard | FALSE | [9 empty] | 8/30/2016 | Dimmable | Continuous (Can dim down to ≤ 10% (W)) | Yes |  |  | 8670 | 120.4 | 72 | 5.8 | 1 | 4000 | 82
PXYZRXGJ | Lumen Focus, LLC | ECL | ECL-8-MD-UV-FR-850 | Indoor Luminaires | Linear Ambient | Direct Linear Ambient Luminaires | Standard | FALSE | [9 empty] | 8/30/2016 | Dimmable | Continuous (Can dim down to ≤ 10% (W)) | Yes |  |  | 8930 | 124 | 72 | 5.8 | 1 | 5000 | 82
PCKSMH6K | Lumen Focus, LLC | ECL | ECL-8-MH-UV-FR-835 | Indoor Luminaires | Linear Ambient | Direct Linear Ambient Luminaires | Standard | FALSE | [9 empty] | 8/30/2016 | Dimmable | Continuous (Can dim down to ≤ 10% (W)) | Yes |  |  | 10475 | 134.3 | 78 | 5.8 | 1 | 3500 | 82
P7CXX4W3 | Lumen Focus, LLC | ECL | ECL-8-MH-UV-FR-840 | Indoor Luminaires | Linear Ambient | Direct Linear Ambient Luminaires | Standard | FALSE | [9 empty] | 8/30/2016 | Dimmable | Continuous (Can dim down to ≤ 10% (W)) | Yes |  |  | 10799 | 138.4 | 78 | 5.8 | 1 | 4000 | 82
PCJPPP1T | Lumen Focus, LLC | ECL | ECL-8-MH-UV-FR-850 | Indoor Luminaires | Linear Ambient | Direct Linear Ambient Luminaires | Standard | FALSE | [9 empty] | 8/30/2016 | Dimmable | Continuous (Can dim down to ≤ 10% (W)) | Yes |  |  | 11122 | 142.6 | 78 | 5.8 | 1 | 5000 | 82
P5MAJXAH | Lumen Focus, LLC | ECL | ECL-8-HI-UV-FR-835 | Indoor Luminaires | Linear Ambient | Direct Linear Ambient Luminaires | Standard | FALSE | [9 empty] | 8/30/2016 | Dimmable | Continuous (Can dim down to ≤ 10% (W)) | Yes |  |  | 12637 | 137.4 | 92 | 11.5 | 0.96 | 3500 | 82
PGHPB6MP | Lumen Focus, LLC | ECL | ECL-8-HI-UV-FR-840 | Indoor Luminaires | Linear Ambient | Direct Linear Ambient Luminaires | Standard | FALSE | [9 empty] | 8/30/2016 | Dimmable | Continuous (Can dim down to ≤ 10% (W)) | Yes |  |  | 13028 | 141.6 | 92 | 11.5 | 0.96 | 4000 | 82
PQDWVCYQ | Lumen Focus, LLC | ECL | ECL-8-HI-UV-FR-850 | Indoor Luminaires | Linear Ambient | Direct Linear Ambient Luminaires | Standard | FALSE | [9 empty] | 8/30/2016 | Dimmable | Continuous (Can dim down to ≤ 10% (W)) | Yes |  |  | 13419 | 145.9 | 92 | 11.5 | 0.96 | 5000 | 82
PPKB43JU | Lumen Focus, LLC | ECL | ECL-8-VH-UV-FR-835 | Indoor Luminaires | Linear Ambient | Direct Linear Ambient Luminaires | Standard | FALSE | [9 empty] | 8/30/2016 | Dimmable | Continuous (Can dim down to ≤ 10% (W)) | Yes |  |  | 16849 | 124.8 | 135 | 5.8 | 1 | 3500 | 82
PPMBHS2H | Lumen Focus, LLC | ECL | ECL-8-VH-UV-FR-840 | Indoor Luminaires | Linear Ambient | Direct Linear Ambient Luminaires | Standard | FALSE | [9 empty] | 8/30/2016 | Dimmable | Continuous (Can dim down to ≤ 10% (W)) | Yes |  |  | 17371 | 128.7 | 135 | 5.8 | 1 | 4000 | 82
P9RBV6CZ | Lumen Focus, LLC | ECL | ECL-8-VH-UV-FR-850 | Indoor Luminaires | Linear Ambient | Direct Linear Ambient Luminaires | Standard | FALSE | [9 empty] | 8/30/2016 | Dimmable | Continuous (Can dim down to ≤ 10% (W)) | Yes |  |  | 17892 | 132.5 | 135 | 5.8 | 1 | 5000 | 82
P66P385G | Lumenwerx ULC | Lumenwerx | VIA2WD-HLO-LED-80-400-30K-4-UNV | Indoor Luminaires | Linear Ambient | Direct Linear Ambient Luminaires | Standard | TRUE | 1903 | 101.9 | 18.69 | 9.09 | 0.967 | 3479 | 85 | 5 | 50000 | 9/1/2015 | Dimmable | Continuous (Can dim down to ≤ 10% (W)) | Yes |  | 3 | 1898 | 101.9 | 18.63 | 7.45 | 0.994 | 3479 | 85
P128F2KX | Lumenwerx ULC | Lumenwerx | [REV,CAM]XSIB-PMO-LED-80-750-40-80-20-4-UNV-D-1 | Indoor Luminaires | Linear Ambient | Direct Linear Ambient Luminaires | Standard | TRUE | 3730 | 108.5 | 34.39 | 13.11 | 0.968 | 4081 | 84.4 | 5 | 60000 | 7/1/2016 | Dimmable | Continuous (Can dim down to ≤ 10% (W)) | Yes |  | 3.1 | 4206 | 99 | 42.49 | 7.96 | 0.992 | 4046 | 84.2
P5Z5A2JJ | Lumenwerx ULC | Lumenwerx | [REV,CAM]XSIB-PMO-LED-80-1000-30-80-20-4-UNV-D-1 | Indoor Luminaires | Linear Ambient | Direct Linear Ambient Luminaires | Standard | TRUE | 5652.4 | 91.4 | 61.83 | 11.74 | 0.973 | 3099 | 82.3 | 5 | 60000 | 7/1/2016 | Dimmable | Continuous (Can dim down to ≤ 10% (W)) | Yes |  | 3.1 | 5652.4 | 91.4 | 61.83 | 5.75 | 0.996 | 3099 | 82.3
PTG86WRX | Lumenwerx ULC | Lumenwerx | [REV,CAM]XSIB-PMO-LED-80-750-35-80-20-4-UNV-D-1 | Indoor Luminaires | Linear Ambient | Direct Linear Ambient Luminaires | Standard | FALSE | [9 empty] | 7/1/2016 | Dimmable | Continuous (Can dim down to ≤ 10% (W)) | Yes |  |  | 4273.95 | 96.11 | 44.47 | 7.96 | 0.992 | 3570 | 83.35
PPMDBM7N | Lumenwerx ULC | Lumenwerx | [REV,CAM]XSIB-PMO-LED-80-875-35-80-20-4-UNV-D-1 | Indoor Luminaires | Linear Ambient | Direct Linear Ambient Luminaires | Standard | FALSE | [9 empty] | 7/1/2016 | Dimmable | Continuous (Can dim down to ≤ 10% (W)) | Yes |  |  | 4906 | 94.03 | 52.176 | 7.96 | 0.992 | 3572 | 83.3
PF6MZQKC | Lumenwerx ULC | Lumenwerx | [REV,CAM]XSIB-PMO-LED-80-1000-35-80-20-4-UNV-D-1 | Indoor Luminaires | Linear Ambient | Direct Linear Ambient Luminaires | Standard | FALSE | [9 empty] | 7/1/2016 | Dimmable | Continuous (Can dim down to ≤ 10% (W)) | Yes |  |  | 5563.94 | 93.74 | 59.3568 | 7.96 | 0.992 | 3572.5 | 83.25
PRNBZBFW | Lumenwerx ULC | Lumenwerx | [REV,CAM]XSIB-PMO-LED-80-875-40-80-20-4-UNV-D-1 | Indoor Luminaires | Linear Ambient | Direct Linear Ambient Luminaires | Standard | FALSE | [9 empty] | 7/1/2016 | Dimmable | Continuous (Can dim down to ≤ 10% (W)) | Yes |  |  | 4828 | 96.56 | 50.002 | 7.96 | 0.992 | 4046 | 84.2
PN3KF88Q | Lumenwerx ULC | Lumenwerx | [REV,CAM]XSIB-PMO-LED-80-1000-40-80-20-4-UNV-D-1 | Indoor Luminaires | Linear Ambient | Direct Linear Ambient Luminaires | Standard | FALSE | [9 empty] | 7/1/2016 | Dimmable | Continuous (Can dim down to ≤ 10% (W)) | Yes |  |  | 5475.48 | 96.26 | 56.88 | 7.96 | 0.992 | 4046 | 84.2
P1S2EZ2M | Lumenwerx ULC | Lumenwerx | [REV,CAM]XSIB-PMO-LED-80-750-30-80-20-8-UNV-D-1 | Indoor Luminaires | Linear Ambient | Direct Linear Ambient Luminaires | Standard | FALSE | [9 empty] | 7/1/2016 | Dimmable | Continuous (Can dim down to ≤ 10% (W)) | Yes |  |  | 8683.8 | 93.47 | 92.9 | 7.3 | 0.996 | 3094 | 82.5
P2TNM5FZ | Lumenwerx ULC | Lumenwerx | [REV,CAM]XSIB-PMO-LED-80-875-30-80-20-8-UNV-D-1 | Indoor Luminaires | Linear Ambient | Direct Linear Ambient Luminaires | Standard | FALSE | [9 empty] | 7/1/2016 | Dimmable | Continuous (Can dim down to ≤ 10% (W)) | Yes |  |  | 9968 | 91.7 | 108.7 | 6.54 | 0.996 | 3098 | 82.4
PZEKEJF5 | Lumenwerx ULC | Lumenwerx | [REV,CAM]XSIB-PMO-LED-80-1000-30-80-20-8-UNV-D-1 | Indoor Luminaires | Linear Ambient | Direct Linear Ambient Luminaires | Standard | FALSE | [9 empty] | 7/1/2016 | Dimmable | Continuous (Can dim down to ≤ 10% (W)) | Yes |  |  | 11304.8 | 91.42 | 123.66 | 5.75 | 0.996 | 3099 | 82.3
P1J1SMSH | Lumenwerx ULC | Lumenwerx | [REV,CAM]XSIB-PMO-LED-80-750-35-80-20-8-UNV-D-1 | Indoor Luminaires | Linear Ambient | Direct Linear Ambient Luminaires | Standard | FALSE | [9 empty] | 7/1/2016 | Dimmable | Continuous (Can dim down to ≤ 10% (W)) | Yes |  |  | 8547.9 | 96.11 | 88.94 | 7.96 | 0.992 | 3570 | 83.35
PFM9VPXN | Lumenwerx ULC | Lumenwerx | [REV,CAM]XSIB-PMO-LED-80-875-35-80-20-8-UNV-D-1 | Indoor Luminaires | Linear Ambient | Direct Linear Ambient Luminaires | Standard | FALSE | [9 empty] | 7/1/2016 | Dimmable | Continuous (Can dim down to ≤ 10% (W)) | Yes |  |  | 9812 | 94.03 | 104.352 | 7.96 | 0.992 | 3572 | 83.3
PN34Z87V | Lumenwerx ULC | Lumenwerx | [REV,CAM]XSIB-PMO-LED-80-1000-35-80-20-8-UNV-D-1 | Indoor Luminaires | Linear Ambient | Direct Linear Ambient Luminaires | Standard | FALSE | [9 empty] | 7/1/2016 | Dimmable | Continuous (Can dim down to ≤ 10% (W)) | Yes |  |  | 11127.8 | 93.7 | 118.7136 | 7.96 | 0.992 | 3572.5 | 83.25
PNQRY8DU | Lumenwerx ULC | Lumenwerx | [REV,CAM]XSIB-PMO-LED-80-750-40-80-20-8-UNV-D-1 | Indoor Luminaires | Linear Ambient | Direct Linear Ambient Luminaires | Standard | FALSE | [9 empty] | 7/1/2016 | Dimmable | Continuous (Can dim down to ≤ 10% (W)) | Yes |  |  | 8412 | 98.99 | 84.98 | 7.96 | 0.992 | 4046 | 84.2
PVFAWZP6 | Lumenwerx ULC | Lumenwerx | [REV,CAM]XSIB-PMO-LED-80-875-40-80-20-8-UNV-D-1 | Indoor Luminaires | Linear Ambient | Direct Linear Ambient Luminaires | Standard | FALSE | [9 empty] | 7/1/2016 | Dimmable | Continuous (Can dim down to ≤ 10% (W)) | Yes |  |  | 9656.005 | 96.5562 | 100.004 | 7.96 | 0.992 | 4046 | 84.2
PCVJXU2R | Lumenwerx ULC | Lumenwerx | [REV,CAM]XSIB-PMO-LED-80-1000-40-80-20-8-UNV-D-1 | Indoor Luminaires | Linear Ambient | Direct Linear Ambient Luminaires | Standard | FALSE | [9 empty] | 7/1/2016 | Dimmable | Continuous (Can dim down to ≤ 10% (W)) | Yes |  |  | 10950.96 | 96.26 | 113.7672 | 7.96 | 0.992 | 4046 | 84.2
P2YSRQ3D | Lumenwerx ULC | Lumenwerx | [REV,CAM]XSIB-PMO-LED-80-750-30-80-20-12-UNV-D-1 | Indoor Luminaires | Linear Ambient | Direct Linear Ambient Luminaires | Standard | FALSE | [9 empty] | 7/1/2016 | Dimmable | Continuous (Can dim down to ≤ 10% (W)) | Yes |  |  | 13025.7 | 93.47 | 139.35 | 7.3 | 0.996 | 3094 | 82.5
P1T1YTHE | Lumenwerx ULC | Lumenwerx | [REV,CAM]XSIB-PMO-LED-80-875-30-80-20-12-UNV-D-1 | Indoor Luminaires | Linear Ambient | Direct Linear Ambient Luminaires | Standard | FALSE | [9 empty] | 7/1/2016 | Dimmable | Continuous (Can dim down to ≤ 10% (W)) | Yes |  |  | 14952 | 91.7 | 163.05 | 6.54 | 0.996 | 3098 | 82.4
PGCGMJKX | Lumenwerx ULC | Lumenwerx | [REV,CAM]XSIB-PMO-LED-80-1000-30-80-20-12-UNV-D-1 | Indoor Luminaires | Linear Ambient | Direct Linear Ambient Luminaires | Standard | FALSE | [9 empty] | 7/1/2016 | Dimmable | Continuous (Can dim down to ≤ 10% (W)) | Yes |  |  | 16957.2 | 91.42 | 185.49 | 5.75 | 0.996 | 3099 | 82.3
P4Y4PCFZ | Lumenwerx ULC | Lumenwerx | [REV,CAM]XSIB-PMO-LED-80-750-35-80-20-12-UNV-D-1 | Indoor Luminaires | Linear Ambient | Direct Linear Ambient Luminaires | Standard | FALSE | [9 empty] | 7/1/2016 | Dimmable | Continuous (Can dim down to ≤ 10% (W)) | Yes |  |  | 12821.85 | 96.11 | 133.41 | 7.96 | 0.992 | 3570 | 83.35
P7Y9FNJ1 | Lumenwerx ULC | Lumenwerx | [REV,CAM]XSIB-PMO-LED-80-875-35-80-20-12-UNV-D-1 | Indoor Luminaires | Linear Ambient | Direct Linear Ambient Luminaires | Standard | FALSE | [9 empty] | 7/1/2016 | Dimmable | Continuous (Can dim down to ≤ 10% (W)) | Yes |  |  | 14718 | 94.03 | 156.528 | 7.96 | 0.992 | 3572 | 83.3
PJBRDKT1 | Lumenwerx ULC | Lumenwerx | [REV,CAM]XSIB-PMO-LED-80-1000-35-80-20-12-UNV-D-1 | Indoor Luminaires | Linear Ambient | Direct Linear Ambient Luminaires | Standard | FALSE | [9 empty] | 7/1/2016 | Dimmable | Continuous (Can dim down to ≤ 10% (W)) | Yes |  |  | 16691.8 | 93.74 | 178.0704 | 7.96 | 0.992 | 3572.5 | 83.25
PP5J2JFA | Lumenwerx ULC | Lumenwerx | [REV,CAM]XSIB-PMO-LED-80-750-40-80-20-12-UNV-D-1 | Indoor Luminaires | Linear Ambient | Direct Linear Ambient Luminaires | Standard | FALSE | [9 empty] | 7/1/2016 | Dimmable | Continuous (Can dim down to ≤ 10% (W)) | Yes |  |  | 12618 | 98.99 | 127.47 | 7.96 | 0.992 | 4046 | 84.2
P9T26RRQ | Lumenwerx ULC | Lumenwerx | [REV,CAM]XSIB-PMO-LED-80-875-40-80-20-12-UNV-D-1 | Indoor Luminaires | Linear Ambient | Direct Linear Ambient Luminaires | Standard | FALSE | [9 empty] | 7/1/2016 | Dimmable | Continuous (Can dim down to ≤ 10% (W)) | Yes |  |  | 14484 | 96.56 | 150.006 | 7.96 | 0.992 | 4046 | 84.2
PAX46BHN | Lumenwerx ULC | Lumenwerx | [REV,CAM]XSIB-PMO-LED-80-1000-40-80-20-12-UNV-D-1 | Indoor Luminaires | Linear Ambient | Direct Linear Ambient Luminaires | Standard | FALSE | [9 empty] | 7/1/2016 | Dimmable | Continuous (Can dim down to ≤ 10% (W)) | Yes |  |  | 16426.45 | 96.26 | 170.6508 | 7.96 | 0.992 | 4046 | 84.2
PQCVY9ND | Lumenwerx ULC | Lumenwerx | [REV,CAM]XSIB-PMO-LED-80-750-30-80-20-4-UNV-D-1 | Indoor Luminaires | Linear Ambient | Direct Linear Ambient Luminaires | Standard | FALSE | [9 empty] | 7/1/2016 | Dimmable | Continuous (Can dim down to ≤ 10% (W)) | Yes |  |  | 4341.9 | 93.5 | 46.45 | 7.3 | 0.996 | 3094 | 82.5
PS5KFKEN | Lumenwerx ULC | Lumenwerx | [REV,CAM]XSIB-PMO-LED-80-875-30-80-20-4-UNV-D-1 | Indoor Luminaires | Linear Ambient | Direct Linear Ambient Luminaires | Standard | FALSE | [9 empty] | 7/1/2016 | Dimmable | Continuous (Can dim down to ≤ 10% (W)) | Yes |  |  | 4984 | 91.7 | 54.35 | 6.54 | 0.996 | 3098 | 82.4
PFNYW9GM | Lumenwerx ULC | Lumenwerx | VIA4PDI-HLO-LED-80-500-500-40-4-UNV-D-1 | Indoor Luminaires | Linear Ambient | Direct Linear Ambient Luminaires | Standard | TRUE | 3948 | 116 | 34.02 | 9.84 | 0.96 | 4001 | 83.6 | 5 | 50000 | 6/22/2016 | Dimmable | Continuous (Can dim down to ≤ 10% (W)) | Yes |  | 3.1 | 3948 | 116 | 34.02 | 8.61 | 0.994 | 4001 | 83.6
PQHJRT3Z | Lumenwerx ULC | Lumenwerx | VIA4PDI-HLO-LED-80-1200-500-30-4-UNV-D-1 | Indoor Luminaires | Linear Ambient | Direct Linear Ambient Luminaires | Standard | TRUE | 7037 | 106.5 | 66.05 | 12.99 | 0.962 | 3073 | 82.3 | 5 | 50000 | 6/22/2016 | Dimmable | Continuous (Can dim down to ≤ 10% (W)) | Yes |  | 3.1 | 7037 | 106.5 | 66.05 | 7.21 | 0.996 | 3073 | 82.3
PW947TUG | Lumenwerx ULC | Lumenwerx | VIA4PDI-HLO-LED-80-1200-750-30-4-UNV-D-1 | Indoor Luminaires | Linear Ambient | Direct Linear Ambient Luminaires | Standard | FALSE | [9 empty] | 6/22/2016 | Dimmable | Continuous (Can dim down to ≤ 10% (W)) | Yes |  |  | 8023.6 | 107 | 75.01 | 7.16 | 0.996 | 3068 | 82.2
P4SPJMJZ | Lumenwerx ULC | Lumenwerx | VIA4PDI-HLO-LED-80-500-500-35-4-UNV-D-1 | Indoor Luminaires | Linear Ambient | Direct Linear Ambient Luminaires | Standard | FALSE | [9 empty] | 6/22/2016 | Dimmable | Continuous (Can dim down to ≤ 10% (W)) | Yes |  |  | 4101.7 | 115.09 | 35.64 | 8.61 | 0.994 | 3525.5 | 83.05
PEHA9WJB | Lumenwerx ULC | Lumenwerx | VIA4PDI-HLO-LED-80-750-500-35-4-UNV-D-1 | Indoor Luminaires | Linear Ambient | Direct Linear Ambient Luminaires | Standard | FALSE | [9 empty] | 6/22/2016 | Dimmable | Continuous (Can dim down to ≤ 10% (W)) | Yes |  |  | 5036.28 | 109.46 | 46.01 | 8.61 | 0.994 | 3534.5 | 83.05
PZKAVZJS | Lumenwerx ULC | Lumenwerx | VIA4PDI-HLO-LED-80-750-750-35-4-UNV-D-1 | Indoor Luminaires | Linear Ambient | Direct Linear Ambient Luminaires | Standard | FALSE | [9 empty] | 6/22/2016 | Dimmable | Continuous (Can dim down to ≤ 10% (W)) | Yes |  |  | 6032.93 | 111.47 | 54.12 | 8.61 | 0.994 | 3529 | 82.95
PD2ENKG4 | Lumenwerx ULC | Lumenwerx | VIA4PDI-HLO-LED-80-1000-500-35-4-UNV-D-1 | Indoor Luminaires | Linear Ambient | Direct Linear Ambient Luminaires | Standard | FALSE | [9 empty] | 6/22/2016 | Dimmable | Continuous (Can dim down to ≤ 10% (W)) | Yes |  |  | 6043.54 | 108.41 | 55.75 | 8.61 | 0.994 | 3534.5 | 83.05
PETKK299 | Lumenwerx ULC | Lumenwerx | VIA4PDI-HLO-LED-80-1000-750-35-4-UNV-D-1 | Indoor Luminaires | Linear Ambient | Direct Linear Ambient Luminaires | Standard | FALSE | [9 empty] | 6/22/2016 | Dimmable | Continuous (Can dim down to ≤ 10% (W)) | Yes |  |  | 7050.79 | 109.59 | 64.34 | 8.61 | 0.994 | 3534.5 | 83.05
PEFQB84R | Lumenwerx ULC | Lumenwerx | VIA4PDI-HLO-LED-80-1200-500-35-4-UNV-D-1 | Indoor Luminaires | Linear Ambient | Direct Linear Ambient Luminaires | Standard | FALSE | [9 empty] | 6/22/2016 | Dimmable | Continuous (Can dim down to ≤ 10% (W)) | Yes |  |  | 6849.34 | 106.91 | 64.07 | 8.61 | 0.994 | 3534.5 | 83.05
P2377KFE | Lumenwerx ULC | Lumenwerx | VIA4PDI-HLO-LED-80-1200-750-35-4-UNV-D-1 | Indoor Luminaires | Linear Ambient | Direct Linear Ambient Luminaires | Standard | FALSE | [9 empty] | 6/22/2016 | Dimmable | Continuous (Can dim down to ≤ 10% (W)) | Yes |  |  | 7733.8 | 107.79 | 71.75 | 8.61 | 0.994 | 3534.5 | 82.9
PY2B5N3H | Lumenwerx ULC | Lumenwerx | VIA4PDI-HLO-LED-80-500-500-30-4-UNV-D-1 | Indoor Luminaires | Linear Ambient | Direct Linear Ambient Luminaires | Standard | FALSE | [9 empty] | 6/22/2016 | Dimmable | Continuous (Can dim down to ≤ 10% (W)) | Yes |  |  | 4255.4 | 114.2 | 37.26 | 7.6 | 0.995 | 3050 | 82.5
PU2DVVW8 | Lumenwerx ULC | Lumenwerx | VIA4PDI-HLO-LED-80-750-500-30-4-UNV-D-1 | Indoor Luminaires | Linear Ambient | Direct Linear Ambient Luminaires | Standard | FALSE | [9 empty] | 6/22/2016 | Dimmable | Continuous (Can dim down to ≤ 10% (W)) | Yes |  |  | 5225 | 108.63 | 48.1 | 7.6 | 0.995 | 3068 | 82.5
PR7VSDS9 | Lumenwerx ULC | Lumenwerx | VIA4PDI-HLO-LED-80-750-750-30-4-UNV-D-1 | Indoor Luminaires | Linear Ambient | Direct Linear Ambient Luminaires | Standard | FALSE | [9 empty] | 6/22/2016 | Dimmable | Continuous (Can dim down to ≤ 10% (W)) | Yes |  |  | 6259 | 110.6 | 56.58 | 7.21 | 0.996 | 3057 | 82.3
PCCWC65P | Lumenwerx ULC | Lumenwerx | VIA4PDI-HLO-LED-80-1000-500-30-4-UNV-D-1 | Indoor Luminaires | Linear Ambient | Direct Linear Ambient Luminaires | Standard | FALSE | [9 empty] | 6/22/2016 | Dimmable | Continuous (Can dim down to ≤ 10% (W)) | Yes |  |  | 6270 | 107.58 | 58.28 | 7.6 | 0.995 | 3068 | 82.5
PYX6UWAZ | Lumenwerx ULC | Lumenwerx | VIA4PDI-HLO-LED-80-1000-750-30-4-UNV-D-1 | Indoor Luminaires | Linear Ambient | Direct Linear Ambient Luminaires | Standard | FALSE | [9 empty] | 6/22/2016 | Dimmable | Continuous (Can dim down to ≤ 10% (W)) | Yes |  |  | 7315 | 108.76 | 67.26 | 6.98 | 0.997 | 3068 | 82.5
PZ1Z4JBU | Lumenwerx ULC | Lumenwerx | VIA4PDI-HLO-LED-80-750-500-40-4-UNV-D-1 | Indoor Luminaires | Linear Ambient | Direct Linear Ambient Luminaires | Standard | FALSE | [9 empty] | 6/22/2016 | Dimmable | Continuous (Can dim down to ≤ 10% (W)) | Yes |  |  | 4847.56 | 110.38 | 43.92 | 8.61 | 0.994 | 4001 | 83.6
PDWU1QBN | Lumenwerx ULC | Lumenwerx | VIA4PDI-HLO-LED-80-750-750-40-4-UNV-D-1 | Indoor Luminaires | Linear Ambient | Direct Linear Ambient Luminaires | Standard | FALSE | [9 empty] | 6/22/2016 | Dimmable | Continuous (Can dim down to ≤ 10% (W)) | Yes |  |  | 5806.86 | 112.41 | 51.66 | 8.61 | 0.994 | 4001 | 83.6
P9GRABZ8 | Lumenwerx ULC | Lumenwerx | VIA4PDI-HLO-LED-80-1000-500-40-4-UNV-D-1 | Indoor Luminaires | Linear Ambient | Direct Linear Ambient Luminaires | Standard | FALSE | [9 empty] | 6/22/2016 | Dimmable | Continuous (Can dim down to ≤ 10% (W)) | Yes |  |  | 5817.07 | 109.32 | 53.21 | 8.61 | 0.994 | 4001 | 83.6
PFWY23X4 | Lumenwerx ULC | Lumenwerx | VIA4PDI-HLO-LED-80-1000-750-40-4-UNV-D-1 | Indoor Luminaires | Linear Ambient | Direct Linear Ambient Luminaires | Standard | FALSE | [9 empty] | 6/22/2016 | Dimmable | Continuous (Can dim down to ≤ 10% (W)) | Yes |  |  | 6786.58 | 110.51 | 61.41 | 8.61 | 0.994 | 4001 | 83.6
PG15M3SB | Lumenwerx ULC | Lumenwerx | VIA4PDI-HLO-LED-80-1200-500-40-4-UNV-D-1 | Indoor Luminaires | Linear Ambient | Direct Linear Ambient Luminaires | Standard | FALSE | [9 empty] | 6/22/2016 | Dimmable | Continuous (Can dim down to ≤ 10% (W)) | Yes |  |  | 6592.68 | 107.8 | 61.16 | 8.61 | 0.994 | 4001 | 83.6
PCHCADWC | Lumenwerx ULC | Lumenwerx | VIA4PDI-HLO-LED-80-1200-750-40-4-UNV-D-1 | Indoor Luminaires | Linear Ambient | Direct Linear Ambient Luminaires | Standard | FALSE | [9 empty] | 6/22/2016 | Dimmable | Continuous (Can dim down to ≤ 10% (W)) | Yes |  |  | 7443.99 | 108.69 | 68.49 | 8.61 | 0.994 | 4001 | 83.6
P2E5UF9M | Lumenwerx ULC | Lumenwerx | VIA4PDI-HLO-LED-80-500-500-30-8-UNV-D-1 | Indoor Luminaires | Linear Ambient | Direct Linear Ambient Luminaires | Standard | FALSE | [9 empty] | 6/22/2016 | Dimmable | Continuous (Can dim down to ≤ 10% (W)) | Yes |  |  | 8510.8 | 114.21 | 74.52 | 7.6 | 0.995 | 3050 | 82.5
PDABSP16 | Lumenwerx ULC | Lumenwerx | VIA4PDI-HLO-LED-80-750-500-30-8-UNV-D-1 | Indoor Luminaires | Linear Ambient | Direct Linear Ambient Luminaires | Standard | FALSE | [9 empty] | 6/22/2016 | Dimmable | Continuous (Can dim down to ≤ 10% (W)) | Yes |  |  | 10450 | 108.63 | 96.2 | 7.6 | 0.995 | 3068 | 82.5
P5ZQXVK6 | Lumenwerx ULC | Lumenwerx | VIA4PDI-HLO-LED-80-750-750-30-8-UNV-D-1 | Indoor Luminaires | Linear Ambient | Direct Linear Ambient Luminaires | Standard | FALSE | [9 empty] | 6/22/2016 | Dimmable | Continuous (Can dim down to ≤ 10% (W)) | Yes |  |  | 12518 | 110.62 | 113.16 | 7.21 | 0.996 | 3057 | 82.3
P9P97D6P | Lumenwerx ULC | Lumenwerx | VIA4PDI-HLO-LED-80-1000-500-30-8-UNV-D-1 | Indoor Luminaires | Linear Ambient | Direct Linear Ambient Luminaires | Standard | FALSE | [9 empty] | 6/22/2016 | Dimmable | Continuous (Can dim down to ≤ 10% (W)) | Yes |  |  | 12540 | 107.58 | 116.56 | 7.6 | 0.995 | 3068 | 82.5
PS4HWXSS | Lumenwerx ULC | Lumenwerx | VIA4PDI-HLO-LED-80-1000-750-30-8-UNV-D-1 | Indoor Luminaires | Linear Ambient | Direct Linear Ambient Luminaires | Standard | FALSE | [9 empty] | 6/22/2016 | Dimmable | Continuous (Can dim down to ≤ 10% (W)) | Yes |  |  | 14630 | 108.76 | 134.52 | 6.98 | 0.997 | 3068 | 82.5
PUZ1RRT9 | Lumenwerx ULC | Lumenwerx | VIA4PDI-HLO-LED-80-1200-500-30-8-UNV-D-1 | Indoor Luminaires | Linear Ambient | Direct Linear Ambient Luminaires | Standard | FALSE | [9 empty] | 6/22/2016 | Dimmable | Continuous (Can dim down to ≤ 10% (W)) | Yes |  |  | 14212 | 106.09 | 133.96 | 7.6 | 0.995 | 3068 | 82.5
PHAUZ5F6 | Lumenwerx ULC | Lumenwerx | VIA4PDI-HLO-LED-80-1200-750-30-8-UNV-D-1 | Indoor Luminaires | Linear Ambient | Direct Linear Ambient Luminaires | Standard | FALSE | [9 empty] | 6/22/2016 | Dimmable | Continuous (Can dim down to ≤ 10% (W)) | Yes |  |  | 16047.2 | 106.97 | 150.02 | 7.16 | 0.996 | 3068 | 82.2
PRQ7WZR2 | Lumenwerx ULC | Lumenwerx | VIA4PDI-HLO-LED-80-500-500-35-8-UNV-D-1 | Indoor Luminaires | Linear Ambient | Direct Linear Ambient Luminaires | Standard | FALSE | [9 empty] | 6/22/2016 | Dimmable | Continuous (Can dim down to ≤ 10% (W)) | Yes |  |  | 8203.4 | 115.09 | 71.28 | 8.61 | 0.994 | 3525.5 | 83.05
PF451JQM | Lumenwerx ULC | Lumenwerx | VIA4PDI-HLO-LED-80-750-500-35-8-UNV-D-1 | Indoor Luminaires | Linear Ambient | Direct Linear Ambient Luminaires | Standard | FALSE | [9 empty] | 6/22/2016 | Dimmable | Continuous (Can dim down to ≤ 10% (W)) | Yes |  |  | 10072.56 | 109.46 | 92.02 | 8.61 | 0.994 | 3534.5 | 83.05
P9ZFD361 | Lumenwerx ULC | Lumenwerx | VIA4PDI-HLO-LED-80-750-750-35-8-UNV-D-1 | Indoor Luminaires | Linear Ambient | Direct Linear Ambient Luminaires | Standard | FALSE | [9 empty] | 6/22/2016 | Dimmable | Continuous (Can dim down to ≤ 10% (W)) | Yes |  |  | 12065.86 | 111.47 | 108.24 | 8.61 | 0.994 | 3529 | 82.95
PNRHH1SB | Lumenwerx ULC | Lumenwerx | VIA4PDI-HLO-LED-80-1000-500-35-8-UNV-D-1 | Indoor Luminaires | Linear Ambient | Direct Linear Ambient Luminaires | Standard | FALSE | [9 empty] | 6/22/2016 | Dimmable | Continuous (Can dim down to ≤ 10% (W)) | Yes |  |  | 12087.07 | 108.41 | 111.49 | 8.61 | 0.994 | 3534.5 | 83.05
PPKA8A1Z | Lumenwerx ULC | Lumenwerx | VIA4PDI-HLO-LED-80-1000-750-35-8-UNV-D-1 | Indoor Luminaires | Linear Ambient | Direct Linear Ambient Luminaires | Standard | FALSE | [9 empty] | 6/22/2016 | Dimmable | Continuous (Can dim down to ≤ 10% (W)) | Yes |  |  | 14101.58 | 109.59 | 128.67 | 8.61 | 0.994 | 3534.5 | 83.05
PTBGMNNC | Lumenwerx ULC | Lumenwerx | VIA4PDI-HLO-LED-80-1200-500-35-8-UNV-D-1 | Indoor Luminaires | Linear Ambient | Direct Linear Ambient Luminaires | Standard | FALSE | [9 empty] | 6/22/2016 | Dimmable | Continuous (Can dim down to ≤ 10% (W)) | Yes |  |  | 13698.68 | 106.91 | 128.14 | 8.61 | 0.994 | 3534.5 | 83.05
PGY8W1VR | Lumenwerx ULC | Lumenwerx | VIA4PDI-HLO-LED-80-1200-750-35-8-UNV-D-1 | Indoor Luminaires | Linear Ambient | Direct Linear Ambient Luminaires | Standard | FALSE | [9 empty] | 6/22/2016 | Dimmable | Continuous (Can dim down to ≤ 10% (W)) | Yes |  |  | 15467.59 | 107.79 | 143.5 | 8.61 | 0.994 | 3534.5 | 82.9
P11S6VBS | Lumenwerx ULC | Lumenwerx | VIA4PDI-HLO-LED-80-500-500-40-8-UNV-D-1 | Indoor Luminaires | Linear Ambient | Direct Linear Ambient Luminaires | Standard | FALSE | [9 empty] | 6/22/2016 | Dimmable | Continuous (Can dim down to ≤ 10% (W)) | Yes |  |  | 7896 | 116.05 | 68.04 | 8.61 | 0.994 | 4001 | 83.6
PT53HZWS | Lumenwerx ULC | Lumenwerx | VIA4PDI-HLO-LED-80-750-500-40-8-UNV-D-1 | Indoor Luminaires | Linear Ambient | Direct Linear Ambient Luminaires | Standard | FALSE | [9 empty] | 6/22/2016 | Dimmable | Continuous (Can dim down to ≤ 10% (W)) | Yes |  |  | 9695.12 | 110.38 | 87.83 | 8.61 | 0.994 | 4001 | 83.6
PX92RTYE | Lumenwerx ULC | Lumenwerx | VIA4PDI-HLO-LED-80-750-750-40-8-UNV-D-1 | Indoor Luminaires | Linear Ambient | Direct Linear Ambient Luminaires | Standard | FALSE | [9 empty] | 6/22/2016 | Dimmable | Continuous (Can dim down to ≤ 10% (W)) | Yes |  |  | 11613.73 | 112.41 | 103.32 | 8.61 | 0.994 | 4001 | 83.6
P3JWA6VY | Lumenwerx ULC | Lumenwerx | VIA4PDI-HLO-LED-80-1000-500-40-8-UNV-D-1 | Indoor Luminaires | Linear Ambient | Direct Linear Ambient Luminaires | Standard | FALSE | [9 empty] | 6/22/2016 | Dimmable | Continuous (Can dim down to ≤ 10% (W)) | Yes |  |  | 11634.14 | 109.32 | 106.42 | 8.61 | 0.994 | 4001 | 83.6
PVTCRZG3 | Lumenwerx ULC | Lumenwerx | VIA4PDI-HLO-LED-80-1000-750-40-8-UNV-D-1 | Indoor Luminaires | Linear Ambient | Direct Linear Ambient Luminaires | Standard | FALSE | [9 empty] | 6/22/2016 | Dimmable | Continuous (Can dim down to ≤ 10% (W)) | Yes |  |  | 13573.16 | 110.51 | 122.82 | 8.61 | 0.994 | 4001 | 83.6
PWF8Z2KY | Lumenwerx ULC | Lumenwerx | VIA4PDI-HLO-LED-80-1200-500-40-8-UNV-D-1 | Indoor Luminaires | Linear Ambient | Direct Linear Ambient Luminaires | Standard | FALSE | [9 empty] | 6/22/2016 | Dimmable | Continuous (Can dim down to ≤ 10% (W)) | Yes |  |  | 13185.36 | 107.8 | 122.31 | 8.61 | 0.994 | 4001 | 83.6
P4FPB99C | Lumenwerx ULC | Lumenwerx | VIA4PDI-HLO-LED-80-1200-750-40-8-UNV-D-1 | Indoor Luminaires | Linear Ambient | Direct Linear Ambient Luminaires | Standard | FALSE | [9 empty] | 6/22/2016 | Dimmable | Continuous (Can dim down to ≤ 10% (W)) | Yes |  |  | 14887.99 | 108.69 | 136.97 | 8.61 | 0.994 | 4001 | 83.6
P1ZRBNM7 | Lumenwerx ULC | Lumenwerx | VIA4PDI-HLO-LED-80-500-500-30-12-UNV-D-1 | Indoor Luminaires | Linear Ambient | Direct Linear Ambient Luminaires | Standard | FALSE | [9 empty] | 6/22/2016 | Dimmable | Continuous (Can dim down to ≤ 10% (W)) | Yes |  |  | 12766.2 | 114.21 | 111.78 | 7.6 | 0.995 | 3050 | 82.5
PMZ3APYB | Lumenwerx ULC | Lumenwerx | VIA4PDI-HLO-LED-80-750-500-30-12-UNV-D-1 | Indoor Luminaires | Linear Ambient | Direct Linear Ambient Luminaires | Standard | FALSE | [9 empty] | 6/22/2016 | Dimmable | Continuous (Can dim down to ≤ 10% (W)) | Yes |  |  | 15675 | 108.63 | 144.3 | 7.6 | 0.995 | 3068 | 82.5
P3312NR8 | Lumenwerx ULC | Lumenwerx | VIA4PDI-HLO-LED-80-750-750-30-12-UNV-D-1 | Indoor Luminaires | Linear Ambient | Direct Linear Ambient Luminaires | Standard | FALSE | [9 empty] | 6/22/2016 | Dimmable | Continuous (Can dim down to ≤ 10% (W)) | Yes |  |  | 18777 | 110.62 | 169.74 | 7.21 | 0.996 | 3057 | 82.3
PDH97WV4 | Lumenwerx ULC | Lumenwerx | VIA4PDI-HLO-LED-80-1000-500-30-12-UNV-D-1 | Indoor Luminaires | Linear Ambient | Direct Linear Ambient Luminaires | Standard | FALSE | [9 empty] | 6/22/2016 | Dimmable | Continuous (Can dim down to ≤ 10% (W)) | Yes |  |  | 18810 | 107.58 | 174.84 | 7.6 | 0.995 | 3068 | 82.5
P3WQM56Q | Lumenwerx ULC | Lumenwerx | VIA4PDI-HLO-LED-80-1000-750-30-12-UNV-D-1 | Indoor Luminaires | Linear Ambient | Direct Linear Ambient Luminaires | Standard | FALSE | [9 empty] | 6/22/2016 | Dimmable | Continuous (Can dim down to ≤ 10% (W)) | Yes |  |  | 21945 | 108.76 | 201.78 | 6.98 | 0.997 | 3068 | 82.5
P3W82F1S | Lumenwerx ULC | Lumenwerx | VIA4PDI-HLO-LED-80-1200-500-30-12-UNV-D-1 | Indoor Luminaires | Linear Ambient | Direct Linear Ambient Luminaires | Standard | FALSE | [9 empty] | 6/22/2016 | Dimmable | Continuous (Can dim down to ≤ 10% (W)) | Yes |  |  | 21318 | 106.09 | 200.94 | 7.6 | 0.995 | 3068 | 82.5
PRVAVKB8 | Lumenwerx ULC | Lumenwerx | VIA4PDI-HLO-LED-80-1200-750-30-12-UNV-D-1 | Indoor Luminaires | Linear Ambient | Direct Linear Ambient Luminaires | Standard | FALSE | [9 empty] | 6/22/2016 | Dimmable | Continuous (Can dim down to ≤ 10% (W)) | Yes |  |  | 24070.8 | 106.97 | 225.03 | 7.16 | 0.996 | 3068 | 82.2
P61K968C | Lumenwerx ULC | Lumenwerx | VIA4PDI-HLO-LED-80-500-500-35-12-UNV-D-1 | Indoor Luminaires | Linear Ambient | Direct Linear Ambient Luminaires | Standard | FALSE | [9 empty] | 6/22/2016 | Dimmable | Continuous (Can dim down to ≤ 10% (W)) | Yes |  |  | 12305.1 | 115.09 | 106.92 | 8.61 | 0.994 | 3525.5 | 83.05
PDPZT2XA | Lumenwerx ULC | Lumenwerx | VIA4PDI-HLO-LED-80-750-500-35-12-UNV-D-1 | Indoor Luminaires | Linear Ambient | Direct Linear Ambient Luminaires | Standard | FALSE | [9 empty] | 6/22/2016 | Dimmable | Continuous (Can dim down to ≤ 10% (W)) | Yes |  |  | 15108.84 | 109.46 | 138.03 | 8.61 | 0.994 | 3534.5 | 83.05
PG29G1SX | Lumenwerx ULC | Lumenwerx | VIA4PDI-HLO-LED-80-750-750-35-12-UNV-D-1 | Indoor Luminaires | Linear Ambient | Direct Linear Ambient Luminaires | Standard | FALSE | [9 empty] | 6/22/2016 | Dimmable | Continuous (Can dim down to ≤ 10% (W)) | Yes |  |  | 18098.8 | 111.47 | 162.36 | 8.61 | 0.994 | 3529 | 82.95
PY8NKU67 | Lumenwerx ULC | Lumenwerx | VIA4PDI-HLO-LED-80-1000-500-35-12-UNV-D-1 | Indoor Luminaires | Linear Ambient | Direct Linear Ambient Luminaires | Standard | FALSE | [9 empty] | 6/22/2016 | Dimmable | Continuous (Can dim down to ≤ 10% (W)) | Yes |  |  | 18130.61 | 108.41 | 167.24 | 8.61 | 0.994 | 3534.5 | 83.05
P6DM97NX | Lumenwerx ULC | Lumenwerx | VIA4PDI-HLO-LED-80-1000-750-35-12-UNV-D-1 | Indoor Luminaires | Linear Ambient | Direct Linear Ambient Luminaires | Standard | FALSE | [9 empty] | 6/22/2016 | Dimmable | Continuous (Can dim down to ≤ 10% (W)) | Yes |  |  | 21152.37 | 109.59 | 193.01 | 8.61 | 0.994 | 3534.5 | 83.05
PHEPXX8N | Lumenwerx ULC | Lumenwerx | VIA4PDI-HLO-LED-80-1200-500-35-12-UNV-D-1 | Indoor Luminaires | Linear Ambient | Direct Linear Ambient Luminaires | Standard | FALSE | [9 empty] | 6/22/2016 | Dimmable | Continuous (Can dim down to ≤ 10% (W)) | Yes |  |  | 20548.02 | 106.91 | 192.2 | 8.61 | 0.994 | 3534.5 | 83.05
PGMBTQ8Z | Lumenwerx ULC | Lumenwerx | VIA4PDI-HLO-LED-80-1200-750-35-12-UNV-D-1 | Indoor Luminaires | Linear Ambient | Direct Linear Ambient Luminaires | Standard | FALSE | [9 empty] | 6/22/2016 | Dimmable | Continuous (Can dim down to ≤ 10% (W)) | Yes |  |  | 23201.39 | 107.79 | 215.25 | 8.61 | 0.994 | 3534.5 | 82.9
P8M3ESQS | Lumenwerx ULC | Lumenwerx | VIA4PDI-HLO-LED-80-500-500-40-12-UNV-D-1 | Indoor Luminaires | Linear Ambient | Direct Linear Ambient Luminaires | Standard | FALSE | [9 empty] | 6/22/2016 | Dimmable | Continuous (Can dim down to ≤ 10% (W)) | Yes |  |  | 11844 | 116.05 | 102.06 | 8.61 | 0.994 | 4001 | 83.6
PJNT5JN8 | Lumenwerx ULC | Lumenwerx | VIA4PDI-HLO-LED-80-750-500-40-12-UNV-D-1 | Indoor Luminaires | Linear Ambient | Direct Linear Ambient Luminaires | Standard | FALSE | [9 empty] | 6/22/2016 | Dimmable | Continuous (Can dim down to ≤ 10% (W)) | Yes |  |  | 14542.68 | 110.38 | 131.75 | 8.61 | 0.994 | 4001 | 83.6
PXVUDUKR | Lumenwerx ULC | Lumenwerx | VIA4PDI-HLO-LED-80-750-750-40-12-UNV-D-1 | Indoor Luminaires | Linear Ambient | Direct Linear Ambient Luminaires | Standard | FALSE | [9 empty] | 6/22/2016 | Dimmable | Continuous (Can dim down to ≤ 10% (W)) | Yes |  |  | 17420.59 | 112.41 | 154.98 | 8.61 | 0.994 | 4001 | 83.6
PWK3D8G8 | Lumenwerx ULC | Lumenwerx | VIA4PDI-HLO-LED-80-1000-500-40-12-UNV-D-1 | Indoor Luminaires | Linear Ambient | Direct Linear Ambient Luminaires | Standard | FALSE | [9 empty] | 6/22/2016 | Dimmable | Continuous (Can dim down to ≤ 10% (W)) | Yes |  |  | 17451.21 | 109.32 | 159.64 | 8.61 | 0.994 | 4001 | 83.6
P3U5R7F3 | Lumenwerx ULC | Lumenwerx | VIA4PDI-HLO-LED-80-1000-750-40-12-UNV-D-1 | Indoor Luminaires | Linear Ambient | Direct Linear Ambient Luminaires | Standard | FALSE | [9 empty] | 6/22/2016 | Dimmable | Continuous (Can dim down to ≤ 10% (W)) | Yes |  |  | 20359.75 | 110.51 | 184.23 | 8.61 | 0.994 | 4001 | 83.6
PYMXPME8 | Lumenwerx ULC | Lumenwerx | VIA4PDI-HLO-LED-80-1200-500-40-12-UNV-D-1 | Indoor Luminaires | Linear Ambient | Direct Linear Ambient Luminaires | Standard | FALSE | [9 empty] | 6/22/2016 | Dimmable | Continuous (Can dim down to ≤ 10% (W)) | Yes |  |  | 19778.04 | 107.8 | 183.47 | 8.61 | 0.994 | 4001 | 83.6
P9TYEV1K | Lumenwerx ULC | Lumenwerx | VIA4PDI-HLO-LED-80-1200-750-40-12-UNV-D-1 | Indoor Luminaires | Linear Ambient | Direct Linear Ambient Luminaires | Standard | FALSE | [9 empty] | 6/22/2016 | Dimmable | Continuous (Can dim down to ≤ 10% (W)) | Yes |  |  | 22331.98 | 108.69 | 205.46 | 8.61 | 0.994 | 4001 | 83.6
P3DNYBWW | Lumenwerx ULC | Lumenwerx | LIN4RF-LPO-LED-550-40-4FT-UNV-D01-1-xxx-W | Indoor Luminaires | Linear Ambient | Direct Linear Ambient Luminaires | Standard | TRUE | 2091 | 106.8 | 19.58 | 14.73 | 0.948 | 4131 | 86 | 5 | 50000 | 6/10/2015 | Dimmable | Continuous (Can dim down to ≤ 10% (W)) | Not Yet Verified |  | 2.1
PRB5TJAD | Lumenwerx ULC | Lumenwerx | VIA3[RF, PD, RVF, S, WD]-HLO-LED-80-1100-40-4FT-UNV-D | Indoor Luminaires | Linear Ambient | Direct Linear Ambient Luminaires | Standard | TRUE | 4107 | 95.11 | 43.18 | 4.62 | 0.998 | 3959 | 85 | 5 | 50000 | 2/12/2016 | Dimmable | Continuous (Can dim down to ≤ 10% (W)) | Yes |  | 3.1 | 4015 | 89.1 | 45.06 | 4.625 | 0.998 | 3000 | 83
P93QEQZD | Lumenwerx ULC | Lumenwerx | VIA3[RF, PD, RVF, S, WD]-HLO-LED-80-375-30-4FT-UNV-D | Indoor Luminaires | Linear Ambient | Direct Linear Ambient Luminaires | Standard | TRUE | 1419 | 98.82 | 14.36 | 13.72 | 0.923 | 3059 | 83 | 5 | 50000 | 2/12/2016 | Dimmable | Continuous (Can dim down to ≤ 10% (W)) | Yes |  | 3.1 | 1494 | 102.4 | 14.59 | 9.01 | 0.989 | 3059 | 83
PW9ZPM5A | Lumenwerx ULC | Lumenwerx | VIA3[RF, PD, RVF, S, WD]-HLO-LED-80-1200-30-4FT-UNV-D | Indoor Luminaires | Linear Ambient | Direct Linear Ambient Luminaires | Standard | TRUE | 4594 | 93 | 49.4 | 11.73 | 0.962 | 3118 | 82 | 5 | 50000 | 2/12/2016 | Dimmable | Continuous (Can dim down to ≤ 10% (W)) | Yes |  | 3.1 | 4822 | 97.9 | 49.26 | 6.94 | 0.996 | 3081 | 83
P5UKD4G4 | Lumenwerx ULC | Lumenwerx | VIA4[RF, PD, PDI, RVF, S, WDI, WD]-HLO-LED-80-500-40-4FT-UNV-D | Indoor Luminaires | Linear Ambient | Direct Linear Ambient Luminaires | Standard | TRUE | 2297 | 117.43 | 19.56 | 8.67 | 0.995 | 4131 | 86 | 5 | 50000 | 2/12/2016 | Dimmable | Continuous (Can dim down to ≤ 10% (W)) | Yes |  | 3.1 | 1998 | 109.5 | 18.26 | 8.5 | 0.992 | 4081 | 83
PFHFDFP4 | Lumenwerx ULC | Lumenwerx | VIA4[RF, PD, PDI, RVF, S, WDI, WD]-HLO-LED-80-500-40-8FT-UNV-D | Indoor Luminaires | Linear Ambient | Direct Linear Ambient Luminaires | Standard | FALSE | [9 empty] | 2/12/2016 | Dimmable | Continuous (Can dim down to ≤ 10% (W)) | Yes |  |  | 3996 | 109.5 | 36.51 | 8.5 | 0.992 | 4081 | 83
P7GPA9R2 | Lumenwerx ULC | Lumenwerx | VIA4[RF, PD, PDI, RVF, S, WDI, WD]-HLO-LED-80-500-40-12FT-UNV-D | Indoor Luminaires | Linear Ambient | Direct Linear Ambient Luminaires | Standard | FALSE | [9 empty] | 2/12/2016 | Dimmable | Continuous (Can dim down to ≤ 10% (W)) | Yes |  |  | 5994 | 109.5 | 54.77 | 8.5 | 0.992 | 4081 | 83
P5YNQYNP | Lumenwerx ULC | Lumenwerx | VIA4[RF, PD, PDI, RVF, S, WDI, WD]-HLO-LED-80-750-40-4FT-UNV-D | Indoor Luminaires | Linear Ambient | Direct Linear Ambient Luminaires | Standard | FALSE | [9 empty] | 2/12/2016 | Dimmable | Continuous (Can dim down to ≤ 10% (W)) | Yes |  |  | 3007 | 107.7 | 27.92 | 8 | 0.993 | 4081 | 83
P7EZNQP9 | Lumenwerx ULC | Lumenwerx | VIA4[RF, PD, PDI, RVF, S, WDI, WD]-HLO-LED-80-750-40-8FT-UNV-D | Indoor Luminaires | Linear Ambient | Direct Linear Ambient Luminaires | Standard | FALSE | [9 empty] | 2/12/2016 | Dimmable | Continuous (Can dim down to ≤ 10% (W)) | Yes |  |  | 6013 | 107.7 | 55.84 | 8 | 0.993 | 4081 | 83
PQ23ST4A | Lumenwerx ULC | Lumenwerx | VIA4[RF, PD, PDI, RVF, S, WDI, WD]-HLO-LED-80-750-40-12FT-UNV-D | Indoor Luminaires | Linear Ambient | Direct Linear Ambient Luminaires | Standard | FALSE | [9 empty] | 2/12/2016 | Dimmable | Continuous (Can dim down to ≤ 10% (W)) | Yes |  |  | 9020 | 107.7 | 83.76 | 8 | 0.993 | 4081 | 83
PV5FVQTS | Lumenwerx ULC | Lumenwerx | VIA4[RF, PD, PDI, RVF, S, WDI, WD]-HLO-LED-80-1000-40-4FT-UNV-D | Indoor Luminaires | Linear Ambient | Direct Linear Ambient Luminaires | Standard | FALSE | [9 empty] | 2/12/2016 | Dimmable | Continuous (Can dim down to ≤ 10% (W)) | Yes |  |  | 4015 | 106.8 | 37.59 | 7.5 | 0.994 | 4081 | 83
PYZ49JZA | Lumenwerx ULC | Lumenwerx | VIA4[RF, PD, PDI, RVF, S, WDI, WD]-HLO-LED-80-1000-40-8FT-UNV-D | Indoor Luminaires | Linear Ambient | Direct Linear Ambient Luminaires | Standard | FALSE | [9 empty] | 2/12/2016 | Dimmable | Continuous (Can dim down to ≤ 10% (W)) | Yes |  |  | 8030 | 106.8 | 75.17 | 7.5 | 0.994 | 4081 | 83
P58ZE5QJ | Lumenwerx ULC | Lumenwerx | VIA4[RF, PD, PDI, RVF, S, WDI, WD]-HLO-LED-80-1000-40-12FT-UNV-D | Indoor Luminaires | Linear Ambient | Direct Linear Ambient Luminaires | Standard | FALSE | [9 empty] | 2/12/2016 | Dimmable | Continuous (Can dim down to ≤ 10% (W)) | Yes |  |  | 12046 | 106.8 | 112.76 | 7.5 | 0.994 | 4081 | 83
PCR2295T | Lumenwerx ULC | Lumenwerx | VIA4[RF, PD, PDI, RVF, S, WDI, WD]-HLO-LED-80-1200-40-4FT-UNV-D | Indoor Luminaires | Linear Ambient | Direct Linear Ambient Luminaires | Standard | FALSE | [9 empty] | 2/12/2016 | Dimmable | Continuous (Can dim down to ≤ 10% (W)) | Yes |  |  | 4822 | 106.4 | 45.32 | 6.94 | 0.996 | 4081 | 83
PRVUSX1J | Lumenwerx ULC | Lumenwerx | VIA4[RF, PD, PDI, RVF, S, WDI, WD]-HLO-LED-80-1200-40-8FT-UNV-D | Indoor Luminaires | Linear Ambient | Direct Linear Ambient Luminaires | Standard | FALSE | [9 empty] | 2/12/2016 | Dimmable | Continuous (Can dim down to ≤ 10% (W)) | Yes |  |  | 9644 | 106.4 | 90.64 | 6.94 | 0.996 | 4081 | 83
P3G4J57J | Lumenwerx ULC | Lumenwerx | VIA4[RF, PD, PDI, RVF, S, WDI, WD]-HLO-LED-80-1200-40-12FT-UNV-D | Indoor Luminaires | Linear Ambient | Direct Linear Ambient Luminaires | Standard | FALSE | [9 empty] | 2/12/2016 | Dimmable | Continuous (Can dim down to ≤ 10% (W)) | Yes |  |  | 14466 | 106.4 | 135.96 | 6.94 | 0.996 | 4081 | 83
PR6PEZ8U | Lumenwerx ULC | Lumenwerx | VIA4PDI-HLO-LED-80-500-70-30-4FT-UNV-D | Indoor Luminaires | Linear Ambient | Direct Linear Ambient Luminaires | Standard | FALSE | [9 empty] | 2/12/2016 | Dimmable | Continuous (Can dim down to ≤ 10% (W)) | Yes |  |  | 2517 | 105.9 | 23.76 | 8.5 | 0.992 | 3081 | 83
P3DNYP2S | Lumenwerx ULC | Lumenwerx | VIA4PDI-HLO-LED-80-500-70-30-8FT-UNV-D | Indoor Luminaires | Linear Ambient | Direct Linear Ambient Luminaires | Standard | FALSE | [9 empty] | 2/12/2016 | Dimmable | Continuous (Can dim down to ≤ 10% (W)) | Yes |  |  | 5035 | 105.9 | 47.53 | 8.5 | 0.992 | 3081 | 83
PQQ4RY8G | Lumenwerx ULC | Lumenwerx | VIA4PDI-HLO-LED-80-500-70-30-12FT-UNV-D | Indoor Luminaires | Linear Ambient | Direct Linear Ambient Luminaires | Standard | FALSE | [9 empty] | 2/12/2016 | Dimmable | Continuous (Can dim down to ≤ 10% (W)) | Yes |  |  | 7552 | 105.9 | 71.29 | 8.5 | 0.992 | 3081 | 83
PDKSX82C | Lumenwerx ULC | Lumenwerx | VIA4PDI-HLO-LED-80-750-70-30-4FT-UNV-D | Indoor Luminaires | Linear Ambient | Direct Linear Ambient Luminaires | Standard | FALSE | [9 empty] | 2/12/2016 | Dimmable | Continuous (Can dim down to ≤ 10% (W)) | Yes |  |  | 3526 | 102.9 | 34.27 | 8 | 0.993 | 3081 | 83